20252-215912-02 | Xcel Energy | 85 | 13781 | IOU | OID3085189 | 19.99 | Solar |  |  | Withdrawn | Trade Secret | Trade | CLC | CLC022 | Commercial | Solar*Rewards | Trade Secret | 2017
20252-215912-02 | Xcel Energy | 85 | 13781 | IOU | OID3085213 | 19.99 | Solar |  |  | Withdrawn | Trade Secret | Trade | CLC | CLC022 | Commercial | Solar*Rewards | Trade Secret | 2017
20252-215912-02 | Xcel Energy | 85 | 13781 | IOU | OID3086497 | 7.63 | Solar |  |  | Withdrawn | Trade Secret | Trade | LCR | LCR311 | Residential | Solar*Rewards | Trade Secret | 2017
20252-215912-02 | Xcel Energy | 85 | 13781 | IOU | OID3086737 | 19.999 | Solar |  |  | Withdrawn | Trade Secret | Trade | SMT | SMT091 | Commercial | Solar*Rewards | Trade Secret | 2017
20252-215912-02 | Xcel Energy | 85 | 13781 | IOU | OID3087124 | 7.63 | Solar |  |  | Withdrawn | Trade Secret | Trade | HUG | HUG321 | Residential | Solar*Rewards | Trade Secret | 2017
20252-215912-02 | Xcel Energy | 85 | 13781 | IOU | OID3088466 | 9.94 | Solar |  |  | Withdrawn | Trade Secret | Trade | SHP | SHP061 | Residential | Solar*Rewards | Trade Secret | 2017
20252-215912-02 | Xcel Energy | 85 | 13781 | IOU | OID3089646 | 18 | Solar |  |  | Withdrawn | Trade Secret | Trade | SCH | SCH211 | Residential | Solar*Rewards | Trade Secret | 2017
20252-215912-02 | Xcel Energy | 85 | 13781 | IOU | OID3089803 | 18 | Solar |  |  | Withdrawn | Trade Secret | Trade | GLD | GLD031 | Commercial | Solar*Rewards | Trade Secret | 2017
20252-215912-02 | Xcel Energy | 85 | 13781 | IOU | OID3093408 | 19.999 | Solar |  |  | Withdrawn | Trade Secret | Trade | MPK | MPK083 | Commercial | Solar*Rewards | Trade Secret | 2017
20252-215912-02 | Xcel Energy | 85 | 13781 | IOU | OID3093466 | 19.999 | Solar |  |  | Withdrawn | Trade Secret | Trade | TSS | TSS061 | Commercial | Solar*Rewards | Trade Secret | 2017
20252-215912-02 | Xcel Energy | 85 | 13781 | IOU | OID3093490 | 19.999 | Solar |  |  | Withdrawn | Trade Secret | Trade | OAD | OAD065 | Commercial | Solar*Rewards | Trade Secret | 2017
20252-215912-02 | Xcel Energy | 85 | 13781 | IOU | OID3093492 | 19.999 | Solar |  |  | Withdrawn | Trade Secret | Trade | SHP | SHP062 | Commercial | Solar*Rewards | Trade Secret | 2017
20252-215912-02 | Xcel Energy | 85 | 13781 | IOU | OID3093505 | 19.999 | Solar |  |  | Withdrawn | Trade Secret | Trade | OAD | OAD071 | Commercial | Solar*Rewards | Trade Secret | 2017
20252-215912-02 | Xcel Energy | 85 | 13781 | IOU | OID3093507 | 19.999 | Solar |  |  | Withdrawn | Trade Secret | Trade | GLK | GLK061 | Commercial | Solar*Rewards | Trade Secret | 2017
20252-215912-02 | Xcel Energy | 85 | 13781 | IOU | OID3093519 | 19.999 | Solar |  |  | Withdrawn | Trade Secret | Trade | GLK | GLK072 | Commercial | Solar*Rewards | Trade Secret | 2017
20252-215912-02 | Xcel Energy | 85 | 13781 | IOU | OID3093520 |  | Solar |  |  | Withdrawn | Trade Secret | Trade | GLK | GLK073 | Commercial | Solar*Rewards | Trade Secret | 2017
20252-215912-02 | Xcel Energy | 85 | 13781 | IOU | OID3095472 | 5.6 | Solar |  |  | Withdrawn | Trade Secret | Trade | WWK | WWK311 | Residential | Solar*Rewards | Trade Secret | 2017
20252-215912-02 | Xcel Energy | 85 | 13781 | IOU | OID3096142 |  | Solar |  |  | Withdrawn | Trade Secret | Trade | ALD | ALD084 | Residential | Solar*Rewards | Trade Secret | 2017
20252-215912-02 | Xcel Energy | 85 | 13781 | IOU | OID3096149 |  | Solar |  |  | Withdrawn | Trade Secret | Trade | ALD | ALD084 | Residential | Made in Minnesota | Trade Secret | 2017
20252-215912-02 | Xcel Energy | 85 | 13781 | IOU | OID3098425 | 19.999 | Solar |  |  | Withdrawn | Trade Secret | Trade | OSS | OSS066 | Commercial | Solar*Rewards | Trade Secret | 2017
20252-215912-02 | Xcel Energy | 85 | 13781 | IOU | OID3098581 | 1.68 | Solar |  |  | Withdrawn | Trade Secret | Trade | PRR | PRR062 | Residential | Solar*Rewards | Trade Secret | 2017
20252-215912-02 | Xcel Energy | 85 | 13781 | IOU | OID3099100 | 7.63 | Solar |  |  | Withdrawn | Trade Secret | Trade | GSL | GSL074 | Residential | Solar*Rewards | Trade Secret | 2017
20252-215912-02 | Xcel Energy | 85 | 13781 | IOU | OID3102566 | 39.998 | Solar |  |  | Withdrawn | Trade Secret | Trade | WSG | WSG062 | Commercial | Made in Minnesota | Trade Secret | 2017
20252-215912-02 | Xcel Energy | 85 | 13781 | IOU | OID3115171 | 34.17 | Solar |  |  | Withdrawn | Trade Secret | Trade | PIP | PIP090 | Commercial | Made in Minnesota | Trade Secret | 2017
20252-215912-02 | Xcel Energy | 85 | 13781 | IOU | OID3116109 |  | Wind |  |  | Withdrawn | Trade Secret | Trade | PIP | PIP090 | Residential |  | Trade Secret | 2017
20252-215912-02 | Xcel Energy | 85 | 13781 | IOU | OID3119072 |  | Solar |  |  | Withdrawn | Trade Secret | Trade | DPN | DPN072 | Residential |  | Trade Secret | 2017
20252-215912-02 | Xcel Energy | 85 | 13781 | IOU | OID3123424 | 5 | Solar |  |  | Withdrawn | Trade Secret | Trade | MTR | MTR021 | Residential |  | Trade Secret | 2017
20252-215912-02 | Xcel Energy | 85 | 13781 | IOU | OID3125769 | 7.63 | Solar |  |  | Withdrawn | Trade Secret | Trade | DPN | DPN072 | Residential |  | Trade Secret | 2017
20252-215912-02 | Xcel Energy | 85 | 13781 | IOU | OID3125849 | 3.747 | Solar |  |  | Withdrawn | Trade Secret | Trade | SOU | SOU064 | Residential |  | Trade Secret | 2017
20252-215912-02 | Xcel Energy | 85 | 13781 | IOU | OID3126058 | 39.998 | Solar |  |  | Withdrawn | Trade Secret | Trade | MEL | MEL065 | Commercial | Made in Minnesota | Trade Secret | 2017
20252-215912-02 | Xcel Energy | 85 | 13781 | IOU | OID3126060 |  | Solar |  |  | Withdrawn | Trade Secret | Trade | HSN | HSN311 | Commercial | Made in Minnesota | Trade Secret | 2017
20252-215912-02 | Xcel Energy | 85 | 13781 | IOU | OID3126974 | 39.998 | Solar |  |  | Withdrawn | Trade Secret | Trade | DBL | DBL074 | Commercial | Made in Minnesota | Trade Secret | 2017
20252-215912-02 | Xcel Energy | 85 | 13781 | IOU | OID3137359 |  | Solar |  |  | Withdrawn | Trade Secret | Trade | GNL | GNL062 | Residential |  | Trade Secret | 2017
20252-215912-02 | Xcel Energy | 85 | 13781 | IOU | OID3137364 |  | Solar |  |  | Withdrawn | Trade Secret | Trade | MPK | MPK064 | Residential |  | Trade Secret | 2017
20252-215912-02 | Xcel Energy | 85 | 13781 | IOU | OID3138870 | 28 | Solar |  |  | Withdrawn | Trade Secret | Trade | MOL | MOL068 | Commercial | Made in Minnesota | Trade Secret | 2017
20252-215912-02 | Xcel Energy | 85 | 13781 | IOU | OID3138880 | 36 | Solar |  |  | Withdrawn | Trade Secret | Trade | LEX | LEX333 | Commercial | Made in Minnesota | Trade Secret | 2017
20252-215912-02 | Xcel Energy | 85 | 13781 | IOU | OID3143979 | 3.747 | Solar |  |  | Withdrawn | Trade Secret | Trade | SOU | SOU064 | Residential |  | Trade Secret | 2017
20252-215912-02 | Xcel Energy | 85 | 13781 | IOU | OID3152210 | 29.999 | Solar |  |  | Withdrawn | Trade Secret | Trade | BYT | BYT071 | Commercial | Made in Minnesota | Trade Secret | 2017
20252-215912-02 | Xcel Energy | 85 | 13781 | IOU | OID3160242 | 36 | Solar |  |  | Withdrawn | Trade Secret | Trade | WWK | WWK311 | Commercial | Made in Minnesota | Trade Secret | 2017
20252-215912-02 | Xcel Energy | 85 | 13781 | IOU | OID3162846 | 19.88 | Solar |  |  | Withdrawn | Trade Secret | Trade | SIP | SIP073 | Commercial |  | Trade Secret | 2017
20252-215912-02 | Xcel Energy | 85 | 13781 | IOU | OID3165454 | 33.3 | Solar |  |  | Withdrawn | Trade Secret | Trade | GRC | GRC062 | Commercial |  | Trade Secret | 2017
20252-215912-02 | Xcel Energy | 85 | 13781 | IOU | OID3165504 |  | Solar |  |  | Withdrawn | Trade Secret | Trade | MDT | MDT071 | Commercial | Made in Minnesota | Trade Secret | 2017
20252-215912-02 | Xcel Energy | 85 | 13781 | IOU | OID3169747 |  | Solar |  |  | Withdrawn | Trade Secret | Trade | MDT | MDT071 | Commercial | Made in Minnesota | Trade Secret | 2017
20252-215912-02 | Xcel Energy | 85 | 13781 | IOU | OID3169753 |  | Solar |  |  | Withdrawn | Trade Secret | Trade | MDT | MDT071 | Commercial | Made in Minnesota | Trade Secret | 2017
20252-215912-02 | Xcel Energy | 85 | 13781 | IOU | OID3169761 | 43.53 | Solar |  |  | Withdrawn | Trade Secret | Trade | GVW | GVW023 | Commercial | Made in Minnesota | Trade Secret | 2017
20252-215912-02 | Xcel Energy | 85 | 13781 | IOU | OID3191427 | 9.94 | Solar |  |  | Withdrawn | Trade Secret | Trade | CHI | CHI311 | Commercial | Made in Minnesota | Trade Secret | 2017
20252-215912-02 | Xcel Energy | 85 | 13781 | IOU | OID3211087 | 3.747 | Solar |  |  | Withdrawn | Trade Secret | Trade | SOU | SOU069 | Residential |  | Trade Secret | 2017
20252-215912-02 | Xcel Energy | 85 | 13781 | IOU | OID3212248 |  | Solar |  |  | Withdrawn | Trade Secret | Trade | OPK | OPK071 | Residential |  | Trade Secret | 2017
20252-215912-02 | Xcel Energy | 85 | 13781 | IOU | OID3219368 | 13.5 | Solar |  |  | Withdrawn | Trade Secret | Trade | LAC | LAC063 | Commercial | Made in Minnesota | Trade Secret | 2017
20252-215912-02 | Xcel Energy | 85 | 13781 | IOU | OID3220774 | 9.94 | Solar |  |  | Withdrawn | Trade Secret | Trade | LLK | LLK072 | Residential | Made in Minnesota | Trade Secret | 2017
20252-215912-02 | Xcel Energy | 85 | 13781 | IOU | OID3238602 | 39.998 | Solar |  |  | Withdrawn | Trade Secret | Trade | WSG | WSG361 | Commercial | Made in Minnesota | Trade Secret | 2017
20252-215912-02 | Xcel Energy | 85 | 13781 | IOU | OID3241481 | 39.998 | Solar |  |  | Withdrawn | Trade Secret | Trade | LNS | LNS032 | Commercial | Made in Minnesota | Trade Secret | 2017
20252-215912-02 | Xcel Energy | 85 | 13781 | IOU | OID3241583 | 7.63 | Solar |  |  | Withdrawn | Trade Secret | Trade | VKG | VKG061 | Residential | Made in Minnesota | Trade Secret | 2017
20252-215912-02 | Xcel Energy | 85 | 13781 | IOU | OID3241630 | 0.003 | Solar |  |  | Withdrawn | Trade Secret | Trade | MPK | MPK076 | Residential | Made in Minnesota | Trade Secret | 2017
20252-215912-02 | Xcel Energy | 85 | 13781 | IOU | OID3241638 | 39.998 | Solar |  |  | Withdrawn | Trade Secret | Trade | CAF | CAF021 | Commercial | Made in Minnesota | Trade Secret | 2017
20252-215912-02 | Xcel Energy | 85 | 13781 | IOU | OID3242798 | 19.999 | Solar |  |  | Withdrawn | Trade Secret | Trade | BYT | BYT061 | Commercial | Made in Minnesota | Trade Secret | 2017
20252-215912-02 | Xcel Energy | 85 | 13781 | IOU | OID3245783 | 5 | Solar |  |  | Withdrawn | Trade Secret | Trade | UPP | UPP085 | Residential | Made in Minnesota | Trade Secret | 2017
20252-215912-02 | Xcel Energy | 85 | 13781 | IOU | OID3245790 | 9.94 | Solar |  |  | Withdrawn | Trade Secret | Trade | HSN | HSN321 | Residential | Made in Minnesota | Trade Secret | 2017
20252-215912-02 | Xcel Energy | 85 | 13781 | IOU | OID3249409 | 6 | Solar |  |  | Withdrawn | Trade Secret | Trade | WIL | WIL063 | Residential |  | Trade Secret | 2017
20252-215912-02 | Xcel Energy | 85 | 13781 | IOU | OID3269436 | 14.51 | Solar |  |  | Withdrawn | Trade Secret | Trade | AHI | AHI063 | Commercial | Made in Minnesota | Trade Secret | 2017
20252-215912-02 | Xcel Energy | 85 | 13781 | IOU | OID3269834 | 14.51 | Solar |  |  | Withdrawn | Trade Secret | Trade |  |  | Residential | Made in Minnesota | Trade Secret | 2017
20252-215912-02 | Xcel Energy | 85 | 13781 | IOU | OID3280647 |  | Solar |  |  | Withdrawn | Trade Secret | Trade | DND | DND061 | Commercial | Solar*Rewards | Trade Secret | 2018
20252-215912-02 | Xcel Energy | 85 | 13781 | IOU | OID3284548 | 19.999 | Solar |  |  | Withdrawn | Trade Secret | Trade | MDT | MDT062 | Commercial | Solar*Rewards | Trade Secret | 2018
20252-215912-02 | Xcel Energy | 85 | 13781 | IOU | OID3284552 | 19.999 | Solar |  |  | Withdrawn | Trade Secret | Trade | HWW | HWW063 | Commercial | Solar*Rewards | Trade Secret | 2018
20252-215912-02 | Xcel Energy | 85 | 13781 | IOU | OID3284557 | 19.999 | Solar |  |  | Withdrawn | Trade Secret | Trade | FSL | FSL311 | Commercial | Solar*Rewards | Trade Secret | 2018
20252-215912-02 | Xcel Energy | 85 | 13781 | IOU | OID3284560 |  | Solar |  |  | Withdrawn | Trade Secret | Trade | MDT | MDT074 | Commercial | Solar*Rewards | Trade Secret | 2018
20252-215912-02 | Xcel Energy | 85 | 13781 | IOU | OID3284561 |  | Solar |  |  | Withdrawn | Trade Secret | Trade | MDT | MDT074 | Commercial | Solar*Rewards | Trade Secret | 2018
20252-215912-02 | Xcel Energy | 85 | 13781 | IOU | OID3284562 | 19.999 | Solar |  |  | Withdrawn | Trade Secret | Trade | MDT | MDT074 | Commercial | Solar*Rewards | Trade Secret | 2018
20252-215912-02 | Xcel Energy | 85 | 13781 | IOU | OID3284564 | 19.999 | Solar |  |  | Withdrawn | Trade Secret | Trade | WSG | WSG062 | Commercial | Solar*Rewards | Trade Secret | 2018
20252-215912-02 | Xcel Energy | 85 | 13781 | IOU | OID3284566 | 19.999 | Solar |  |  | Withdrawn | Trade Secret | Trade | TWL | TWL072 | Commercial | Solar*Rewards | Trade Secret | 2018
20252-215912-02 | Xcel Energy | 85 | 13781 | IOU | OID3284567 | 19.999 | Solar |  |  | Withdrawn | Trade Secret | Trade | MDT | MDT074 | Commercial | Solar*Rewards | Trade Secret | 2018
20252-215912-02 | Xcel Energy | 85 | 13781 | IOU | OID3284571 | 19.999 | Solar |  |  | Withdrawn | Trade Secret | Trade | HWW | HWW063 | Commercial | Solar*Rewards | Trade Secret | 2018
20252-215912-02 | Xcel Energy | 85 | 13781 | IOU | OID3284573 | 19.999 | Solar |  |  | Withdrawn | Trade Secret | Trade | MDT | MDT074 | Commercial | Solar*Rewards | Trade Secret | 2018
20252-215912-02 | Xcel Energy | 85 | 13781 | IOU | OID3284574 | 19.88 | Solar |  |  | Withdrawn | Trade Secret | Trade | LAC | LAC063 | Commercial | Solar*Rewards | Trade Secret | 2018
20252-215912-02 | Xcel Energy | 85 | 13781 | IOU | OID3284579 | 19.999 | Solar |  |  | Withdrawn | Trade Secret | Trade | MDT | MDT074 | Commercial | Solar*Rewards | Trade Secret | 2018
20252-215912-02 | Xcel Energy | 85 | 13781 | IOU | OID3284580 | 19.999 | Solar |  |  | Withdrawn | Trade Secret | Trade | LAC | LAC063 | Commercial | Solar*Rewards | Trade Secret | 2018
20252-215912-02 | Xcel Energy | 85 | 13781 | IOU | OID3284583 | 19.999 | Solar |  |  | Withdrawn | Trade Secret | Trade | LAC | LAC062 | Commercial | Solar*Rewards | Trade Secret | 2018
20252-215912-02 | Xcel Energy | 85 | 13781 | IOU | OID3284584 | 19.999 | Solar |  |  | Withdrawn | Trade Secret | Trade | WIL | WIL062 | Commercial | Solar*Rewards | Trade Secret | 2018
20252-215912-02 | Xcel Energy | 85 | 13781 | IOU | OID3284585 | 19.999 | Solar |  |  | Withdrawn | Trade Secret | Trade | RVA | RVA061 | Commercial | Solar*Rewards | Trade Secret | 2018
20252-215912-02 | Xcel Energy | 85 | 13781 | IOU | OID3284587 | 19.999 | Solar |  |  | Withdrawn | Trade Secret | Trade | EBL | EBL084 | Commercial | Solar*Rewards | Trade Secret | 2018
20252-215912-02 | Xcel Energy | 85 | 13781 | IOU | OID3284588 | 19.999 | Solar |  |  | Withdrawn | Trade Secret | Trade | TWL | TWL082 | Commercial | Solar*Rewards | Trade Secret | 2018
20252-215912-02 | Xcel Energy | 85 | 13781 | IOU | OID3284589 | 19.999 | Solar |  |  | Withdrawn | Trade Secret | Trade | WIL | WIL097 | Commercial | Solar*Rewards | Trade Secret | 2018
20252-215912-02 | Xcel Energy | 85 | 13781 | IOU | OID3284591 | 19.999 | Solar |  |  | Withdrawn | Trade Secret | Trade | LAC | LAC062 | Commercial | Solar*Rewards | Trade Secret | 2018
20252-215912-02 | Xcel Energy | 85 | 13781 | IOU | OID3284592 | 19.999 | Solar |  |  | Withdrawn | Trade Secret | Trade | LAC | LAC062 | Commercial | Solar*Rewards | Trade Secret | 2018
20252-215912-02 | Xcel Energy | 85 | 13781 | IOU | OID3284593 | 19.999 | Solar |  |  | Withdrawn | Trade Secret | Trade | WIL | WIL097 | Commercial | Solar*Rewards | Trade Secret | 2018
20252-215912-02 | Xcel Energy | 85 | 13781 | IOU | OID3284596 | 19.999 | Solar |  |  | Withdrawn | Trade Secret | Trade | LAC | LAC062 | Commercial | Solar*Rewards | Trade Secret | 2018
20252-215912-02 | Xcel Energy | 85 | 13781 | IOU | OID3284598 | 15.5 | Solar |  |  | Withdrawn | Trade Secret | Trade | GVW | GVW031 | Commercial | Solar*Rewards | Trade Secret | 2018
20252-215912-02 | Xcel Energy | 85 | 13781 | IOU | OID3284599 | 19.999 | Solar |  |  | Withdrawn | Trade Secret | Trade | GLK | GLK073 | Commercial | Solar*Rewards | Trade Secret | 2018
20252-215912-02 | Xcel Energy | 85 | 13781 | IOU | OID3284601 | 19.999 | Solar |  |  | Withdrawn | Trade Secret | Trade | WES | WES062 | Commercial | Solar*Rewards | Trade Secret | 2018
20252-215912-02 | Xcel Energy | 85 | 13781 | IOU | OID3284603 | 19.999 | Solar |  |  | Withdrawn | Trade Secret | Trade |  |  | Residential | Solar*Rewards | Trade Secret | 2018
20252-215912-02 | Xcel Energy | 85 | 13781 | IOU | OID3284604 | 19.999 | Solar |  |  | Withdrawn | Trade Secret | Trade | WAB | WAB031 | Commercial | Solar*Rewards | Trade Secret | 2018
20252-215912-02 | Xcel Energy | 85 | 13781 | IOU | OID3284607 | 19.999 | Solar |  |  | Withdrawn | Trade Secret | Trade | GLK | GLK073 | Commercial | Solar*Rewards | Trade Secret | 2018
20252-215912-02 | Xcel Energy | 85 | 13781 | IOU | OID3284608 | 19.999 | Solar |  |  | Withdrawn | Trade Secret | Trade | EXC | EXC062 | Commercial | Solar*Rewards | Trade Secret | 2018
20252-215912-02 | Xcel Energy | 85 | 13781 | IOU | OID3284611 | 11.39 | Solar |  |  | Withdrawn | Trade Secret | Trade | MND | MND062 | Residential | Solar*Rewards | Trade Secret | 2018
20252-215912-02 | Xcel Energy | 85 | 13781 | IOU | OID3284613 | 19.999 | Solar |  |  | Withdrawn | Trade Secret | Trade | WES | WES061 | Commercial | Solar*Rewards | Trade Secret | 2018
20252-215912-02 | Xcel Energy | 85 | 13781 | IOU | OID3284615 | 19.999 | Solar |  |  | Withdrawn | Trade Secret | Trade | RIV | RIV073 | Commercial | Solar*Rewards | Trade Secret | 2018
20252-215912-02 | Xcel Energy | 85 | 13781 | IOU | OID3284619 | 19.999 | Solar |  |  | Withdrawn | Trade Secret | Trade | RRK | RRK082 | Commercial | Solar*Rewards | Trade Secret | 2018
20252-215912-02 | Xcel Energy | 85 | 13781 | IOU | OID3284623 | 19.999 | Solar |  |  | Withdrawn | Trade Secret | Trade | RPL | RPL061 | Commercial | Solar*Rewards | Trade Secret | 2018
20252-215912-02 | Xcel Energy | 85 | 13781 | IOU | OID3284625 | 19.999 | Solar |  |  | Withdrawn | Trade Secret | Trade | RIV | RIV064 | Commercial | Solar*Rewards | Trade Secret | 2018
20252-215912-02 | Xcel Energy | 85 | 13781 | IOU | OID3284627 | 18 | Solar |  |  | Withdrawn | Trade Secret | Trade | SMT | SMT091 | Commercial | Solar*Rewards | Trade Secret | 2018
20252-215912-02 | Xcel Energy | 85 | 13781 | IOU | OID3284629 | 19.999 | Solar |  |  | Withdrawn | Trade Secret | Trade | MST | MST071 | Commercial | Solar*Rewards | Trade Secret | 2018
20252-215912-02 | Xcel Energy | 85 | 13781 | IOU | OID3284630 | 19.999 | Solar |  |  | Withdrawn | Trade Secret | Trade | WYO | WYO032 | Commercial | Solar*Rewards | Trade Secret | 2018
20252-215912-02 | Xcel Energy | 85 | 13781 | IOU | OID3284631 | 19.999 | Solar |  |  | Withdrawn | Trade Secret | Trade | HWW | HWW071 | Commercial | Solar*Rewards | Trade Secret | 2018
20252-215912-02 | Xcel Energy | 85 | 13781 | IOU | OID3284638 | 19.999 | Solar |  |  | Withdrawn | Trade Secret | Trade | HWW | HWW075 | Commercial | Solar*Rewards | Trade Secret | 2018
20252-215912-02 | Xcel Energy | 85 | 13781 | IOU | OID3284639 | 19.999 | Solar |  |  | Withdrawn | Trade Secret | Trade | OSS | OSS064 | Commercial | Solar*Rewards | Trade Secret | 2018
20252-215912-02 | Xcel Energy | 85 | 13781 | IOU | OID3284641 | 11.4 | Solar |  |  | Withdrawn | Trade Secret | Trade | WAB | WAB021 | Residential | Solar*Rewards | Trade Secret | 2018
20252-215912-02 | Xcel Energy | 85 | 13781 | IOU | OID3284642 | 19.999 | Solar |  |  | Withdrawn | Trade Secret | Trade | CHE | CHE075 | Commercial | Solar*Rewards | Trade Secret | 2018
20252-215912-02 | Xcel Energy | 85 | 13781 | IOU | OID3284644 | 19.999 | Solar |  |  | Withdrawn | Trade Secret | Trade | WES | WES062 | Commercial | Solar*Rewards | Trade Secret | 2018
20252-215912-02 | Xcel Energy | 85 | 13781 | IOU | OID3284646 | 19.999 | Solar |  |  | Withdrawn | Trade Secret | Trade | MST | MST071 | Commercial | Solar*Rewards | Trade Secret | 2018
20252-215912-02 | Xcel Energy | 85 | 13781 | IOU | OID3284647 | 19.999 | Solar |  |  | Withdrawn | Trade Secret | Trade | CGR | CGR074 | Commercial | Solar*Rewards | Trade Secret | 2018
20252-215912-02 | Xcel Energy | 85 | 13781 | IOU | OID3284649 | 9.943 | Solar |  |  | Withdrawn | Trade Secret | Trade | MPK | MPK078 | Commercial | Solar*Rewards | Trade Secret | 2018
20252-215912-02 | Xcel Energy | 85 | 13781 | IOU | OID3284651 | 19.999 | Solar |  |  | Withdrawn | Trade Secret | Trade | FAP | FAP062 | Commercial | Solar*Rewards | Trade Secret | 2018
20252-215912-02 | Xcel Energy | 85 | 13781 | IOU | OID3284654 | 19.999 | Solar |  |  | Withdrawn | Trade Secret | Trade | ECK | ECK321 | Commercial | Solar*Rewards | Trade Secret | 2018
20252-215912-02 | Xcel Energy | 85 | 13781 | IOU | OID3284659 | 19.999 | Solar |  |  | Withdrawn | Trade Secret | Trade | FAP | FAP071 | Commercial | Solar*Rewards | Trade Secret | 2018
20252-215912-02 | Xcel Energy | 85 | 13781 | IOU | OID3284660 | 19.999 | Solar |  |  | Withdrawn | Trade Secret | Trade | ECK | ECK082 | Commercial | Solar*Rewards | Trade Secret | 2018
20252-215912-02 | Xcel Energy | 85 | 13781 | IOU | OID3284662 | 19.999 | Solar |  |  | Withdrawn | Trade Secret | Trade | WEF | WEF061 | Commercial | Solar*Rewards | Trade Secret | 2018
20252-215912-02 | Xcel Energy | 85 | 13781 | IOU | OID3284666 | 9 | Solar |  |  | Withdrawn | Trade Secret | Trade | SLP | SLP083 | Commercial | Solar*Rewards | Trade Secret | 2018
20252-215912-02 | Xcel Energy | 85 | 13781 | IOU | OID3284667 | 19.999 | Solar |  |  | Withdrawn | Trade Secret | Trade | OSS | OSS072 | Commercial | Solar*Rewards | Trade Secret | 2018
20252-215912-02 | Xcel Energy | 85 | 13781 | IOU | OID3284669 | 19.999 | Solar |  |  | Withdrawn | Trade Secret | Trade | WEF | WEF061 | Commercial | Solar*Rewards | Trade Secret | 2018
20252-215912-02 | Xcel Energy | 85 | 13781 | IOU | OID3284670 | 3 | Solar |  |  | Withdrawn | Trade Secret | Trade | ALD | ALD085 | Residential | Solar*Rewards | Trade Secret | 2018
20252-215912-02 | Xcel Energy | 85 | 13781 | IOU | OID3284672 | 19.999 | Solar |  |  | Withdrawn | Trade Secret | Trade | FAB | FAB063 | Commercial | Solar*Rewards | Trade Secret | 2018
20252-215912-02 | Xcel Energy | 85 | 13781 | IOU | OID3284673 | 19.999 | Solar |  |  | Withdrawn | Trade Secret | Trade | OSS | OSS072 | Commercial | Solar*Rewards | Trade Secret | 2018
20252-215912-02 | Xcel Energy | 85 | 13781 | IOU | OID3284677 | 19.999 | Solar |  |  | Withdrawn | Trade Secret | Trade | OSS | OSS072 | Commercial | Solar*Rewards | Trade Secret | 2018
20252-215912-02 | Xcel Energy | 85 | 13781 | IOU | OID3284678 | 19.999 | Solar |  |  | Withdrawn | Trade Secret | Trade | FAB | FAB071 | Commercial | Solar*Rewards | Trade Secret | 2018
20252-215912-02 | Xcel Energy | 85 | 13781 | IOU | OID3284681 | 19.999 | Solar |  |  | Withdrawn | Trade Secret | Trade | OSS | OSS072 | Commercial | Solar*Rewards | Trade Secret | 2018
20252-215912-02 | Xcel Energy | 85 | 13781 | IOU | OID3284682 | 19.999 | Solar |  |  | Withdrawn | Trade Secret | Trade | WEF | WEF061 | Commercial | Solar*Rewards | Trade Secret | 2018
20252-215912-02 | Xcel Energy | 85 | 13781 | IOU | OID3284684 | 19.999 | Solar |  |  | Withdrawn | Trade Secret | Trade | WEF | WEF061 | Commercial | Solar*Rewards | Trade Secret | 2018
20252-215912-02 | Xcel Energy | 85 | 13781 | IOU | OID3284685 | 19.999 | Solar |  |  | Withdrawn | Trade Secret | Trade | ECK | ECK063 | Commercial | Solar*Rewards | Trade Secret | 2018
20252-215912-02 | Xcel Energy | 85 | 13781 | IOU | OID3284691 | 19.999 | Solar |  |  | Withdrawn | Trade Secret | Trade | FAP | FAP071 | Commercial | Solar*Rewards | Trade Secret | 2018
20252-215912-02 | Xcel Energy | 85 | 13781 | IOU | OID3284692 | 19.999 | Solar |  |  | Withdrawn | Trade Secret | Trade | OSS | OSS071 | Commercial | Solar*Rewards | Trade Secret | 2018
20252-215912-02 | Xcel Energy | 85 | 13781 | IOU | OID3284694 | 19.999 | Solar |  |  | Withdrawn | Trade Secret | Trade | OSS | OSS073 | Commercial | Solar*Rewards | Trade Secret | 2018
20252-215912-02 | Xcel Energy | 85 | 13781 | IOU | OID3284698 | 19.999 | Solar |  |  | Withdrawn | Trade Secret | Trade | SMT | SMT071 | Commercial | Solar*Rewards | Trade Secret | 2018
20252-215912-02 | Xcel Energy | 85 | 13781 | IOU | OID3284704 | 19.999 | Solar |  |  | Withdrawn | Trade Secret | Trade | RLK | RLK065 | Commercial | Solar*Rewards | Trade Secret | 2018
20252-215912-02 | Xcel Energy | 85 | 13781 | IOU | OID3284707 | 3 | Solar |  |  | Withdrawn | Trade Secret | Trade | APA | APA075 | Residential | Solar*Rewards | Trade Secret | 2018
20252-215912-02 | Xcel Energy | 85 | 13781 | IOU | OID3284708 | 19.999 | Solar |  |  | Withdrawn | Trade Secret | Trade | RMT | RMT321 | Commercial | Solar*Rewards | Trade Secret | 2018
20252-215912-02 | Xcel Energy | 85 | 13781 | IOU | OID3284711 | 19.999 | Solar |  |  | Withdrawn | Trade Secret | Trade | DND | DND071 | Commercial | Solar*Rewards | Trade Secret | 2018
20252-215912-02 | Xcel Energy | 85 | 13781 | IOU | OID3284719 | 19.999 | Solar |  |  | Withdrawn | Trade Secret | Trade | PRR | PRR063 | Commercial | Solar*Rewards | Trade Secret | 2018
20252-215912-02 | Xcel Energy | 85 | 13781 | IOU | OID3284724 | 19.999 | Solar |  |  | Withdrawn | Trade Secret | Trade | HSN | HSN321 | Commercial | Solar*Rewards | Trade Secret | 2018
20252-215912-02 | Xcel Energy | 85 | 13781 | IOU | OID3284727 | 9.94 | Solar |  |  | Withdrawn | Trade Secret | Trade | MOL | MOL068 | Residential | Solar*Rewards | Trade Secret | 2018
20252-215912-02 | Xcel Energy | 85 | 13781 | IOU | OID3284728 | 19.999 | Solar |  |  | Withdrawn | Trade Secret | Trade | CNC | CNC063 | Commercial | Solar*Rewards | Trade Secret | 2018
20252-215912-02 | Xcel Energy | 85 | 13781 | IOU | OID3284731 | 19.999 | Solar |  |  | Withdrawn | Trade Secret | Trade | TER | TER065 | Commercial | Solar*Rewards | Trade Secret | 2018
20252-215912-02 | Xcel Energy | 85 | 13781 | IOU | OID3284734 | 19.88 | Solar |  |  | Withdrawn | Trade Secret | Trade | SCL | SCL311 | Commercial | Solar*Rewards | Trade Secret | 2018
20252-215912-02 | Xcel Energy | 85 | 13781 | IOU | OID3284739 | 19.88 | Solar |  |  | Withdrawn | Trade Secret | Trade | SCL | SCL311 | Commercial | Solar*Rewards | Trade Secret | 2018
20252-215912-02 | Xcel Energy | 85 | 13781 | IOU | OID3284742 | 19.999 | Solar |  |  | Withdrawn | Trade Secret | Trade | KIM | KIM021 | Commercial | Solar*Rewards | Trade Secret | 2018
20252-215912-02 | Xcel Energy | 85 | 13781 | IOU | OID3284745 | 6 | Solar |  |  | Withdrawn | Trade Secret | Trade | ALD | ALD073 | Residential | Solar*Rewards | Trade Secret | 2018
20252-215912-02 | Xcel Energy | 85 | 13781 | IOU | OID3284750 | 19.999 | Solar |  |  | Withdrawn | Trade Secret | Trade | KIM | KIM021 | Commercial | Solar*Rewards | Trade Secret | 2018
20252-215912-02 | Xcel Energy | 85 | 13781 | IOU | OID3284752 | 19.999 | Solar |  |  | Withdrawn | Trade Secret | Trade | CNC | CNC063 | Commercial | Solar*Rewards | Trade Secret | 2018
20252-215912-02 | Xcel Energy | 85 | 13781 | IOU | OID3284753 | 3.8 | Solar |  |  | Withdrawn | Trade Secret | Trade | RPL | RPL063 | Residential | Solar*Rewards | Trade Secret | 2018
20252-215912-02 | Xcel Energy | 85 | 13781 | IOU | OID3284759 | 19.999 | Solar |  |  | Withdrawn | Trade Secret | Trade | HSN | HSN321 | Commercial | Solar*Rewards | Trade Secret | 2018
20252-215912-02 | Xcel Energy | 85 | 13781 | IOU | OID3284763 | 19.999 | Solar |  |  | Withdrawn | Trade Secret | Trade | EKO | EKO021 | Commercial | Solar*Rewards | Trade Secret | 2018
20252-215912-02 | Xcel Energy | 85 | 13781 | IOU | OID3284764 | 19.999 | Solar |  |  | Withdrawn | Trade Secret | Trade | EKO | EKO021 | Commercial | Solar*Rewards | Trade Secret | 2018
20252-215912-02 | Xcel Energy | 85 | 13781 | IOU | OID3284767 | 19.999 | Solar |  |  | Withdrawn | Trade Secret | Trade | FST | FST087 | Commercial | Solar*Rewards | Trade Secret | 2018
20252-215912-02 | Xcel Energy | 85 | 13781 | IOU | OID3284770 | 19.999 | Solar |  |  | Withdrawn | Trade Secret | Trade | MPK | MPK062 | Commercial | Solar*Rewards | Trade Secret | 2018
20252-215912-02 | Xcel Energy | 85 | 13781 | IOU | OID3284773 | 19.999 | Solar |  |  | Withdrawn | Trade Secret | Trade | MPK | MPK062 | Commercial | Solar*Rewards | Trade Secret | 2018
20252-215912-02 | Xcel Energy | 85 | 13781 | IOU | OID3284777 | 19.999 | Solar |  |  | Withdrawn | Trade Secret | Trade | PRR | PRR063 | Commercial | Solar*Rewards | Trade Secret | 2018
20252-215912-02 | Xcel Energy | 85 | 13781 | IOU | OID3284781 | 19.999 | Solar |  |  | Withdrawn | Trade Secret | Trade | RPL | RPL061 | Commercial | Solar*Rewards | Trade Secret | 2018
20252-215912-02 | Xcel Energy | 85 | 13781 | IOU | OID3284787 | 19.999 | Solar |  |  | Withdrawn | Trade Secret | Trade | TSS | TSS061 | Commercial | Solar*Rewards | Trade Secret | 2018
20252-215912-02 | Xcel Energy | 85 | 13781 | IOU | OID3284791 | 19.999 | Solar |  |  | Withdrawn | Trade Secret | Trade | AHI | AHI022 | Commercial | Solar*Rewards | Trade Secret | 2018
20252-215912-02 | Xcel Energy | 85 | 13781 | IOU | OID3284794 | 19.999 | Solar |  |  | Withdrawn | Trade Secret | Trade | WSG | WSG062 | Commercial | Solar*Rewards | Trade Secret | 2018
20252-215912-02 | Xcel Energy | 85 | 13781 | IOU | OID3284796 | 19.999 | Solar |  |  | Withdrawn | Trade Secret | Trade | WYO | WYO033 | Commercial | Solar*Rewards | Trade Secret | 2018
20252-215912-02 | Xcel Energy | 85 | 13781 | IOU | OID3284799 | 19.999 | Solar |  |  | Withdrawn | Trade Secret | Trade | RLK | RLK069 | Commercial | Solar*Rewards | Trade Secret | 2018
20252-215912-02 | Xcel Energy | 85 | 13781 | IOU | OID3284801 | 19.999 | Solar |  |  | Withdrawn | Trade Secret | Trade | RLK | RLK069 | Commercial | Solar*Rewards | Trade Secret | 2018
20252-215912-02 | Xcel Energy | 85 | 13781 | IOU | OID3284808 | 19.999 | Solar |  |  | Withdrawn | Trade Secret | Trade | WIL | WIL072 | Commercial | Solar*Rewards | Trade Secret | 2018
20252-215912-02 | Xcel Energy | 85 | 13781 | IOU | OID3284812 |  | Solar |  |  | Withdrawn | Trade Secret | Trade | PKL | PKL064 | Residential | Solar*Rewards | Trade Secret | 2018
20252-215912-02 | Xcel Energy | 85 | 13781 | IOU | OID3284830 | 19.999 | Solar |  |  | Withdrawn | Trade Secret | Trade | SOU | SOU079 | Commercial | Solar*Rewards | Trade Secret | 2018
20252-215912-02 | Xcel Energy | 85 | 13781 | IOU | OID3284832 | 7.63 | Solar |  |  | Withdrawn | Trade Secret | Trade | PKL | PKL064 | Residential | Solar*Rewards | Trade Secret | 2018
20252-215912-02 | Xcel Energy | 85 | 13781 | IOU | OID3284834 |  | Solar |  |  | Withdrawn | Trade Secret | Trade | PKL | PKL064 | Residential | Solar*Rewards | Trade Secret | 2018
20252-215912-02 | Xcel Energy | 85 | 13781 | IOU | OID3284835 |  | Solar |  |  | Withdrawn | Trade Secret | Trade | PKL | PKL064 | Residential | Solar*Rewards | Trade Secret | 2018
20252-215912-02 | Xcel Energy | 85 | 13781 | IOU | OID3284841 |  | Solar |  |  | Withdrawn | Trade Secret | Trade | UPP | UPP066 | Residential | Solar*Rewards | Trade Secret | 2018
20252-215912-02 | Xcel Energy | 85 | 13781 | IOU | OID3284845 | 7.63 | Solar |  |  | Withdrawn | Trade Secret | Trade | ECK | ECK321 | Residential | Solar*Rewards | Trade Secret | 2018
20252-215912-02 | Xcel Energy | 85 | 13781 | IOU | OID3284850 | 19.999 | Solar |  |  | Withdrawn | Trade Secret | Trade | MDT | MDT062 | Commercial | Solar*Rewards | Trade Secret | 2018
20252-215912-02 | Xcel Energy | 85 | 13781 | IOU | OID3284857 | 19.999 | Solar |  |  | Withdrawn | Trade Secret | Trade | MPK | MPK083 | Commercial | Solar*Rewards | Trade Secret | 2018
20252-215912-02 | Xcel Energy | 85 | 13781 | IOU | OID3284858 | 19.999 | Solar |  |  | Withdrawn | Trade Secret | Trade | HAS | HAS031 | Commercial | Solar*Rewards | Trade Secret | 2018
20252-215912-02 | Xcel Energy | 85 | 13781 | IOU | OID3284876 | 9.94 | Solar |  |  | Withdrawn | Trade Secret | Trade | LEX | LEX075 | Residential | Solar*Rewards | Trade Secret | 2018
20252-215912-02 | Xcel Energy | 85 | 13781 | IOU | OID3284888 | 9.94 | Solar |  |  | Withdrawn | Trade Secret | Trade | APA | APA071 | Residential | Solar*Rewards | Trade Secret | 2018
20252-215912-02 | Xcel Energy | 85 | 13781 | IOU | OID3284949 | 15.25 | Solar |  |  | Withdrawn | Trade Secret | Trade | ALD | ALD083 | Residential | Solar*Rewards | Trade Secret | 2018
20252-215912-02 | Xcel Energy | 85 | 13781 | IOU | OID3284978 | 19.999 | Solar |  |  | Withdrawn | Trade Secret | Trade | GLK | GLK073 | Commercial | Solar*Rewards | Trade Secret | 2018
20252-215912-02 | Xcel Energy | 85 | 13781 | IOU | OID3284997 | 19.999 | Solar |  |  | Withdrawn | Trade Secret | Trade | ECK | ECK082 | Commercial | Solar*Rewards | Trade Secret | 2018
20252-215912-02 | Xcel Energy | 85 | 13781 | IOU | OID3285009 | 19.999 | Solar |  |  | Withdrawn | Trade Secret | Trade | HWW | HWW071 | Commercial | Solar*Rewards | Trade Secret | 2018
20252-215912-02 | Xcel Energy | 85 | 13781 | IOU | OID3285036 | 19.999 | Solar |  |  | Withdrawn | Trade Secret | Trade | TWL | TWL083 | Commercial | Solar*Rewards | Trade Secret | 2018
20252-215912-02 | Xcel Energy | 85 | 13781 | IOU | OID3285057 | 6 | Solar |  |  | Withdrawn | Trade Secret | Trade | HWW | HWW062 | Residential | Solar*Rewards | Trade Secret | 2018
20252-215912-02 | Xcel Energy | 85 | 13781 | IOU | OID3285061 | 19.999 | Solar |  |  | Withdrawn | Trade Secret | Trade | BYT | BYT061 | Commercial | Solar*Rewards | Trade Secret | 2018
20252-215912-02 | Xcel Energy | 85 | 13781 | IOU | OID3285127 | 7.7 | Solar |  |  | Withdrawn | Trade Secret | Trade | WAS | WAS092 | Residential | Solar*Rewards | Trade Secret | 2018
20252-215912-02 | Xcel Energy | 85 | 13781 | IOU | OID3285156 | 6 | Solar |  |  | Withdrawn | Trade Secret | Trade | MPK | MPK087 | Residential | Solar*Rewards | Trade Secret | 2018
20252-215912-02 | Xcel Energy | 85 | 13781 | IOU | OID3285160 | 15.232 | Solar |  |  | Withdrawn | Trade Secret | Trade |  |  | Residential | Solar*Rewards | Trade Secret | 2018
20252-215912-02 | Xcel Energy | 85 | 13781 | IOU | OID3289785 | 7.616 | Solar |  | X | Withdrawn | Trade Secret | Trade | HUG | HUG321 | Residential | Solar*Rewards | Trade Secret | 2018
20252-215912-02 | Xcel Energy | 85 | 13781 | IOU | OID3289870 |  | Solar |  |  | Withdrawn | Trade Secret | Trade | HWW | HWW062 | Commercial | Solar*Rewards | Trade Secret | 2018
20252-215912-02 | Xcel Energy | 85 | 13781 | IOU | OID3289909 |  | Solar |  |  | Withdrawn | Trade Secret | Trade | LLK | LLK061 | Residential | Solar*Rewards | Trade Secret | 2018
20252-215912-02 | Xcel Energy | 85 | 13781 | IOU | OID3289916 | 7.625 | Solar |  |  | Withdrawn | Trade Secret | Trade | HWW | HWW062 | Commercial | Solar*Rewards | Trade Secret | 2018
20252-215912-02 | Xcel Energy | 85 | 13781 | IOU | OID3289923 | 5.76 | Solar |  |  | Withdrawn | Trade Secret | Trade | PKL | PKL082 | Residential | Solar*Rewards | Trade Secret | 2018
20252-215912-02 | Xcel Energy | 85 | 13781 | IOU | OID3289924 | 19.999 | Solar |  |  | Withdrawn | Trade Secret | Trade | APA | APA078 | Commercial | Solar*Rewards | Trade Secret | 2018
20252-215912-02 | Xcel Energy | 85 | 13781 | IOU | OID3289932 |  | Solar |  |  | Withdrawn | Trade Secret | Trade | BEL | BEL061 | Commercial | Solar*Rewards | Trade Secret | 2018
20252-215912-02 | Xcel Energy | 85 | 13781 | IOU | OID3289964 | 19.999 | Solar |  |  | Withdrawn | Trade Secret | Trade | CDV | CDV061 | Commercial | Solar*Rewards | Trade Secret | 2018
20252-215912-02 | Xcel Energy | 85 | 13781 | IOU | OID3289989 | 5 | Solar |  |  | Withdrawn | Trade Secret | Trade | SOU | SOU075 | Residential | Solar*Rewards | Trade Secret | 2018
20252-215912-02 | Xcel Energy | 85 | 13781 | IOU | OID3290001 |  | Solar |  |  | Withdrawn | Trade Secret | Trade | WAS | WAS092 | Residential | Solar*Rewards | Trade Secret | 2018
20252-215912-02 | Xcel Energy | 85 | 13781 | IOU | OID3290131 |  | Solar |  |  | Withdrawn | Trade Secret | Trade | SHP | SHP062 | Residential | Solar*Rewards | Trade Secret | 2018
20252-215912-02 | Xcel Energy | 85 | 13781 | IOU | OID3290163 | 19.999 | Solar |  |  | Withdrawn | Trade Secret | Trade | ELP | ELP062 | Commercial | Solar*Rewards | Trade Secret | 2018
20252-215912-02 | Xcel Energy | 85 | 13781 | IOU | OID3290165 | 19.999 | Solar |  |  | Withdrawn | Trade Secret | Trade | MDT | MDT062 | Commercial | Solar*Rewards | Trade Secret | 2018
20252-215912-02 | Xcel Energy | 85 | 13781 | IOU | OID3290169 | 19.999 | Solar |  |  | Withdrawn | Trade Secret | Trade | MDT | MDT062 | Commercial | Solar*Rewards | Trade Secret | 2018
20252-215912-02 | Xcel Energy | 85 | 13781 | IOU | OID3290182 |  | Solar |  |  | Withdrawn | Trade Secret | Trade | UPP | UPP066 | Residential | Solar*Rewards | Trade Secret | 2018
20252-215912-02 | Xcel Energy | 85 | 13781 | IOU | OID3290193 | 11.39 | Solar |  |  | Withdrawn | Trade Secret | Trade | LAK | LAK032 | Residential | Solar*Rewards | Trade Secret | 2018
20252-215912-02 | Xcel Energy | 85 | 13781 | IOU | OID3292005 |  | Solar |  |  | Withdrawn | Trade Secret | Trade | BLC | BLC063 | Residential | Solar*Rewards | Trade Secret | 2018
20252-215912-02 | Xcel Energy | 85 | 13781 | IOU | OID3308064 | 6 | Solar |  |  | Withdrawn | Trade Secret | Trade | SCH | SCH211 | Residential | Solar*Rewards | Trade Secret | 2018
20252-215912-02 | Xcel Energy | 85 | 13781 | IOU | OID3308698 |  | Solar |  |  | Withdrawn | Trade Secret | Trade | UPP | UPP084 | Residential | Solar*Rewards | Trade Secret | 2018
20252-215912-02 | Xcel Energy | 85 | 13781 | IOU | OID3308742 | 19.88 | Solar |  |  | Withdrawn | Trade Secret | Trade | RPO | RPO312 | Residential | Solar*Rewards | Trade Secret | 2018
20252-215912-02 | Xcel Energy | 85 | 13781 | IOU | OID3308759 |  | Solar |  |  | Withdrawn | Trade Secret | Trade | UPP | UPP066 | Residential | Solar*Rewards | Trade Secret | 2018
20252-215912-02 | Xcel Energy | 85 | 13781 | IOU | OID3308827 | 11.39 | Solar |  |  | Withdrawn | Trade Secret | Trade | AFT | AFT322 | Residential | Solar*Rewards | Trade Secret | 2018
20252-215912-02 | Xcel Energy | 85 | 13781 | IOU | OID3308837 | 18 | Solar |  |  | Withdrawn | Trade Secret | Trade |  |  | Residential | Solar*Rewards | Trade Secret | 2018
20252-215912-02 | Xcel Energy | 85 | 13781 | IOU | OID3308897 | 7.616 | Solar |  |  | Withdrawn | Trade Secret | Trade | KOL | KOL063 | Residential | Solar*Rewards | Trade Secret | 2018
20252-215912-02 | Xcel Energy | 85 | 13781 | IOU | OID3308908 |  | Solar |  |  | Withdrawn | Trade Secret | Trade | ZUM | ZUM022 | Residential | Solar*Rewards | Trade Secret | 2018
20252-215912-02 | Xcel Energy | 85 | 13781 | IOU | OID3308925 | 9.94 | Solar |  |  | Withdrawn | Trade Secret | Trade | CHI | CHI311 | Residential | Solar*Rewards | Trade Secret | 2018
20252-215912-02 | Xcel Energy | 85 | 13781 | IOU | OID3308934 | 3.747 | Solar |  |  | Withdrawn | Trade Secret | Trade | NOF | NOF071 | Residential | Solar*Rewards | Trade Secret | 2018
20252-215912-02 | Xcel Energy | 85 | 13781 | IOU | OID3308946 | 9.94 | Solar |  |  | Withdrawn | Trade Secret | Trade | RWD | RWD061 | Residential | Solar*Rewards | Trade Secret | 2018
20252-215912-02 | Xcel Energy | 85 | 13781 | IOU | OID3308976 | 19.999 | Solar |  |  | Withdrawn | Trade Secret | Trade | LEX | LEX064 | Commercial | Solar*Rewards | Trade Secret | 2018
20252-215912-02 | Xcel Energy | 85 | 13781 | IOU | OID3308981 | 19.999 | Solar |  |  | Withdrawn | Trade Secret | Trade | OSS | OSS074 | Commercial | Solar*Rewards | Trade Secret | 2018
20252-215912-02 | Xcel Energy | 85 | 13781 | IOU | OID3308992 | 3.747 | Solar |  |  | Withdrawn | Trade Secret | Trade | WIL | WIL073 | Residential | Solar*Rewards | Trade Secret | 2018
20252-215912-02 | Xcel Energy | 85 | 13781 | IOU | OID3309018 | 2.16 | Solar |  |  | Withdrawn | Trade Secret | Trade | UPP | UPP084 | Residential |  | Trade Secret | 2018
20252-215912-02 | Xcel Energy | 85 | 13781 | IOU | OID3309052 | 7.616 | Solar |  |  | Withdrawn | Trade Secret | Trade | TWL | TWL074 | Residential | Solar*Rewards | Trade Secret | 2018
20252-215912-02 | Xcel Energy | 85 | 13781 | IOU | OID3309084 |  | Solar |  |  | Withdrawn | Trade Secret | Trade |  |  | Residential |  | Trade Secret | 2018
20252-215912-02 | Xcel Energy | 85 | 13781 | IOU | OID3309770 | 6 | Solar |  |  | Withdrawn | Trade Secret | Trade | BRP | BRP061 | Residential | Solar*Rewards | Trade Secret | 2018
20252-215912-02 | Xcel Energy | 85 | 13781 | IOU | OID3310695 | 5 | Solar |  |  | Withdrawn | Trade Secret | Trade | WES | WES074 | Residential | Solar*Rewards | Trade Secret | 2018
20252-215912-02 | Xcel Energy | 85 | 13781 | IOU | OID3311047 |  | Solar |  |  | Withdrawn | Trade Secret | Trade | MPK | MPK086 | Residential | Solar*Rewards | Trade Secret | 2018
20252-215912-02 | Xcel Energy | 85 | 13781 | IOU | OID3311745 | 3.8 | Solar |  |  | Withdrawn | Trade Secret | Trade | SOU | SOU082 | Residential | Solar*Rewards | Trade Secret | 2018
20252-215912-02 | Xcel Energy | 85 | 13781 | IOU | OID3311884 |  | Solar |  |  | Withdrawn | Trade Secret | Trade | WES | WES063 | Residential | Solar*Rewards | Trade Secret | 2018
20252-215912-02 | Xcel Energy | 85 | 13781 | IOU | OID3311896 | 3.8 | Solar |  |  | Withdrawn | Trade Secret | Trade | SOU | SOU075 | Residential | Solar*Rewards | Trade Secret | 2018
20252-215912-02 | Xcel Energy | 85 | 13781 | IOU | OID3311919 | 7.616 | Solar |  |  | Withdrawn | Trade Secret | Trade | WIL | WIL086 | Residential | Solar*Rewards | Trade Secret | 2018
20252-215912-02 | Xcel Energy | 85 | 13781 | IOU | OID3312159 |  | Solar |  |  | Withdrawn | Trade Secret | Trade | WES | WES076 | Residential | Solar*Rewards | Trade Secret | 2018
20252-215912-02 | Xcel Energy | 85 | 13781 | IOU | OID3312430 | 11.39 | Solar |  |  | Withdrawn | Trade Secret | Trade | AFT | AFT321 | Residential | Solar*Rewards | Trade Secret | 2018
20252-215912-02 | Xcel Energy | 85 | 13781 | IOU | OID3312435 | 6 | Solar |  |  | Withdrawn | Trade Secret | Trade | MPK | MPK087 | Residential | Solar*Rewards | Trade Secret | 2018
20252-215912-02 | Xcel Energy | 85 | 13781 | IOU | OID3313226 | 6 | Solar |  |  | Withdrawn | Trade Secret | Trade | RPL | RPL064 | Residential | Solar*Rewards | Trade Secret | 2018
20252-215912-02 | Xcel Energy | 85 | 13781 | IOU | OID3313565 | 19.999 | Solar |  |  | Withdrawn | Trade Secret | Trade | JOR | JOR022 | Commercial | Solar*Rewards | Trade Secret | 2018
20252-215912-02 | Xcel Energy | 85 | 13781 | IOU | OID3314089 | 2.962 | Solar |  |  | Withdrawn | Trade Secret | Trade | WES | WES076 | Residential |  | Trade Secret | 2018
20252-215912-02 | Xcel Energy | 85 | 13781 | IOU | OID3314851 | 14.51 | Solar |  |  | Withdrawn | Trade Secret | Trade | MOL | MOL067 | Commercial | Solar*Rewards | Trade Secret | 2018
20252-215912-02 | Xcel Energy | 85 | 13781 | IOU | OID3314965 |  | Solar |  |  | Withdrawn | Trade Secret | Trade | MPK | MPK063 | Residential | Solar*Rewards | Trade Secret | 2018
20252-215912-02 | Xcel Energy | 85 | 13781 | IOU | OID3315292 | 19.88 | Solar |  |  | Withdrawn | Trade Secret | Trade | PIL | PIL021 | Residential | Solar*Rewards | Trade Secret | 2018
20252-215912-02 | Xcel Energy | 85 | 13781 | IOU | OID3315914 | 6.09 | Solar |  |  | Withdrawn | Trade Secret | Trade | SLP | SLP097 | Residential | Solar*Rewards | Trade Secret | 2018
20252-215912-02 | Xcel Energy | 85 | 13781 | IOU | OID3316043 | 3.747 | Solar |  |  | Withdrawn | Trade Secret | Trade | WES | WES076 | Residential |  | Trade Secret | 2018
20252-215912-02 | Xcel Energy | 85 | 13781 | IOU | OID3316157 | 3.747 | Solar |  |  | Withdrawn | Trade Secret | Trade | WES | WES076 | Residential | Solar*Rewards | Trade Secret | 2018
20252-215912-02 | Xcel Energy | 85 | 13781 | IOU | OID3316572 | 11.39 | Solar |  |  | Withdrawn | Trade Secret | Trade | RRK | RRK063 | Commercial | Solar*Rewards | Trade Secret | 2018
20252-215912-02 | Xcel Energy | 85 | 13781 | IOU | OID3317416 | 9.94 | Solar |  |  | Withdrawn | Trade Secret | Trade | GSL | GSL341 | Residential | Solar*Rewards | Trade Secret | 2018
20252-215912-02 | Xcel Energy | 85 | 13781 | IOU | OID3317702 | 9.94 | Solar |  |  | Withdrawn | Trade Secret | Trade | EDA | EDA067 | Residential | Solar*Rewards | Trade Secret | 2018
20252-215912-02 | Xcel Energy | 85 | 13781 | IOU | OID3317911 | 18 | Solar |  |  | Withdrawn | Trade Secret | Trade | WAS | WAS092 | Residential | Solar*Rewards | Trade Secret | 2018
20252-215912-02 | Xcel Energy | 85 | 13781 | IOU | OID3317921 | 30 | Solar |  |  | Withdrawn | Trade Secret | Trade | WAS | WAS092 | Residential |  | Trade Secret | 2018
20252-215912-02 | Xcel Energy | 85 | 13781 | IOU | OID3321206 | 3.8 | Solar |  |  | Withdrawn | Trade Secret | Trade | RPO | RPO312 | Residential | Solar*Rewards | Trade Secret | 2018
20252-215912-02 | Xcel Energy | 85 | 13781 | IOU | OID3321376 | 30 | Solar |  |  | Withdrawn | Trade Secret | Trade | WAS | WAS092 | Residential |  | Trade Secret | 2018
20252-215912-02 | Xcel Energy | 85 | 13781 | IOU | OID3321393 | 119.975 | Solar |  |  | Withdrawn | Trade Secret | Trade | HOW | HOW061 | Commercial |  | Trade Secret | 2018
20252-215912-02 | Xcel Energy | 85 | 13781 | IOU | OID3321506 | 14.51 | Solar |  |  | Withdrawn | Trade Secret | Trade | DBL | DBL004 | Commercial | Solar*Rewards | Trade Secret | 2018
20252-215912-02 | Xcel Energy | 85 | 13781 | IOU | OID3322106 | 328.02 | Solar |  |  | Withdrawn | Trade Secret | Trade | ALB | ALB022 | Residential | Solar*Rewards | Trade Secret | 2018
20252-215912-02 | Xcel Energy | 85 | 13781 | IOU | OID3325559 | 7.625 | Solar |  |  | Withdrawn | Trade Secret | Trade | SLP | SLP083 | Residential | Solar*Rewards | Trade Secret | 2018
20252-215912-02 | Xcel Energy | 85 | 13781 | IOU | OID3325564 | 9.94 | Solar |  |  | Withdrawn | Trade Secret | Trade | PIP | PIP090 | Residential | Solar*Rewards | Trade Secret | 2018
20252-215912-02 | Xcel Energy | 85 | 13781 | IOU | OID3325579 | 11.39 | Solar |  |  | Withdrawn | Trade Secret | Trade | ZUM | ZUM022 | Residential | Solar*Rewards | Trade Secret | 2018
20252-215912-02 | Xcel Energy | 85 | 13781 | IOU | OID3325693 | 7.63 | Solar |  |  | Withdrawn | Trade Secret | Trade | SLP | SLP071 | Residential |  | Trade Secret | 2018
20252-215912-02 | Xcel Energy | 85 | 13781 | IOU | OID3325773 | 19.999 | Solar |  |  | Withdrawn | Trade Secret | Trade | OSS | OSS072 | Commercial | Solar*Rewards | Trade Secret | 2018
20252-215912-02 | Xcel Energy | 85 | 13781 | IOU | OID3326139 |  | Solar |  |  | Withdrawn | Trade Secret | Trade | BLC | BLC062 | Residential | Solar*Rewards | Trade Secret | 2018
20252-215912-02 | Xcel Energy | 85 | 13781 | IOU | OID3326233 |  | Solar |  |  | Withdrawn | Trade Secret | Trade | MPK | MPK078 | Residential | Solar*Rewards | Trade Secret | 2018
20252-215912-02 | Xcel Energy | 85 | 13781 | IOU | OID3326570 |  | Solar |  |  | Withdrawn | Trade Secret | Trade | ANN | ANN021 | Residential | Solar*Rewards | Trade Secret | 2018
20252-215912-02 | Xcel Energy | 85 | 13781 | IOU | OID3327136 | 12 | Solar |  | X | Withdrawn | Trade Secret | Trade | GRC | GRC312 | Residential | Solar*Rewards | Trade Secret | 2018
20252-215912-02 | Xcel Energy | 85 | 13781 | IOU | OID3327168 | 33.3 | Solar |  |  | Withdrawn | Trade Secret | Trade | RLK | RLK065 | Commercial | Made in Minnesota | Trade Secret | 2018
20252-215912-02 | Xcel Energy | 85 | 13781 | IOU | OID3327200 | 6.052 | Solar |  |  | Withdrawn | Trade Secret | Trade | DOC | DOC031 | Residential |  | Trade Secret | 2018
20252-215912-02 | Xcel Energy | 85 | 13781 | IOU | OID3327927 | 19.999 | Solar |  |  | Withdrawn | Trade Secret | Trade | WIL | WIL097 | Commercial | Solar*Rewards | Trade Secret | 2018
20252-215912-02 | Xcel Energy | 85 | 13781 | IOU | OID3327934 | 19.999 | Solar |  |  | Withdrawn | Trade Secret | Trade | WIL | WIL097 | Commercial | Solar*Rewards | Trade Secret | 2018
20252-215912-02 | Xcel Energy | 85 | 13781 | IOU | OID3327956 | 27.59 | Solar |  |  | Withdrawn | Trade Secret | Trade | RNV | RNV021 | Residential | Solar*Rewards | Trade Secret | 2018
20252-215912-02 | Xcel Energy | 85 | 13781 | IOU | OID3328010 | 43.53 | Solar |  |  | Withdrawn | Trade Secret | Trade | MDT | MDT071 | Commercial | Made in Minnesota | Trade Secret | 2018
20252-215912-02 | Xcel Energy | 85 | 13781 | IOU | OID3328114 | 14 | Solar |  |  | Withdrawn | Trade Secret | Trade | SLP | SLP322 | Commercial | Solar*Rewards | Trade Secret | 2018
20252-215912-02 | Xcel Energy | 85 | 13781 | IOU | OID3328380 | 39.998 | Solar |  |  | Withdrawn | Trade Secret | Trade | ALD | ALD098 | Commercial | Made in Minnesota | Trade Secret | 2018
20252-215912-02 | Xcel Energy | 85 | 13781 | IOU | OID3328659 | 19.999 | Solar |  |  | Withdrawn | Trade Secret | Trade | WIL | WIL061 | Commercial | Solar*Rewards | Trade Secret | 2018
20252-215912-02 | Xcel Energy | 85 | 13781 | IOU | OID3328665 | 19.999 | Solar |  |  | Withdrawn | Trade Secret | Trade | WIL | WIL062 | Commercial | Solar*Rewards | Trade Secret | 2018
20252-215912-02 | Xcel Energy | 85 | 13781 | IOU | OID3329619 | 5 | Solar |  |  | Withdrawn | Trade Secret | Trade | MPK | MPK086 | Residential | Solar*Rewards | Trade Secret | 2018
20252-215912-02 | Xcel Energy | 85 | 13781 | IOU | OID3333251 |  | Solar |  |  | Withdrawn | Trade Secret | Trade | PAT | PAT312 | Residential |  | Trade Secret | 2018
20252-215912-02 | Xcel Energy | 85 | 13781 | IOU | OID3333262 | 84 | Solar |  |  | Withdrawn | Trade Secret | Trade | PAT | PAT312 | Residential |  | Trade Secret | 2018
20252-215912-02 | Xcel Energy | 85 | 13781 | IOU | OID3333534 | 5 | Solar |  |  | Withdrawn | Trade Secret | Trade | AFT | AFT314 | Residential | Solar*Rewards | Trade Secret | 2018
20252-215912-02 | Xcel Energy | 85 | 13781 | IOU | OID3333559 | 18 | Solar |  |  | Withdrawn | Trade Secret | Trade | WAS | WAS092 | Residential |  | Trade Secret | 2018
20252-215912-02 | Xcel Energy | 85 | 13781 | IOU | OID3333564 | 18 | Solar |  |  | Withdrawn | Trade Secret | Trade | WAS | WAS092 | Residential | Solar*Rewards | Trade Secret | 2018
20252-215912-02 | Xcel Energy | 85 | 13781 | IOU | OID3333575 | 84 | Solar |  |  | Withdrawn | Trade Secret | Trade | PAT | PAT312 | Residential |  | Trade Secret | 2018
20252-215912-02 | Xcel Energy | 85 | 13781 | IOU | OID3333868 |  | Solar |  |  | Withdrawn | Trade Secret | Trade | UPP | UPP084 | Residential | Solar*Rewards | Trade Secret | 2018
20252-215912-02 | Xcel Energy | 85 | 13781 | IOU | OID3334213 | 15.232 | Solar |  |  | Withdrawn | Trade Secret | Trade | BEL | BEL061 | Residential | Solar*Rewards | Trade Secret | 2018
20252-215912-02 | Xcel Energy | 85 | 13781 | IOU | OID3334447 | 19.999 | Solar |  |  | Withdrawn | Trade Secret | Trade | GSL | GSL074 | Commercial | Solar*Rewards | Trade Secret | 2018
20252-215912-02 | Xcel Energy | 85 | 13781 | IOU | OID3334450 |  | Solar |  |  | Withdrawn | Trade Secret | Trade | ALD | ALD083 | Commercial | Solar*Rewards | Trade Secret | 2018
20252-215912-02 | Xcel Energy | 85 | 13781 | IOU | OID3334459 | 19.999 | Solar |  |  | Withdrawn | Trade Secret | Trade | ALD | ALD083 | Commercial | Solar*Rewards | Trade Secret | 2018
20252-215912-02 | Xcel Energy | 85 | 13781 | IOU | OID3334616 |  | Solar |  |  | Withdrawn | Trade Secret | Trade | SCA | SCA021 | Residential | Solar*Rewards | Trade Secret | 2018
20252-215912-02 | Xcel Energy | 85 | 13781 | IOU | OID3337183 | 18.195 | Solar |  |  | Withdrawn | Trade Secret | Trade | WEB | WEB021 | Commercial | Solar*Rewards | Trade Secret | 2018
20252-215912-02 | Xcel Energy | 85 | 13781 | IOU | OID3337966 | 1.575 | Solar |  |  | Withdrawn | Trade Secret | Trade | NWA | NWA021 | Residential | Solar*Rewards | Trade Secret | 2018
20252-215912-02 | Xcel Energy | 85 | 13781 | IOU | OID3338199 | 19.999 | Solar |  |  | Withdrawn | Trade Secret | Trade | RMT | RMT321 | Commercial | Solar*Rewards | Trade Secret | 2018
20252-215912-02 | Xcel Energy | 85 | 13781 | IOU | OID3338889 |  | Solar |  |  | Withdrawn | Trade Secret | Trade | CHI | CHI311 | Residential | Solar*Rewards | Trade Secret | 2018
20252-215912-02 | Xcel Energy | 85 | 13781 | IOU | OID3339109 | 9.94 | Solar |  |  | Withdrawn | Trade Secret | Trade | GSL | GSL074 | Residential | Solar*Rewards | Trade Secret | 2018
20252-215912-02 | Xcel Energy | 85 | 13781 | IOU | OID3339682 | 3.6 | Solar |  |  | Withdrawn | Trade Secret | Trade | WIL | WIL062 | Commercial | Solar*Rewards | Trade Secret | 2018
20252-215912-02 | Xcel Energy | 85 | 13781 | IOU | OID3339809 |  | Solar |  |  | Withdrawn | Trade Secret | Trade | HAS | HAS032 | Residential | Solar*Rewards | Trade Secret | 2018
20252-215912-02 | Xcel Energy | 85 | 13781 | IOU | OID3340067 | 19.88 | Solar |  |  | Withdrawn | Trade Secret | Trade | MDT | MDT074 | Commercial | Solar*Rewards | Trade Secret | 2018
20252-215912-02 | Xcel Energy | 85 | 13781 | IOU | OID3340804 | 19.99 | Solar |  |  | Withdrawn | Trade Secret | Trade | WSG | WSG065 | Residential | Solar*Rewards | Trade Secret | 2018
20252-215912-02 | Xcel Energy | 85 | 13781 | IOU | OID3344368 | 6 | Solar |  |  | Withdrawn | Trade Secret | Trade | AFT | AFT314 | Residential | Solar*Rewards | Trade Secret | 2018
20252-215912-02 | Xcel Energy | 85 | 13781 | IOU | OID3346137 | 5 | Solar |  |  | Withdrawn | Trade Secret | Trade | WIL | WIL078 | Residential | Solar*Rewards | Trade Secret | 2018
20252-215912-02 | Xcel Energy | 85 | 13781 | IOU | OID3346982 | 11.39 | Solar |  |  | Withdrawn | Trade Secret | Trade | HUG | HUG321 | Residential | Solar*Rewards | Trade Secret | 2018
20252-215912-02 | Xcel Energy | 85 | 13781 | IOU | OID3347259 |  | Other |  |  | Withdrawn | Trade Secret | Trade | LEX | LEX074 | Commercial |  | Trade Secret | 2018
20252-215912-02 | Xcel Energy | 85 | 13781 | IOU | OID3347411 | 5 | Solar |  |  | Withdrawn | Trade Secret | Trade | RIV | RIV076 | Residential | Solar*Rewards | Trade Secret | 2018
20252-215912-02 | Xcel Energy | 85 | 13781 | IOU | OID3350974 | 4.32 | Solar |  |  | Withdrawn | Trade Secret | Trade | MPK | MPK068 | Residential | Solar*Rewards | Trade Secret | 2018
20252-215912-02 | Xcel Energy | 85 | 13781 | IOU | OID3353820 |  | Solar |  |  | Withdrawn | Trade Secret | Trade | WAS | WAS092 | Residential | Solar*Rewards | Trade Secret | 2018
20252-215912-02 | Xcel Energy | 85 | 13781 | IOU | OID3353839 |  | Solar |  |  | Withdrawn | Trade Secret | Trade | UPP | UPP082 | Residential |  | Trade Secret | 2018
20252-215912-02 | Xcel Energy | 85 | 13781 | IOU | OID3358282 |  | Solar |  |  | Withdrawn | Trade Secret | Trade | BEL | BEL061 | Commercial | Solar*Rewards | Trade Secret | 2018
20252-215912-02 | Xcel Energy | 85 | 13781 | IOU | OID3360850 | 17.57 | Solar |  |  | Withdrawn | Trade Secret | Trade | RPO | RPO312 | Residential | Solar*Rewards | Trade Secret | 2018
20252-215912-02 | Xcel Energy | 85 | 13781 | IOU | OID3360881 | 9.94 | Solar |  |  | Withdrawn | Trade Secret | Trade | ALK | ALK067 | Residential | Solar*Rewards | Trade Secret | 2018
20252-215912-02 | Xcel Energy | 85 | 13781 | IOU | OID3360887 | 9.94 | Solar |  |  | Withdrawn | Trade Secret | Trade | ALK | ALK067 | Residential | Solar*Rewards | Trade Secret | 2018
20252-215912-02 | Xcel Energy | 85 | 13781 | IOU | OID3360890 | 9.94 | Solar |  |  | Withdrawn | Trade Secret | Trade | ALK | ALK067 | Residential | Solar*Rewards | Trade Secret | 2018
20252-215912-02 | Xcel Energy | 85 | 13781 | IOU | OID3361363 | 5 | Solar |  |  | Withdrawn | Trade Secret | Trade | RPL | RPL063 | Residential | Solar*Rewards | Trade Secret | 2018
20252-215912-02 | Xcel Energy | 85 | 13781 | IOU | OID3361793 | 9.94 | Solar |  |  | Withdrawn | Trade Secret | Trade | AFT | AFT315 | Residential | Solar*Rewards | Trade Secret | 2018
20252-215912-02 | Xcel Energy | 85 | 13781 | IOU | OID3361973 | 130.59 | Solar |  |  | Withdrawn | Trade Secret | Trade | WES | WES065 | Commercial |  | Trade Secret | 2018
20252-215912-02 | Xcel Energy | 85 | 13781 | IOU | OID3362508 | 11.39 | Solar |  |  | Withdrawn | Trade Secret | Trade | LLK | LLK071 | Residential | Solar*Rewards | Trade Secret | 2018
20252-215912-02 | Xcel Energy | 85 | 13781 | IOU | OID3362545 |  | Solar |  |  | Withdrawn | Trade Secret | Trade | GRC | GRC063 | Residential | Solar*Rewards | Trade Secret | 2018
20252-215912-02 | Xcel Energy | 85 | 13781 | IOU | OID3363092 | 3.747 | Solar |  |  | Withdrawn | Trade Secret | Trade | WIL | WIL073 | Residential | Solar*Rewards | Trade Secret | 2018
20252-215912-02 | Xcel Energy | 85 | 13781 | IOU | OID3363749 | 11.39 | Solar |  |  | Withdrawn | Trade Secret | Trade | WIL | WIL082 | Residential | Solar*Rewards | Trade Secret | 2018
20252-215912-02 | Xcel Energy | 85 | 13781 | IOU | OID3365703 | 19.999 | Solar |  |  | Withdrawn | Trade Secret | Trade | HWW | HWW073 | Commercial | Solar*Rewards | Trade Secret | 2018
20252-215912-02 | Xcel Energy | 85 | 13781 | IOU | OID3368799 | 9.94 | Solar |  |  | Withdrawn | Trade Secret | Trade | ALK | ALK067 | Residential | Solar*Rewards | Trade Secret | 2018
20252-215912-02 | Xcel Energy | 85 | 13781 | IOU | OID3368803 | 9.94 | Solar |  |  | Withdrawn | Trade Secret | Trade | ALK | ALK067 | Residential | Solar*Rewards | Trade Secret | 2018
20252-215912-02 | Xcel Energy | 85 | 13781 | IOU | OID3368810 | 9.94 | Solar |  |  | Withdrawn | Trade Secret | Trade | ALK | ALK067 | Residential | Solar*Rewards | Trade Secret | 2018
20252-215912-02 | Xcel Energy | 85 | 13781 | IOU | OID3368818 | 9.94 | Solar |  |  | Withdrawn | Trade Secret | Trade | ALK | ALK067 | Residential | Solar*Rewards | Trade Secret | 2018
20252-215912-02 | Xcel Energy | 85 | 13781 | IOU | OID3368825 | 9.94 | Solar |  |  | Withdrawn | Trade Secret | Trade | ALK | ALK067 | Residential | Solar*Rewards | Trade Secret | 2018
20252-215912-02 | Xcel Energy | 85 | 13781 | IOU | OID3368834 | 9.94 | Solar |  |  | Withdrawn | Trade Secret | Trade | ALK | ALK067 | Residential | Solar*Rewards | Trade Secret | 2018
20252-215912-02 | Xcel Energy | 85 | 13781 | IOU | OID3368873 | 9.94 | Solar |  |  | Withdrawn | Trade Secret | Trade | ALK | ALK067 | Residential | Solar*Rewards | Trade Secret | 2018
20252-215912-02 | Xcel Energy | 85 | 13781 | IOU | OID3368889 | 9.94 | Solar |  |  | Withdrawn | Trade Secret | Trade | ALK | ALK067 | Residential | Solar*Rewards | Trade Secret | 2018
20252-215912-02 | Xcel Energy | 85 | 13781 | IOU | OID3368896 | 9.94 | Solar |  |  | Withdrawn | Trade Secret | Trade | ALK | ALK067 | Residential | Solar*Rewards | Trade Secret | 2018
20252-215912-02 | Xcel Energy | 85 | 13781 | IOU | OID3368899 | 9.94 | Solar |  |  | Withdrawn | Trade Secret | Trade | ALK | ALK067 | Residential | Solar*Rewards | Trade Secret | 2018
20252-215912-02 | Xcel Energy | 85 | 13781 | IOU | OID3368904 | 9.94 | Solar |  |  | Withdrawn | Trade Secret | Trade | ALK | ALK067 | Residential | Solar*Rewards | Trade Secret | 2018
20252-215912-02 | Xcel Energy | 85 | 13781 | IOU | OID3368910 | 9.94 | Solar |  |  | Withdrawn | Trade Secret | Trade | ALK | ALK067 | Residential | Solar*Rewards | Trade Secret | 2018
20252-215912-02 | Xcel Energy | 85 | 13781 | IOU | OID3368913 | 9.94 | Solar |  |  | Withdrawn | Trade Secret | Trade | ALK | ALK067 | Residential | Solar*Rewards | Trade Secret | 2018
20252-215912-02 | Xcel Energy | 85 | 13781 | IOU | OID3369425 | 26.622 | Solar |  |  | Withdrawn | Trade Secret | Trade | ALT | ALT021 | Commercial |  | Trade Secret | 2018
20252-215912-02 | Xcel Energy | 85 | 13781 | IOU | OID3369439 | 6 | Solar |  |  | Withdrawn | Trade Secret | Trade | ALD | ALD073 | Residential | Solar*Rewards | Trade Secret | 2018
20252-215912-02 | Xcel Energy | 85 | 13781 | IOU | OID3369452 |  | Storage |  |  | Withdrawn | Trade Secret | Trade | ALD | ALD083 | Residential |  | Trade Secret | 2018
20252-215912-02 | Xcel Energy | 85 | 13781 | IOU | OID3369664 | 14.51 | Solar |  |  | Withdrawn | Trade Secret | Trade | MDT | MDT067 | Commercial | Solar*Rewards | Trade Secret | 2018
20252-215912-02 | Xcel Energy | 85 | 13781 | IOU | OID3369823 | 39.06 | Solar |  |  | Withdrawn | Trade Secret | Trade | LEX | LEX073 | Commercial | Solar*Rewards | Trade Secret | 2018
20252-215912-02 | Xcel Energy | 85 | 13781 | IOU | OID3370060 | 18 | Solar |  |  | Withdrawn | Trade Secret | Trade | BEL | BEL062 | Commercial | Solar*Rewards | Trade Secret | 2018
20252-215912-02 | Xcel Energy | 85 | 13781 | IOU | OID3370955 | 8.2 | Solar |  |  | Withdrawn | Trade Secret | Trade | ECK | ECK062 | Residential | Solar*Rewards | Trade Secret | 2018
20252-215912-02 | Xcel Energy | 85 | 13781 | IOU | OID3374715 | 9.994 | Solar |  |  | Withdrawn | Trade Secret | Trade | ALT | ALT021 | Residential | Solar*Rewards | Trade Secret | 2018
20252-215912-02 | Xcel Energy | 85 | 13781 | IOU | OID3376059 | 19.999 | Solar |  |  | Withdrawn | Trade Secret | Trade | SLP | SLP095 | Commercial | Solar*Rewards | Trade Secret | 2018
20252-215912-02 | Xcel Energy | 85 | 13781 | IOU | OID3376205 | 9.84 | Solar |  |  | Withdrawn | Trade Secret | Trade | RPO | RPO312 | Residential | Solar*Rewards | Trade Secret | 2018
20252-215912-02 | Xcel Energy | 85 | 13781 | IOU | OID3377583 | 5 | Solar |  |  | Withdrawn | Trade Secret | Trade | ZUM | ZUM021 | Residential | Solar*Rewards | Trade Secret | 2018
20252-215912-02 | Xcel Energy | 85 | 13781 | IOU | OID3377587 |  | Solar |  |  | Withdrawn | Trade Secret | Trade | WDY | WDY321 | Residential | Solar*Rewards | Trade Secret | 2018
20252-215912-02 | Xcel Energy | 85 | 13781 | IOU | OID3377588 | 5 | Solar |  |  | Withdrawn | Trade Secret | Trade | WDY | WDY321 | Residential | Solar*Rewards | Trade Secret | 2018
20252-215912-02 | Xcel Energy | 85 | 13781 | IOU | OID3378021 |  | Solar |  |  | Withdrawn | Trade Secret | Trade | WAT | WAT081 | Commercial |  | Trade Secret | 2018
20252-215912-02 | Xcel Energy | 85 | 13781 | IOU | OID3378183 | 11.4 | Solar |  |  | Withdrawn | Trade Secret | Trade | WEB | WEB021 | Commercial |  | Trade Secret | 2018
20252-215912-02 | Xcel Energy | 85 | 13781 | IOU | OID3380693 |  | Solar |  |  | Withdrawn | Trade Secret | Trade | SHP | SHP062 | Residential | Solar*Rewards | Trade Secret | 2018
20252-215912-02 | Xcel Energy | 85 | 13781 | IOU | OID3383137 | 9.94 | Solar |  |  | Withdrawn | Trade Secret | Trade | ALK | ALK067 | Residential | Solar*Rewards | Trade Secret | 2018
20252-215912-02 | Xcel Energy | 85 | 13781 | IOU | OID3383138 | 9.94 | Solar |  |  | Withdrawn | Trade Secret | Trade | ALK | ALK067 | Residential | Solar*Rewards | Trade Secret | 2018
20252-215912-02 | Xcel Energy | 85 | 13781 | IOU | OID3383139 | 9.94 | Solar |  |  | Withdrawn | Trade Secret | Trade | ALK | ALK067 | Residential | Solar*Rewards | Trade Secret | 2018
20252-215912-02 | Xcel Energy | 85 | 13781 | IOU | OID3383140 | 9.94 | Solar |  |  | Withdrawn | Trade Secret | Trade | ALK | ALK067 | Residential | Solar*Rewards | Trade Secret | 2018
20252-215912-02 | Xcel Energy | 85 | 13781 | IOU | OID3383228 | 9.94 | Solar |  |  | Withdrawn | Trade Secret | Trade | ALK | ALK067 | Residential | Solar*Rewards | Trade Secret | 2018
20252-215912-02 | Xcel Energy | 85 | 13781 | IOU | OID3383233 | 9.94 | Solar |  |  | Withdrawn | Trade Secret | Trade | ALK | ALK067 | Residential | Solar*Rewards | Trade Secret | 2018
20252-215912-02 | Xcel Energy | 85 | 13781 | IOU | OID3383249 | 9.94 | Solar |  |  | Withdrawn | Trade Secret | Trade | ALK | ALK067 | Residential | Solar*Rewards | Trade Secret | 2018
20252-215912-02 | Xcel Energy | 85 | 13781 | IOU | OID3383823 | 50 | Solar |  |  | Withdrawn | Trade Secret | Trade | DBL | DBL082 | Commercial |  | Trade Secret | 2018
20252-215912-02 | Xcel Energy | 85 | 13781 | IOU | OID3383827 | 20 | Solar |  |  | Withdrawn | Trade Secret | Trade | ESW | ESW061 | Commercial |  | Trade Secret | 2018
20252-215912-02 | Xcel Energy | 85 | 13781 | IOU | OID3384356 | 6 | Solar |  |  | Withdrawn | Trade Secret | Trade | SLP | SLP084 | Residential | Solar*Rewards | Trade Secret | 2018
20252-215912-02 | Xcel Energy | 85 | 13781 | IOU | OID3385805 |  | Solar |  |  | Withdrawn | Trade Secret | Trade | DBL | DBL074 | Commercial |  | Trade Secret | 2018
20252-215912-02 | Xcel Energy | 85 | 13781 | IOU | OID3387024 | 9.94 | Solar |  |  | Withdrawn | Trade Secret | Trade | ALK | ALK067 | Residential | Solar*Rewards | Trade Secret | 2018
20252-215912-02 | Xcel Energy | 85 | 13781 | IOU | OID3387025 | 19.88 | Solar |  |  | Withdrawn | Trade Secret | Trade | CGR | CGR071 | Residential | Solar*Rewards | Trade Secret | 2018
20252-215912-02 | Xcel Energy | 85 | 13781 | IOU | OID3387030 | 9.94 | Solar |  |  | Withdrawn | Trade Secret | Trade | ALK | ALK067 | Residential | Solar*Rewards | Trade Secret | 2018
20252-215912-02 | Xcel Energy | 85 | 13781 | IOU | OID3387038 | 9.94 | Solar |  |  | Withdrawn | Trade Secret | Trade | ALK | ALK067 | Residential | Solar*Rewards | Trade Secret | 2018
20252-215912-02 | Xcel Energy | 85 | 13781 | IOU | OID3387045 | 9.94 | Solar |  |  | Withdrawn | Trade Secret | Trade | ALK | ALK067 | Residential | Solar*Rewards | Trade Secret | 2018
20252-215912-02 | Xcel Energy | 85 | 13781 | IOU | OID3387963 | 9.94 | Solar |  |  | Withdrawn | Trade Secret | Trade | ALK | ALK067 | Residential | Solar*Rewards | Trade Secret | 2018
20252-215912-02 | Xcel Energy | 85 | 13781 | IOU | OID3388266 | 12.616 | Solar |  |  | Withdrawn | Trade Secret | Trade | UPP | UPP085 | Residential | Solar*Rewards | Trade Secret | 2018
20252-215912-02 | Xcel Energy | 85 | 13781 | IOU | OID3389568 | 16.8 | Solar |  |  | Withdrawn | Trade Secret | Trade | GSL | GSL065 | Residential | Solar*Rewards | Trade Secret | 2018
20252-215912-02 | Xcel Energy | 85 | 13781 | IOU | OID3389569 | 19.999 | Solar |  |  | Withdrawn | Trade Secret | Trade | ALD | ALD097 | Commercial | Solar*Rewards | Trade Secret | 2018
20252-215912-02 | Xcel Energy | 85 | 13781 | IOU | OID3389581 | 19.999 | Solar |  |  | Withdrawn | Trade Secret | Trade | ALD | ALD097 | Commercial | Solar*Rewards | Trade Secret | 2018
20252-215912-02 | Xcel Energy | 85 | 13781 | IOU | OID3389655 | 7.625 | Solar |  |  | Withdrawn | Trade Secret | Trade | SOU | SOU069 | Commercial | Solar*Rewards | Trade Secret | 2018
20252-215912-02 | Xcel Energy | 85 | 13781 | IOU | OID3391437 | 36 | Solar |  |  | Withdrawn | Trade Secret | Trade |  |  | Residential | Solar*Rewards | Trade Secret | 2018
20252-215912-02 | Xcel Energy | 85 | 13781 | IOU | OID3391849 | 6 | Solar |  |  | Withdrawn | Trade Secret | Trade | WAT | WAT081 | Commercial | Solar*Rewards | Trade Secret | 2018
20252-215912-02 | Xcel Energy | 85 | 13781 | IOU | OID3391950 | 82.488 | Solar |  |  | Withdrawn | Trade Secret | Trade | DBL | DBL074 | Commercial | Solar*Rewards | Trade Secret | 2018
20252-215912-02 | Xcel Energy | 85 | 13781 | IOU | OID3392636 | 19.88 | Solar |  | X | Withdrawn | Trade Secret | Trade | WDY | WDY312 | Residential | Solar*Rewards | Trade Secret | 2018
20252-215912-02 | Xcel Energy | 85 | 13781 | IOU | OID3394415 | 4.56 | Solar |  |  | Withdrawn | Trade Secret | Trade | WDY | WDY322 | Residential | Solar*Rewards | Trade Secret | 2018
20252-215912-02 | Xcel Energy | 85 | 13781 | IOU | OID3397272 | 19.999 | Solar |  |  | Withdrawn | Trade Secret | Trade | WYO | WYO032 | Commercial | Solar*Rewards | Trade Secret | 2018
20252-215912-02 | Xcel Energy | 85 | 13781 | IOU | OID3400863 | 6 | Solar |  |  | Withdrawn | Trade Secret | Trade | BEL | BEL062 | Commercial |  | Trade Secret | 2018
20252-215912-02 | Xcel Energy | 85 | 13781 | IOU | OID3401158 | 12 | Solar |  |  | Withdrawn | Trade Secret | Trade | DOC | DOC211 | Residential | Solar*Rewards | Trade Secret | 2018
20252-215912-02 | Xcel Energy | 85 | 13781 | IOU | OID3403345 | 17.61 | Solar |  |  | Withdrawn | Trade Secret | Trade | HUG | HUG321 | Residential | Solar*Rewards | Trade Secret | 2018
20252-215912-02 | Xcel Energy | 85 | 13781 | IOU | OID3406356 | 3.12 | Solar |  |  | Withdrawn | Trade Secret | Trade | RPO | RPO311 | Residential | Solar*Rewards | Trade Secret | 2018
20252-215912-02 | Xcel Energy | 85 | 13781 | IOU | OID3406570 | 19.88 | Solar |  |  | Withdrawn | Trade Secret | Trade | SMT | SMT061 | Commercial | Solar*Rewards | Trade Secret | 2018
20252-215912-02 | Xcel Energy | 85 | 13781 | IOU | OID3406583 | 20 | Solar |  |  | Withdrawn | Trade Secret | Trade | PLA | PLA022 | Commercial | Solar*Rewards | Trade Secret | 2018
20252-215912-02 | Xcel Energy | 85 | 13781 | IOU | OID3406594 | 3.8 | Solar |  |  | Withdrawn | Trade Secret | Trade | RWD | RWD081 | Residential | Solar*Rewards | Trade Secret | 2018
20252-215912-02 | Xcel Energy | 85 | 13781 | IOU | OID3409976 | 15.25 | Solar |  |  | Withdrawn | Trade Secret | Trade | SOU | SOU072 | Commercial | Solar*Rewards | Trade Secret | 2018
20252-215912-02 | Xcel Energy | 85 | 13781 | IOU | OID3410022 | 7.625 | Solar |  |  | Withdrawn | Trade Secret | Trade | SOU | SOU072 | Commercial | Solar*Rewards | Trade Secret | 2018
20252-215912-02 | Xcel Energy | 85 | 13781 | IOU | OID3410035 | 15.25 | Solar |  |  | Withdrawn | Trade Secret | Trade | SOU | SOU072 | Commercial | Solar*Rewards | Trade Secret | 2018
20252-215912-02 | Xcel Energy | 85 | 13781 | IOU | OID3410112 | 84 | Solar |  |  | Withdrawn | Trade Secret | Trade | ELP | ELP083 | Commercial |  | Trade Secret | 2018
20252-215912-02 | Xcel Energy | 85 | 13781 | IOU | OID3410141 |  | Solar |  |  | Withdrawn | Trade Secret | Trade |  |  | Residential | Made in Minnesota | Trade Secret | 2018
20252-215912-02 | Xcel Energy | 85 | 13781 | IOU | OID3410308 |  | Solar |  |  | Withdrawn | Trade Secret | Trade | ZUM | ZUM021 | Residential | Solar*Rewards | Trade Secret | 2018
20252-215912-02 | Xcel Energy | 85 | 13781 | IOU | OID3410326 | 3.8 | Solar |  |  | Withdrawn | Trade Secret | Trade | ZUM | ZUM021 | Residential |  | Trade Secret | 2018
20252-215912-02 | Xcel Energy | 85 | 13781 | IOU | OID3410973 | 4.48 | Solar |  |  | Withdrawn | Trade Secret | Trade | OAD | OAD061 | Residential | Solar*Rewards | Trade Secret | 2018
20252-215912-02 | Xcel Energy | 85 | 13781 | IOU | OID3412313 |  | Solar |  |  | Withdrawn | Trade Secret | Trade | ELP | ELP083 | Commercial |  | Trade Secret | 2018
20252-215912-02 | Xcel Energy | 85 | 13781 | IOU | OID3413161 | 39.98 | Solar |  |  | Withdrawn | Trade Secret | Trade | BEL | BEL061 | Commercial | Solar*Rewards | Trade Secret | 2018
20252-215912-02 | Xcel Energy | 85 | 13781 | IOU | OID3414523 | 646 | Solar |  |  | Withdrawn | Trade Secret | Trade | ELP | ELP083 | Commercial |  | Trade Secret | 2018
20252-215912-02 | Xcel Energy | 85 | 13781 | IOU | OID3415117 | 3.87 | Storage |  |  | Withdrawn | Trade Secret | Trade | SLP | SLP095 | Residential | Solar*Rewards | Trade Secret | 2018
20252-215912-02 | Xcel Energy | 85 | 13781 | IOU | OID3416789 | 7.63 | Solar |  |  | Withdrawn | Trade Secret | Trade | SOU | SOU063 | Residential | Solar*Rewards | Trade Secret | 2018
20252-215912-02 | Xcel Energy | 85 | 13781 | IOU | OID3416886 | 7.625 | Solar |  | X | Withdrawn | Trade Secret | Trade | OPK | OPK077 | Residential | Solar*Rewards | Trade Secret | 2018
20252-215912-02 | Xcel Energy | 85 | 13781 | IOU | OID3416914 | 7.6 | Solar |  |  | Withdrawn | Trade Secret | Trade | HUG | HUG311 | Residential | Solar*Rewards | Trade Secret | 2018
20252-215912-02 | Xcel Energy | 85 | 13781 | IOU | OID3419199 | 290 | Solar |  |  | Withdrawn | Trade Secret | Trade | TER | TER086 | Commercial |  | Trade Secret | 2018
20252-215912-02 | Xcel Energy | 85 | 13781 | IOU | OID3419208 | 1000 | Solar |  |  | Withdrawn | Trade Secret | Trade | RSP | RSP061 | Commercial |  | Trade Secret | 2018
20252-215912-02 | Xcel Energy | 85 | 13781 | IOU | OID3421305 | 86 | Solar |  |  | Withdrawn | Trade Secret | Trade | TER | TER086 | Commercial |  | Trade Secret | 2018
20252-215912-02 | Xcel Energy | 85 | 13781 | IOU | OID3422030 | 6.16 | Solar |  |  | Withdrawn | Trade Secret | Trade | CGR | CGR063 | Residential | Solar*Rewards | Trade Secret | 2018
20252-215912-02 | Xcel Energy | 85 | 13781 | IOU | OID3422284 | 4.32 | Solar |  |  | Interconnected | Trade Secret | Trade | RIV | RIV062 | Residential | Solar*Rewards | Trade Secret | 2018 | 2018
20252-215912-02 | Xcel Energy | 85 | 13781 | IOU | OID3422299 | 9.994 | Solar |  |  | Withdrawn | Trade Secret | Trade | WYO | WYO021 | Residential | Solar*Rewards | Trade Secret | 2018
20252-215912-02 | Xcel Energy | 85 | 13781 | IOU | OID3422945 | 29.985 | Solar |  |  | Withdrawn | Trade Secret | Trade | BRO | BRO021 | Commercial | Solar*Rewards | Trade Secret | 2018
20252-215912-02 | Xcel Energy | 85 | 13781 | IOU | OID3423688 | 6 | Solar |  |  | Withdrawn | Trade Secret | Trade | MPK | MPK087 | Residential | Made in Minnesota | Trade Secret | 2018
20252-215912-02 | Xcel Energy | 85 | 13781 | IOU | OID3424016 |  | Solar |  |  | Withdrawn | Trade Secret | Trade | WES | WES074 | Residential | Solar*Rewards | Trade Secret | 2018
20252-215912-02 | Xcel Energy | 85 | 13781 | IOU | OID3424310 | 3.6 | Solar |  |  | Withdrawn | Trade Secret | Trade | CEL | CEL064 | Residential | Solar*Rewards | Trade Secret | 2018
20252-215912-02 | Xcel Energy | 85 | 13781 | IOU | OID3424416 | 6 | Solar |  |  | Withdrawn | Trade Secret | Trade | BRO | BRO021 | Commercial | Solar*Rewards | Trade Secret | 2018
20252-215912-02 | Xcel Energy | 85 | 13781 | IOU | OID3424627 | 19.99 | Solar |  |  | Withdrawn | Trade Secret | Trade | BRO | BRO021 | Commercial | Solar*Rewards | Trade Secret | 2018
20252-215912-02 | Xcel Energy | 85 | 13781 | IOU | OID3425106 | 4.2 | Solar |  |  | Interconnected | Trade Secret | Trade | OPK | OPK077 | Residential | Solar*Rewards | Trade Secret | 2018 | 2018
20252-215912-02 | Xcel Energy | 85 | 13781 | IOU | OID3425294 | 72 | Solar |  |  | Interconnected | Trade Secret | Trade | GPH | GPH079 | Commercial |  | Trade Secret | 2018 | 2018
20252-215912-02 | Xcel Energy | 85 | 13781 | IOU | OID3425562 | 19.015 | Solar |  |  | Withdrawn | Trade Secret | Trade | CEL | CEL064 | Residential | Solar*Rewards | Trade Secret | 2018
20252-215912-02 | Xcel Energy | 85 | 13781 | IOU | OID3425799 |  | Solar |  |  | Withdrawn | Trade Secret | Trade | BRO | BRO021 | Commercial | Solar*Rewards | Trade Secret | 2018
20252-215912-02 | Xcel Energy | 85 | 13781 | IOU | OID3425990 | 3.36 | Solar |  |  | Withdrawn | Trade Secret | Trade | DGC | DGC061 | Residential |  | Trade Secret | 2018
20252-215912-02 | Xcel Energy | 85 | 13781 | IOU | OID3426196 | 19.006 | Solar |  |  | Withdrawn | Trade Secret | Trade | MPK | MPK063 | Commercial | Solar*Rewards | Trade Secret | 2018
20252-215912-02 | Xcel Energy | 85 | 13781 | IOU | OID3429430 | 7.616 | Solar |  |  | Withdrawn | Trade Secret | Trade | SOU | SOU076 | Residential | Solar*Rewards | Trade Secret | 2018
20252-215912-02 | Xcel Energy | 85 | 13781 | IOU | OID3431386 |  | Solar |  |  | Withdrawn | Trade Secret | Trade | WAS | WAS092 | Commercial |  | Trade Secret | 2018
20252-215912-02 | Xcel Energy | 85 | 13781 | IOU | OID3431851 |  | Solar |  |  | Withdrawn | Trade Secret | Trade | MPK | MPK085 | Residential | Solar*Rewards | Trade Secret | 2018
20252-215912-02 | Xcel Energy | 85 | 13781 | IOU | OID3433559 | 19.86 | Solar |  |  | Withdrawn | Trade Secret | Trade | MPK | MPK063 | Commercial | Solar*Rewards | Trade Secret | 2018
20252-215912-02 | Xcel Energy | 85 | 13781 | IOU | OID3434888 |  | Solar |  |  | Withdrawn | Trade Secret | Trade | AVN | AVN021 | Residential | Solar*Rewards | Trade Secret | 2018
20252-215912-02 | Xcel Energy | 85 | 13781 | IOU | OID3434902 | 5 | Storage |  |  | Interconnected | Trade Secret | Trade | VKG | VKG065 | Residential | Solar*Rewards | Trade Secret | 2018 | 2019
20252-215912-02 | Xcel Energy | 85 | 13781 | IOU | OID3436396 | 5 | Solar |  |  | Withdrawn | Trade Secret | Trade | APA | APA075 | Residential | Solar*Rewards | Trade Secret | 2018
20252-215912-02 | Xcel Energy | 85 | 13781 | IOU | OID3437769 | 66.6 | Solar |  |  | Withdrawn | Trade Secret | Trade | OAD | OAD074 | Commercial |  | Trade Secret | 2018
20252-215912-02 | Xcel Energy | 85 | 13781 | IOU | OID3437979 | 19.99 | Solar |  |  | Withdrawn | Trade Secret | Trade | RNV | RNV021 | Residential |  | Trade Secret | 2018
20252-215912-02 | Xcel Energy | 85 | 13781 | IOU | OID3438684 | 12 | Solar |  |  | Withdrawn | Trade Secret | Trade | MND | MND063 | Residential | Solar*Rewards | Trade Secret | 2018
20252-215912-02 | Xcel Energy | 85 | 13781 | IOU | OID3438744 | 6.72 | Solar |  |  | Withdrawn | Trade Secret | Trade | MPK | MPK063 | Residential | Solar*Rewards | Trade Secret | 2018
20252-215912-02 | Xcel Energy | 85 | 13781 | IOU | OID3446777 | 90 | Solar |  |  | Withdrawn | Trade Secret | Trade | LAK | LAK032 | Commercial |  | Trade Secret | 2018
20252-215912-02 | Xcel Energy | 85 | 13781 | IOU | OID3451825 | 9.93 | Solar |  |  | Withdrawn | Trade Secret | Trade | UPP | UPP084 | Commercial | Solar*Rewards | Trade Secret | 2018
20252-215912-02 | Xcel Energy | 85 | 13781 | IOU | OID3452057 | 9.94 | Solar |  |  | Withdrawn | Trade Secret | Trade | HYL | HYL061 | Residential | Solar*Rewards | Trade Secret | 2018
20252-215912-02 | Xcel Energy | 85 | 13781 | IOU | OID3457436 |  | Solar |  |  | Withdrawn | Trade Secret | Trade | RLK | RLK079 | Commercial | Solar*Rewards | Trade Secret | 2018
20252-215912-02 | Xcel Energy | 85 | 13781 | IOU | OID3458066 | 3.6 | Solar |  |  | Withdrawn | Trade Secret | Trade | CGR | CGR061 | Residential | Solar*Rewards | Trade Secret | 2018
20252-215912-02 | Xcel Energy | 85 | 13781 | IOU | OID3458443 |  | Solar |  |  | Withdrawn | Trade Secret | Trade | SCL | SCL322 | Residential | Solar*Rewards | Trade Secret | 2018
20252-215912-02 | Xcel Energy | 85 | 13781 | IOU | OID3459326 | 4.6 | Solar |  |  | Withdrawn | Trade Secret | Trade | EXC | EXC061 | Residential | Solar*Rewards | Trade Secret | 2018
20252-215912-02 | Xcel Energy | 85 | 13781 | IOU | OID3459396 | 0.029 | Solar |  |  | Withdrawn | Trade Secret | Trade | ALD | ALD094 | Commercial |  | Trade Secret | 2018
20252-215912-02 | Xcel Energy | 85 | 13781 | IOU | OID3461360 |  | Solar |  |  | Withdrawn | Trade Secret | Trade | SOU | SOU076 | Residential | Solar*Rewards | Trade Secret | 2018
20252-215912-02 | Xcel Energy | 85 | 13781 | IOU | OID3461576 | 7.616 | Solar |  |  | Withdrawn | Trade Secret | Trade | SOU | SOU076 | Residential | Solar*Rewards | Trade Secret | 2018
20252-215912-02 | Xcel Energy | 85 | 13781 | IOU | OID3461588 | 7.616 | Solar |  |  | Withdrawn | Trade Secret | Trade | ALT | ALT021 | Commercial | Solar*Rewards | Trade Secret | 2018
20252-215912-02 | Xcel Energy | 85 | 13781 | IOU | OID3462215 | 6 | Solar |  |  | Withdrawn | Trade Secret | Trade | AFT | AFT315 | Residential | Solar*Rewards | Trade Secret | 2018
20252-215912-02 | Xcel Energy | 85 | 13781 | IOU | OID3465033 | 5.2 | Solar |  |  | Withdrawn | Trade Secret | Trade | MEL | MEL061 | Residential | Solar*Rewards | Trade Secret | 2018
20252-215912-02 | Xcel Energy | 85 | 13781 | IOU | OID3465107 | 5 | Solar |  |  | Withdrawn | Trade Secret | Trade | EDA | EDA065 | Residential | Solar*Rewards | Trade Secret | 2018
20252-215912-02 | Xcel Energy | 85 | 13781 | IOU | OID3465168 | 3.36 | Solar |  |  | Withdrawn | Trade Secret | Trade | SLP | SLP082 | Residential | Solar*Rewards | Trade Secret | 2018
20252-215912-02 | Xcel Energy | 85 | 13781 | IOU | OID3465237 |  | Solar |  |  | Withdrawn | Trade Secret | Trade | HSN | HSN311 | Residential | Solar*Rewards | Trade Secret | 2018
20252-215912-02 | Xcel Energy | 85 | 13781 | IOU | OID3466682 | 12 | Solar |  |  | Withdrawn | Trade Secret | Trade | FAP | FAP062 | Residential | Solar*Rewards | Trade Secret | 2018
20252-215912-02 | Xcel Energy | 85 | 13781 | IOU | OID3467076 | 18 | Solar |  |  | Withdrawn | Trade Secret | Trade |  |  | Residential | Solar*Rewards | Trade Secret | 2018
20252-215912-02 | Xcel Energy | 85 | 13781 | IOU | OID3468017 |  | Solar |  |  | Withdrawn | Trade Secret | Trade | MST | MST069 | Commercial |  | Trade Secret | 2018
20252-215912-02 | Xcel Energy | 85 | 13781 | IOU | OID3468544 | 0.315 | Solar |  |  | Withdrawn | Trade Secret | Trade | BYT | BYT072 | Residential | Solar*Rewards | Trade Secret | 2018
20252-215912-02 | Xcel Energy | 85 | 13781 | IOU | OID3468548 | 5 | Solar |  |  | Withdrawn | Trade Secret | Trade | MPK | MPK085 | Residential | Solar*Rewards | Trade Secret | 2018
20252-215912-02 | Xcel Energy | 85 | 13781 | IOU | OID3469997 | 7.616 | Solar |  |  | Withdrawn | Trade Secret | Trade |  |  | Residential | Solar*Rewards | Trade Secret | 2018
20252-215912-02 | Xcel Energy | 85 | 13781 | IOU | OID3470035 |  | Solar |  |  | Withdrawn | Trade Secret | Trade | TER | TER081 | Commercial | Solar*Rewards | Trade Secret | 2018
20252-215912-02 | Xcel Energy | 85 | 13781 | IOU | OID3470152 | 39.998 | Solar |  |  | Withdrawn | Trade Secret | Trade | CGR | CGR074 | Commercial | Solar*Rewards | Trade Secret | 2018
20252-215912-02 | Xcel Energy | 85 | 13781 | IOU | OID3470153 | 39.998 | Solar |  |  | Withdrawn | Trade Secret | Trade | CDV | CDV061 | Commercial | Solar*Rewards | Trade Secret | 2018
20252-215912-02 | Xcel Energy | 85 | 13781 | IOU | OID3470259 | 19.999 | Solar |  |  | Withdrawn | Trade Secret | Trade | WES | WES063 | Commercial | Solar*Rewards | Trade Secret | 2018
20252-215912-02 | Xcel Energy | 85 | 13781 | IOU | OID3470279 | 19.999 | Solar |  |  | Withdrawn | Trade Secret | Trade | RIV | RIV063 | Commercial | Solar*Rewards | Trade Secret | 2018
20252-215912-02 | Xcel Energy | 85 | 13781 | IOU | OID3470287 | 39.998 | Solar |  |  | Withdrawn | Trade Secret | Trade | MDT | MDT062 | Commercial | Solar*Rewards | Trade Secret | 2018
20252-215912-02 | Xcel Energy | 85 | 13781 | IOU | OID3470289 | 39.998 | Solar |  |  | Withdrawn | Trade Secret | Trade | WES | WES062 | Commercial | Solar*Rewards | Trade Secret | 2018
20252-215912-02 | Xcel Energy | 85 | 13781 | IOU | OID3470290 | 39.998 | Solar |  |  | Withdrawn | Trade Secret | Trade | HWW | HWW075 | Commercial | Solar*Rewards | Trade Secret | 2018
20252-215912-02 | Xcel Energy | 85 | 13781 | IOU | OID3470294 | 39.998 | Solar |  |  | Withdrawn | Trade Secret | Trade | HWW | HWW071 | Commercial | Solar*Rewards | Trade Secret | 2018
20252-215912-02 | Xcel Energy | 85 | 13781 | IOU | OID3470295 | 19.999 | Solar |  |  | Withdrawn | Trade Secret | Trade | APA | APA072 | Commercial | Solar*Rewards | Trade Secret | 2018
20252-215912-02 | Xcel Energy | 85 | 13781 | IOU | OID3470300 | 39.998 | Solar |  |  | Withdrawn | Trade Secret | Trade | HWW | HWW071 | Commercial | Solar*Rewards | Trade Secret | 2018
20252-215912-02 | Xcel Energy | 85 | 13781 | IOU | OID3470303 | 19.999 | Solar |  |  | Withdrawn | Trade Secret | Trade | MOL | MOL073 | Commercial | Solar*Rewards | Trade Secret | 2018
20252-215912-02 | Xcel Energy | 85 | 13781 | IOU | OID3470304 | 39.998 | Solar |  |  | Withdrawn | Trade Secret | Trade | HWW | HWW071 | Commercial | Solar*Rewards | Trade Secret | 2018
20252-215912-02 | Xcel Energy | 85 | 13781 | IOU | OID3470310 | 19.999 | Solar |  |  | Withdrawn | Trade Secret | Trade | ECK | ECK322 | Commercial | Solar*Rewards | Trade Secret | 2018
20252-215912-02 | Xcel Energy | 85 | 13781 | IOU | OID3470322 | 19.999 | Solar |  |  | Withdrawn | Trade Secret | Trade | RWD | RWD081 | Commercial | Solar*Rewards | Trade Secret | 2018
20252-215912-02 | Xcel Energy | 85 | 13781 | IOU | OID3470325 |  | Solar |  |  | Withdrawn | Trade Secret | Trade | WSG | WSG063 | Commercial | Solar*Rewards | Trade Secret | 2018
20252-215912-02 | Xcel Energy | 85 | 13781 | IOU | OID3470335 | 39.998 | Solar |  |  | Withdrawn | Trade Secret | Trade | WTN | WTN061 | Commercial | Solar*Rewards | Trade Secret | 2018
20252-215912-02 | Xcel Energy | 85 | 13781 | IOU | OID3470338 | 19.999 | Solar |  |  | Withdrawn | Trade Secret | Trade | HSN | HSN321 | Commercial | Solar*Rewards | Trade Secret | 2018
20252-215912-02 | Xcel Energy | 85 | 13781 | IOU | OID3470342 | 19.999 | Solar |  |  | Withdrawn | Trade Secret | Trade | PKL | PKL062 | Commercial | Solar*Rewards | Trade Secret | 2018
20252-215912-02 | Xcel Energy | 85 | 13781 | IOU | OID3470344 | 19.999 | Solar |  |  | Withdrawn | Trade Secret | Trade | RIV | RIV073 | Commercial | Solar*Rewards | Trade Secret | 2018
20252-215912-02 | Xcel Energy | 85 | 13781 | IOU | OID3470345 | 39.998 | Solar |  |  | Withdrawn | Trade Secret | Trade | SLP | SLP095 | Commercial | Solar*Rewards | Trade Secret | 2018
20252-215912-02 | Xcel Energy | 85 | 13781 | IOU | OID3470348 | 39.998 | Solar |  |  | Withdrawn | Trade Secret | Trade | WYO | WYO033 | Commercial | Solar*Rewards | Trade Secret | 2018
20252-215912-02 | Xcel Energy | 85 | 13781 | IOU | OID3470351 | 39.998 | Solar |  |  | Withdrawn | Trade Secret | Trade | TSS | TSS061 | Commercial | Solar*Rewards | Trade Secret | 2018
20252-215912-02 | Xcel Energy | 85 | 13781 | IOU | OID3470352 | 39.998 | Solar |  |  | Withdrawn | Trade Secret | Trade | RMT | RMT321 | Commercial | Solar*Rewards | Trade Secret | 2018
20252-215912-02 | Xcel Energy | 85 | 13781 | IOU | OID3470355 | 39.998 | Solar |  |  | Withdrawn | Trade Secret | Trade | SMT | SMT071 | Commercial | Solar*Rewards | Trade Secret | 2018
20252-215912-02 | Xcel Energy | 85 | 13781 | IOU | OID3470360 | 39.998 | Solar |  |  | Withdrawn | Trade Secret | Trade | RLK | RLK065 | Commercial | Solar*Rewards | Trade Secret | 2018
20252-215912-02 | Xcel Energy | 85 | 13781 | IOU | OID3470363 | 39.998 | Solar |  |  | Withdrawn | Trade Secret | Trade | DND | DND071 | Commercial | Solar*Rewards | Trade Secret | 2018
20252-215912-02 | Xcel Energy | 85 | 13781 | IOU | OID3470367 | 39.998 | Solar |  |  | Withdrawn | Trade Secret | Trade | KIM | KIM021 | Commercial | Solar*Rewards | Trade Secret | 2018
20252-215912-02 | Xcel Energy | 85 | 13781 | IOU | OID3470369 | 19.999 | Solar |  |  | Withdrawn | Trade Secret | Trade | GRC | GRC311 | Commercial | Solar*Rewards | Trade Secret | 2018
20252-215912-02 | Xcel Energy | 85 | 13781 | IOU | OID3470371 | 39.998 | Solar |  |  | Withdrawn | Trade Secret | Trade | SAV | SAV069 | Commercial | Solar*Rewards | Trade Secret | 2018
20252-215912-02 | Xcel Energy | 85 | 13781 | IOU | OID3470372 | 39.998 | Solar |  |  | Withdrawn | Trade Secret | Trade | WAB | WAB031 | Commercial | Solar*Rewards | Trade Secret | 2018
20252-215912-02 | Xcel Energy | 85 | 13781 | IOU | OID3470373 | 39.998 | Solar |  |  | Withdrawn | Trade Secret | Trade | ECK | ECK322 | Commercial | Solar*Rewards | Trade Secret | 2018
20252-215912-02 | Xcel Energy | 85 | 13781 | IOU | OID3470374 |  | Solar |  |  | Withdrawn | Trade Secret | Trade | MAP | MAP061 | Commercial | Solar*Rewards | Trade Secret | 2018
20252-215912-02 | Xcel Energy | 85 | 13781 | IOU | OID3470375 | 19.999 | Solar |  |  | Withdrawn | Trade Secret | Trade | MAP | MAP061 | Commercial | Solar*Rewards | Trade Secret | 2018
20252-215912-02 | Xcel Energy | 85 | 13781 | IOU | OID3470376 | 19.999 | Solar |  |  | Withdrawn | Trade Secret | Trade | STY | STY075 | Commercial | Solar*Rewards | Trade Secret | 2018
20252-215912-02 | Xcel Energy | 85 | 13781 | IOU | OID3470377 | 19.999 | Solar |  |  | Withdrawn | Trade Secret | Trade | PRR | PRR061 | Commercial | Solar*Rewards | Trade Secret | 2018
20252-215912-02 | Xcel Energy | 85 | 13781 | IOU | OID3470378 | 39.72 | Solar |  |  | Withdrawn | Trade Secret | Trade | MPK | MPK063 | Commercial | Solar*Rewards | Trade Secret | 2018
20252-215912-02 | Xcel Energy | 85 | 13781 | IOU | OID3470380 | 39.998 | Solar |  |  | Withdrawn | Trade Secret | Trade | RLK | RLK069 | Commercial | Solar*Rewards | Trade Secret | 2018
20252-215912-02 | Xcel Energy | 85 | 13781 | IOU | OID3470381 | 39.998 | Solar |  |  | Withdrawn | Trade Secret | Trade | PRR | PRR063 | Commercial | Solar*Rewards | Trade Secret | 2018
20252-215912-02 | Xcel Energy | 85 | 13781 | IOU | OID3470384 |  | Solar |  |  | Withdrawn | Trade Secret | Trade | HUG | HUG312 | Residential | Solar*Rewards | Trade Secret | 2018
20252-215912-02 | Xcel Energy | 85 | 13781 | IOU | OID3470385 | 39.998 | Solar |  |  | Withdrawn | Trade Secret | Trade | MDT | MDT062 | Commercial | Solar*Rewards | Trade Secret | 2018
20252-215912-02 | Xcel Energy | 85 | 13781 | IOU | OID3470387 | 39.998 | Solar |  |  | Withdrawn | Trade Secret | Trade | WES | WES072 | Commercial | Solar*Rewards | Trade Secret | 2018
20252-215912-02 | Xcel Energy | 85 | 13781 | IOU | OID3470388 | 39.998 | Solar |  |  | Withdrawn | Trade Secret | Trade | MDT | MDT062 | Commercial | Solar*Rewards | Trade Secret | 2018
20252-215912-02 | Xcel Energy | 85 | 13781 | IOU | OID3470391 | 19.999 | Solar |  |  | Withdrawn | Trade Secret | Trade | HSN | HSN321 | Commercial | Solar*Rewards | Trade Secret | 2018
20252-215912-02 | Xcel Energy | 85 | 13781 | IOU | OID3470394 | 39.998 | Solar |  |  | Withdrawn | Trade Secret | Trade | ELP | ELP062 | Commercial | Solar*Rewards | Trade Secret | 2018
20252-215912-02 | Xcel Energy | 85 | 13781 | IOU | OID3470397 | 33.3 | Solar |  |  | Withdrawn | Trade Secret | Trade | RMT | RMT321 | Commercial | Solar*Rewards | Trade Secret | 2018
20252-215912-02 | Xcel Energy | 85 | 13781 | IOU | OID3470401 | 39.998 | Solar |  |  | Withdrawn | Trade Secret | Trade | BYT | BYT061 | Commercial | Solar*Rewards | Trade Secret | 2018
20252-215912-02 | Xcel Energy | 85 | 13781 | IOU | OID3470415 | 39.998 | Solar |  |  | Withdrawn | Trade Secret | Trade | WIL | WIL072 | Commercial | Solar*Rewards | Trade Secret | 2018
20252-215912-02 | Xcel Energy | 85 | 13781 | IOU | OID3470422 | 19.999 | Solar |  |  | Withdrawn | Trade Secret | Trade | TER | TER065 | Commercial | Solar*Rewards | Trade Secret | 2018
20252-215912-02 | Xcel Energy | 85 | 13781 | IOU | OID3470423 | 33.3 | Solar |  |  | Withdrawn | Trade Secret | Trade | SOU | SOU079 | Commercial | Solar*Rewards | Trade Secret | 2018
20252-215912-02 | Xcel Energy | 85 | 13781 | IOU | OID3470425 | 39.998 | Solar |  |  | Withdrawn | Trade Secret | Trade | OSS | OSS074 | Commercial | Solar*Rewards | Trade Secret | 2018
20252-215912-02 | Xcel Energy | 85 | 13781 | IOU | OID3470437 | 39.998 | Solar |  |  | Withdrawn | Trade Secret | Trade | OPK | OPK065 | Commercial | Solar*Rewards | Trade Secret | 2018
20252-215912-02 | Xcel Energy | 85 | 13781 | IOU | OID3470445 | 39.998 | Solar |  |  | Withdrawn | Trade Secret | Trade | EKO | EKO021 | Commercial | Solar*Rewards | Trade Secret | 2018
20252-215912-02 | Xcel Energy | 85 | 13781 | IOU | OID3471714 | 15.5 | Solar |  |  | Withdrawn | Trade Secret | Trade | ALT | ALT021 | Residential | Solar*Rewards | Trade Secret | 2018
20252-215912-02 | Xcel Energy | 85 | 13781 | IOU | OID3471870 | 39.998 | Solar |  |  | Withdrawn | Trade Secret | Trade | PKL | PKL062 | Commercial | Solar*Rewards | Trade Secret | 2018
20252-215912-02 | Xcel Energy | 85 | 13781 | IOU | OID3471877 | 39.998 | Solar |  |  | Withdrawn | Trade Secret | Trade | PKL | PKL062 | Commercial | Solar*Rewards | Trade Secret | 2018
20252-215912-02 | Xcel Energy | 85 | 13781 | IOU | OID3471889 | 39.998 | Solar |  |  | Withdrawn | Trade Secret | Trade | TWL | TWL074 | Commercial | Solar*Rewards | Trade Secret | 2018
20252-215912-02 | Xcel Energy | 85 | 13781 | IOU | OID3471906 | 19.999 | Solar |  |  | Withdrawn | Trade Secret | Trade | GLK | GLK071 | Commercial | Solar*Rewards | Trade Secret | 2018
20252-215912-02 | Xcel Energy | 85 | 13781 | IOU | OID3471917 | 39.998 | Solar |  |  | Withdrawn | Trade Secret | Trade |  |  | Residential | Solar*Rewards | Trade Secret | 2018
20252-215912-02 | Xcel Energy | 85 | 13781 | IOU | OID3471924 | 39.998 | Solar |  |  | Withdrawn | Trade Secret | Trade | GLK | GLK073 | Commercial | Solar*Rewards | Trade Secret | 2018
20252-215912-02 | Xcel Energy | 85 | 13781 | IOU | OID3471928 | 39.998 | Solar |  |  | Withdrawn | Trade Secret | Trade | GLK | GLK073 | Commercial | Solar*Rewards | Trade Secret | 2018
20252-215912-02 | Xcel Energy | 85 | 13781 | IOU | OID3471933 | 39.998 | Solar |  |  | Withdrawn | Trade Secret | Trade | GLK | GLK073 | Commercial | Solar*Rewards | Trade Secret | 2018
20252-215912-02 | Xcel Energy | 85 | 13781 | IOU | OID3471939 | 39.998 | Solar |  |  | Withdrawn | Trade Secret | Trade | GSL | GSL074 | Commercial | Solar*Rewards | Trade Secret | 2018
20252-215912-02 | Xcel Energy | 85 | 13781 | IOU | OID3471944 | 39.998 | Solar |  |  | Withdrawn | Trade Secret | Trade | RAM | RAM073 | Commercial | Solar*Rewards | Trade Secret | 2018
20252-215912-02 | Xcel Energy | 85 | 13781 | IOU | OID3471951 | 39.998 | Solar |  |  | Withdrawn | Trade Secret | Trade | RAM | RAM073 | Commercial | Solar*Rewards | Trade Secret | 2018
20252-215912-02 | Xcel Energy | 85 | 13781 | IOU | OID3471962 |  | Solar |  |  | Withdrawn | Trade Secret | Trade | WEB | WEB021 | Commercial | Solar*Rewards | Trade Secret | 2018
20252-215912-02 | Xcel Energy | 85 | 13781 | IOU | OID3471967 | 39.998 | Solar |  |  | Withdrawn | Trade Secret | Trade | GLK | GLK063 | Commercial | Solar*Rewards | Trade Secret | 2018
20252-215912-02 | Xcel Energy | 85 | 13781 | IOU | OID3471994 | 39.998 | Solar |  |  | Withdrawn | Trade Secret | Trade | MOL | MOL061 | Commercial | Solar*Rewards | Trade Secret | 2018
20252-215912-02 | Xcel Energy | 85 | 13781 | IOU | OID3471998 |  | Solar |  |  | Withdrawn | Trade Secret | Trade | MOL | MOL061 | Commercial | Solar*Rewards | Trade Secret | 2018
20252-215912-02 | Xcel Energy | 85 | 13781 | IOU | OID3472818 | 23.5 | Solar |  |  | Withdrawn | Trade Secret | Trade | GVW | GVW023 | Commercial | Solar*Rewards | Trade Secret | 2018
20252-215912-02 | Xcel Energy | 85 | 13781 | IOU | OID3472944 | 39.998 | Solar |  |  | Withdrawn | Trade Secret | Trade | MST | MST071 | Commercial | Solar*Rewards | Trade Secret | 2018
20252-215912-02 | Xcel Energy | 85 | 13781 | IOU | OID3472950 |  | Solar |  |  | Withdrawn | Trade Secret | Trade | PRR | PRR063 | Commercial | Solar*Rewards | Trade Secret | 2018
20252-215912-02 | Xcel Energy | 85 | 13781 | IOU | OID3472953 | 39.998 | Solar |  |  | Withdrawn | Trade Secret | Trade | TWL | TWL079 | Commercial | Solar*Rewards | Trade Secret | 2018
20252-215912-02 | Xcel Energy | 85 | 13781 | IOU | OID3472956 | 39.998 | Solar |  |  | Withdrawn | Trade Secret | Trade | PKL | PKL071 | Commercial | Solar*Rewards | Trade Secret | 2018
20252-215912-02 | Xcel Energy | 85 | 13781 | IOU | OID3472958 | 39.998 | Solar |  |  | Withdrawn | Trade Secret | Trade | TWL | TWL082 | Commercial | Solar*Rewards | Trade Secret | 2018
20252-215912-02 | Xcel Energy | 85 | 13781 | IOU | OID3472960 | 39.998 | Solar |  |  | Withdrawn | Trade Secret | Trade | WIL | WIL091 | Commercial | Solar*Rewards | Trade Secret | 2018
20252-215912-02 | Xcel Energy | 85 | 13781 | IOU | OID3472964 | 39.998 | Solar |  |  | Withdrawn | Trade Secret | Trade | WSG | WSG361 | Commercial | Solar*Rewards | Trade Secret | 2018
20252-215912-02 | Xcel Energy | 85 | 13781 | IOU | OID3472997 |  | Solar |  |  | Withdrawn | Trade Secret | Trade | WAS | WAS092 | Commercial | Solar*Rewards | Trade Secret | 2018
20252-215912-02 | Xcel Energy | 85 | 13781 | IOU | OID3473006 | 5 | Solar |  |  | Withdrawn | Trade Secret | Trade | TER | TER081 | Commercial | Solar*Rewards | Trade Secret | 2018
20252-215912-02 | Xcel Energy | 85 | 13781 | IOU | OID3473007 |  | Solar |  |  | Withdrawn | Trade Secret | Trade | WAS | WAS092 | Residential | Solar*Rewards | Trade Secret | 2018
20252-215912-02 | Xcel Energy | 85 | 13781 | IOU | OID3473035 | 5 | Solar |  |  | Withdrawn | Trade Secret | Trade | TER | TER081 | Commercial | Solar*Rewards | Trade Secret | 2018
20252-215912-02 | Xcel Energy | 85 | 13781 | IOU | OID3473142 | 39.998 | Solar |  |  | Withdrawn | Trade Secret | Trade | MOL | MOL077 | Commercial | Solar*Rewards | Trade Secret | 2018
20252-215912-02 | Xcel Energy | 85 | 13781 | IOU | OID3473149 | 39.998 | Solar |  |  | Withdrawn | Trade Secret | Trade | MOL | MOL078 | Commercial | Solar*Rewards | Trade Secret | 2018
20252-215912-02 | Xcel Energy | 85 | 13781 | IOU | OID3473153 | 39.998 | Solar |  |  | Withdrawn | Trade Secret | Trade | MOL | MOL077 | Commercial | Solar*Rewards | Trade Secret | 2018
20252-215912-02 | Xcel Energy | 85 | 13781 | IOU | OID3473157 | 39.998 | Solar |  |  | Withdrawn | Trade Secret | Trade | MOL | MOL067 | Commercial | Solar*Rewards | Trade Secret | 2018
20252-215912-02 | Xcel Energy | 85 | 13781 | IOU | OID3473790 |  | Solar |  |  | Withdrawn | Trade Secret | Trade | WAS | WAS092 | Residential | Solar*Rewards | Trade Secret | 2018
20252-215912-02 | Xcel Energy | 85 | 13781 | IOU | OID3473834 | 7.616 | Solar |  |  | Withdrawn | Trade Secret | Trade | FAB | FAB063 | Residential | Solar*Rewards | Trade Secret | 2018
20252-215912-02 | Xcel Energy | 85 | 13781 | IOU | OID3473987 | 240 | Solar |  |  | Withdrawn | Trade Secret | Trade | RIV | RIV062 | Commercial |  | Trade Secret | 2018
20252-215912-02 | Xcel Energy | 85 | 13781 | IOU | OID3474803 |  | Natural Gas |  |  | Withdrawn | Trade Secret | Trade | GVW | GVW031 | Residential | Solar*Rewards | Trade Secret | 2018
20252-215912-02 | Xcel Energy | 85 | 13781 | IOU | OID3474807 | 39.998 | Solar |  |  | Withdrawn | Trade Secret | Trade | TER | TER065 | Commercial | Solar*Rewards | Trade Secret | 2018
20252-215912-02 | Xcel Energy | 85 | 13781 | IOU | OID3474882 |  | Wind |  |  | Withdrawn | Trade Secret | Trade | CGR | CGR074 | Residential | Solar*Rewards | Trade Secret | 2018
20252-215912-02 | Xcel Energy | 85 | 13781 | IOU | OID3475631 |  | Solar |  |  | Withdrawn | Trade Secret | Trade | ALD | ALD083 | Residential |  | Trade Secret | 2018
20252-215912-02 | Xcel Energy | 85 | 13781 | IOU | OID3475896 | 5 | Solar |  |  | Withdrawn | Trade Secret | Trade | SCL | SCL322 | Residential | Solar*Rewards | Trade Secret | 2018
20252-215912-02 | Xcel Energy | 85 | 13781 | IOU | OID3475929 | 5.05 | Solar |  |  | Withdrawn | Trade Secret | Trade | SCL | SCL322 | Residential | Solar*Rewards | Trade Secret | 2018
20252-215912-02 | Xcel Energy | 85 | 13781 | IOU | OID3477399 | 39.98 | Solar |  |  | Withdrawn | Trade Secret | Trade | PAT | PAT313 | Commercial | Solar*Rewards | Trade Secret | 2018
20252-215912-02 | Xcel Energy | 85 | 13781 | IOU | OID3478455 | 15 | Solar |  |  | Withdrawn | Trade Secret | Trade | ZUM | ZUM022 | Commercial | Solar*Rewards | Trade Secret | 2018
20252-215912-02 | Xcel Energy | 85 | 13781 | IOU | OID3478575 | 11.4 | Solar |  |  | Withdrawn | Trade Secret | Trade | ZUM | ZUM022 | Commercial |  | Trade Secret | 2018
20252-215912-02 | Xcel Energy | 85 | 13781 | IOU | OID3478860 | 6 | Solar |  |  | Withdrawn | Trade Secret | Trade | BRP | BRP061 | Residential | Solar*Rewards | Trade Secret | 2018
20252-215912-02 | Xcel Energy | 85 | 13781 | IOU | OID3479903 | 33.3 | Solar |  |  | Withdrawn | Trade Secret | Trade | SIP | SIP061 | Commercial | Solar*Rewards | Trade Secret | 2018
20252-215912-02 | Xcel Energy | 85 | 13781 | IOU | OID3480245 | 30 | Solar |  |  | Withdrawn | Trade Secret | Trade | CTF | CTF021 | Commercial | Solar*Rewards | Trade Secret | 2018
20252-215912-02 | Xcel Energy | 85 | 13781 | IOU | OID3480268 |  | Solar |  |  | Withdrawn | Trade Secret | Trade | MEK | MEK021 | Commercial | Solar*Rewards | Trade Secret | 2018
20252-215912-02 | Xcel Energy | 85 | 13781 | IOU | OID3480275 | 19.99 | Other |  |  | Withdrawn | Trade Secret | Trade | MEK | MEK021 | Commercial | Solar*Rewards | Trade Secret | 2018
20252-215912-02 | Xcel Energy | 85 | 13781 | IOU | OID3480754 | 6 | Solar |  |  | Withdrawn | Trade Secret | Trade | CKG | CKG041 | Commercial | Solar*Rewards | Trade Secret | 2018
20252-215912-02 | Xcel Energy | 85 | 13781 | IOU | OID3480778 | 12 | Solar |  |  | Withdrawn | Trade Secret | Trade | CKG | CKG041 | Residential | Solar*Rewards | Trade Secret | 2018
20252-215912-02 | Xcel Energy | 85 | 13781 | IOU | OID3480815 |  | Solar |  |  | Withdrawn | Trade Secret | Trade |  |  | Commercial | Solar*Rewards | Trade Secret | 2018
20252-215912-02 | Xcel Energy | 85 | 13781 | IOU | OID3481033 |  | Solar |  |  | Withdrawn | Trade Secret | Trade | ALD | ALD094 | Commercial |  | Trade Secret | 2018
20252-215912-02 | Xcel Energy | 85 | 13781 | IOU | OID3481310 | 39.998 | Solar |  |  | Withdrawn | Trade Secret | Trade | SLP | SLP082 | Commercial | Solar*Rewards | Trade Secret | 2018
20252-215912-02 | Xcel Energy | 85 | 13781 | IOU | OID3482537 | 15 | Solar |  |  | Withdrawn | Trade Secret | Trade | AFT | AFT315 | Residential | Solar*Rewards | Trade Secret | 2018
20252-215912-02 | Xcel Energy | 85 | 13781 | IOU | OID3483317 | 6 | Solar |  |  | Withdrawn | Trade Secret | Trade | WAS | WAS092 | Residential | Solar*Rewards | Trade Secret | 2018
20252-215912-02 | Xcel Energy | 85 | 13781 | IOU | OID3483617 |  | Solar |  |  | Withdrawn | Trade Secret | Trade | HUG | HUG312 | Residential | Solar*Rewards | Trade Secret | 2018
20252-215912-02 | Xcel Energy | 85 | 13781 | IOU | OID3483618 | 6 | Solar |  |  | Withdrawn | Trade Secret | Trade | HUG | HUG312 | Residential | Solar*Rewards | Trade Secret | 2018
20252-215912-02 | Xcel Energy | 85 | 13781 | IOU | OID3483756 |  | Solar |  |  | Withdrawn | Trade Secret | Trade | SHP | SHP062 | Residential | Solar*Rewards | Trade Secret | 2018
20252-215912-02 | Xcel Energy | 85 | 13781 | IOU | OID3485481 | 39.98 | Solar |  |  | Withdrawn | Trade Secret | Trade | YLM | YLM211 | Commercial | Solar*Rewards | Trade Secret | 2018
20252-215912-02 | Xcel Energy | 85 | 13781 | IOU | OID3485482 | 39.98 | Solar |  |  | Withdrawn | Trade Secret | Trade | YLM | YLM211 | Commercial | Solar*Rewards | Trade Secret | 2018
20252-215912-02 | Xcel Energy | 85 | 13781 | IOU | OID3489416 |  | Solar |  |  | Withdrawn | Trade Secret | Trade | BEL | BEL062 | Commercial | Solar*Rewards | Trade Secret | 2018
20252-215912-02 | Xcel Energy | 85 | 13781 | IOU | OID3489530 | 29.985 | Solar |  |  | Withdrawn | Trade Secret | Trade | RNV | RNV021 | Residential | Solar*Rewards | Trade Secret | 2018
20252-215912-02 | Xcel Energy | 85 | 13781 | IOU | OID3490241 | 39.98 | Solar |  |  | Withdrawn | Trade Secret | Trade | RNV | RNV021 | Residential |  | Trade Secret | 2018
20252-215912-02 | Xcel Energy | 85 | 13781 | IOU | OID3490675 |  | Solar |  |  | Withdrawn | Trade Secret | Trade | APA | APA061 | Residential | Solar*Rewards | Trade Secret | 2018
20252-215912-02 | Xcel Energy | 85 | 13781 | IOU | OID3492022 | 39.98 | Solar |  |  | Withdrawn | Trade Secret | Trade | RNV | RNV021 | Commercial | Solar*Rewards | Trade Secret | 2018
20252-215912-02 | Xcel Energy | 85 | 13781 | IOU | OID3492390 | 33.985 | Solar |  |  | Withdrawn | Trade Secret | Trade | REW | REW033 | Commercial | Solar*Rewards | Trade Secret | 2018
20252-215912-02 | Xcel Energy | 85 | 13781 | IOU | OID3492524 | 3.36 | Solar |  |  | Withdrawn | Trade Secret | Trade | ALD | ALD076 | Residential | Solar*Rewards | Trade Secret | 2018
20252-215912-02 | Xcel Energy | 85 | 13781 | IOU | OID3493085 | 15.25 | Solar |  | X | Withdrawn | Trade Secret | Trade | OPK | OPK077 | Residential | Solar*Rewards | Trade Secret | 2018
20252-215912-02 | Xcel Energy | 85 | 13781 | IOU | OID3493538 |  | Solar |  |  | Withdrawn | Trade Secret | Trade | XRD | XRD062 | Residential | Solar*Rewards | Trade Secret | 2018
20252-215912-02 | Xcel Energy | 85 | 13781 | IOU | OID3493874 |  | Wind |  |  | Withdrawn | Trade Secret | Trade | ALT | ALT021 | Commercial |  | Trade Secret | 2018
20252-215912-02 | Xcel Energy | 85 | 13781 | IOU | OID3494023 | 300 | Solar |  |  | Withdrawn | Trade Secret | Trade | GSL | GSL061 | Commercial |  | Trade Secret | 2018
20252-215912-02 | Xcel Energy | 85 | 13781 | IOU | OID3494533 |  | Solar |  |  | Withdrawn | Trade Secret | Trade | XRD | XRD062 | Residential | Solar*Rewards | Trade Secret | 2018
20252-215912-02 | Xcel Energy | 85 | 13781 | IOU | OID3494745 | 9.994 | Solar |  |  | Withdrawn | Trade Secret | Trade | REW | REW031 | Residential | Solar*Rewards | Trade Secret | 2018
20252-215912-02 | Xcel Energy | 85 | 13781 | IOU | OID3497760 |  | Solar |  |  | Withdrawn | Trade Secret | Trade | WCR | WCR322 | Residential | Solar*Rewards | Trade Secret | 2018
20252-215912-02 | Xcel Energy | 85 | 13781 | IOU | OID3497762 | 7.616 | Solar |  |  | Withdrawn | Trade Secret | Trade | WCR | WCR322 | Residential | Solar*Rewards | Trade Secret | 2018
20252-215912-02 | Xcel Energy | 85 | 13781 | IOU | OID3499558 | 9.94 | Solar |  |  | Withdrawn | Trade Secret | Trade | DPN | DPN062 | Residential | Solar*Rewards | Trade Secret | 2018
20252-215912-02 | Xcel Energy | 85 | 13781 | IOU | OID3501168 |  | Solar |  |  | Withdrawn | Trade Secret | Trade | CNC | CNC071 | Commercial | Solar*Rewards | Trade Secret | 2018
20252-215912-02 | Xcel Energy | 85 | 13781 | IOU | OID3501423 | 4.93 | Solar |  |  | Withdrawn | Trade Secret | Trade | APA | APA071 | Residential | Solar*Rewards | Trade Secret | 2018
20252-215912-02 | Xcel Energy | 85 | 13781 | IOU | OID3502387 |  | Solar |  |  | Withdrawn | Trade Secret | Trade | ALT | ALT021 | Residential | Solar*Rewards | Trade Secret | 2018
20252-215912-02 | Xcel Energy | 85 | 13781 | IOU | OID3507261 |  | Solar |  |  | Withdrawn | Trade Secret | Trade | FAP | FAP061 | Residential | Solar*Rewards | Trade Secret | 2018
20252-215912-02 | Xcel Energy | 85 | 13781 | IOU | OID3508220 | 540 | Solar |  |  | Withdrawn | Trade Secret | Trade | BCR | BCR062 | Commercial |  | Trade Secret | 2018
20252-215912-02 | Xcel Energy | 85 | 13781 | IOU | OID3508286 | 900 | Solar |  |  | Withdrawn | Trade Secret | Trade | BCR | BCR062 | Commercial |  | Trade Secret | 2018
20252-215912-02 | Xcel Energy | 85 | 13781 | IOU | OID3511346 | 11.39 | Solar |  |  | Withdrawn | Trade Secret | Trade | DPN | DPN062 | Residential | Solar*Rewards | Trade Secret | 2018
20252-215912-02 | Xcel Energy | 85 | 13781 | IOU | OID3514233 | 5.2 | Solar |  |  | Withdrawn | Trade Secret | Trade | APA | APA077 | Residential | Solar*Rewards | Trade Secret | 2018
20252-215912-02 | Xcel Energy | 85 | 13781 | IOU | OID3514755 | 2.4 | Solar |  |  | Withdrawn | Trade Secret | Trade | TER | TER081 | Residential | Solar*Rewards | Trade Secret | 2018
20252-215912-02 | Xcel Energy | 85 | 13781 | IOU | OID3514765 | 24 | Solar |  |  | Withdrawn | Trade Secret | Trade | WAK | WAK321 | Residential | Solar*Rewards | Trade Secret | 2018
20252-215912-02 | Xcel Energy | 85 | 13781 | IOU | OID3516664 |  | Solar |  |  | Withdrawn | Trade Secret | Trade | RIV | RIV062 | Commercial |  | Trade Secret | 2018
20252-215912-02 | Xcel Energy | 85 | 13781 | IOU | OID3517204 | 7.616 | Solar |  |  | Withdrawn | Trade Secret | Trade | WIL | WIL083 | Residential | Solar*Rewards | Trade Secret | 2018
20252-215912-02 | Xcel Energy | 85 | 13781 | IOU | OID3517416 | 5 | Solar |  |  | Withdrawn | Trade Secret | Trade | HUG | HUG312 | Commercial | Solar*Rewards | Trade Secret | 2019
20252-215912-02 | Xcel Energy | 85 | 13781 | IOU | OID3518270 |  | Solar |  |  | Withdrawn | Trade Secret | Trade | RIV | RIV062 | Commercial |  | Trade Secret | 2018
20252-215912-02 | Xcel Energy | 85 | 13781 | IOU | OID3519120 |  | Solar |  |  | Withdrawn | Trade Secret | Trade | BIS | BIS001 | Commercial | Solar*Rewards | Trade Secret | 2018
20252-215912-02 | Xcel Energy | 85 | 13781 | IOU | OID3519170 | 7.54 | Solar |  |  | Withdrawn | Trade Secret | Trade | WES | WES062 | Residential | Solar*Rewards | Trade Secret | 2018
20252-215912-02 | Xcel Energy | 85 | 13781 | IOU | OID3524859 | 36 | Solar |  |  | Withdrawn | Trade Secret | Trade | MTW | MTW021 | Commercial | Solar*Rewards | Trade Secret | 2018
20252-215912-02 | Xcel Energy | 85 | 13781 | IOU | OID3524883 |  | Solar |  |  | Withdrawn | Trade Secret | Trade | WAT | WAT081 | Residential | Solar*Rewards | Trade Secret | 2018
20252-215912-02 | Xcel Energy | 85 | 13781 | IOU | OID3524935 |  | Solar |  |  | Withdrawn | Trade Secret | Trade | WAT | WAT081 | Commercial | Solar*Rewards | Trade Secret | 2018
20252-215912-02 | Xcel Energy | 85 | 13781 | IOU | OID3524950 |  | Solar |  |  | Withdrawn | Trade Secret | Trade | WAT | WAT081 | Residential | Solar*Rewards | Trade Secret | 2018
20252-215912-02 | Xcel Energy | 85 | 13781 | IOU | OID3524962 |  | Solar |  |  | Withdrawn | Trade Secret | Trade | WAT | WAT081 | Residential | Solar*Rewards | Trade Secret | 2018
20252-215912-02 | Xcel Energy | 85 | 13781 | IOU | OID3525321 | 39.98 | Solar |  |  | Withdrawn | Trade Secret | Trade | RNV | RNV021 | Commercial |  | Trade Secret | 2018
20252-215912-02 | Xcel Energy | 85 | 13781 | IOU | OID3527274 | 3.36 | Solar |  |  | Withdrawn | Trade Secret | Trade | CRL | CRL033 | Residential |  | Trade Secret | 2018
20252-215912-02 | Xcel Energy | 85 | 13781 | IOU | OID3527726 | 6 | Solar |  |  | Withdrawn | Trade Secret | Trade | MRN | MRN021 | Residential | Solar*Rewards | Trade Secret | 2018
20252-215912-02 | Xcel Energy | 85 | 13781 | IOU | OID3527786 | 12 | Solar |  |  | Withdrawn | Trade Secret | Trade | MRN | MRN021 | Commercial | Solar*Rewards | Trade Secret | 2018
20252-215912-02 | Xcel Energy | 85 | 13781 | IOU | OID3527794 | 30 | Solar |  |  | Withdrawn | Trade Secret | Trade | MRN | MRN021 | Residential | Solar*Rewards | Trade Secret | 2018
20252-215912-02 | Xcel Energy | 85 | 13781 | IOU | OID3529402 |  | Solar |  |  | Withdrawn | Trade Secret | Trade | WSG | WSG362 | Residential | Solar*Rewards | Trade Secret | 2018
20252-215912-02 | Xcel Energy | 85 | 13781 | IOU | OID3530368 |  | Solar |  |  | Withdrawn | Trade Secret | Trade | PAT | PAT313 | Commercial | Solar*Rewards | Trade Secret | 2018
20252-215912-02 | Xcel Energy | 85 | 13781 | IOU | OID3533427 |  | Solar |  |  | Withdrawn | Trade Secret | Trade | SOU | SOU065 | Residential | Solar*Rewards | Trade Secret | 2018
20252-215912-02 | Xcel Energy | 85 | 13781 | IOU | OID3537112 |  | Solar |  |  | Withdrawn | Trade Secret | Trade | WSG | WSG061 | Residential | Solar*Rewards | Trade Secret | 2018
20252-215912-02 | Xcel Energy | 85 | 13781 | IOU | OID3537320 |  | Solar |  |  | Withdrawn | Trade Secret | Trade | OAD | OAD071 | Residential | Solar*Rewards | Trade Secret | 2018
20252-215912-02 | Xcel Energy | 85 | 13781 | IOU | OID3537463 |  | Solar |  |  | Withdrawn | Trade Secret | Trade | AFT | AFT314 | Residential | Solar*Rewards | Trade Secret | 2018
20252-215912-02 | Xcel Energy | 85 | 13781 | IOU | OID3537632 |  | Solar |  |  | Withdrawn | Trade Secret | Trade | SOU | SOU065 | Residential |  | Trade Secret | 2018
20252-215912-02 | Xcel Energy | 85 | 13781 | IOU | OID3538115 | 10.4 | Solar |  |  | Withdrawn | Trade Secret | Trade | SOU | SOU081 | Residential | Solar*Rewards | Trade Secret | 2018
20252-215912-02 | Xcel Energy | 85 | 13781 | IOU | OID3538244 | 166.5 | Solar |  |  | Withdrawn | Trade Secret | Trade | MDT | MDT062 | Commercial |  | Trade Secret | 2018
20252-215912-02 | Xcel Energy | 85 | 13781 | IOU | OID3538571 |  | Solar |  |  | Withdrawn | Trade Secret | Trade | SOU | SOU065 | Residential | Solar*Rewards | Trade Secret | 2018
20252-215912-02 | Xcel Energy | 85 | 13781 | IOU | OID3538573 |  | Solar |  |  | Withdrawn | Trade Secret | Trade | SOU | SOU065 | Residential | Solar*Rewards | Trade Secret | 2018
20252-215912-02 | Xcel Energy | 85 | 13781 | IOU | OID3538580 |  | Solar |  |  | Withdrawn | Trade Secret | Trade | SOU | SOU065 | Residential | Solar*Rewards | Trade Secret | 2018
20252-215912-02 | Xcel Energy | 85 | 13781 | IOU | OID3541283 | 12 | Solar |  |  | Withdrawn | Trade Secret | Trade | LIL | LIL021 | Residential | Solar*Rewards | Trade Secret | 2018
20252-215912-02 | Xcel Energy | 85 | 13781 | IOU | OID3541315 | 36 | Solar |  |  | Withdrawn | Trade Secret | Trade | LIL | LIL021 | Residential | Solar*Rewards | Trade Secret | 2018
20252-215912-02 | Xcel Energy | 85 | 13781 | IOU | OID3541420 |  | Wind |  |  | Withdrawn | Trade Secret | Trade | WWK | WWK321 | Residential |  | Trade Secret | 2018
20252-215912-02 | Xcel Energy | 85 | 13781 | IOU | OID3541791 |  | Solar |  |  | Withdrawn | Trade Secret | Trade | SOU | SOU065 | Residential | Solar*Rewards | Trade Secret | 2018
20252-215912-02 | Xcel Energy | 85 | 13781 | IOU | OID3541793 |  | Solar |  |  | Withdrawn | Trade Secret | Trade | GNL | GNL062 | Commercial |  | Trade Secret | 2018
20252-215912-02 | Xcel Energy | 85 | 13781 | IOU | OID3541803 | 33.3 | Solar |  |  | Withdrawn | Trade Secret | Trade | FSL | FSL312 | Commercial | Solar*Rewards | Trade Secret | 2018
20252-215912-02 | Xcel Energy | 85 | 13781 | IOU | OID3542290 | 36 | Solar |  |  | Withdrawn | Trade Secret | Trade | FRA | FRA211 | Commercial | Solar*Rewards | Trade Secret | 2018
20252-215912-02 | Xcel Energy | 85 | 13781 | IOU | OID3542315 | 36 | Solar |  |  | Withdrawn | Trade Secret | Trade |  |  | Residential | Solar*Rewards | Trade Secret | 2018
20252-215912-02 | Xcel Energy | 85 | 13781 | IOU | OID3542516 | 33.3 | Solar |  |  | Withdrawn | Trade Secret | Trade |  |  | Commercial | Solar*Rewards | Trade Secret | 2018
20252-215912-02 | Xcel Energy | 85 | 13781 | IOU | OID3545192 | 10 | Solar |  |  | Withdrawn | Trade Secret | Trade | GIB | GIB021 | Residential | Solar*Rewards | Trade Secret | 2018
20252-215912-02 | Xcel Energy | 85 | 13781 | IOU | OID3546483 | 5 | Solar |  |  | Withdrawn | Trade Secret | Trade | MEL | MEL087 | Residential | Made in Minnesota | Trade Secret | 2018
20252-215912-02 | Xcel Energy | 85 | 13781 | IOU | OID3546878 | 19.999 | Solar |  |  | Withdrawn | Trade Secret | Trade | WES | WES063 | Commercial | Solar*Rewards | Trade Secret | 2018
20252-215912-02 | Xcel Energy | 85 | 13781 | IOU | OID3547353 |  | Solar |  |  | Withdrawn | Trade Secret | Trade | DBL | DBL081 | Residential | Solar*Rewards | Trade Secret | 2018
20252-215912-02 | Xcel Energy | 85 | 13781 | IOU | OID3547360 |  | Solar |  |  | Withdrawn | Trade Secret | Trade | SCH | SCH211 | Residential | Solar*Rewards | Trade Secret | 2018
20252-215912-02 | Xcel Energy | 85 | 13781 | IOU | OID3547361 | 18 | Solar |  |  | Withdrawn | Trade Secret | Trade | SCH | SCH211 | Commercial | Solar*Rewards | Trade Secret | 2018
20252-215912-02 | Xcel Energy | 85 | 13781 | IOU | OID3547362 | 5 | Solar |  |  | Withdrawn | Trade Secret | Trade | SLP | SLP082 | Residential | Solar*Rewards | Trade Secret | 2018
20252-215912-02 | Xcel Energy | 85 | 13781 | IOU | OID3549199 | 7 | Solar |  |  | Withdrawn | Trade Secret | Trade | SOU | SOU060 | Residential | Solar*Rewards | Trade Secret | 2018
20252-215912-02 | Xcel Energy | 85 | 13781 | IOU | OID3551492 | 10.4 | Solar |  |  | Withdrawn | Trade Secret | Trade | RAM | RAM064 | Residential | Solar*Rewards | Trade Secret | 2018
20252-215912-02 | Xcel Energy | 85 | 13781 | IOU | OID3553009 | 39.998 | Solar |  |  | Withdrawn | Trade Secret | Trade | DBL | DBL069 | Commercial | Solar*Rewards | Trade Secret | 2018
20252-215912-02 | Xcel Energy | 85 | 13781 | IOU | OID3554103 |  | Solar |  |  | Withdrawn | Trade Secret | Trade | VES | VES021 | Residential | Solar*Rewards | Trade Secret | 2018
20252-215912-02 | Xcel Energy | 85 | 13781 | IOU | OID3556210 |  | Solar |  |  | Withdrawn | Trade Secret | Trade | AHI | AHI022 | Commercial |  | Trade Secret | 2018
20252-215912-02 | Xcel Energy | 85 | 13781 | IOU | OID3557099 | 33.3 | Solar |  |  | Withdrawn | Trade Secret | Trade | MST | MST068 | Commercial | Solar*Rewards | Trade Secret | 2018
20252-215912-02 | Xcel Energy | 85 | 13781 | IOU | OID3564938 |  | Solar |  |  | Withdrawn | Trade Secret | Trade | STY | STY061 | Residential | Solar*Rewards | Trade Secret | 2018
20252-215912-02 | Xcel Energy | 85 | 13781 | IOU | OID3565257 | 133.2 | Solar |  |  | Withdrawn | Trade Secret | Trade | OSS | OSS071 | Commercial | Solar*Rewards | Trade Secret | 2018
20252-215912-02 | Xcel Energy | 85 | 13781 | IOU | OID3565485 |  | Solar |  |  | Withdrawn | Trade Secret | Trade | PAT | PAT312 | Commercial | Solar*Rewards | Trade Secret | 2018
20252-215912-02 | Xcel Energy | 85 | 13781 | IOU | OID3565486 |  | Solar |  |  | Withdrawn | Trade Secret | Trade | PAT | PAT312 | Commercial | Solar*Rewards | Trade Secret | 2018
20252-215912-02 | Xcel Energy | 85 | 13781 | IOU | OID3565488 |  | Solar |  |  | Withdrawn | Trade Secret | Trade | PAT | PAT312 | Commercial | Solar*Rewards | Trade Secret | 2018
20252-215912-02 | Xcel Energy | 85 | 13781 | IOU | OID3565525 | 10.08 | Solar |  |  | Withdrawn | Trade Secret | Trade | WSG | WSG065 | Residential | Solar*Rewards | Trade Secret | 2018
20252-215912-02 | Xcel Energy | 85 | 13781 | IOU | OID3565539 | 36 | Solar |  |  | Withdrawn | Trade Secret | Trade | LIL | LIL021 | Commercial | Solar*Rewards | Trade Secret | 2018
20252-215912-02 | Xcel Energy | 85 | 13781 | IOU | OID3565560 | 9.94 | Solar |  |  | Withdrawn | Trade Secret | Trade | BYT | BYT061 | Residential | Solar*Rewards | Trade Secret | 2018
20252-215912-02 | Xcel Energy | 85 | 13781 | IOU | OID3565641 | 18 | Solar |  |  | Withdrawn | Trade Secret | Trade | SLP | SLP083 | Commercial | Solar*Rewards | Trade Secret | 2018
20252-215912-02 | Xcel Energy | 85 | 13781 | IOU | OID3565730 | 7.616 | Solar |  |  | Withdrawn | Trade Secret | Trade | SOU | SOU065 | Residential | Solar*Rewards | Trade Secret | 2018
20252-215912-02 | Xcel Energy | 85 | 13781 | IOU | OID3565731 |  | Solar |  |  | Withdrawn | Trade Secret | Trade | SOU | SOU065 | Residential |  | Trade Secret | 2018
20252-215912-02 | Xcel Energy | 85 | 13781 | IOU | OID3565879 | 133.2 | Solar |  |  | Withdrawn | Trade Secret | Trade | OSS | OSS071 | Commercial |  | Trade Secret | 2018
20252-215912-02 | Xcel Energy | 85 | 13781 | IOU | OID3566365 | 53.299 | Solar |  |  | Withdrawn | Trade Secret | Trade | ZUM | ZUM022 | Commercial |  | Trade Secret | 2018
20252-215912-02 | Xcel Energy | 85 | 13781 | IOU | OID3566414 | 39.998 | Solar |  |  | Withdrawn | Trade Secret | Trade | ZUM | ZUM022 | Commercial |  | Trade Secret | 2018
20252-215912-02 | Xcel Energy | 85 | 13781 | IOU | OID3568190 | 34.44 | Solar |  |  | Withdrawn | Trade Secret | Trade | GNL | GNL062 | Commercial | Solar*Rewards | Trade Secret | 2018
20252-215912-02 | Xcel Energy | 85 | 13781 | IOU | OID3568191 | 34.44 | Solar |  |  | Withdrawn | Trade Secret | Trade | GNL | GNL062 | Commercial | Solar*Rewards | Trade Secret | 2018
20252-215912-02 | Xcel Energy | 85 | 13781 | IOU | OID3568242 | 8.12 | Solar |  |  | Withdrawn | Trade Secret | Trade | GNL | GNL062 | Commercial | Solar*Rewards | Trade Secret | 2018
20252-215912-02 | Xcel Energy | 85 | 13781 | IOU | OID3568543 |  | Solar |  |  | Withdrawn | Trade Secret | Trade | GLK | GLK072 | Residential | Solar*Rewards | Trade Secret | 2018
20252-215912-02 | Xcel Energy | 85 | 13781 | IOU | OID3568544 |  | Solar |  |  | Withdrawn | Trade Secret | Trade | GLK | GLK072 | Residential | Solar*Rewards | Trade Secret | 2018
20252-215912-02 | Xcel Energy | 85 | 13781 | IOU | OID3569615 | 6 | Solar |  |  | Withdrawn | Trade Secret | Trade | LSP | LSP021 | Residential | Solar*Rewards | Trade Secret | 2018
20252-215912-02 | Xcel Energy | 85 | 13781 | IOU | OID3569697 | 8.64 | Solar |  |  | Withdrawn | Trade Secret | Trade | LIN | LIN031 | Residential | Solar*Rewards | Trade Secret | 2018
20252-215912-02 | Xcel Energy | 85 | 13781 | IOU | OID3570183 |  | Solar |  |  | Withdrawn | Trade Secret | Trade | LSP | LSP021 | Residential | Solar*Rewards | Trade Secret | 2018
20252-215912-02 | Xcel Energy | 85 | 13781 | IOU | OID3571528 | 3.22 | Solar |  |  | Withdrawn | Trade Secret | Trade | SLP | SLP082 | Residential | Solar*Rewards | Trade Secret | 2018
20252-215912-02 | Xcel Energy | 85 | 13781 | IOU | OID3572853 | 14.84 | Solar |  |  | Withdrawn | Trade Secret | Trade | GNL | GNL062 | Commercial | Solar*Rewards | Trade Secret | 2018
20252-215912-02 | Xcel Energy | 85 | 13781 | IOU | OID3574656 | 12 | Solar |  |  | Withdrawn | Trade Secret | Trade | WAS | WAS092 | Residential | Solar*Rewards | Trade Secret | 2018
20252-215912-02 | Xcel Energy | 85 | 13781 | IOU | OID3574664 | 23.99 | Solar |  |  | Withdrawn | Trade Secret | Trade | WAS | WAS092 | Commercial | Solar*Rewards | Trade Secret | 2018
20252-215912-02 | Xcel Energy | 85 | 13781 | IOU | OID3574776 |  | Solar |  |  | Withdrawn | Trade Secret | Trade | RNV | RNV021 | Commercial |  | Trade Secret | 2018
20252-215912-02 | Xcel Energy | 85 | 13781 | IOU | OID3577777 |  | Solar |  |  | Withdrawn | Trade Secret | Trade | SOU | SOU081 | Residential | Solar*Rewards | Trade Secret | 2018
20252-215912-02 | Xcel Energy | 85 | 13781 | IOU | OID3577959 |  | Solar |  |  | Withdrawn | Trade Secret | Trade | WAS | WAS092 | Commercial | Solar*Rewards | Trade Secret | 2018
20252-215912-02 | Xcel Energy | 85 | 13781 | IOU | OID3577969 |  | Solar |  |  | Withdrawn | Trade Secret | Trade | WAS | WAS092 | Commercial | Solar*Rewards | Trade Secret | 2018
20252-215912-02 | Xcel Energy | 85 | 13781 | IOU | OID3577982 |  | Solar |  |  | Withdrawn | Trade Secret | Trade | WAS | WAS092 | Commercial | Solar*Rewards | Trade Secret | 2018
20252-215912-02 | Xcel Energy | 85 | 13781 | IOU | OID3578254 | 43.2 | Solar |  |  | Withdrawn | Trade Secret | Trade | PKL | PKL073 | Commercial | Solar*Rewards | Trade Secret | 2018
20252-215912-02 | Xcel Energy | 85 | 13781 | IOU | OID3578255 | 22.78 | Solar |  |  | Withdrawn | Trade Secret | Trade | WWK | WWK311 | Commercial | Solar*Rewards | Trade Secret | 2018
20252-215912-02 | Xcel Energy | 85 | 13781 | IOU | OID3579544 |  | Solar |  |  | Withdrawn | Trade Secret | Trade | MOL | MOL068 | Residential | Solar*Rewards | Trade Secret | 2018
20252-215912-02 | Xcel Energy | 85 | 13781 | IOU | OID3581192 | 3.747 | Solar |  |  | Withdrawn | Trade Secret | Trade | HYL | HYL073 | Residential | Solar*Rewards | Trade Secret | 2018
20252-215912-02 | Xcel Energy | 85 | 13781 | IOU | OID3581362 | 29.02 | Solar |  |  | Withdrawn | Trade Secret | Trade | GRC | GRC313 | Commercial | Solar*Rewards | Trade Secret | 2018
20252-215912-02 | Xcel Energy | 85 | 13781 | IOU | OID3581802 |  | Solar |  |  | Withdrawn | Trade Secret | Trade |  |  | Residential | Solar*Rewards | Trade Secret | 2018
20252-215912-02 | Xcel Energy | 85 | 13781 | IOU | OID3582523 | 2.9 | Solar |  |  | Withdrawn | Trade Secret | Trade | TER | TER061 | Residential | Solar*Rewards | Trade Secret | 2018
20252-215912-02 | Xcel Energy | 85 | 13781 | IOU | OID3583261 | 11.39 | Solar |  |  | Withdrawn | Trade Secret | Trade | RAM | RAM077 | Commercial | Solar*Rewards | Trade Secret | 2018
20252-215912-02 | Xcel Energy | 85 | 13781 | IOU | OID3583956 | 11.39 | Solar |  |  | Withdrawn | Trade Secret | Trade | RAM | RAM077 | Commercial | Solar*Rewards | Trade Secret | 2018
20252-215912-02 | Xcel Energy | 85 | 13781 | IOU | OID3584151 | 27.78 | Solar |  |  | Withdrawn | Trade Secret | Trade | DOC | DOC021 | Commercial | Solar*Rewards | Trade Secret | 2018
20252-215912-02 | Xcel Energy | 85 | 13781 | IOU | OID3584199 |  | Solar |  |  | Withdrawn | Trade Secret | Trade |  |  | Residential | Solar*Rewards | Trade Secret | 2018
20252-215912-02 | Xcel Energy | 85 | 13781 | IOU | OID3584369 | 9.994 | Solar |  |  | Withdrawn | Trade Secret | Trade | WSG | WSG065 | Residential | Solar*Rewards | Trade Secret | 2018
20252-215912-02 | Xcel Energy | 85 | 13781 | IOU | OID3584615 |  | Solar |  |  | Withdrawn | Trade Secret | Trade | EXC | EXC062 | Residential | Solar*Rewards | Trade Secret | 2018
20252-215912-02 | Xcel Energy | 85 | 13781 | IOU | OID3585671 |  | Solar |  |  | Withdrawn | Trade Secret | Trade | CHI | CHI311 | Residential | Solar*Rewards | Trade Secret | 2018
20252-215912-02 | Xcel Energy | 85 | 13781 | IOU | OID3587869 |  | Solar |  |  | Withdrawn | Trade Secret | Trade |  |  | Residential | Solar*Rewards | Trade Secret | 2018
20252-215912-02 | Xcel Energy | 85 | 13781 | IOU | OID3588874 | 5 | Solar |  |  | Withdrawn | Trade Secret | Trade | MPK | MPK068 | Residential | Solar*Rewards | Trade Secret | 2018
20252-215912-02 | Xcel Energy | 85 | 13781 | IOU | OID3589072 |  | Solar |  |  | Withdrawn | Trade Secret | Trade | REW | REW032 | Residential | Solar*Rewards | Trade Secret | 2018
20252-215912-02 | Xcel Energy | 85 | 13781 | IOU | OID3589093 |  | Solar |  |  | Withdrawn | Trade Secret | Trade | DPN | DPN072 | Residential | Solar*Rewards | Trade Secret | 2018
20252-215912-02 | Xcel Energy | 85 | 13781 | IOU | OID3589105 | 9.994 | Solar |  |  | Withdrawn | Trade Secret | Trade | BCR | BCR062 | Residential | Solar*Rewards | Trade Secret | 2018
20252-215912-02 | Xcel Energy | 85 | 13781 | IOU | OID3589142 | 9.994 | Solar |  |  | Withdrawn | Trade Secret | Trade | RAM | RAM073 | Residential | Solar*Rewards | Trade Secret | 2018
20252-215912-02 | Xcel Energy | 85 | 13781 | IOU | OID3589888 | 3.747 | Solar |  |  | Withdrawn | Trade Secret | Trade | SCL | SCL323 | Commercial | Solar*Rewards | Trade Secret | 2018
20252-215912-02 | Xcel Energy | 85 | 13781 | IOU | OID3590364 | 39.98 | Solar |  |  | Withdrawn | Trade Secret | Trade | RNV | RNV021 | Commercial |  | Trade Secret | 2018
20252-215912-02 | Xcel Energy | 85 | 13781 | IOU | OID3590749 |  | Solar |  |  | Withdrawn | Trade Secret | Trade | HWW | HWW062 | Residential |  | Trade Secret | 2018
20252-215912-02 | Xcel Energy | 85 | 13781 | IOU | OID3591127 | 3.8 | Solar |  |  | Withdrawn | Trade Secret | Trade | HWW | HWW073 | Residential | Solar*Rewards | Trade Secret | 2018
20252-215912-02 | Xcel Energy | 85 | 13781 | IOU | OID3593003 |  | Solar |  |  | Withdrawn | Trade Secret | Trade | WCR | WCR063 | Residential | Solar*Rewards | Trade Secret | 2018
20252-215912-02 | Xcel Energy | 85 | 13781 | IOU | OID3593135 | 15.232 | Solar |  |  | Withdrawn | Trade Secret | Trade | CRL | CRL031 | Residential | Solar*Rewards | Trade Secret | 2018
20252-215912-02 | Xcel Energy | 85 | 13781 | IOU | OID3596020 |  | Solar |  |  | Withdrawn | Trade Secret | Trade | APA | APA064 | Commercial | Solar*Rewards | Trade Secret | 2018
20252-215912-02 | Xcel Energy | 85 | 13781 | IOU | OID3596022 |  | Solar |  |  | Withdrawn | Trade Secret | Trade | APA | APA064 | Commercial | Solar*Rewards | Trade Secret | 2018
20252-215912-02 | Xcel Energy | 85 | 13781 | IOU | OID3596063 | 7.616 | Solar |  |  | Withdrawn | Trade Secret | Trade | SLP | SLP082 | Residential | Solar*Rewards | Trade Secret | 2018
20252-215912-02 | Xcel Energy | 85 | 13781 | IOU | OID3596120 | 10.44 | Solar |  |  | Withdrawn | Trade Secret | Trade | MTV | MTV021 | Commercial | Solar*Rewards | Trade Secret | 2018
20252-215912-02 | Xcel Energy | 85 | 13781 | IOU | OID3597305 | 18 | Solar |  |  | Withdrawn | Trade Secret | Trade | HAS | HAS021 | Commercial | Solar*Rewards | Trade Secret | 2018
20252-215912-02 | Xcel Energy | 85 | 13781 | IOU | OID3598524 | 14.51 | Solar |  |  | Withdrawn | Trade Secret | Trade | XRD | XRD076 | Commercial | Solar*Rewards | Trade Secret | 2018
20252-215912-02 | Xcel Energy | 85 | 13781 | IOU | OID3598938 | 5.28 | Solar |  |  | Withdrawn | Trade Secret | Trade | ALD | ALD084 | Residential | Solar*Rewards | Trade Secret | 2018
20252-215912-02 | Xcel Energy | 85 | 13781 | IOU | OID3600393 | 10.4 | Solar |  |  | Withdrawn | Trade Secret | Trade | SHP | SHP072 | Residential | Solar*Rewards | Trade Secret | 2018
20252-215912-02 | Xcel Energy | 85 | 13781 | IOU | OID3600517 | 7.616 | Other |  |  | Withdrawn | Trade Secret | Trade | MOL | MOL072 | Residential | Solar*Rewards | Trade Secret | 2018
20252-215912-02 | Xcel Energy | 85 | 13781 | IOU | OID3600685 |  | Solar |  |  | Withdrawn | Trade Secret | Trade | DBL | DBL065 | Residential | Solar*Rewards | Trade Secret | 2018
20252-215912-02 | Xcel Energy | 85 | 13781 | IOU | OID3600765 | 9.94 | Solar |  |  | Withdrawn | Trade Secret | Trade | NER | NER021 | Residential | Solar*Rewards | Trade Secret | 2018
20252-215912-02 | Xcel Energy | 85 | 13781 | IOU | OID3601651 |  | Solar |  |  | Withdrawn | Trade Secret | Trade | WIN | WIN043 | Residential | Solar*Rewards | Trade Secret | 2018
20252-215912-02 | Xcel Energy | 85 | 13781 | IOU | OID3601775 | 7.616 | Solar |  |  | Withdrawn | Trade Secret | Trade | MOL | MOL072 | Residential | Solar*Rewards | Trade Secret | 2018
20252-215912-02 | Xcel Energy | 85 | 13781 | IOU | OID3601866 |  | Solar |  |  | Withdrawn | Trade Secret | Trade | TER | TER061 | Residential | Solar*Rewards | Trade Secret | 2018
20252-215912-02 | Xcel Energy | 85 | 13781 | IOU | OID3602253 | 4.64 | Solar |  |  | Withdrawn | Trade Secret | Trade | SLP | SLP082 | Residential | Solar*Rewards | Trade Secret | 2018
20252-215912-02 | Xcel Energy | 85 | 13781 | IOU | OID3602980 | 3.48 | Solar |  |  | Withdrawn | Trade Secret | Trade | WRR | WRR085 | Commercial |  | Trade Secret | 2018
20252-215912-02 | Xcel Energy | 85 | 13781 | IOU | OID3605773 | 16.4 | Solar |  |  | Withdrawn | Trade Secret | Trade | WTN | WTN061 | Commercial | Solar*Rewards | Trade Secret | 2018
20252-215912-02 | Xcel Energy | 85 | 13781 | IOU | OID3605778 | 36 | Solar |  |  | Withdrawn | Trade Secret | Trade | WTN | WTN061 | Residential | Solar*Rewards | Trade Secret | 2018
20252-215912-02 | Xcel Energy | 85 | 13781 | IOU | OID3607738 | 18 | Solar |  |  | Withdrawn | Trade Secret | Trade | WWK | WWK311 | Residential | Solar*Rewards | Trade Secret | 2018
20252-215912-02 | Xcel Energy | 85 | 13781 | IOU | OID3607774 | 18 | Solar |  |  | Withdrawn | Trade Secret | Trade | WWK | WWK311 | Commercial | Solar*Rewards | Trade Secret | 2018
20252-215912-02 | Xcel Energy | 85 | 13781 | IOU | OID3607855 | 17.61 | Solar |  |  | Withdrawn | Trade Secret | Trade | MEK | MEK021 | Residential | Solar*Rewards | Trade Secret | 2018
20252-215912-02 | Xcel Energy | 85 | 13781 | IOU | OID3607933 | 3.48 | Solar |  |  | Withdrawn | Trade Secret | Trade | ALD | ALD073 | Residential | Solar*Rewards | Trade Secret | 2018
20252-215912-02 | Xcel Energy | 85 | 13781 | IOU | OID3607954 |  | Solar |  |  | Withdrawn | Trade Secret | Trade | VES | VES021 | Residential |  | Trade Secret | 2018
20252-215912-02 | Xcel Energy | 85 | 13781 | IOU | OID3609405 | 7.616 | Solar |  |  | Withdrawn | Trade Secret | Trade | GVW | GVW022 | Residential | Solar*Rewards | Trade Secret | 2018
20252-215912-02 | Xcel Energy | 85 | 13781 | IOU | OID3609869 | 5 | Solar |  |  | Withdrawn | Trade Secret | Trade | SOU | SOU072 | Commercial | Solar*Rewards | Trade Secret | 2018
20252-215912-02 | Xcel Energy | 85 | 13781 | IOU | OID3610067 | 10.4 | Solar |  |  | Withdrawn | Trade Secret | Trade | SHP | SHP072 | Residential | Solar*Rewards | Trade Secret | 2018
20252-215912-02 | Xcel Energy | 85 | 13781 | IOU | OID3610881 | 7.616 | Solar |  |  | Withdrawn | Trade Secret | Trade | MND | MND063 | Residential | Solar*Rewards | Trade Secret | 2018
20252-215912-02 | Xcel Energy | 85 | 13781 | IOU | OID3610919 | 4.8 | Solar |  |  | Withdrawn | Trade Secret | Trade | WIL | WIL063 | Residential | Solar*Rewards | Trade Secret | 2018
20252-215912-02 | Xcel Energy | 85 | 13781 | IOU | OID3613023 | 7.616 | Solar |  |  | Withdrawn | Trade Secret | Trade | MTW | MTW021 | Residential | Solar*Rewards | Trade Secret | 2018
20252-215912-02 | Xcel Energy | 85 | 13781 | IOU | OID3613050 | 39.998 | Solar |  |  | Withdrawn | Trade Secret | Trade | AHI | AHI021 | Commercial | Solar*Rewards | Trade Secret | 2018
20252-215912-02 | Xcel Energy | 85 | 13781 | IOU | OID3613083 | 39.998 | Solar |  |  | Withdrawn | Trade Secret | Trade | APA | APA071 | Commercial | Solar*Rewards | Trade Secret | 2018
20252-215912-02 | Xcel Energy | 85 | 13781 | IOU | OID3617878 |  | Solar |  |  | Withdrawn | Trade Secret | Trade | CEL | CEL064 | Residential | Solar*Rewards | Trade Secret | 2018
20252-215912-02 | Xcel Energy | 85 | 13781 | IOU | OID3617879 | 7.625 | Solar |  | X | Withdrawn | Trade Secret | Trade | CEL | CEL064 | Residential | Solar*Rewards | Trade Secret | 2018
20252-215912-02 | Xcel Energy | 85 | 13781 | IOU | OID3618154 | 33.3 | Solar |  |  | Withdrawn | Trade Secret | Trade | ALD | ALD085 | Commercial | Solar*Rewards | Trade Secret | 2018
20252-215912-02 | Xcel Energy | 85 | 13781 | IOU | OID3618482 | 2.4 | Solar |  |  | Withdrawn | Trade Secret | Trade | SOU | SOU075 | Residential | Solar*Rewards | Trade Secret | 2018
20252-215912-02 | Xcel Energy | 85 | 13781 | IOU | OID3619040 | 7.616 | Solar |  |  | Withdrawn | Trade Secret | Trade | AFT | AFT314 | Residential | Solar*Rewards | Trade Secret | 2018
20252-215912-02 | Xcel Energy | 85 | 13781 | IOU | OID3620181 |  | Solar |  |  | Withdrawn | Trade Secret | Trade | MPK | MPK086 | Residential | Solar*Rewards | Trade Secret | 2018
20252-215912-02 | Xcel Energy | 85 | 13781 | IOU | OID3620255 | 7.616 | Solar |  |  | Withdrawn | Trade Secret | Trade |  |  | Residential | Solar*Rewards | Trade Secret | 2018
20252-215912-02 | Xcel Energy | 85 | 13781 | IOU | OID3622604 | 2.64 | Solar |  |  | Withdrawn | Trade Secret | Trade | SOU | SOU085 | Residential | Solar*Rewards | Trade Secret | 2018
20252-215912-02 | Xcel Energy | 85 | 13781 | IOU | OID3623108 | 8.16 | Solar |  |  | Withdrawn | Trade Secret | Trade | MPK | MPK063 | Residential | Solar*Rewards | Trade Secret | 2018
20252-215912-02 | Xcel Energy | 85 | 13781 | IOU | OID3623145 | 11.41 | Solar |  |  | Withdrawn | Trade Secret | Trade | VKG | VKG072 | Residential | Solar*Rewards | Trade Secret | 2018
20252-215912-02 | Xcel Energy | 85 | 13781 | IOU | OID3624129 | 24 | Solar |  |  | Withdrawn | Trade Secret | Trade | RAP | RAP081 | Commercial | Solar*Rewards | Trade Secret | 2018
20252-215912-02 | Xcel Energy | 85 | 13781 | IOU | OID3624201 |  | Solar |  |  | Withdrawn | Trade Secret | Trade | MPK | MPK086 | Residential | Solar*Rewards | Trade Secret | 2018
20252-215912-02 | Xcel Energy | 85 | 13781 | IOU | OID3624315 |  | Solar |  |  | Withdrawn | Trade Secret | Trade | MPK | MPK086 | Residential | Solar*Rewards | Trade Secret | 2018
20252-215912-02 | Xcel Energy | 85 | 13781 | IOU | OID3624358 | 9.994 | Solar |  |  | Withdrawn | Trade Secret | Trade | AHI | AHI022 | Residential | Solar*Rewards | Trade Secret | 2018
20252-215912-02 | Xcel Energy | 85 | 13781 | IOU | OID3624366 |  | Solar |  |  | Withdrawn | Trade Secret | Trade | MPK | MPK086 | Residential | Solar*Rewards | Trade Secret | 2018
20252-215912-02 | Xcel Energy | 85 | 13781 | IOU | OID3624390 |  | Solar |  |  | Withdrawn | Trade Secret | Trade | MPK | MPK086 | Residential | Solar*Rewards | Trade Secret | 2018
20252-215912-02 | Xcel Energy | 85 | 13781 | IOU | OID3624392 |  | Solar |  |  | Withdrawn | Trade Secret | Trade | MPK | MPK086 | Residential | Solar*Rewards | Trade Secret | 2018
20252-215912-02 | Xcel Energy | 85 | 13781 | IOU | OID3625215 |  | Solar |  |  | Withdrawn | Trade Secret | Trade | PKL | PKL064 | Commercial | Solar*Rewards | Trade Secret | 2018
20252-215912-02 | Xcel Energy | 85 | 13781 | IOU | OID3625621 | 19.999 | Solar |  |  | Withdrawn | Trade Secret | Trade | FRM | FRM062 | Commercial | Solar*Rewards | Trade Secret | 2018
20252-215912-02 | Xcel Energy | 85 | 13781 | IOU | OID3625898 | 39.98 | Solar |  |  | Withdrawn | Trade Secret | Trade | CKG | CKG041 | Commercial | Solar*Rewards | Trade Secret | 2018
20252-215912-02 | Xcel Energy | 85 | 13781 | IOU | OID3625905 | 7.616 | Solar |  |  | Withdrawn | Trade Secret | Trade | RIV | RIV062 | Commercial | Solar*Rewards | Trade Secret | 2018
20252-215912-02 | Xcel Energy | 85 | 13781 | IOU | OID3626053 | 11.425 | Solar |  | X | Withdrawn | Trade Secret | Trade | ALD | ALD072 | Residential | Solar*Rewards | Trade Secret | 2018
20252-215912-02 | Xcel Energy | 85 | 13781 | IOU | OID3627077 |  | Solar |  |  | Withdrawn | Trade Secret | Trade | PKL | PKL064 | Commercial | Solar*Rewards | Trade Secret | 2018
20252-215912-02 | Xcel Energy | 85 | 13781 | IOU | OID3627961 |  | Solar |  |  | Withdrawn | Trade Secret | Trade |  |  |  | Solar*Rewards | Trade Secret | 2018
20252-215912-02 | Xcel Energy | 85 | 13781 | IOU | OID3628048 | 7.68 | Solar |  |  | Withdrawn | Trade Secret | Trade | STY | STY065 | Commercial | Solar*Rewards | Trade Secret | 2018
20252-215912-02 | Xcel Energy | 85 | 13781 | IOU | OID3628996 | 30 | Solar |  |  | Withdrawn | Trade Secret | Trade | EDA | EDA078 | Commercial | Solar*Rewards | Trade Secret | 2018
20252-215912-02 | Xcel Energy | 85 | 13781 | IOU | OID3629146 | 7.68 | Solar |  |  | Withdrawn | Trade Secret | Trade | STY | STY065 | Commercial | Solar*Rewards | Trade Secret | 2018
20252-215912-02 | Xcel Energy | 85 | 13781 | IOU | OID3633238 | 11.39 | Solar |  |  | Withdrawn | Trade Secret | Trade |  |  |  | Solar*Rewards | Trade Secret | 2018
20252-215912-02 | Xcel Energy | 85 | 13781 | IOU | OID3633253 | 12 | Solar |  |  | Withdrawn | Trade Secret | Trade | WAT | WAT021 | Residential | Solar*Rewards | Trade Secret | 2018
20252-215912-02 | Xcel Energy | 85 | 13781 | IOU | OID3633323 | 39.98 | Solar |  |  | Withdrawn | Trade Secret | Trade | WAS | WAS092 | Commercial | Solar*Rewards | Trade Secret | 2018
20252-215912-02 | Xcel Energy | 85 | 13781 | IOU | OID3633511 | 29.985 | Solar |  |  | Withdrawn | Trade Secret | Trade | WAS | WAS092 | Residential | Solar*Rewards | Trade Secret | 2018
20252-215912-02 | Xcel Energy | 85 | 13781 | IOU | OID3633524 | 9.995 | Solar |  |  | Withdrawn | Trade Secret | Trade | WAS | WAS092 | Residential | Solar*Rewards | Trade Secret | 2018
20252-215912-02 | Xcel Energy | 85 | 13781 | IOU | OID3635992 | 29.82 | Solar |  |  | Withdrawn | Trade Secret | Trade | MST | MST070 | Commercial | Solar*Rewards | Trade Secret | 2018
20252-215912-02 | Xcel Energy | 85 | 13781 | IOU | OID3636051 | 18 | Solar |  |  | Withdrawn | Trade Secret | Trade |  |  | Residential | Solar*Rewards | Trade Secret | 2018
20252-215912-02 | Xcel Energy | 85 | 13781 | IOU | OID3636491 |  | Solar |  |  | Withdrawn | Trade Secret | Trade | SCA | SCA021 | Residential | Solar*Rewards | Trade Secret | 2018
20252-215912-02 | Xcel Energy | 85 | 13781 | IOU | OID3636547 | 13.616 | Solar |  |  | Withdrawn | Trade Secret | Trade | SCA | SCA021 | Residential | Solar*Rewards | Trade Secret | 2018
20252-215912-02 | Xcel Energy | 85 | 13781 | IOU | OID3636734 | 39.976 | Solar |  |  | Withdrawn | Trade Secret | Trade | CTF | CTF021 | Commercial | Solar*Rewards | Trade Secret | 2018
20252-215912-02 | Xcel Energy | 85 | 13781 | IOU | OID3637196 | 9.995 | Solar |  |  | Withdrawn | Trade Secret | Trade | WAS | WAS092 | Commercial |  | Trade Secret | 2018
20252-215912-02 | Xcel Energy | 85 | 13781 | IOU | OID3637235 | 19.999 | Solar |  |  | Withdrawn | Trade Secret | Trade | LAC | LAC062 | Commercial | Solar*Rewards | Trade Secret | 2018
20252-215912-02 | Xcel Energy | 85 | 13781 | IOU | OID3637807 |  | Solar |  |  | Withdrawn | Trade Secret | Trade | WAT | WAT021 | Commercial | Solar*Rewards | Trade Secret | 2018
20252-215912-02 | Xcel Energy | 85 | 13781 | IOU | OID3638243 | 15.25 | Solar |  |  | Withdrawn | Trade Secret | Trade | GLK | GLK071 | Commercial | Solar*Rewards | Trade Secret | 2018
20252-215912-02 | Xcel Energy | 85 | 13781 | IOU | OID3638429 |  | Solar |  |  | Withdrawn | Trade Secret | Trade | DBL | DBL082 | Commercial | Solar*Rewards | Trade Secret | 2018
20252-215912-02 | Xcel Energy | 85 | 13781 | IOU | OID3638469 | 33.3 | Solar |  |  | Withdrawn | Trade Secret | Trade | GLK | GLK074 | Commercial | Solar*Rewards | Trade Secret | 2018
20252-215912-02 | Xcel Energy | 85 | 13781 | IOU | OID3638480 | 23.51 | Solar |  |  | Withdrawn | Trade Secret | Trade | RWD | RWD063 | Commercial | Solar*Rewards | Trade Secret | 2018
20252-215912-02 | Xcel Energy | 85 | 13781 | IOU | OID3638483 | 27 | Solar |  |  | Withdrawn | Trade Secret | Trade | RWD | RWD063 | Commercial | Solar*Rewards | Trade Secret | 2018
20252-215912-02 | Xcel Energy | 85 | 13781 | IOU | OID3638484 | 18 | Solar |  |  | Withdrawn | Trade Secret | Trade | RWD | RWD063 | Commercial | Solar*Rewards | Trade Secret | 2018
20252-215912-02 | Xcel Energy | 85 | 13781 | IOU | OID3638506 |  | Solar |  |  | Withdrawn | Trade Secret | Trade | LAC | LAC062 | Commercial | Solar*Rewards | Trade Secret | 2018
20252-215912-02 | Xcel Energy | 85 | 13781 | IOU | OID3638508 |  | Solar |  |  | Withdrawn | Trade Secret | Trade | WAT | WAT021 | Commercial | Solar*Rewards | Trade Secret | 2018
20252-215912-02 | Xcel Energy | 85 | 13781 | IOU | OID3638590 | 24 | Solar |  |  | Withdrawn | Trade Secret | Trade | WAT | WAT021 | Residential | Solar*Rewards | Trade Secret | 2018
20252-215912-02 | Xcel Energy | 85 | 13781 | IOU | OID3638657 | 19.999 | Solar |  |  | Withdrawn | Trade Secret | Trade | RLK | RLK064 | Commercial | Solar*Rewards | Trade Secret | 2018
20252-215912-02 | Xcel Energy | 85 | 13781 | IOU | OID3638658 |  | Solar |  |  | Withdrawn | Trade Secret | Trade | ALD | ALD076 | Commercial | Solar*Rewards | Trade Secret | 2018
20252-215912-02 | Xcel Energy | 85 | 13781 | IOU | OID3638659 |  | Solar |  |  | Withdrawn | Trade Secret | Trade | ALD | ALD076 | Commercial | Solar*Rewards | Trade Secret | 2018
20252-215912-02 | Xcel Energy | 85 | 13781 | IOU | OID3638767 | 179.172 | Solar |  |  | Withdrawn | Trade Secret | Trade | DBL | DBL082 | Commercial |  | Trade Secret | 2018
20252-215912-02 | Xcel Energy | 85 | 13781 | IOU | OID3638839 | 39.998 | Solar |  |  | Withdrawn | Trade Secret | Trade | RLK | RLK071 | Commercial | Solar*Rewards | Trade Secret | 2018
20252-215912-02 | Xcel Energy | 85 | 13781 | IOU | OID3638944 |  | Solar |  |  | Withdrawn | Trade Secret | Trade | ALD | ALD076 | Commercial | Solar*Rewards | Trade Secret | 2018
20252-215912-02 | Xcel Energy | 85 | 13781 | IOU | OID3638964 | 7.625 | Solar |  |  | Withdrawn | Trade Secret | Trade | ALD | ALD076 | Commercial | Solar*Rewards | Trade Secret | 2018
20252-215912-02 | Xcel Energy | 85 | 13781 | IOU | OID3638990 |  | Solar |  |  | Withdrawn | Trade Secret | Trade | ALD | ALD076 | Commercial |  | Trade Secret | 2018
20252-215912-02 | Xcel Energy | 85 | 13781 | IOU | OID3639046 | 9 | Solar |  |  | Withdrawn | Trade Secret | Trade | RWD | RWD063 | Commercial | Solar*Rewards | Trade Secret | 2018
20252-215912-02 | Xcel Energy | 85 | 13781 | IOU | OID3639055 | 14.51 | Solar |  |  | Withdrawn | Trade Secret | Trade | RWD | RWD063 | Commercial | Solar*Rewards | Trade Secret | 2018
20252-215912-02 | Xcel Energy | 85 | 13781 | IOU | OID3639229 |  | Solar |  |  | Withdrawn | Trade Secret | Trade | HUG | HUG321 | Residential | Solar*Rewards | Trade Secret | 2018
20252-215912-02 | Xcel Energy | 85 | 13781 | IOU | OID3639403 |  | Solar |  |  | Withdrawn | Trade Secret | Trade | ALT | ALT021 | Residential |  | Trade Secret | 2018
20252-215912-02 | Xcel Energy | 85 | 13781 | IOU | OID3640238 | 29.985 | Solar |  |  | Withdrawn | Trade Secret | Trade | WDY | WDY312 | Commercial | Solar*Rewards | Trade Secret | 2018
20252-215912-02 | Xcel Energy | 85 | 13781 | IOU | OID3640251 |  | Solar |  |  | Withdrawn | Trade Secret | Trade | ALD | ALD094 | Commercial | Solar*Rewards | Trade Secret | 2018
20252-215912-02 | Xcel Energy | 85 | 13781 | IOU | OID3640318 | 14.51 | Solar |  |  | Withdrawn | Trade Secret | Trade | ALD | ALD072 | Commercial | Solar*Rewards | Trade Secret | 2018
20252-215912-02 | Xcel Energy | 85 | 13781 | IOU | OID3640327 | 7.63 | Solar |  |  | Withdrawn | Trade Secret | Trade | OAD | OAD072 | Residential | Solar*Rewards | Trade Secret | 2018
20252-215912-02 | Xcel Energy | 85 | 13781 | IOU | OID3640455 | 39.998 | Solar |  |  | Withdrawn | Trade Secret | Trade | PKL | PKL073 | Commercial | Solar*Rewards | Trade Secret | 2018
20252-215912-02 | Xcel Energy | 85 | 13781 | IOU | OID3640501 | 3.747 | Solar |  |  | Withdrawn | Trade Secret | Trade | MEL | MEL069 | Residential | Solar*Rewards | Trade Secret | 2018
20252-215912-02 | Xcel Energy | 85 | 13781 | IOU | OID3640517 | 5.52 | Solar |  |  | Withdrawn | Trade Secret | Trade | MPK | MPK074 | Residential | Solar*Rewards | Trade Secret | 2018
20252-215912-02 | Xcel Energy | 85 | 13781 | IOU | OID3641076 | 38.8 | Solar |  |  | Withdrawn | Trade Secret | Trade | RCH | RCH061 | Commercial |  | Trade Secret | 2018
20252-215912-02 | Xcel Energy | 85 | 13781 | IOU | OID3642123 | 12 | Solar |  |  | Withdrawn | Trade Secret | Trade | WAS | WAS092 | Residential | Solar*Rewards | Trade Secret | 2018
20252-215912-02 | Xcel Energy | 85 | 13781 | IOU | OID3642130 | 34.99 | Solar |  |  | Withdrawn | Trade Secret | Trade | WAS | WAS092 | Commercial | Solar*Rewards | Trade Secret | 2018
20252-215912-02 | Xcel Energy | 85 | 13781 | IOU | OID3642136 | 33.3 | Solar |  |  | Withdrawn | Trade Secret | Trade | TWL | TWL078 | Commercial | Solar*Rewards | Trade Secret | 2018
20252-215912-02 | Xcel Energy | 85 | 13781 | IOU | OID3642140 |  | Solar |  |  | Withdrawn | Trade Secret | Trade | NOF | NOF061 | Commercial | Solar*Rewards | Trade Secret | 2018
20252-215912-02 | Xcel Energy | 85 | 13781 | IOU | OID3642310 | 3.747 | Solar |  |  | Withdrawn | Trade Secret | Trade | SOU | SOU087 | Residential | Solar*Rewards | Trade Secret | 2018
20252-215912-02 | Xcel Energy | 85 | 13781 | IOU | OID3643355 | 33.3 | Solar |  |  | Withdrawn | Trade Secret | Trade | LAB | LAB312 | Commercial | Solar*Rewards | Trade Secret | 2018
20252-215912-02 | Xcel Energy | 85 | 13781 | IOU | OID3643482 | 33.3 | Solar |  |  | Withdrawn | Trade Secret | Trade | MDT | MDT071 | Commercial | Solar*Rewards | Trade Secret | 2018
20252-215912-02 | Xcel Energy | 85 | 13781 | IOU | OID3643532 | 39.998 | Solar |  |  | Withdrawn | Trade Secret | Trade | TER | TER062 | Commercial | Solar*Rewards | Trade Secret | 2018
20252-215912-02 | Xcel Energy | 85 | 13781 | IOU | OID3643558 | 33.3 | Solar |  |  | Withdrawn | Trade Secret | Trade | ORO | ORO062 | Commercial | Solar*Rewards | Trade Secret | 2018
20252-215912-02 | Xcel Energy | 85 | 13781 | IOU | OID3643603 | 39.998 | Solar |  |  | Withdrawn | Trade Secret | Trade | ORO | ORO061 | Commercial | Solar*Rewards | Trade Secret | 2018
20252-215912-02 | Xcel Energy | 85 | 13781 | IOU | OID3643655 | 39.998 | Solar |  |  | Withdrawn | Trade Secret | Trade | ORO | ORO062 | Commercial | Solar*Rewards | Trade Secret | 2018
20252-215912-02 | Xcel Energy | 85 | 13781 | IOU | OID3643746 |  | Solar |  |  | Withdrawn | Trade Secret | Trade | MND | MND062 | Residential |  | Trade Secret | 2018
20252-215912-02 | Xcel Energy | 85 | 13781 | IOU | OID3643779 |  | Solar |  |  | Withdrawn | Trade Secret | Trade | WIN | WIN043 | Residential | Solar*Rewards | Trade Secret | 2018
20252-215912-02 | Xcel Energy | 85 | 13781 | IOU | OID3643824 |  | Solar |  |  | Withdrawn | Trade Secret | Trade | WDY | WDY312 | Residential | Solar*Rewards | Trade Secret | 2018
20252-215912-02 | Xcel Energy | 85 | 13781 | IOU | OID3643831 | 9.995 | Solar |  |  | Withdrawn | Trade Secret | Trade | WAS | WAS092 | Commercial |  | Trade Secret | 2018
20252-215912-02 | Xcel Energy | 85 | 13781 | IOU | OID3643944 |  | Solar |  |  | Withdrawn | Trade Secret | Trade | FIC | FIC021 | Commercial | Solar*Rewards | Trade Secret | 2018
20252-215912-02 | Xcel Energy | 85 | 13781 | IOU | OID3643946 | 13.72 | Solar |  |  | Withdrawn | Trade Secret | Trade | FIC | FIC021 | Commercial | Solar*Rewards | Trade Secret | 2018
20252-215912-02 | Xcel Energy | 85 | 13781 | IOU | OID3643973 | 13.72 | Solar |  |  | Withdrawn | Trade Secret | Trade | FIC | FIC021 | Commercial | Solar*Rewards | Trade Secret | 2018
20252-215912-02 | Xcel Energy | 85 | 13781 | IOU | OID3643990 | 13.72 | Solar |  |  | Withdrawn | Trade Secret | Trade | FIC | FIC021 | Commercial | Solar*Rewards | Trade Secret | 2018
20252-215912-02 | Xcel Energy | 85 | 13781 | IOU | OID3643999 | 13.72 | Solar |  |  | Withdrawn | Trade Secret | Trade |  |  | Commercial | Solar*Rewards | Trade Secret | 2018
20252-215912-02 | Xcel Energy | 85 | 13781 | IOU | OID3644005 | 14.28 | Solar |  |  | Withdrawn | Trade Secret | Trade | FIC | FIC021 | Commercial | Solar*Rewards | Trade Secret | 2018
20252-215912-02 | Xcel Energy | 85 | 13781 | IOU | OID3644011 | 13.72 | Solar |  |  | Withdrawn | Trade Secret | Trade | FIC | FIC021 | Commercial | Solar*Rewards | Trade Secret | 2018
20252-215912-02 | Xcel Energy | 85 | 13781 | IOU | OID3644021 | 14 | Solar |  |  | Withdrawn | Trade Secret | Trade | FIC | FIC021 | Commercial | Solar*Rewards | Trade Secret | 2018
20252-215912-02 | Xcel Energy | 85 | 13781 | IOU | OID3644030 | 13.72 | Solar |  |  | Withdrawn | Trade Secret | Trade | FIC | FIC021 | Commercial | Solar*Rewards | Trade Secret | 2018
20252-215912-02 | Xcel Energy | 85 | 13781 | IOU | OID3644058 | 19.999 | Solar |  |  | Withdrawn | Trade Secret | Trade | MST | MST066 | Commercial | Solar*Rewards | Trade Secret | 2018
20252-215912-02 | Xcel Energy | 85 | 13781 | IOU | OID3644075 | 33.3 | Solar |  |  | Withdrawn | Trade Secret | Trade | SLP | SLP096 | Commercial | Solar*Rewards | Trade Secret | 2018
20252-215912-02 | Xcel Energy | 85 | 13781 | IOU | OID3644088 | 33.3 | Solar |  |  | Withdrawn | Trade Secret | Trade | SLP | SLP096 | Commercial | Solar*Rewards | Trade Secret | 2018
20252-215912-02 | Xcel Energy | 85 | 13781 | IOU | OID3644210 | 33.3 | Solar |  |  | Withdrawn | Trade Secret | Trade | TER | TER071 | Commercial | Solar*Rewards | Trade Secret | 2018
20252-215912-02 | Xcel Energy | 85 | 13781 | IOU | OID3644215 | 37.598 | Solar |  |  | Withdrawn | Trade Secret | Trade | WIL | WIL087 | Commercial | Solar*Rewards | Trade Secret | 2018
20252-215912-02 | Xcel Energy | 85 | 13781 | IOU | OID3644442 | 39.998 | Solar |  |  | Withdrawn | Trade Secret | Trade | HSN | HSN321 | Commercial | Solar*Rewards | Trade Secret | 2018
20252-215912-02 | Xcel Energy | 85 | 13781 | IOU | OID3644861 | 12 | Solar |  |  | Withdrawn | Trade Secret | Trade | WIN | WIN043 | Residential | Solar*Rewards | Trade Secret | 2018
20252-215912-02 | Xcel Energy | 85 | 13781 | IOU | OID3666055 | 33.3 | Solar |  |  | Withdrawn | Trade Secret | Trade | UPP | UPP083 | Commercial | Solar*Rewards | Trade Secret | 2018
20252-215912-02 | Xcel Energy | 85 | 13781 | IOU | OID3666067 | 39.998 | Solar |  |  | Withdrawn | Trade Secret | Trade | HWW | HWW071 | Commercial | Solar*Rewards | Trade Secret | 2018
20252-215912-02 | Xcel Energy | 85 | 13781 | IOU | OID3666141 |  | Other |  |  | Withdrawn | Trade Secret | Trade | OPK | OPK077 | Commercial |  | Trade Secret | 2018
20252-215912-02 | Xcel Energy | 85 | 13781 | IOU | OID3666199 | 6 | Solar |  |  | Withdrawn | Trade Secret | Trade | OPK | OPK073 | Residential | Solar*Rewards | Trade Secret | 2018
20252-215912-02 | Xcel Energy | 85 | 13781 | IOU | OID3666209 | 12 | Solar |  |  | Withdrawn | Trade Secret | Trade | LAB | LAB312 | Residential | Solar*Rewards | Trade Secret | 2018
20252-215912-02 | Xcel Energy | 85 | 13781 | IOU | OID3666217 | 11.995 | Solar |  |  | Withdrawn | Trade Secret | Trade | WAT | WAT021 | Commercial | Solar*Rewards | Trade Secret | 2018
20252-215912-02 | Xcel Energy | 85 | 13781 | IOU | OID3666235 | 12 | Solar |  |  | Withdrawn | Trade Secret | Trade | WIN | WIN043 | Residential | Solar*Rewards | Trade Secret | 2018
20252-215912-02 | Xcel Energy | 85 | 13781 | IOU | OID3666270 | 7.625 | Solar |  |  | Withdrawn | Trade Secret | Trade | ALB | ALB022 | Residential | Solar*Rewards | Trade Secret | 2018
20252-215912-02 | Xcel Energy | 85 | 13781 | IOU | OID3666285 | 39.998 | Solar |  |  | Withdrawn | Trade Secret | Trade | MND | MND072 | Commercial | Solar*Rewards | Trade Secret | 2018
20252-215912-02 | Xcel Energy | 85 | 13781 | IOU | OID3666294 |  | Solar |  |  | Withdrawn | Trade Secret | Trade | WIN | WIN043 | Residential | Solar*Rewards | Trade Secret | 2018
20252-215912-02 | Xcel Energy | 85 | 13781 | IOU | OID3666307 | 39.998 | Solar |  |  | Withdrawn | Trade Secret | Trade | RPL | RPL074 | Commercial | Solar*Rewards | Trade Secret | 2018
20252-215912-02 | Xcel Energy | 85 | 13781 | IOU | OID3666316 | 37.598 | Solar |  |  | Withdrawn | Trade Secret | Trade | RRK | RRK064 | Commercial | Solar*Rewards | Trade Secret | 2018
20252-215912-02 | Xcel Energy | 85 | 13781 | IOU | OID3666317 |  | Solar |  |  | Withdrawn | Trade Secret | Trade | TLK | TLK061 | Commercial | Solar*Rewards | Trade Secret | 2018
20252-215912-02 | Xcel Energy | 85 | 13781 | IOU | OID3666321 |  | Solar |  |  | Withdrawn | Trade Secret | Trade | TLK | TLK061 | Commercial | Solar*Rewards | Trade Secret | 2018
20252-215912-02 | Xcel Energy | 85 | 13781 | IOU | OID3666324 | 7.616 | Solar |  |  | Withdrawn | Trade Secret | Trade | FSL | FSL311 | Residential | Solar*Rewards | Trade Secret | 2018
20252-215912-02 | Xcel Energy | 85 | 13781 | IOU | OID3666327 | 39.998 | Solar |  |  | Withdrawn | Trade Secret | Trade | RWD | RWD063 | Commercial | Solar*Rewards | Trade Secret | 2018
20252-215912-02 | Xcel Energy | 85 | 13781 | IOU | OID3666328 | 5 | Solar |  |  | Withdrawn | Trade Secret | Trade | TLK | TLK061 | Commercial | Solar*Rewards | Trade Secret | 2018
20252-215912-02 | Xcel Energy | 85 | 13781 | IOU | OID3666334 | 9.994 | Solar |  |  | Withdrawn | Trade Secret | Trade |  |  | Residential | Solar*Rewards | Trade Secret | 2018
20252-215912-02 | Xcel Energy | 85 | 13781 | IOU | OID3666338 | 25 | Solar |  |  | Withdrawn | Trade Secret | Trade | DOC | DOC031 | Residential | Solar*Rewards | Trade Secret | 2018
20252-215912-02 | Xcel Energy | 85 | 13781 | IOU | OID3666340 | 33.3 | Solar |  |  | Withdrawn | Trade Secret | Trade | RWD | RWD062 | Commercial | Solar*Rewards | Trade Secret | 2018
20252-215912-02 | Xcel Energy | 85 | 13781 | IOU | OID3666343 | 39.998 | Solar |  |  | Withdrawn | Trade Secret | Trade | KIM | KIM021 | Commercial | Solar*Rewards | Trade Secret | 2018
20252-215912-02 | Xcel Energy | 85 | 13781 | IOU | OID3666344 | 15.5 | Solar |  |  | Withdrawn | Trade Secret | Trade | WIN | WIN043 | Residential | Solar*Rewards | Trade Secret | 2018
20252-215912-02 | Xcel Energy | 85 | 13781 | IOU | OID3666345 | 7.616 | Solar |  |  | Withdrawn | Trade Secret | Trade | MEL | MEL074 | Residential | Solar*Rewards | Trade Secret | 2018
20252-215912-02 | Xcel Energy | 85 | 13781 | IOU | OID3666352 | 8.5 | Solar |  |  | Withdrawn | Trade Secret | Trade | WIN | WIN023 | Commercial | Solar*Rewards | Trade Secret | 2018
20252-215912-02 | Xcel Energy | 85 | 13781 | IOU | OID3666357 | 7 | Solar |  |  | Withdrawn | Trade Secret | Trade | WIN | WIN042 | Commercial | Solar*Rewards | Trade Secret | 2018
20252-215912-02 | Xcel Energy | 85 | 13781 | IOU | OID3666358 | 38.8 | Solar |  |  | Withdrawn | Trade Secret | Trade | RCH | RCH061 | Commercial |  | Trade Secret | 2018
20252-215912-02 | Xcel Energy | 85 | 13781 | IOU | OID3666365 | 10.5 | Solar |  |  | Withdrawn | Trade Secret | Trade | LAC | LAC062 | Residential | Solar*Rewards | Trade Secret | 2018
20252-215912-02 | Xcel Energy | 85 | 13781 | IOU | OID3666367 |  | Solar |  |  | Withdrawn | Trade Secret | Trade | WEL | WEL021 | Residential | Solar*Rewards | Trade Secret | 2018
20252-215912-02 | Xcel Energy | 85 | 13781 | IOU | OID3666368 | 11.39 | Solar |  |  | Withdrawn | Trade Secret | Trade | WEL | WEL021 | Residential | Solar*Rewards | Trade Secret | 2018
20252-215912-02 | Xcel Energy | 85 | 13781 | IOU | OID3666596 | 39.998 | Solar |  |  | Withdrawn | Trade Secret | Trade | ECK | ECK082 | Commercial | Solar*Rewards | Trade Secret | 2018
20252-215912-02 | Xcel Energy | 85 | 13781 | IOU | OID3666602 | 39.998 | Solar |  |  | Withdrawn | Trade Secret | Trade | ECK | ECK322 | Commercial | Solar*Rewards | Trade Secret | 2018
20252-215912-02 | Xcel Energy | 85 | 13781 | IOU | OID3666611 | 39.998 | Solar |  |  | Withdrawn | Trade Secret | Trade | OSS | OSS064 | Commercial | Solar*Rewards | Trade Secret | 2018
20252-215912-02 | Xcel Energy | 85 | 13781 | IOU | OID3666626 | 30 | Solar |  |  | Withdrawn | Trade Secret | Trade | ZUF | ZUF021 | Commercial | Solar*Rewards | Trade Secret | 2018
20252-215912-02 | Xcel Energy | 85 | 13781 | IOU | OID3666650 | 18.195 | Solar |  |  | Withdrawn | Trade Secret | Trade | ZUF | ZUF021 | Residential | Solar*Rewards | Trade Secret | 2018
20252-215912-02 | Xcel Energy | 85 | 13781 | IOU | OID3666656 | 19.88 | Solar |  |  | Withdrawn | Trade Secret | Trade | CGR | CGR071 | Residential | Solar*Rewards | Trade Secret | 2018
20252-215912-02 | Xcel Energy | 85 | 13781 | IOU | OID3666670 | 15 | Solar |  |  | Withdrawn | Trade Secret | Trade | ZUF | ZUF021 | Residential | Solar*Rewards | Trade Secret | 2018
20252-215912-02 | Xcel Energy | 85 | 13781 | IOU | OID3666679 | 5.493 | Solar |  |  | Withdrawn | Trade Secret | Trade | SOU | SOU086 | Residential |  | Trade Secret | 2018
20252-215912-02 | Xcel Energy | 85 | 13781 | IOU | OID3666681 | 9.994 | Solar |  |  | Withdrawn | Trade Secret | Trade | ZUF | ZUF021 | Residential | Solar*Rewards | Trade Secret | 2018
20252-215912-02 | Xcel Energy | 85 | 13781 | IOU | OID3666693 | 15 | Solar |  |  | Withdrawn | Trade Secret | Trade | ZUF | ZUF021 | Residential | Solar*Rewards | Trade Secret | 2018
20252-215912-02 | Xcel Energy | 85 | 13781 | IOU | OID3666705 | 6 | Solar |  |  | Withdrawn | Trade Secret | Trade | RCH | RCH061 | Residential | Solar*Rewards | Trade Secret | 2018
20252-215912-02 | Xcel Energy | 85 | 13781 | IOU | OID3666712 | 22.78 | Solar |  |  | Withdrawn | Trade Secret | Trade | ZUF | ZUF021 | Residential | Solar*Rewards | Trade Secret | 2018
20252-215912-02 | Xcel Energy | 85 | 13781 | IOU | OID3666735 | 9.995 | Solar |  |  | Withdrawn | Trade Secret | Trade | WAS | WAS092 | Commercial | Solar*Rewards | Trade Secret | 2018
20252-215912-02 | Xcel Energy | 85 | 13781 | IOU | OID3666749 | 11.76 | Solar |  |  | Withdrawn | Trade Secret | Trade | SOU | SOU072 | Commercial | Solar*Rewards | Trade Secret | 2018
20252-215912-02 | Xcel Energy | 85 | 13781 | IOU | OID3666794 | 4.56 | Solar |  |  | Withdrawn | Trade Secret | Trade | TWL | TWL067 | Residential | Solar*Rewards | Trade Secret | 2018
20252-215912-02 | Xcel Energy | 85 | 13781 | IOU | OID3666815 | 29.985 | Solar |  |  | Withdrawn | Trade Secret | Trade | WAT | WAT081 | Commercial | Solar*Rewards | Trade Secret | 2018
20252-215912-02 | Xcel Energy | 85 | 13781 | IOU | OID3666820 | 39.998 | Solar |  |  | Withdrawn | Trade Secret | Trade |  |  | Residential | Solar*Rewards | Trade Secret | 2019
20252-215912-02 | Xcel Energy | 85 | 13781 | IOU | OID3666833 | 7.63 | Solar |  |  | Withdrawn | Trade Secret | Trade | WES | WES074 | Residential | Solar*Rewards | Trade Secret | 2018
20252-215912-02 | Xcel Energy | 85 | 13781 | IOU | OID3666835 | 6 | Solar |  |  | Withdrawn | Trade Secret | Trade | MOL | MOL066 | Residential | Solar*Rewards | Trade Secret | 2018
20252-215912-02 | Xcel Energy | 85 | 13781 | IOU | OID3666836 | 7.2 | Solar |  |  | Withdrawn | Trade Secret | Trade | STO | STO002 | Commercial | Solar*Rewards | Trade Secret | 2018
20252-215912-02 | Xcel Energy | 85 | 13781 | IOU | OID3666837 | 39.998 | Solar |  |  | Withdrawn | Trade Secret | Trade | HUG | HUG311 | Commercial | Solar*Rewards | Trade Secret | 2018
20252-215912-02 | Xcel Energy | 85 | 13781 | IOU | OID3666838 | 9.995 | Solar |  |  | Withdrawn | Trade Secret | Trade | EGL | EGL022 | Residential | Solar*Rewards | Trade Secret | 2018
20252-215912-02 | Xcel Energy | 85 | 13781 | IOU | OID3666839 | 5 | Solar |  |  | Withdrawn | Trade Secret | Trade | TLK | TLK061 | Commercial | Solar*Rewards | Trade Secret | 2018
20252-215912-02 | Xcel Energy | 85 | 13781 | IOU | OID3666843 | 12 | Solar |  |  | Withdrawn | Trade Secret | Trade | WAS | WAS092 | Residential | Solar*Rewards | Trade Secret | 2018
20252-215912-02 | Xcel Energy | 85 | 13781 | IOU | OID3666847 | 5.88 | Solar |  |  | Withdrawn | Trade Secret | Trade | RRK | RRK064 | Residential | Solar*Rewards | Trade Secret | 2018
20252-215912-02 | Xcel Energy | 85 | 13781 | IOU | OID3666849 | 33.3 | Solar |  |  | Withdrawn | Trade Secret | Trade | RRK | RRK063 | Commercial | Solar*Rewards | Trade Secret | 2018
20252-215912-02 | Xcel Energy | 85 | 13781 | IOU | OID3666850 | 2.88 | Solar |  |  | Withdrawn | Trade Secret | Trade | UPP | UPP082 | Residential | Solar*Rewards | Trade Secret | 2018
20252-215912-02 | Xcel Energy | 85 | 13781 | IOU | OID3666855 |  | Solar |  |  | Withdrawn | Trade Secret | Trade | RRK | RRK063 | Commercial | Solar*Rewards | Trade Secret | 2018
20252-215912-02 | Xcel Energy | 85 | 13781 | IOU | OID3666858 | 39.998 | Solar |  |  | Withdrawn | Trade Secret | Trade | WEB | WEB021 | Commercial | Solar*Rewards | Trade Secret | 2018
20252-215912-02 | Xcel Energy | 85 | 13781 | IOU | OID3666861 | 6.09 | Solar |  |  | Withdrawn | Trade Secret | Trade | SLP | SLP097 | Residential | Solar*Rewards | Trade Secret | 2018
20252-215912-02 | Xcel Energy | 85 | 13781 | IOU | OID3666864 | 39.998 | Solar |  |  | Withdrawn | Trade Secret | Trade | MDT | MDT062 | Commercial | Solar*Rewards | Trade Secret | 2018
20252-215912-02 | Xcel Energy | 85 | 13781 | IOU | OID3666875 | 33.3 | Solar |  |  | Withdrawn | Trade Secret | Trade | DBL | DBL069 | Commercial | Solar*Rewards | Trade Secret | 2018
20252-215912-02 | Xcel Energy | 85 | 13781 | IOU | OID3667470 | 38.5 | Solar |  |  | Withdrawn | Trade Secret | Trade | CKG | CKG041 | Commercial | Solar*Rewards | Trade Secret | 2018
20252-215912-02 | Xcel Energy | 85 | 13781 | IOU | OID3667643 | 39.98 | Solar |  |  | Withdrawn | Trade Secret | Trade | MRN | MRN021 | Commercial | Solar*Rewards | Trade Secret | 2018
20252-215912-02 | Xcel Energy | 85 | 13781 | IOU | OID3667877 | 39.98 | Solar |  |  | Withdrawn | Trade Secret | Trade | MRN | MRN021 | Commercial | Solar*Rewards | Trade Secret | 2018
20252-215912-02 | Xcel Energy | 85 | 13781 | IOU | OID3667878 | 39.998 | Solar |  |  | Withdrawn | Trade Secret | Trade | WDY | WDY312 | Commercial | Solar*Rewards | Trade Secret | 2018
20252-215912-02 | Xcel Energy | 85 | 13781 | IOU | OID3667881 | 39.98 | Solar |  |  | Withdrawn | Trade Secret | Trade | MRN | MRN021 | Commercial | Solar*Rewards | Trade Secret | 2018
20252-215912-02 | Xcel Energy | 85 | 13781 | IOU | OID3667890 | 8.64 | Solar |  |  | Withdrawn | Trade Secret | Trade | MST | MST071 | Residential | Solar*Rewards | Trade Secret | 2018
20252-215912-02 | Xcel Energy | 85 | 13781 | IOU | OID3667896 | 3.92 | Solar |  |  | Withdrawn | Trade Secret | Trade | RAP | RAP081 | Residential | Solar*Rewards | Trade Secret | 2018
20252-215912-02 | Xcel Energy | 85 | 13781 | IOU | OID3667906 | 19.14 | Solar |  |  | Withdrawn | Trade Secret | Trade | FAP | FAP062 | Commercial | Solar*Rewards | Trade Secret | 2018
20252-215912-02 | Xcel Energy | 85 | 13781 | IOU | OID3667911 | 3.64 | Solar |  |  | Withdrawn | Trade Secret | Trade | SOU | SOU069 | Residential | Solar*Rewards | Trade Secret | 2018
20252-215912-02 | Xcel Energy | 85 | 13781 | IOU | OID3667919 | 6.72 | Solar |  |  | Withdrawn | Trade Secret | Trade | APA | APA072 | Residential | Solar*Rewards | Trade Secret | 2018
20252-215912-02 | Xcel Energy | 85 | 13781 | IOU | OID3667920 | 39.998 | Solar |  |  | Withdrawn | Trade Secret | Trade | WRR | WRR064 | Commercial | Solar*Rewards | Trade Secret | 2018
20252-215912-02 | Xcel Energy | 85 | 13781 | IOU | OID3667921 | 6.72 | Solar |  |  | Withdrawn | Trade Secret | Trade | WSG | WSG076 | Residential | Solar*Rewards | Trade Secret | 2018
20252-215912-02 | Xcel Energy | 85 | 13781 | IOU | OID3667922 | 39.998 | Solar |  |  | Withdrawn | Trade Secret | Trade | SLP | SLP076 | Commercial | Solar*Rewards | Trade Secret | 2018
20252-215912-02 | Xcel Energy | 85 | 13781 | IOU | OID3667925 |  | Solar |  |  | Withdrawn | Trade Secret | Trade |  |  | Residential |  | Trade Secret | 2018
20252-215912-02 | Xcel Energy | 85 | 13781 | IOU | OID3693483 |  | Solar |  |  | Withdrawn | Trade Secret | Trade | OPK | OPK073 | Residential |  | Trade Secret | 2019
20252-215912-02 | Xcel Energy | 85 | 13781 | IOU | OID3694687 |  | Solar |  |  | Withdrawn | Trade Secret | Trade | GRC | GRC062 | Commercial |  | Trade Secret | 2019
20252-215912-02 | Xcel Energy | 85 | 13781 | IOU | OID3694698 |  | Solar |  |  | Withdrawn | Trade Secret | Trade | SCL | SCL322 | Commercial |  | Trade Secret | 2019
20252-215912-02 | Xcel Energy | 85 | 13781 | IOU | OID3698370 |  | Solar |  |  | Withdrawn | Trade Secret | Trade | WTN | WTN062 | Residential |  | Trade Secret | 2019
20252-215912-02 | Xcel Energy | 85 | 13781 | IOU | OID3705016 | 12 | Solar |  |  | Withdrawn | Trade Secret | Trade | WTN | WTN062 | Residential | Solar*Rewards | Trade Secret | 2019
20252-215912-02 | Xcel Energy | 85 | 13781 | IOU | OID3705102 | 9.994 | Solar |  |  | Withdrawn | Trade Secret | Trade | MTW | MTW021 | Residential | Solar*Rewards | Trade Secret | 2019
20252-215912-02 | Xcel Energy | 85 | 13781 | IOU | OID3705122 | 12.5 | Solar |  |  | Withdrawn | Trade Secret | Trade | DOC | DOC031 | Residential | Solar*Rewards | Trade Secret | 2019
20252-215912-02 | Xcel Energy | 85 | 13781 | IOU | OID3705133 | 6.052 | Solar |  |  | Withdrawn | Trade Secret | Trade | MOL | MOL072 | Residential | Solar*Rewards | Trade Secret | 2019
20252-215912-02 | Xcel Energy | 85 | 13781 | IOU | OID3705148 | 39.998 | Solar |  |  | Withdrawn | Trade Secret | Trade | SLP | SLP076 | Commercial | Solar*Rewards | Trade Secret | 2019
20252-215912-02 | Xcel Energy | 85 | 13781 | IOU | OID3705149 | 4.08 | Solar |  |  | Withdrawn | Trade Secret | Trade | UPP | UPP086 | Residential | Solar*Rewards | Trade Secret | 2019
20252-215912-02 | Xcel Energy | 85 | 13781 | IOU | OID3705247 |  | Solar |  |  | Withdrawn | Trade Secret | Trade | FAB | FAB063 | Residential | Solar*Rewards | Trade Secret | 2019
20252-215912-02 | Xcel Energy | 85 | 13781 | IOU | OID3705398 | 39.998 | Solar |  |  | Withdrawn | Trade Secret | Trade | HSN | HSN312 | Commercial | Solar*Rewards | Trade Secret | 2019
20252-215912-02 | Xcel Energy | 85 | 13781 | IOU | OID3705403 | 33.3 | Solar |  |  | Withdrawn | Trade Secret | Trade | HUG | HUG321 | Commercial | Solar*Rewards | Trade Secret | 2019
20252-215912-02 | Xcel Energy | 85 | 13781 | IOU | OID3705404 |  | Solar |  |  | Withdrawn | Trade Secret | Trade | GRC | GRC063 | Commercial | Solar*Rewards | Trade Secret | 2019
20252-215912-02 | Xcel Energy | 85 | 13781 | IOU | OID3705405 |  | Solar |  |  | Withdrawn | Trade Secret | Trade | GRC | GRC063 | Commercial | Solar*Rewards | Trade Secret | 2019
20252-215912-02 | Xcel Energy | 85 | 13781 | IOU | OID3705406 | 22.78 | Solar |  |  | Withdrawn | Trade Secret | Trade | FAP | FAP061 | Commercial | Solar*Rewards | Trade Secret | 2019
20252-215912-02 | Xcel Energy | 85 | 13781 | IOU | OID3705430 | 2.4 | Solar |  |  | Withdrawn | Trade Secret | Trade | REW | REW023 | Residential | Solar*Rewards | Trade Secret | 2019
20252-215912-02 | Xcel Energy | 85 | 13781 | IOU | OID3705432 |  | Solar |  |  | Withdrawn | Trade Secret | Trade | SOU | SOU075 | Residential | Solar*Rewards | Trade Secret | 2019
20252-215912-02 | Xcel Energy | 85 | 13781 | IOU | OID3705482 | 22.78 | Solar |  |  | Withdrawn | Trade Secret | Trade | FAP | FAP061 | Commercial | Solar*Rewards | Trade Secret | 2019
20252-215912-02 | Xcel Energy | 85 | 13781 | IOU | OID3705484 | 33.3 | Solar |  |  | Withdrawn | Trade Secret | Trade | HUG | HUG321 | Commercial | Solar*Rewards | Trade Secret | 2019
20252-215912-02 | Xcel Energy | 85 | 13781 | IOU | OID3705599 | 7.616 | Solar |  |  | Withdrawn | Trade Secret | Trade | CHI | CHI311 | Residential | Solar*Rewards | Trade Secret | 2019
20252-215912-02 | Xcel Energy | 85 | 13781 | IOU | OID3705693 | 39.998 | Solar |  |  | Withdrawn | Trade Secret | Trade | SLP | SLP076 | Commercial | Solar*Rewards | Trade Secret | 2019
20252-215912-02 | Xcel Energy | 85 | 13781 | IOU | OID3705741 | 7.616 | Solar |  |  | Withdrawn | Trade Secret | Trade | CHI | CHI311 | Residential | Solar*Rewards | Trade Secret | 2019
20252-215912-02 | Xcel Energy | 85 | 13781 | IOU | OID3705812 | 39.998 | Solar |  |  | Withdrawn | Trade Secret | Trade | MOL | MOL067 | Commercial | Solar*Rewards | Trade Secret | 2019
20252-215912-02 | Xcel Energy | 85 | 13781 | IOU | OID3705815 | 39.998 | Solar |  |  | Withdrawn | Trade Secret | Trade | MOL | MOL077 | Commercial | Solar*Rewards | Trade Secret | 2019
20252-215912-02 | Xcel Energy | 85 | 13781 | IOU | OID3705917 | 39.998 | Solar |  |  | Withdrawn | Trade Secret | Trade | BRP | BRP073 | Commercial | Solar*Rewards | Trade Secret | 2019
20252-215912-02 | Xcel Energy | 85 | 13781 | IOU | OID3705920 | 39.998 | Solar |  |  | Withdrawn | Trade Secret | Trade | TWL | TWL081 | Commercial | Solar*Rewards | Trade Secret | 2019
20252-215912-02 | Xcel Energy | 85 | 13781 | IOU | OID3705925 | 39.998 | Solar |  |  | Withdrawn | Trade Secret | Trade | TWL | TWL074 | Commercial | Solar*Rewards | Trade Secret | 2019
20252-215912-02 | Xcel Energy | 85 | 13781 | IOU | OID3705928 | 39.998 | Solar |  |  | Withdrawn | Trade Secret | Trade | TWL | TWL081 | Commercial | Solar*Rewards | Trade Secret | 2019
20252-215912-02 | Xcel Energy | 85 | 13781 | IOU | OID3705932 | 39.998 | Solar |  |  | Withdrawn | Trade Secret | Trade | TWL | TWL081 | Commercial | Solar*Rewards | Trade Secret | 2019
20252-215912-02 | Xcel Energy | 85 | 13781 | IOU | OID3705935 | 39.998 | Solar |  |  | Withdrawn | Trade Secret | Trade | BRP | BRP073 | Commercial | Solar*Rewards | Trade Secret | 2019
20252-215912-02 | Xcel Energy | 85 | 13781 | IOU | OID3705937 | 39.998 | Solar |  |  | Withdrawn | Trade Secret | Trade | TWL | TWL081 | Commercial | Solar*Rewards | Trade Secret | 2019
20252-215912-02 | Xcel Energy | 85 | 13781 | IOU | OID3705939 | 39.998 | Solar |  |  | Withdrawn | Trade Secret | Trade | WCR | WCR322 | Commercial | Solar*Rewards | Trade Secret | 2019
20252-215912-02 | Xcel Energy | 85 | 13781 | IOU | OID3705941 | 39.998 | Solar |  |  | Withdrawn | Trade Secret | Trade | BRP | BRP072 | Commercial | Solar*Rewards | Trade Secret | 2019
20252-215912-02 | Xcel Energy | 85 | 13781 | IOU | OID3706349 | 19.988 | Solar |  |  | Withdrawn | Trade Secret | Trade | CTF | CTF021 | Commercial | Solar*Rewards | Trade Secret | 2019
20252-215912-02 | Xcel Energy | 85 | 13781 | IOU | OID3706390 | 7.616 | Solar |  |  | Withdrawn | Trade Secret | Trade | RPL | RPL064 | Residential | Solar*Rewards | Trade Secret | 2019
20252-215912-02 | Xcel Energy | 85 | 13781 | IOU | OID3707835 |  | Solar |  |  | Withdrawn | Trade Secret | Trade | WIL | WIL062 | Commercial | Solar*Rewards | Trade Secret | 2019
20252-215912-02 | Xcel Energy | 85 | 13781 | IOU | OID3707836 | 5 | Solar |  |  | Withdrawn | Trade Secret | Trade | WIL | WIL062 | Commercial | Solar*Rewards | Trade Secret | 2019
20252-215912-02 | Xcel Energy | 85 | 13781 | IOU | OID3708428 | 7.616 | Solar |  |  | Withdrawn | Trade Secret | Trade | GLK | GLK063 | Residential | Solar*Rewards | Trade Secret | 2019
20252-215912-02 | Xcel Energy | 85 | 13781 | IOU | OID3709940 | 7.63 | Solar |  |  | Withdrawn | Trade Secret | Trade | ALD | ALD076 | Residential | Solar*Rewards | Trade Secret | 2019
20252-215912-02 | Xcel Energy | 85 | 13781 | IOU | OID3712273 |  | Solar |  |  | Withdrawn | Trade Secret | Trade | CEL | CEL064 | Residential | Solar*Rewards | Trade Secret | 2019
20252-215912-02 | Xcel Energy | 85 | 13781 | IOU | OID3713760 | 29.985 | Solar |  |  | Withdrawn | Trade Secret | Trade | MTV | MTV001 | Commercial | Solar*Rewards | Trade Secret | 2019
20252-215912-02 | Xcel Energy | 85 | 13781 | IOU | OID3714122 | 1.92 | Solar |  |  | Withdrawn | Trade Secret | Trade | LLK | LLK071 | Residential |  | Trade Secret | 2019
20252-215912-02 | Xcel Energy | 85 | 13781 | IOU | OID3714926 | 5 | Solar |  |  | Withdrawn | Trade Secret | Trade | WIL | WIL062 | Commercial | Solar*Rewards | Trade Secret | 2019
20252-215912-02 | Xcel Energy | 85 | 13781 | IOU | OID3715074 | 2.5 | Solar |  |  | Withdrawn | Trade Secret | Trade | GVW | GVW031 | Residential | Solar*Rewards | Trade Secret | 2019
20252-215912-02 | Xcel Energy | 85 | 13781 | IOU | OID3715839 | 7.616 | Solar |  |  | Withdrawn | Trade Secret | Trade | VMR | VMR061 | Residential | Solar*Rewards | Trade Secret | 2019
20252-215912-02 | Xcel Energy | 85 | 13781 | IOU | OID3716452 |  | Solar |  |  | Withdrawn | Trade Secret | Trade | HYL | HYL074 | Residential | Solar*Rewards | Trade Secret | 2019
20252-215912-02 | Xcel Energy | 85 | 13781 | IOU | OID3716453 |  | Solar |  |  | Withdrawn | Trade Secret | Trade | HYL | HYL074 | Residential | Solar*Rewards | Trade Secret | 2019
20252-215912-02 | Xcel Energy | 85 | 13781 | IOU | OID3716455 |  | Solar |  |  | Withdrawn | Trade Secret | Trade |  |  | Residential | Solar*Rewards | Trade Secret | 2019
20252-215912-02 | Xcel Energy | 85 | 13781 | IOU | OID3719048 | 4.93 | Solar |  |  | Withdrawn | Trade Secret | Trade | STY | STY061 | Residential | Solar*Rewards | Trade Secret | 2019
20252-215912-02 | Xcel Energy | 85 | 13781 | IOU | OID3719076 |  | Solar |  |  | Withdrawn | Trade Secret | Trade | LSP | LSP022 | Residential | Solar*Rewards | Trade Secret | 2019
20252-215912-02 | Xcel Energy | 85 | 13781 | IOU | OID3719113 | 3.288 | Solar |  |  | Withdrawn | Trade Secret | Trade | IDA | IDA062 | Commercial | Solar*Rewards | Trade Secret | 2019
20252-215912-02 | Xcel Energy | 85 | 13781 | IOU | OID3719119 |  | Solar |  |  | Withdrawn | Trade Secret | Trade | SCH | SCH211 | Residential | Solar*Rewards | Trade Secret | 2019
20252-215912-02 | Xcel Energy | 85 | 13781 | IOU | OID3719138 |  | Solar |  |  | Withdrawn | Trade Secret | Trade | SCH | SCH211 | Commercial | Solar*Rewards | Trade Secret | 2019
20252-215912-02 | Xcel Energy | 85 | 13781 | IOU | OID3721073 | 16.4 | Solar |  |  | Withdrawn | Trade Secret | Trade | MTV | MTV021 | Residential | Solar*Rewards | Trade Secret | 2019
20252-215912-02 | Xcel Energy | 85 | 13781 | IOU | OID3722062 | 4.95 | Solar |  |  | Withdrawn | Trade Secret | Trade | IDA | IDA073 | Commercial | Solar*Rewards | Trade Secret | 2019
20252-215912-02 | Xcel Energy | 85 | 13781 | IOU | OID3722154 |  | Solar |  |  | Withdrawn | Trade Secret | Trade | MEL | MEL078 | Residential | Solar*Rewards | Trade Secret | 2019
20252-215912-02 | Xcel Energy | 85 | 13781 | IOU | OID3722424 | 4.35 | Solar |  |  | Withdrawn | Trade Secret | Trade | IDA | IDA073 | Residential | Solar*Rewards | Trade Secret | 2019
20252-215912-02 | Xcel Energy | 85 | 13781 | IOU | OID3723447 |  | Solar |  |  | Withdrawn | Trade Secret | Trade | LOW | LOW021 | Residential | Solar*Rewards | Trade Secret | 2019
20252-215912-02 | Xcel Energy | 85 | 13781 | IOU | OID3723448 | 12 | Solar |  |  | Withdrawn | Trade Secret | Trade | LOW | LOW021 | Residential | Solar*Rewards | Trade Secret | 2019
20252-215912-02 | Xcel Energy | 85 | 13781 | IOU | OID3724301 | 11.39 | Solar |  |  | Withdrawn | Trade Secret | Trade | HSN | HSN322 | Residential | Solar*Rewards | Trade Secret | 2019
20252-215912-02 | Xcel Energy | 85 | 13781 | IOU | OID3724527 | 4.32 | Solar |  |  | Withdrawn | Trade Secret | Trade | HUG | HUG321 | Commercial | Solar*Rewards | Trade Secret | 2019
20252-215912-02 | Xcel Energy | 85 | 13781 | IOU | OID3725114 | 43.53 | Solar |  |  | Withdrawn | Trade Secret | Trade | WRR | WRR064 | Commercial | Solar*Rewards | Trade Secret | 2019
20252-215912-02 | Xcel Energy | 85 | 13781 | IOU | OID3725115 |  | Solar |  |  | Withdrawn | Trade Secret | Trade | WRR | WRR064 | Commercial | Solar*Rewards | Trade Secret | 2019
20252-215912-02 | Xcel Energy | 85 | 13781 | IOU | OID3725116 |  | Solar |  |  | Withdrawn | Trade Secret | Trade | WRR | WRR064 | Commercial | Solar*Rewards | Trade Secret | 2019
20252-215912-02 | Xcel Energy | 85 | 13781 | IOU | OID3727941 | 4.06 | Solar |  |  | Withdrawn | Trade Secret | Trade | SCL | SCL312 | Residential | Solar*Rewards | Trade Secret | 2019
20252-215912-02 | Xcel Energy | 85 | 13781 | IOU | OID3728876 |  | Solar |  |  | Withdrawn | Trade Secret | Trade | LSP | LSP022 | Residential | Solar*Rewards | Trade Secret | 2019
20252-215912-02 | Xcel Energy | 85 | 13781 | IOU | OID3730221 | 7.616 | Solar |  |  | Withdrawn | Trade Secret | Trade | LNS | LNS033 | Residential | Solar*Rewards | Trade Secret | 2019
20252-215912-02 | Xcel Energy | 85 | 13781 | IOU | OID3730706 | 7.616 | Solar |  |  | Withdrawn | Trade Secret | Trade | TWL | TWL074 | Residential | Solar*Rewards | Trade Secret | 2019
20252-215912-02 | Xcel Energy | 85 | 13781 | IOU | OID3731282 |  | Solar |  |  | Withdrawn | Trade Secret | Trade | MRN | MRN021 | Commercial | Solar*Rewards | Trade Secret | 2019
20252-215912-02 | Xcel Energy | 85 | 13781 | IOU | OID3731283 |  | Solar |  |  | Withdrawn | Trade Secret | Trade | MRN | MRN021 | Commercial | Solar*Rewards | Trade Secret | 2019
20252-215912-02 | Xcel Energy | 85 | 13781 | IOU | OID3731296 |  | Solar |  |  | Withdrawn | Trade Secret | Trade | MRN | MRN021 | Commercial | Solar*Rewards | Trade Secret | 2019
20252-215912-02 | Xcel Energy | 85 | 13781 | IOU | OID3731297 | 7.616 | Solar |  |  | Withdrawn | Trade Secret | Trade | CHI | CHI311 | Residential | Solar*Rewards | Trade Secret | 2019
20252-215912-02 | Xcel Energy | 85 | 13781 | IOU | OID3731300 |  | Solar |  |  | Withdrawn | Trade Secret | Trade | MRN | MRN021 | Commercial | Solar*Rewards | Trade Secret | 2019
20252-215912-02 | Xcel Energy | 85 | 13781 | IOU | OID3731312 |  | Solar |  |  | Withdrawn | Trade Secret | Trade | WCS | WCS064 | Residential | Solar*Rewards | Trade Secret | 2019
20252-215912-02 | Xcel Energy | 85 | 13781 | IOU | OID3731313 |  | Solar |  |  | Withdrawn | Trade Secret | Trade | WCS | WCS064 | Residential | Solar*Rewards | Trade Secret | 2019
20252-215912-02 | Xcel Energy | 85 | 13781 | IOU | OID3731329 |  | Solar |  |  | Withdrawn | Trade Secret | Trade | CHI | CHI311 | Residential | Solar*Rewards | Trade Secret | 2019
20252-215912-02 | Xcel Energy | 85 | 13781 | IOU | OID3731596 | 6 | Solar |  |  | Withdrawn | Trade Secret | Trade | CGR | CGR063 | Residential | Solar*Rewards | Trade Secret | 2019
20252-215912-02 | Xcel Energy | 85 | 13781 | IOU | OID3731713 | 19.99 | Solar |  |  | Withdrawn | Trade Secret | Trade |  |  | Residential | Solar*Rewards | Trade Secret | 2019
20252-215912-02 | Xcel Energy | 85 | 13781 | IOU | OID3731720 |  | Solar |  |  | Withdrawn | Trade Secret | Trade | EDA | EDA067 | Residential | Solar*Rewards | Trade Secret | 2019
20252-215912-02 | Xcel Energy | 85 | 13781 | IOU | OID3731722 |  | Solar |  |  | Withdrawn | Trade Secret | Trade | EDA | EDA067 | Residential | Solar*Rewards | Trade Secret | 2019
20252-215912-02 | Xcel Energy | 85 | 13781 | IOU | OID3731888 | 32.19 | Solar |  |  | Withdrawn | Trade Secret | Trade | RVA | RVA061 | Commercial | Solar*Rewards | Trade Secret | 2019
20252-215912-02 | Xcel Energy | 85 | 13781 | IOU | OID3732065 | 7.616 | Solar |  |  | Withdrawn | Trade Secret | Trade | WWK | WWK321 | Residential | Solar*Rewards | Trade Secret | 2019
20252-215912-02 | Xcel Energy | 85 | 13781 | IOU | OID3733084 | 7.587 | Solar |  |  | Withdrawn | Trade Secret | Trade | HWW | HWW062 | Residential |  | Trade Secret | 2019
20252-215912-02 | Xcel Energy | 85 | 13781 | IOU | OID3734201 | 7.616 | Solar |  |  | Withdrawn | Trade Secret | Trade | ALD | ALD076 | Residential | Solar*Rewards | Trade Secret | 2019
20252-215912-02 | Xcel Energy | 85 | 13781 | IOU | OID3734836 | 5 | Solar |  |  | Withdrawn | Trade Secret | Trade | SOU | SOU075 | Residential | Solar*Rewards | Trade Secret | 2019
20252-215912-02 | Xcel Energy | 85 | 13781 | IOU | OID3737582 | 7.5 | Solar |  |  | Withdrawn | Trade Secret | Trade | GVW | GVW021 | Residential | Solar*Rewards | Trade Secret | 2019
20252-215912-02 | Xcel Energy | 85 | 13781 | IOU | OID3739041 |  | Solar |  |  | Withdrawn | Trade Secret | Trade | MGN | MGN211 | Residential | Solar*Rewards | Trade Secret | 2019
20252-215912-02 | Xcel Energy | 85 | 13781 | IOU | OID3739047 |  | Solar |  |  | Withdrawn | Trade Secret | Trade | MGN | MGN211 | Residential | Solar*Rewards | Trade Secret | 2019
20252-215912-02 | Xcel Energy | 85 | 13781 | IOU | OID3739092 | 2.88 | Solar |  | X | Withdrawn | Trade Secret | Trade | UPP | UPP082 | Residential | Solar*Rewards | Trade Secret | 2019
20252-215912-02 | Xcel Energy | 85 | 13781 | IOU | OID3739219 |  | Solar |  |  | Withdrawn | Trade Secret | Trade | MGN | MGN211 | Residential | Solar*Rewards | Trade Secret | 2019
20252-215912-02 | Xcel Energy | 85 | 13781 | IOU | OID3740584 | 39.98 | Solar |  |  | Withdrawn | Trade Secret | Trade | CLC | CLC022 | Commercial | Solar*Rewards | Trade Secret | 2019
20252-215912-02 | Xcel Energy | 85 | 13781 | IOU | OID3741927 |  | Solar |  |  | Withdrawn | Trade Secret | Trade | SLP | SLP086 | Residential | Solar*Rewards | Trade Secret | 2019
20252-215912-02 | Xcel Energy | 85 | 13781 | IOU | OID3742942 | 5 | Solar |  |  | Withdrawn | Trade Secret | Trade | MPK | MPK086 | Residential | Solar*Rewards | Trade Secret | 2019
20252-215912-02 | Xcel Energy | 85 | 13781 | IOU | OID3743379 | 7.616 | Solar |  |  | Withdrawn | Trade Secret | Trade | RPL | RPL064 | Residential | Solar*Rewards | Trade Secret | 2019
20252-215912-02 | Xcel Energy | 85 | 13781 | IOU | OID3743392 | 7.616 | Solar |  |  | Withdrawn | Trade Secret | Trade | CNC | CNC072 | Residential | Solar*Rewards | Trade Secret | 2019
20252-215912-02 | Xcel Energy | 85 | 13781 | IOU | OID3743623 |  | Solar |  |  | Withdrawn | Trade Secret | Trade | CLC | CLC221 | Commercial | Solar*Rewards | Trade Secret | 2019
20252-215912-02 | Xcel Energy | 85 | 13781 | IOU | OID3743624 | 38.5 | Solar |  |  | Withdrawn | Trade Secret | Trade | CLC | CLC221 | Commercial | Solar*Rewards | Trade Secret | 2019
20252-215912-02 | Xcel Energy | 85 | 13781 | IOU | OID3743701 | 1.92 | Solar |  |  | Withdrawn | Trade Secret | Trade | SOU | SOU064 | Residential | Solar*Rewards | Trade Secret | 2019
20252-215912-02 | Xcel Energy | 85 | 13781 | IOU | OID3743712 |  | Solar |  |  | Withdrawn | Trade Secret | Trade | WRR | WRR005 | Commercial | Solar*Rewards | Trade Secret | 2019
20252-215912-02 | Xcel Energy | 85 | 13781 | IOU | OID3743718 |  | Solar |  |  | Withdrawn | Trade Secret | Trade | WRR | WRR005 | Commercial | Solar*Rewards | Trade Secret | 2019
20252-215912-02 | Xcel Energy | 85 | 13781 | IOU | OID3743764 |  | Solar |  |  | Withdrawn | Trade Secret | Trade |  |  | Residential | Solar*Rewards | Trade Secret | 2019
20252-215912-02 | Xcel Energy | 85 | 13781 | IOU | OID3744259 | 5 | Solar |  |  | Withdrawn | Trade Secret | Trade | HUG | HUG312 | Commercial | Solar*Rewards | Trade Secret | 2019
20252-215912-02 | Xcel Energy | 85 | 13781 | IOU | OID3744992 |  | Solar |  |  | Withdrawn | Trade Secret | Trade | DAS | DAS061 | Residential | Solar*Rewards | Trade Secret | 2019
20252-215912-02 | Xcel Energy | 85 | 13781 | IOU | OID3748311 |  | Solar |  |  | Withdrawn | Trade Secret | Trade | TWL | TWL063 | Residential | Solar*Rewards | Trade Secret | 2019
20252-215912-02 | Xcel Energy | 85 | 13781 | IOU | OID3748353 | 9.994 | Solar |  |  | Withdrawn | Trade Secret | Trade | ZUF | ZUF021 | Residential | Solar*Rewards | Trade Secret | 2019
20252-215912-02 | Xcel Energy | 85 | 13781 | IOU | OID3748355 | 19.99 | Solar |  |  | Withdrawn | Trade Secret | Trade | ZUF | ZUF021 | Residential | Solar*Rewards | Trade Secret | 2019
20252-215912-02 | Xcel Energy | 85 | 13781 | IOU | OID3749061 |  | Solar |  |  | Withdrawn | Trade Secret | Trade | MPK | MPK086 | Residential | Solar*Rewards | Trade Secret | 2019
20252-215912-02 | Xcel Energy | 85 | 13781 | IOU | OID3749063 |  | Solar |  |  | Withdrawn | Trade Secret | Trade | MPK | MPK086 | Residential | Solar*Rewards | Trade Secret | 2019
20252-215912-02 | Xcel Energy | 85 | 13781 | IOU | OID3749067 |  | Solar |  |  | Withdrawn | Trade Secret | Trade | PIP | PIP090 | Residential |  | Trade Secret | 2019
20252-215912-02 | Xcel Energy | 85 | 13781 | IOU | OID3749107 |  | Solar |  |  | Withdrawn | Trade Secret | Trade | DOC | DOC031 | Residential | Solar*Rewards | Trade Secret | 2019
20252-215912-02 | Xcel Energy | 85 | 13781 | IOU | OID3749108 |  | Solar |  |  | Withdrawn | Trade Secret | Trade | TWL | TWL063 | Residential | Solar*Rewards | Trade Secret | 2019
20252-215912-02 | Xcel Energy | 85 | 13781 | IOU | OID3749805 | 6 | Solar |  |  | Withdrawn | Trade Secret | Trade | TLK | TLK061 | Commercial | Solar*Rewards | Trade Secret | 2019
20252-215912-02 | Xcel Energy | 85 | 13781 | IOU | OID3749816 |  | Solar |  |  | Withdrawn | Trade Secret | Trade | TLK | TLK061 | Commercial | Solar*Rewards | Trade Secret | 2019
20252-215912-02 | Xcel Energy | 85 | 13781 | IOU | OID3750045 | 5.52 | Solar |  |  | Withdrawn | Trade Secret | Trade | TER | TER062 | Residential | Solar*Rewards | Trade Secret | 2019
20252-215912-02 | Xcel Energy | 85 | 13781 | IOU | OID3750341 | 6 | Solar |  |  | Withdrawn | Trade Secret | Trade | MEL | MEL065 | Residential | Solar*Rewards | Trade Secret | 2019
20252-215912-02 | Xcel Energy | 85 | 13781 | IOU | OID3750503 |  | Solar |  |  | Withdrawn | Trade Secret | Trade | AFT | AFT321 | Residential | Solar*Rewards | Trade Secret | 2019
20252-215912-02 | Xcel Energy | 85 | 13781 | IOU | OID3750881 | 7.63 | Solar |  |  | Withdrawn | Trade Secret | Trade | TWL | TWL074 | Residential | Solar*Rewards | Trade Secret | 2019
20252-215912-02 | Xcel Energy | 85 | 13781 | IOU | OID3750914 | 11.89 | Solar |  |  | Withdrawn | Trade Secret | Trade | UPP | UPP063 | Commercial | Solar*Rewards | Trade Secret | 2019
20252-215912-02 | Xcel Energy | 85 | 13781 | IOU | OID3750931 |  | Solar |  |  | Withdrawn | Trade Secret | Trade | YLM | YLM212 | Residential | Solar*Rewards | Trade Secret | 2019
20252-215912-02 | Xcel Energy | 85 | 13781 | IOU | OID3750952 | 29.02 | Solar |  |  | Withdrawn | Trade Secret | Trade | WES | WES072 | Commercial | Solar*Rewards | Trade Secret | 2019
20252-215912-02 | Xcel Energy | 85 | 13781 | IOU | OID3751043 | 29.02 | Solar |  |  | Withdrawn | Trade Secret | Trade | UPP | UPP085 | Commercial | Solar*Rewards | Trade Secret | 2019
20252-215912-02 | Xcel Energy | 85 | 13781 | IOU | OID3751045 | 1.92 | Solar |  |  | Withdrawn | Trade Secret | Trade | CEL | CEL064 | Residential | Solar*Rewards | Trade Secret | 2019
20252-215912-02 | Xcel Energy | 85 | 13781 | IOU | OID3751401 |  | Solar |  |  | Withdrawn | Trade Secret | Trade | MRN | MRN021 | Commercial | Solar*Rewards | Trade Secret | 2019
20252-215912-02 | Xcel Energy | 85 | 13781 | IOU | OID3751421 | 7.616 | Solar |  |  | Withdrawn | Trade Secret | Trade | YAM | YAM021 | Residential | Solar*Rewards | Trade Secret | 2019
20252-215912-02 | Xcel Energy | 85 | 13781 | IOU | OID3751703 | 6 | Solar |  |  | Withdrawn | Trade Secret | Trade | OAD | OAD074 | Residential | Solar*Rewards | Trade Secret | 2019
20252-215912-02 | Xcel Energy | 85 | 13781 | IOU | OID3752013 | 6.38 | Solar |  |  | Withdrawn | Trade Secret | Trade | MPK | MPK063 | Residential | Solar*Rewards | Trade Secret | 2019
20252-215912-02 | Xcel Energy | 85 | 13781 | IOU | OID3753247 |  | Solar |  |  | Withdrawn | Trade Secret | Trade | AHI | AHI022 | Residential | Solar*Rewards | Trade Secret | 2019
20252-215912-02 | Xcel Energy | 85 | 13781 | IOU | OID3753402 | 22.78 | Solar |  |  | Withdrawn | Trade Secret | Trade | HOL | HOL071 | Residential | Solar*Rewards | Trade Secret | 2019
20252-215912-02 | Xcel Energy | 85 | 13781 | IOU | OID3753433 | 9.36 | Solar |  | X | Withdrawn | Trade Secret | Trade | RLK | RLK071 | Residential | Solar*Rewards | Trade Secret | 2019
20252-215912-02 | Xcel Energy | 85 | 13781 | IOU | OID3754560 |  | Solar |  |  | Withdrawn | Trade Secret | Trade | BEL | BEL062 | Residential | Solar*Rewards | Trade Secret | 2019
20252-215912-02 | Xcel Energy | 85 | 13781 | IOU | OID3754917 | 7.616 | Solar |  |  | Withdrawn | Trade Secret | Trade | WIL | WIL082 | Residential | Solar*Rewards | Trade Secret | 2019
20252-215912-02 | Xcel Energy | 85 | 13781 | IOU | OID3755100 | 3.48 | Solar |  |  | Withdrawn | Trade Secret | Trade | MST | MST068 | Commercial | Solar*Rewards | Trade Secret | 2019
20252-215912-02 | Xcel Energy | 85 | 13781 | IOU | OID3757654 |  | Solar |  |  | Withdrawn | Trade Secret | Trade | EBL | EBL072 | Commercial | Solar*Rewards | Trade Secret | 2019
20252-215912-02 | Xcel Energy | 85 | 13781 | IOU | OID3757714 | 2.88 | Solar |  |  | Withdrawn | Trade Secret | Trade | HWW | HWW062 | Residential | Solar*Rewards | Trade Secret | 2019
20252-215912-02 | Xcel Energy | 85 | 13781 | IOU | OID3757917 | 6 | Solar |  |  | Withdrawn | Trade Secret | Trade | EDP | EDP073 | Residential | Solar*Rewards | Trade Secret | 2019
20252-215912-02 | Xcel Energy | 85 | 13781 | IOU | OID3758230 | 15 | Solar |  |  | Withdrawn | Trade Secret | Trade | ZUF | ZUF021 | Residential | Solar*Rewards | Trade Secret | 2019
20252-215912-02 | Xcel Energy | 85 | 13781 | IOU | OID3758236 | 23.9 | Solar |  |  | Withdrawn | Trade Secret | Trade | ZUF | ZUF021 | Residential | Solar*Rewards | Trade Secret | 2019
20252-215912-02 | Xcel Energy | 85 | 13781 | IOU | OID3758243 | 13.625 | Solar |  |  | Withdrawn | Trade Secret | Trade | ZUF | ZUF021 | Residential | Solar*Rewards | Trade Secret | 2019
20252-215912-02 | Xcel Energy | 85 | 13781 | IOU | OID3758575 |  | Solar |  |  | Withdrawn | Trade Secret | Trade | WAS | WAS092 | Commercial | Solar*Rewards | Trade Secret | 2019
20252-215912-02 | Xcel Energy | 85 | 13781 | IOU | OID3758591 |  | Solar |  |  | Withdrawn | Trade Secret | Trade | NER | NER021 | Commercial | Solar*Rewards | Trade Secret | 2019
20252-215912-02 | Xcel Energy | 85 | 13781 | IOU | OID3758629 |  | Solar |  |  | Withdrawn | Trade Secret | Trade | NER | NER021 | Commercial | Solar*Rewards | Trade Secret | 2019
20252-215912-02 | Xcel Energy | 85 | 13781 | IOU | OID3758922 | 3.44 | Solar |  |  | Withdrawn | Trade Secret | Trade | RLK | RLK066 | Commercial | Solar*Rewards | Trade Secret | 2019
20252-215912-02 | Xcel Energy | 85 | 13781 | IOU | OID3758924 | 3.44 | Solar |  |  | Withdrawn | Trade Secret | Trade | RLK | RLK066 | Commercial | Solar*Rewards | Trade Secret | 2019
20252-215912-02 | Xcel Energy | 85 | 13781 | IOU | OID3758939 |  | Solar |  |  | Withdrawn | Trade Secret | Trade | NER | NER021 | Commercial | Solar*Rewards | Trade Secret | 2019
20252-215912-02 | Xcel Energy | 85 | 13781 | IOU | OID3759249 |  | Solar |  |  | Withdrawn | Trade Secret | Trade | LAC | LAC063 | Residential | Solar*Rewards | Trade Secret | 2019
20252-215912-02 | Xcel Energy | 85 | 13781 | IOU | OID3761352 | 6 | Solar |  |  | Withdrawn | Trade Secret | Trade | SLP | SLP084 | Residential | Solar*Rewards | Trade Secret | 2019
20252-215912-02 | Xcel Energy | 85 | 13781 | IOU | OID3761394 | 3.747 | Solar |  |  | Withdrawn | Trade Secret | Trade | STY | STY075 | Residential | Solar*Rewards | Trade Secret | 2019
20252-215912-02 | Xcel Energy | 85 | 13781 | IOU | OID3761563 | 6.96 | Solar |  |  | Withdrawn | Trade Secret | Trade | MPK | MPK082 | Residential | Solar*Rewards | Trade Secret | 2019
20252-215912-02 | Xcel Energy | 85 | 13781 | IOU | OID3762688 | 2.4 | Solar |  |  | Withdrawn | Trade Secret | Trade | LIN | LIN022 | Residential | Solar*Rewards | Trade Secret | 2019
20252-215912-02 | Xcel Energy | 85 | 13781 | IOU | OID3762731 |  | Solar |  |  | Withdrawn | Trade Secret | Trade | WAS | WAS092 | Residential | Solar*Rewards | Trade Secret | 2019
20252-215912-02 | Xcel Energy | 85 | 13781 | IOU | OID3762864 | 5.5 | Solar |  |  | Withdrawn | Trade Secret | Trade | EWI | EWI022 | Commercial | Solar*Rewards | Trade Secret | 2019
20252-215912-02 | Xcel Energy | 85 | 13781 | IOU | OID3764423 | 5 | Solar |  |  | Withdrawn | Trade Secret | Trade | EWI | EWI022 | Commercial | Solar*Rewards | Trade Secret | 2019
20252-215912-02 | Xcel Energy | 85 | 13781 | IOU | OID3765245 | 3.747 | Solar |  |  | Withdrawn | Trade Secret | Trade | CGR | CGR061 | Residential | Solar*Rewards | Trade Secret | 2019
20252-215912-02 | Xcel Energy | 85 | 13781 | IOU | OID3765279 | 15.232 | Solar |  |  | Withdrawn | Trade Secret | Trade | WAS | WAS092 | Residential | Solar*Rewards | Trade Secret | 2019
20252-215912-02 | Xcel Energy | 85 | 13781 | IOU | OID3765471 | 7.616 | Solar |  |  | Withdrawn | Trade Secret | Trade | RWD | RWD061 | Residential | Solar*Rewards | Trade Secret | 2019
20252-215912-02 | Xcel Energy | 85 | 13781 | IOU | OID3767831 | 5.8 | Solar |  |  | Withdrawn | Trade Secret | Trade | WSG | WSG061 | Residential | Solar*Rewards | Trade Secret | 2019
20252-215912-02 | Xcel Energy | 85 | 13781 | IOU | OID3767936 | 11.995 | Solar |  |  | Withdrawn | Trade Secret | Trade | RWD | RWD082 | Commercial | Solar*Rewards | Trade Secret | 2019
20252-215912-02 | Xcel Energy | 85 | 13781 | IOU | OID3768018 | 11.55 | Solar |  |  | Withdrawn | Trade Secret | Trade | GSL | GSL079 | Residential | Solar*Rewards | Trade Secret | 2019
20252-215912-02 | Xcel Energy | 85 | 13781 | IOU | OID3768073 | 39.998 | Solar |  |  | Withdrawn | Trade Secret | Trade | HWW | HWW074 | Commercial | Solar*Rewards | Trade Secret | 2019
20252-215912-02 | Xcel Energy | 85 | 13781 | IOU | OID3768078 | 39.998 | Solar |  |  | Withdrawn | Trade Secret | Trade | SOU | SOU087 | Commercial | Solar*Rewards | Trade Secret | 2019
20252-215912-02 | Xcel Energy | 85 | 13781 | IOU | OID3768083 | 39.998 | Solar |  |  | Withdrawn | Trade Secret | Trade | SOU | SOU076 | Commercial | Solar*Rewards | Trade Secret | 2019
20252-215912-02 | Xcel Energy | 85 | 13781 | IOU | OID3768089 | 39.998 | Solar |  |  | Withdrawn | Trade Secret | Trade | SOU | SOU075 | Commercial | Solar*Rewards | Trade Secret | 2019
20252-215912-02 | Xcel Energy | 85 | 13781 | IOU | OID3768365 | 6 | Solar |  |  | Withdrawn | Trade Secret | Trade | TWL | TWL071 | Commercial |  | Trade Secret | 2019
20252-215912-02 | Xcel Energy | 85 | 13781 | IOU | OID3769243 | 5.8 | Solar |  | X | Withdrawn | Trade Secret | Trade | SLP | SLP082 | Residential | Solar*Rewards | Trade Secret | 2019
20252-215912-02 | Xcel Energy | 85 | 13781 | IOU | OID3770549 | 24 | Solar |  |  | Withdrawn | Trade Secret | Trade | YAM | YAM031 | Commercial | Solar*Rewards | Trade Secret | 2019
20252-215912-02 | Xcel Energy | 85 | 13781 | IOU | OID3771016 |  | Solar |  |  | Withdrawn | Trade Secret | Trade | MND | MND063 | Residential | Solar*Rewards | Trade Secret | 2019
20252-215912-02 | Xcel Energy | 85 | 13781 | IOU | OID3771612 | 11.6 | Solar |  |  | Withdrawn | Trade Secret | Trade | DAS | DAS061 | Residential | Solar*Rewards | Trade Secret | 2019
20252-215912-02 | Xcel Energy | 85 | 13781 | IOU | OID3774899 | 39.998 | Solar |  |  | Withdrawn | Trade Secret | Trade | WIL | WIL062 | Commercial | Solar*Rewards | Trade Secret | 2019
20252-215912-02 | Xcel Energy | 85 | 13781 | IOU | OID3775658 | 1.92 | Solar |  |  | Withdrawn | Trade Secret | Trade | CEL | CEL064 | Residential | Solar*Rewards | Trade Secret | 2019
20252-215912-02 | Xcel Energy | 85 | 13781 | IOU | OID3775673 | 3.48 | Solar |  |  | Withdrawn | Trade Secret | Trade | HWW | HWW062 | Residential | Solar*Rewards | Trade Secret | 2019
20252-215912-02 | Xcel Energy | 85 | 13781 | IOU | OID3775728 | 7.68 | Solar |  |  | Withdrawn | Trade Secret | Trade | DPN | DPN072 | Residential | Solar*Rewards | Trade Secret | 2019
20252-215912-02 | Xcel Energy | 85 | 13781 | IOU | OID3776902 | 16.4 | Solar |  |  | Withdrawn | Trade Secret | Trade | MTV | MTV021 | Residential | Solar*Rewards | Trade Secret | 2019
20252-215912-02 | Xcel Energy | 85 | 13781 | IOU | OID3776919 | 39.998 | Solar |  |  | Withdrawn | Trade Secret | Trade | RRK | RRK063 | Commercial | Solar*Rewards | Trade Secret | 2019
20252-215912-02 | Xcel Energy | 85 | 13781 | IOU | OID3777419 | 6 | Solar |  |  | Withdrawn | Trade Secret | Trade | MOL | MOL068 | Residential | Solar*Rewards | Trade Secret | 2019
20252-215912-02 | Xcel Energy | 85 | 13781 | IOU | OID3777448 | 3.84 | Solar |  |  | Withdrawn | Trade Secret | Trade | BLC | BLC062 | Residential | Solar*Rewards | Trade Secret | 2019
20252-215912-02 | Xcel Energy | 85 | 13781 | IOU | OID3777680 | 3.36 | Solar |  |  | Withdrawn | Trade Secret | Trade | RMT | RMT321 | Residential | Solar*Rewards | Trade Secret | 2019
20252-215912-02 | Xcel Energy | 85 | 13781 | IOU | OID3778227 | 1.5 | Solar |  |  | Withdrawn | Trade Secret | Trade | WIN | WIN023 | Residential | Solar*Rewards | Trade Secret | 2019
20252-215912-02 | Xcel Energy | 85 | 13781 | IOU | OID3780149 |  | Solar |  |  | Withdrawn | Trade Secret | Trade | YLM | YLM212 | Residential | Solar*Rewards | Trade Secret | 2019
20252-215912-02 | Xcel Energy | 85 | 13781 | IOU | OID3780150 |  | Solar |  |  | Withdrawn | Trade Secret | Trade | YLM | YLM212 | Residential | Solar*Rewards | Trade Secret | 2019
20252-215912-02 | Xcel Energy | 85 | 13781 | IOU | OID3780215 |  | Solar |  |  | Withdrawn | Trade Secret | Trade | MST | MST071 | Residential | Solar*Rewards | Trade Secret | 2019
20252-215912-02 | Xcel Energy | 85 | 13781 | IOU | OID3781537 | 40 | Solar |  |  | Withdrawn | Trade Secret | Trade | FSL | FSL311 | Commercial | Solar*Rewards | Trade Secret | 2019
20252-215912-02 | Xcel Energy | 85 | 13781 | IOU | OID3782352 | 9.994 | Solar |  |  | Withdrawn | Trade Secret | Trade | SCA | SCA021 | Residential | Solar*Rewards | Trade Secret | 2019
20252-215912-02 | Xcel Energy | 85 | 13781 | IOU | OID3782742 | 12 | Solar |  |  | Withdrawn | Trade Secret | Trade | WAS | WAS092 | Commercial | Solar*Rewards | Trade Secret | 2019
20252-215912-02 | Xcel Energy | 85 | 13781 | IOU | OID3782790 | 3.6 | Solar |  |  | Withdrawn | Trade Secret | Trade | ALD | ALD085 | Residential | Solar*Rewards | Trade Secret | 2019
20252-215912-02 | Xcel Energy | 85 | 13781 | IOU | OID3782906 |  | Solar |  |  | Withdrawn | Trade Secret | Trade | MDT | MDT071 | Commercial | Solar*Rewards | Trade Secret | 2019
20252-215912-02 | Xcel Energy | 85 | 13781 | IOU | OID3782963 | 3.36 | Solar |  |  | Withdrawn | Trade Secret | Trade | ALD | ALD076 | Residential | Solar*Rewards | Trade Secret | 2019
20252-215912-02 | Xcel Energy | 85 | 13781 | IOU | OID3783188 | 22.78 | Solar |  |  | Withdrawn | Trade Secret | Trade | TSS | TSS061 | Residential | Solar*Rewards | Trade Secret | 2019
20252-215912-02 | Xcel Energy | 85 | 13781 | IOU | OID3783196 | 35.982 | Solar |  |  | Withdrawn | Trade Secret | Trade | TSS | TSS061 | Commercial | Solar*Rewards | Trade Secret | 2019
20252-215912-02 | Xcel Energy | 85 | 13781 | IOU | OID3783217 |  | Solar |  |  | Withdrawn | Trade Secret | Trade | SOU | SOU084 | Residential | Solar*Rewards | Trade Secret | 2019
20252-215912-02 | Xcel Energy | 85 | 13781 | IOU | OID3783440 | 7.625 | Solar |  |  | Withdrawn | Trade Secret | Trade | LLK | LLK072 | Residential | Solar*Rewards | Trade Secret | 2019
20252-215912-02 | Xcel Energy | 85 | 13781 | IOU | OID3783459 | 7.616 | Solar |  |  | Withdrawn | Trade Secret | Trade | WSG | WSG361 | Residential | Solar*Rewards | Trade Secret | 2019
20252-215912-02 | Xcel Energy | 85 | 13781 | IOU | OID3783509 | 7.616 | Solar |  |  | Withdrawn | Trade Secret | Trade | CGR | CGR063 | Residential | Solar*Rewards | Trade Secret | 2019
20252-215912-02 | Xcel Energy | 85 | 13781 | IOU | OID3785369 |  | Solar |  |  | Withdrawn | Trade Secret | Trade | AFT | AFT322 | Residential | Solar*Rewards | Trade Secret | 2019
20252-215912-02 | Xcel Energy | 85 | 13781 | IOU | OID3785453 | 7.625 | Solar |  |  | Withdrawn | Trade Secret | Trade | AFT | AFT322 | Residential | Solar*Rewards | Trade Secret | 2019
20252-215912-02 | Xcel Energy | 85 | 13781 | IOU | OID3785462 | 9.6 | Solar |  |  | Withdrawn | Trade Secret | Trade | DAS | DAS061 | Residential | Solar*Rewards | Trade Secret | 2019
20252-215912-02 | Xcel Energy | 85 | 13781 | IOU | OID3785669 | 8.7 | Solar |  |  | Withdrawn | Trade Secret | Trade | CTR | CTR031 | Residential | Solar*Rewards | Trade Secret | 2019
20252-215912-02 | Xcel Energy | 85 | 13781 | IOU | OID3785697 | 7.616 | Solar |  |  | Withdrawn | Trade Secret | Trade | LEX | LEX332 | Residential | Solar*Rewards | Trade Secret | 2019
20252-215912-02 | Xcel Energy | 85 | 13781 | IOU | OID3785705 |  | Solar |  |  | Withdrawn | Trade Secret | Trade | MTV | MTV021 | Residential | Solar*Rewards | Trade Secret | 2019
20252-215912-02 | Xcel Energy | 85 | 13781 | IOU | OID3785712 |  | Solar |  |  | Withdrawn | Trade Secret | Trade | SED | SED061 | Residential | Solar*Rewards | Trade Secret | 2019
20252-215912-02 | Xcel Energy | 85 | 13781 | IOU | OID3785713 | 2.962 | Solar |  |  | Withdrawn | Trade Secret | Trade | HSN | HSN321 | Residential | Solar*Rewards | Trade Secret | 2019
20252-215912-02 | Xcel Energy | 85 | 13781 | IOU | OID3785720 |  | Solar |  |  | Withdrawn | Trade Secret | Trade | SED | SED061 | Commercial | Solar*Rewards | Trade Secret | 2019
20252-215912-02 | Xcel Energy | 85 | 13781 | IOU | OID3785757 | 10.44 | Solar |  |  | Withdrawn | Trade Secret | Trade | RPO | RPO312 | Residential | Solar*Rewards | Trade Secret | 2019
20252-215912-02 | Xcel Energy | 85 | 13781 | IOU | OID3785793 |  | Solar |  |  | Withdrawn | Trade Secret | Trade | SED | SED061 | Commercial | Solar*Rewards | Trade Secret | 2019
20252-215912-02 | Xcel Energy | 85 | 13781 | IOU | OID3785840 | 8.64 | Solar |  |  | Withdrawn | Trade Secret | Trade | RRK | RRK064 | Residential | Solar*Rewards | Trade Secret | 2019
20252-215912-02 | Xcel Energy | 85 | 13781 | IOU | OID3787290 |  | Solar |  |  | Withdrawn | Trade Secret | Trade | CTR | CTR021 | Residential | Solar*Rewards | Trade Secret | 2019
20252-215912-02 | Xcel Energy | 85 | 13781 | IOU | OID3787291 | 6 | Solar |  |  | Withdrawn | Trade Secret | Trade | CTR | CTR021 | Residential | Solar*Rewards | Trade Secret | 2019
20252-215912-02 | Xcel Energy | 85 | 13781 | IOU | OID3787370 | 10.44 | Solar |  |  | Withdrawn | Trade Secret | Trade | RPO | RPO312 | Residential | Solar*Rewards | Trade Secret | 2019
20252-215912-02 | Xcel Energy | 85 | 13781 | IOU | OID3788841 |  | Solar |  |  | Withdrawn | Trade Secret | Trade | ZUM | ZUM022 | Commercial | Solar*Rewards | Trade Secret | 2019
20252-215912-02 | Xcel Energy | 85 | 13781 | IOU | OID3789619 | 5 | Solar |  |  | Withdrawn | Trade Secret | Trade | RPL | RPL064 | Residential | Solar*Rewards | Trade Secret | 2019
20252-215912-02 | Xcel Energy | 85 | 13781 | IOU | OID3789651 | 7.616 | Solar |  |  | Withdrawn | Trade Secret | Trade | MND | MND063 | Residential | Solar*Rewards | Trade Secret | 2019
20252-215912-02 | Xcel Energy | 85 | 13781 | IOU | OID3791063 | 14.994 | Solar |  |  | Withdrawn | Trade Secret | Trade | HUG | HUG321 | Residential | Solar*Rewards | Trade Secret | 2019
20252-215912-02 | Xcel Energy | 85 | 13781 | IOU | OID3791068 | 7.616 | Solar |  |  | Withdrawn | Trade Secret | Trade | HYL | HYL073 | Residential | Solar*Rewards | Trade Secret | 2019
20252-215912-02 | Xcel Energy | 85 | 13781 | IOU | OID3791076 | 9.84 | Solar |  |  | Withdrawn | Trade Secret | Trade | WSG | WSG075 | Residential | Solar*Rewards | Trade Secret | 2019
20252-215912-02 | Xcel Energy | 85 | 13781 | IOU | OID3791344 |  | Solar |  |  | Withdrawn | Trade Secret | Trade | WSG | WSG071 | Residential | Solar*Rewards | Trade Secret | 2019
20252-215912-02 | Xcel Energy | 85 | 13781 | IOU | OID3791917 | 7.616 | Solar |  |  | Withdrawn | Trade Secret | Trade | CGR | CGR074 | Residential | Solar*Rewards | Trade Secret | 2019
20252-215912-02 | Xcel Energy | 85 | 13781 | IOU | OID3792070 | 9.995 | Solar |  |  | Withdrawn | Trade Secret | Trade | HOW | HOW061 | Commercial | Solar*Rewards | Trade Secret | 2019
20252-215912-02 | Xcel Energy | 85 | 13781 | IOU | OID3792073 | 5 | Solar |  |  | Withdrawn | Trade Secret | Trade | CHE | CHE076 | Residential | Solar*Rewards | Trade Secret | 2019
20252-215912-02 | Xcel Energy | 85 | 13781 | IOU | OID3792078 | 22.78 | Solar |  |  | Withdrawn | Trade Secret | Trade | TSS | TSS061 | Residential | Solar*Rewards | Trade Secret | 2019
20252-215912-02 | Xcel Energy | 85 | 13781 | IOU | OID3792419 | 3.747 | Solar |  |  | Withdrawn | Trade Secret | Trade |  |  | Residential | Solar*Rewards | Trade Secret | 2019
20252-215912-02 | Xcel Energy | 85 | 13781 | IOU | OID3792433 | 6 | Solar |  |  | Withdrawn | Trade Secret | Trade | TLK | TLK067 | Residential | Solar*Rewards | Trade Secret | 2019
20252-215912-02 | Xcel Energy | 85 | 13781 | IOU | OID3792444 | 2.962 | Solar |  |  | Withdrawn | Trade Secret | Trade | DBL | DBL068 | Residential | Solar*Rewards | Trade Secret | 2019
20252-215912-02 | Xcel Energy | 85 | 13781 | IOU | OID3792460 | 2.962 | Solar |  |  | Withdrawn | Trade Secret | Trade | SLP | SLP084 | Residential | Solar*Rewards | Trade Secret | 2019
20252-215912-02 | Xcel Energy | 85 | 13781 | IOU | OID3792471 | 2.962 | Solar |  |  | Withdrawn | Trade Secret | Trade | RIV | RIV063 | Residential | Solar*Rewards | Trade Secret | 2019
20252-215912-02 | Xcel Energy | 85 | 13781 | IOU | OID3793194 | 4.35 | Solar |  |  | Withdrawn | Trade Secret | Trade | LEX | LEX332 | Residential | Solar*Rewards | Trade Secret | 2019
20252-215912-02 | Xcel Energy | 85 | 13781 | IOU | OID3793853 | 5 | Solar |  |  | Withdrawn | Trade Secret | Trade | GSL | GSL074 | Residential | Solar*Rewards | Trade Secret | 2019
20252-215912-02 | Xcel Energy | 85 | 13781 | IOU | OID3793920 | 7.616 | Solar |  |  | Withdrawn | Trade Secret | Trade | OSS | OSS062 | Residential | Solar*Rewards | Trade Secret | 2019
20252-215912-02 | Xcel Energy | 85 | 13781 | IOU | OID3794022 | 6 | Solar |  |  | Withdrawn | Trade Secret | Trade | RRK | RRK064 | Residential | Solar*Rewards | Trade Secret | 2019
20252-215912-02 | Xcel Energy | 85 | 13781 | IOU | OID3794062 | 428 | Solar |  |  | Withdrawn | Trade Secret | Trade | SCL | SCL312 | Commercial |  | Trade Secret | 2019
20252-215912-02 | Xcel Energy | 85 | 13781 | IOU | OID3794588 | 7.616 | Solar |  |  | Withdrawn | Trade Secret | Trade | HSN | HSN312 | Residential | Solar*Rewards | Trade Secret | 2019
20252-215912-02 | Xcel Energy | 85 | 13781 | IOU | OID3796244 | 6 | Solar |  |  | Withdrawn | Trade Secret | Trade | RMT | RMT321 | Residential | Solar*Rewards | Trade Secret | 2019
20252-215912-02 | Xcel Energy | 85 | 13781 | IOU | OID3796275 | 7.616 | Solar |  |  | Withdrawn | Trade Secret | Trade | OPK | OPK077 | Residential | Solar*Rewards | Trade Secret | 2019
20252-215912-02 | Xcel Energy | 85 | 13781 | IOU | OID3797037 | 16.4 | Solar |  |  | Withdrawn | Trade Secret | Trade | CLC | CLC221 | Commercial | Solar*Rewards | Trade Secret | 2019
20252-215912-02 | Xcel Energy | 85 | 13781 | IOU | OID3798202 | 3.747 | Solar |  |  | Withdrawn | Trade Secret | Trade | STY | STY075 | Residential | Solar*Rewards | Trade Secret | 2019
20252-215912-02 | Xcel Energy | 85 | 13781 | IOU | OID3798924 | 2.76 | Solar |  |  | Withdrawn | Trade Secret | Trade | WIL | WIL086 | Residential | Solar*Rewards | Trade Secret | 2019
20252-215912-02 | Xcel Energy | 85 | 13781 | IOU | OID3799261 | 3.84 | Solar |  |  | Withdrawn | Trade Secret | Trade | MPK | MPK085 | Commercial | Solar*Rewards | Trade Secret | 2019
20252-215912-02 | Xcel Energy | 85 | 13781 | IOU | OID3799547 | 7.616 | Solar |  |  | Withdrawn | Trade Secret | Trade | OSS | OSS062 | Residential | Solar*Rewards | Trade Secret | 2019
20252-215912-02 | Xcel Energy | 85 | 13781 | IOU | OID3799679 | 4.14 | Solar |  |  | Withdrawn | Trade Secret | Trade | IDA | IDA064 | Residential | Solar*Rewards | Trade Secret | 2019
20252-215912-02 | Xcel Energy | 85 | 13781 | IOU | OID3799775 | 9.28 | Solar |  |  | Withdrawn | Trade Secret | Trade | GSL | GSL076 | Residential | Solar*Rewards | Trade Secret | 2019
20252-215912-02 | Xcel Energy | 85 | 13781 | IOU | OID3799781 | 2.962 | Solar |  |  | Withdrawn | Trade Secret | Trade | LEX | LEX074 | Residential | Solar*Rewards | Trade Secret | 2019
20252-215912-02 | Xcel Energy | 85 | 13781 | IOU | OID3799845 | 1.92 | Solar |  |  | Withdrawn | Trade Secret | Trade | UPP | UPP068 | Residential | Solar*Rewards | Trade Secret | 2019
20252-215912-02 | Xcel Energy | 85 | 13781 | IOU | OID3799933 | 3.747 | Solar |  |  | Withdrawn | Trade Secret | Trade | DBL | DBL073 | Residential | Solar*Rewards | Trade Secret | 2019
20252-215912-02 | Xcel Energy | 85 | 13781 | IOU | OID3800137 | 4.32 | Solar |  |  | Withdrawn | Trade Secret | Trade | ESW | ESW062 | Residential | Solar*Rewards | Trade Secret | 2019
20252-215912-02 | Xcel Energy | 85 | 13781 | IOU | OID3800165 | 5.28 | Solar |  |  | Withdrawn | Trade Secret | Trade | SHP | SHP072 | Residential | Solar*Rewards | Trade Secret | 2019
20252-215912-02 | Xcel Energy | 85 | 13781 | IOU | OID3800193 | 3.747 | Solar |  |  | Withdrawn | Trade Secret | Trade | WES | WES061 | Residential | Solar*Rewards | Trade Secret | 2019
20252-215912-02 | Xcel Energy | 85 | 13781 | IOU | OID3800199 | 3.747 | Solar |  |  | Withdrawn | Trade Secret | Trade | RIV | RIV062 | Residential | Solar*Rewards | Trade Secret | 2019
20252-215912-02 | Xcel Energy | 85 | 13781 | IOU | OID3803243 |  | Solar |  |  | Withdrawn | Trade Secret | Trade | WWK | WWK311 | Residential | Solar*Rewards | Trade Secret | 2019
20252-215912-02 | Xcel Energy | 85 | 13781 | IOU | OID3803424 | 125 | Solar |  |  | Withdrawn | Trade Secret | Trade | TER | TER073 | Commercial |  | Trade Secret | 2019
20252-215912-02 | Xcel Energy | 85 | 13781 | IOU | OID3803911 | 3.92 | Solar |  |  | Withdrawn | Trade Secret | Trade | RAP | RAP081 | Residential | Solar*Rewards | Trade Secret | 2019
20252-215912-02 | Xcel Energy | 85 | 13781 | IOU | OID3803973 | 6 | Solar |  |  | Withdrawn | Trade Secret | Trade | MOL | MOL068 | Residential | Solar*Rewards | Trade Secret | 2019
20252-215912-02 | Xcel Energy | 85 | 13781 | IOU | OID3805174 | 43.2 | Solar |  |  | Withdrawn | Trade Secret | Trade | SLP | SLP094 | Commercial |  | Trade Secret | 2019
20252-215912-02 | Xcel Energy | 85 | 13781 | IOU | OID3805479 | 3.747 | Solar |  |  | Withdrawn | Trade Secret | Trade | WIL | WIL063 | Residential | Solar*Rewards | Trade Secret | 2019
20252-215912-02 | Xcel Energy | 85 | 13781 | IOU | OID3805484 | 7.83 | Solar |  |  | Withdrawn | Trade Secret | Trade | ANN | ANN021 | Residential | Solar*Rewards | Trade Secret | 2019
20252-215912-02 | Xcel Energy | 85 | 13781 | IOU | OID3805485 | 4.93 | Solar |  |  | Withdrawn | Trade Secret | Trade | SOU | SOU087 | Residential | Solar*Rewards | Trade Secret | 2019
20252-215912-02 | Xcel Energy | 85 | 13781 | IOU | OID3807749 |  | Solar |  |  | Withdrawn | Trade Secret | Trade | LIN | LIN022 | Residential |  | Trade Secret | 2019
20252-215912-02 | Xcel Energy | 85 | 13781 | IOU | OID3807769 | 2.64 | Solar |  |  | Withdrawn | Trade Secret | Trade | MOL | MOL078 | Residential | Solar*Rewards | Trade Secret | 2019
20252-215912-02 | Xcel Energy | 85 | 13781 | IOU | OID3807974 |  | Solar |  |  | Withdrawn | Trade Secret | Trade | HOW | HOW061 | Residential | Solar*Rewards | Trade Secret | 2019
20252-215912-02 | Xcel Energy | 85 | 13781 | IOU | OID3808208 |  | Solar |  |  | Withdrawn | Trade Secret | Trade | WAB | WAB031 | Residential |  | Trade Secret | 2019
20252-215912-02 | Xcel Energy | 85 | 13781 | IOU | OID3808802 | 12 | Solar |  |  | Withdrawn | Trade Secret | Trade | DBL | DBL073 | Residential | Solar*Rewards | Trade Secret | 2019
20252-215912-02 | Xcel Energy | 85 | 13781 | IOU | OID3808938 | 6.48 | Solar |  |  | Withdrawn | Trade Secret | Trade | CHE | CHE076 | Residential | Solar*Rewards | Trade Secret | 2019
20252-215912-02 | Xcel Energy | 85 | 13781 | IOU | OID3809147 | 2.962 | Solar |  |  | Withdrawn | Trade Secret | Trade | SOU | SOU083 | Residential | Solar*Rewards | Trade Secret | 2019
20252-215912-02 | Xcel Energy | 85 | 13781 | IOU | OID3809862 | 500 | Solar |  |  | Withdrawn | Trade Secret | Trade | LEX | LEX061 | Commercial |  | Trade Secret | 2019
20252-215912-02 | Xcel Energy | 85 | 13781 | IOU | OID3810186 | 5.924 | Solar |  |  | Withdrawn | Trade Secret | Trade | OPK | OPK077 | Residential | Solar*Rewards | Trade Secret | 2019
20252-215912-02 | Xcel Energy | 85 | 13781 | IOU | OID3810419 | 2.76 | Solar |  |  | Withdrawn | Trade Secret | Trade | ALD | ALD082 | Residential | Solar*Rewards | Trade Secret | 2019
20252-215912-02 | Xcel Energy | 85 | 13781 | IOU | OID3810543 | 7.63 | Solar |  |  | Withdrawn | Trade Secret | Trade | MOL | MOL061 | Commercial | Solar*Rewards | Trade Secret | 2019
20252-215912-02 | Xcel Energy | 85 | 13781 | IOU | OID3811051 | 9.995 | Solar |  |  | Withdrawn | Trade Secret | Trade | KAN | KAN022 | Residential | Solar*Rewards | Trade Secret | 2019
20252-215912-02 | Xcel Energy | 85 | 13781 | IOU | OID3811077 |  | Solar |  |  | Withdrawn | Trade Secret | Trade | SHP | SHP062 | Residential | Solar*Rewards | Trade Secret | 2019
20252-215912-02 | Xcel Energy | 85 | 13781 | IOU | OID3811078 | 3.6 | Solar |  |  | Withdrawn | Trade Secret | Trade | SHP | SHP062 | Residential | Solar*Rewards | Trade Secret | 2019
20252-215912-02 | Xcel Energy | 85 | 13781 | IOU | OID3811561 | 9 | Solar |  |  | Withdrawn | Trade Secret | Trade | DBL | DBL065 | Residential | Solar*Rewards | Trade Secret | 2019
20252-215912-02 | Xcel Energy | 85 | 13781 | IOU | OID3811568 | 7.616 | Solar |  |  | Withdrawn | Trade Secret | Trade | AFT | AFT314 | Residential | Solar*Rewards | Trade Secret | 2019
20252-215912-02 | Xcel Energy | 85 | 13781 | IOU | OID3811571 | 17.39 | Solar |  |  | Withdrawn | Trade Secret | Trade | CTR | CTR031 | Residential | Solar*Rewards | Trade Secret | 2019
20252-215912-02 | Xcel Energy | 85 | 13781 | IOU | OID3811698 | 5 | Solar |  |  | Withdrawn | Trade Secret | Trade | WES | WES073 | Residential | Solar*Rewards | Trade Secret | 2019
20252-215912-02 | Xcel Energy | 85 | 13781 | IOU | OID3811936 | 10.44 | Solar |  |  | Withdrawn | Trade Secret | Trade | WDY | WDY311 | Residential | Solar*Rewards | Trade Secret | 2019
20252-215912-02 | Xcel Energy | 85 | 13781 | IOU | OID3811940 | 12 | Solar |  |  | Withdrawn | Trade Secret | Trade | OAD | OAD075 | Residential | Solar*Rewards | Trade Secret | 2019
20252-215912-02 | Xcel Energy | 85 | 13781 | IOU | OID3812099 | 9.994 | Solar |  |  | Withdrawn | Trade Secret | Trade | TWL | TWL068 | Residential | Solar*Rewards | Trade Secret | 2019
20252-215912-02 | Xcel Energy | 85 | 13781 | IOU | OID3812246 |  | Solar |  | X | Withdrawn | Trade Secret | Trade | GLK | GLK061 | Residential |  | Trade Secret | 2019
20252-215912-02 | Xcel Energy | 85 | 13781 | IOU | OID3812325 | 5.52 | Solar |  |  | Withdrawn | Trade Secret | Trade | WYO | WYO022 | Residential | Solar*Rewards | Trade Secret | 2019
20252-215912-02 | Xcel Energy | 85 | 13781 | IOU | OID3812390 | 15.232 | Solar |  |  | Withdrawn | Trade Secret | Trade | AFT | AFT315 | Residential | Solar*Rewards | Trade Secret | 2019
20252-215912-02 | Xcel Energy | 85 | 13781 | IOU | OID3812393 | 12.616 | Solar |  |  | Withdrawn | Trade Secret | Trade | WAS | WAS092 | Residential | Solar*Rewards | Trade Secret | 2019
20252-215912-02 | Xcel Energy | 85 | 13781 | IOU | OID3812406 | 6 | Solar |  |  | Withdrawn | Trade Secret | Trade | WSG | WSG075 | Residential | Solar*Rewards | Trade Secret | 2019
20252-215912-02 | Xcel Energy | 85 | 13781 | IOU | OID3812507 | 30.8 | Solar |  |  | Withdrawn | Trade Secret | Trade | CKG | CKG041 | Commercial | Solar*Rewards | Trade Secret | 2019
20252-215912-02 | Xcel Energy | 85 | 13781 | IOU | OID3812563 | 8.2 | Solar |  |  | Withdrawn | Trade Secret | Trade | VES | VES021 | Residential | Solar*Rewards | Trade Secret | 2019
20252-215912-02 | Xcel Energy | 85 | 13781 | IOU | OID3812580 | 2.962 | Solar |  |  | Withdrawn | Trade Secret | Trade | CEL | CEL066 | Residential | Solar*Rewards | Trade Secret | 2019
20252-215912-02 | Xcel Energy | 85 | 13781 | IOU | OID3812688 |  | Solar |  |  | Withdrawn | Trade Secret | Trade | FIC | FIC021 | Commercial | Solar*Rewards | Trade Secret | 2019
20252-215912-02 | Xcel Energy | 85 | 13781 | IOU | OID3812783 | 66.6 | Solar |  |  | Withdrawn | Trade Secret | Trade | FSL | FSL311 | Commercial | Solar*Rewards | Trade Secret | 2019
20252-215912-02 | Xcel Energy | 85 | 13781 | IOU | OID3812807 | 6 | Solar |  |  | Withdrawn | Trade Secret | Trade | SAV | SAV063 | Residential | Solar*Rewards | Trade Secret | 2019
20252-215912-02 | Xcel Energy | 85 | 13781 | IOU | OID3812854 | 3.747 | Solar |  |  | Withdrawn | Trade Secret | Trade | SOU | SOU060 | Residential | Solar*Rewards | Trade Secret | 2019
20252-215912-02 | Xcel Energy | 85 | 13781 | IOU | OID3812855 | 7.616 | Solar |  |  | Withdrawn | Trade Secret | Trade | GLK | GLK061 | Residential | Solar*Rewards | Trade Secret | 2019
20252-215912-02 | Xcel Energy | 85 | 13781 | IOU | OID3812856 | 7.616 | Solar |  |  | Withdrawn | Trade Secret | Trade | RPL | RPL063 | Residential | Solar*Rewards | Trade Secret | 2019
20252-215912-02 | Xcel Energy | 85 | 13781 | IOU | OID3812857 | 7.616 | Solar |  |  | Withdrawn | Trade Secret | Trade | DND | DND061 | Residential | Solar*Rewards | Trade Secret | 2019
20252-215912-02 | Xcel Energy | 85 | 13781 | IOU | OID3812858 | 19.14 | Solar |  |  | Withdrawn | Trade Secret | Trade | FAP | FAP062 | Commercial | Solar*Rewards | Trade Secret | 2019
20252-215912-02 | Xcel Energy | 85 | 13781 | IOU | OID3813295 | 9.994 | Solar |  |  | Withdrawn | Trade Secret | Trade | KOL | KOL073 | Residential | Solar*Rewards | Trade Secret | 2019
20252-215912-02 | Xcel Energy | 85 | 13781 | IOU | OID3813560 | 9.94 | Solar |  |  | Withdrawn | Trade Secret | Trade | DND | DND071 | Residential | Solar*Rewards | Trade Secret | 2019
20252-215912-02 | Xcel Energy | 85 | 13781 | IOU | OID3813864 | 5 | Solar |  |  | Withdrawn | Trade Secret | Trade | CHE | CHE076 | Residential | Solar*Rewards | Trade Secret | 2019
20252-215912-02 | Xcel Energy | 85 | 13781 | IOU | OID3814458 | 7.616 | Solar |  |  | Withdrawn | Trade Secret | Trade | TER | TER071 | Residential | Solar*Rewards | Trade Secret | 2019
20252-215912-02 | Xcel Energy | 85 | 13781 | IOU | OID3815272 | 11.39 | Solar |  |  | Withdrawn | Trade Secret | Trade | APA | APA068 | Residential | Solar*Rewards | Trade Secret | 2019
20252-215912-02 | Xcel Energy | 85 | 13781 | IOU | OID3815322 | 7.625 | Solar |  |  | Withdrawn | Trade Secret | Trade | PKL | PKL085 | Residential | Solar*Rewards | Trade Secret | 2019
20252-215912-02 | Xcel Energy | 85 | 13781 | IOU | OID3815324 | 7.625 | Solar |  |  | Withdrawn | Trade Secret | Trade | RPL | RPL063 | Residential | Solar*Rewards | Trade Secret | 2019
20252-215912-02 | Xcel Energy | 85 | 13781 | IOU | OID3815325 | 5.76 | Solar |  |  | Withdrawn | Trade Secret | Trade | PKL | PKL085 | Residential | Solar*Rewards | Trade Secret | 2019
20252-215912-02 | Xcel Energy | 85 | 13781 | IOU | OID3815475 | 7.616 | Solar |  |  | Withdrawn | Trade Secret | Trade | AFT | AFT322 | Residential | Solar*Rewards | Trade Secret | 2019
20252-215912-02 | Xcel Energy | 85 | 13781 | IOU | OID3815514 | 7.625 | Solar |  |  | Withdrawn | Trade Secret | Trade | AFT | AFT321 | Residential | Solar*Rewards | Trade Secret | 2019
20252-215912-02 | Xcel Energy | 85 | 13781 | IOU | OID3815664 |  | Other |  |  | Withdrawn | Trade Secret | Trade | EGL | EGL021 | Commercial |  | Trade Secret | 2019
20252-215912-02 | Xcel Energy | 85 | 13781 | IOU | OID3815691 |  | Other |  |  | Withdrawn | Trade Secret | Trade | EGL | EGL021 | Commercial |  | Trade Secret | 2019
20252-215912-02 | Xcel Energy | 85 | 13781 | IOU | OID3815707 |  | Other |  |  | Withdrawn | Trade Secret | Trade | EGL | EGL021 | Commercial |  | Trade Secret | 2019
20252-215912-02 | Xcel Energy | 85 | 13781 | IOU | OID3815976 |  | Solar |  |  | Withdrawn | Trade Secret | Trade | EBL | EBL072 | Commercial |  | Trade Secret | 2019
20252-215912-02 | Xcel Energy | 85 | 13781 | IOU | OID3816135 |  | Other |  |  | Withdrawn | Trade Secret | Trade | EGL | EGL021 | Commercial |  | Trade Secret | 2019
20252-215912-02 | Xcel Energy | 85 | 13781 | IOU | OID3816629 |  | Natural Gas |  |  | Withdrawn | Trade Secret | Trade | DBL | DBL004 | Commercial |  | Trade Secret | 2019
20252-215912-02 | Xcel Energy | 85 | 13781 | IOU | OID3817108 | 7.616 | Solar |  |  | Withdrawn | Trade Secret | Trade | BYT | BYT072 | Residential | Solar*Rewards | Trade Secret | 2019
20252-215912-02 | Xcel Energy | 85 | 13781 | IOU | OID3817323 | 7.616 | Solar |  |  | Withdrawn | Trade Secret | Trade | LAP | LAP311 | Residential | Solar*Rewards | Trade Secret | 2019
20252-215912-02 | Xcel Energy | 85 | 13781 | IOU | OID3818137 |  | Solar |  |  | Withdrawn | Trade Secret | Trade | EBL | EBL072 | Commercial |  | Trade Secret | 2019
20252-215912-02 | Xcel Energy | 85 | 13781 | IOU | OID3818250 |  | Solar |  |  | Withdrawn | Trade Secret | Trade | CGR | CGR063 | Residential | Solar*Rewards | Trade Secret | 2019
20252-215912-02 | Xcel Energy | 85 | 13781 | IOU | OID3820147 |  | Solar |  |  | Withdrawn | Trade Secret | Trade | EBL | EBL072 | Commercial |  | Trade Secret | 2019
20252-215912-02 | Xcel Energy | 85 | 13781 | IOU | OID3820171 | 2.962 | Solar |  |  | Withdrawn | Trade Secret | Trade | MPK | MPK076 | Residential | Solar*Rewards | Trade Secret | 2019
20252-215912-02 | Xcel Energy | 85 | 13781 | IOU | OID3820184 |  | Other |  |  | Withdrawn | Trade Secret | Trade | EBL | EBL082 | Commercial |  | Trade Secret | 2019
20252-215912-02 | Xcel Energy | 85 | 13781 | IOU | OID3820557 | 6 | Solar |  |  | Withdrawn | Trade Secret | Trade | GLK | GLK073 | Residential | Solar*Rewards | Trade Secret | 2019
20252-215912-02 | Xcel Energy | 85 | 13781 | IOU | OID3820573 | 9.994 | Solar |  |  | Withdrawn | Trade Secret | Trade | BCR | BCR063 | Residential | Solar*Rewards | Trade Secret | 2019
20252-215912-02 | Xcel Energy | 85 | 13781 | IOU | OID3820608 |  | Solar |  |  | Withdrawn | Trade Secret | Trade | YAM | YAM021 | Residential | Solar*Rewards | Trade Secret | 2019
20252-215912-02 | Xcel Energy | 85 | 13781 | IOU | OID3821601 |  | Solar |  |  | Withdrawn | Trade Secret | Trade | EBL | EBL072 | Commercial |  | Trade Secret | 2019
20252-215912-02 | Xcel Energy | 85 | 13781 | IOU | OID3821670 |  | Solar |  |  | Withdrawn | Trade Secret | Trade | FAP | FAP061 | Commercial | Solar*Rewards | Trade Secret | 2019
20252-215912-02 | Xcel Energy | 85 | 13781 | IOU | OID3821691 |  | Solar |  |  | Withdrawn | Trade Secret | Trade | FAP | FAP061 | Residential | Solar*Rewards | Trade Secret | 2019
20252-215912-02 | Xcel Energy | 85 | 13781 | IOU | OID3821813 | 8.7 | Solar |  |  | Withdrawn | Trade Secret | Trade | EXC | EXC062 | Commercial | Solar*Rewards | Trade Secret | 2019
20252-215912-02 | Xcel Energy | 85 | 13781 | IOU | OID3821966 | 106.598 | Solar |  |  | Withdrawn | Trade Secret | Trade | EBL | EBL072 | Commercial |  | Trade Secret | 2019
20252-215912-02 | Xcel Energy | 85 | 13781 | IOU | OID3821998 | 5 | Solar |  |  | Withdrawn | Trade Secret | Trade | HEC | HEC001 | Commercial | Solar*Rewards | Trade Secret | 2019
20252-215912-02 | Xcel Energy | 85 | 13781 | IOU | OID3822035 | 11.39 | Solar |  |  | Withdrawn | Trade Secret | Trade | HEC | HEC001 | Residential | Solar*Rewards | Trade Secret | 2019
20252-215912-02 | Xcel Energy | 85 | 13781 | IOU | OID3822099 | 11.39 | Solar |  |  | Withdrawn | Trade Secret | Trade | HEC | HEC001 | Commercial | Solar*Rewards | Trade Secret | 2019
20252-215912-02 | Xcel Energy | 85 | 13781 | IOU | OID3822333 | 7.63 | Solar |  |  | Withdrawn | Trade Secret | Trade | WAS | WAS092 | Residential | Solar*Rewards | Trade Secret | 2019
20252-215912-02 | Xcel Energy | 85 | 13781 | IOU | OID3823057 | 7.616 | Solar |  |  | Withdrawn | Trade Secret | Trade | LEX | LEX332 | Residential | Solar*Rewards | Trade Secret | 2019
20252-215912-02 | Xcel Energy | 85 | 13781 | IOU | OID3823209 |  | Solar |  |  | Withdrawn | Trade Secret | Trade | ALD | ALD085 | Residential | Solar*Rewards | Trade Secret | 2019
20252-215912-02 | Xcel Energy | 85 | 13781 | IOU | OID3824213 | 900 | Solar |  |  | Withdrawn | Trade Secret | Trade | LEX | LEX332 | Commercial |  | Trade Secret | 2019
20252-215912-02 | Xcel Energy | 85 | 13781 | IOU | OID3824530 | 7.616 | Solar |  |  | Withdrawn | Trade Secret | Trade | WIL | WIL081 | Residential | Solar*Rewards | Trade Secret | 2019
20252-215912-02 | Xcel Energy | 85 | 13781 | IOU | OID3824627 | 19.14 | Solar |  |  | Withdrawn | Trade Secret | Trade | FAP | FAP062 | Commercial | Solar*Rewards | Trade Secret | 2019
20252-215912-02 | Xcel Energy | 85 | 13781 | IOU | OID3824636 |  | Solar |  |  | Withdrawn | Trade Secret | Trade | UPP | UPP084 | Residential | Solar*Rewards | Trade Secret | 2019
20252-215912-02 | Xcel Energy | 85 | 13781 | IOU | OID3824761 | 750 | Solar |  |  | Withdrawn | Trade Secret | Trade | DPN | DPN062 | Commercial |  | Trade Secret | 2019
20252-215912-02 | Xcel Energy | 85 | 13781 | IOU | OID3824764 | 750 | Solar |  |  | Withdrawn | Trade Secret | Trade | RPL | RPL064 | Commercial |  | Trade Secret | 2019
20252-215912-02 | Xcel Energy | 85 | 13781 | IOU | OID3824816 | 5.75 | Solar |  |  | Withdrawn | Trade Secret | Trade | CRL | CRL033 | Residential | Solar*Rewards | Trade Secret | 2019
20252-215912-02 | Xcel Energy | 85 | 13781 | IOU | OID3825506 | 7.616 | Solar |  |  | Withdrawn | Trade Secret | Trade | WIL | WIL071 | Residential | Solar*Rewards | Trade Secret | 2019
20252-215912-02 | Xcel Energy | 85 | 13781 | IOU | OID3825629 | 5 | Solar |  |  | Withdrawn | Trade Secret | Trade | SLP | SLP082 | Residential | Solar*Rewards | Trade Secret | 2019
20252-215912-02 | Xcel Energy | 85 | 13781 | IOU | OID3825784 | 999.5 | Solar |  |  | Withdrawn | Trade Secret | Trade | PBE | PBE061 | Commercial |  | Trade Secret | 2019
20252-215912-02 | Xcel Energy | 85 | 13781 | IOU | OID3825868 | 3.747 | Solar |  |  | Withdrawn | Trade Secret | Trade | MPK | MPK065 | Residential | Solar*Rewards | Trade Secret | 2019
20252-215912-02 | Xcel Energy | 85 | 13781 | IOU | OID3825891 | 3.8 | Solar |  |  | Withdrawn | Trade Secret | Trade | KIM | KIM021 | Commercial | Solar*Rewards | Trade Secret | 2019
20252-215912-02 | Xcel Energy | 85 | 13781 | IOU | OID3825895 | 9.994 | Solar |  |  | Withdrawn | Trade Secret | Trade | RPL | RPL063 | Residential | Solar*Rewards | Trade Secret | 2019
20252-215912-02 | Xcel Energy | 85 | 13781 | IOU | OID3825924 | 5 | Solar |  |  | Withdrawn | Trade Secret | Trade | MAP | MAP061 | Commercial | Solar*Rewards | Trade Secret | 2019
20252-215912-02 | Xcel Energy | 85 | 13781 | IOU | OID3825927 | 20.4 | Solar |  |  | Withdrawn | Trade Secret | Trade | MTW | MTW021 | Commercial | Solar*Rewards | Trade Secret | 2019
20252-215912-02 | Xcel Energy | 85 | 13781 | IOU | OID3825929 | 4.14 | Solar |  |  | Withdrawn | Trade Secret | Trade | LAB | LAB312 | Residential | Solar*Rewards | Trade Secret | 2019
20252-215912-02 | Xcel Energy | 85 | 13781 | IOU | OID3825963 | 7.616 | Solar |  |  | Withdrawn | Trade Secret | Trade | MPK | MPK082 | Residential | Solar*Rewards | Trade Secret | 2019
20252-215912-02 | Xcel Energy | 85 | 13781 | IOU | OID3826093 | 7.616 | Solar |  |  | Withdrawn | Trade Secret | Trade | MHW | MHW311 | Residential | Solar*Rewards | Trade Secret | 2019
20252-215912-02 | Xcel Energy | 85 | 13781 | IOU | OID3826134 | 7.616 | Solar |  |  | Withdrawn | Trade Secret | Trade | MHW | MHW311 | Residential | Solar*Rewards | Trade Secret | 2019
20252-215912-02 | Xcel Energy | 85 | 13781 | IOU | OID3826136 | 7.616 | Solar |  |  | Withdrawn | Trade Secret | Trade | MHW | MHW311 | Residential | Solar*Rewards | Trade Secret | 2019
20252-215912-02 | Xcel Energy | 85 | 13781 | IOU | OID3827157 | 6 | Solar |  |  | Withdrawn | Trade Secret | Trade | MPK | MPK086 | Residential | Solar*Rewards | Trade Secret | 2019
20252-215912-02 | Xcel Energy | 85 | 13781 | IOU | OID3827262 | 39.98 | Solar |  |  | Withdrawn | Trade Secret | Trade | FIC | FIC021 | Residential | Solar*Rewards | Trade Secret | 2019
20252-215912-02 | Xcel Energy | 85 | 13781 | IOU | OID3827273 | 39.98 | Solar |  |  | Withdrawn | Trade Secret | Trade | FIC | FIC021 | Residential | Solar*Rewards | Trade Secret | 2019
20252-215912-02 | Xcel Energy | 85 | 13781 | IOU | OID3827329 | 24.6 | Solar |  |  | Withdrawn | Trade Secret | Trade | FIC | FIC021 | Residential | Solar*Rewards | Trade Secret | 2019
20252-215912-02 | Xcel Energy | 85 | 13781 | IOU | OID3827336 | 29.985 | Solar |  |  | Withdrawn | Trade Secret | Trade | FIC | FIC021 | Residential | Solar*Rewards | Trade Secret | 2019
20252-215912-02 | Xcel Energy | 85 | 13781 | IOU | OID3827380 | 5 | Solar |  |  | Withdrawn | Trade Secret | Trade | WES | WES076 | Residential | Solar*Rewards | Trade Secret | 2019
20252-215912-02 | Xcel Energy | 85 | 13781 | IOU | OID3827473 | 5 | Solar |  |  | Withdrawn | Trade Secret | Trade | MPK | MPK087 | Residential | Solar*Rewards | Trade Secret | 2019
20252-215912-02 | Xcel Energy | 85 | 13781 | IOU | OID3827578 | 4.6 | Solar |  |  | Withdrawn | Trade Secret | Trade | WIL | WIL078 | Residential | Solar*Rewards | Trade Secret | 2019
20252-215912-02 | Xcel Energy | 85 | 13781 | IOU | OID3827614 | 5 | Solar |  |  | Withdrawn | Trade Secret | Trade | ZUM | ZUM022 | Residential | Solar*Rewards | Trade Secret | 2019
20252-215912-02 | Xcel Energy | 85 | 13781 | IOU | OID3827709 | 11.39 | Solar |  |  | Withdrawn | Trade Secret | Trade | CHE | CHE075 | Residential | Solar*Rewards | Trade Secret | 2019
20252-215912-02 | Xcel Energy | 85 | 13781 | IOU | OID3827715 |  | Solar |  |  | Withdrawn | Trade Secret | Trade | HOW | HOW061 | Commercial |  | Trade Secret | 2019
20252-215912-02 | Xcel Energy | 85 | 13781 | IOU | OID3827753 |  | Solar |  |  | Withdrawn | Trade Secret | Trade | SLP | SLP084 | Residential | Solar*Rewards | Trade Secret | 2019
20252-215912-02 | Xcel Energy | 85 | 13781 | IOU | OID3827782 | 7.616 | Solar |  |  | Withdrawn | Trade Secret | Trade | SLP | SLP092 | Residential | Solar*Rewards | Trade Secret | 2019
20252-215912-02 | Xcel Energy | 85 | 13781 | IOU | OID3827797 | 5 | Solar |  |  | Withdrawn | Trade Secret | Trade | MPK | MPK087 | Residential | Solar*Rewards | Trade Secret | 2019
20252-215912-02 | Xcel Energy | 85 | 13781 | IOU | OID3827819 | 7.63 | Solar |  |  | Withdrawn | Trade Secret | Trade | MEL | MEL071 | Residential | Solar*Rewards | Trade Secret | 2019
20252-215912-02 | Xcel Energy | 85 | 13781 | IOU | OID3827830 | 7.616 | Solar |  |  | Withdrawn | Trade Secret | Trade | ALK | ALK072 | Residential | Solar*Rewards | Trade Secret | 2019
20252-215912-02 | Xcel Energy | 85 | 13781 | IOU | OID3827831 | 7.616 | Solar |  |  | Withdrawn | Trade Secret | Trade | AHI | AHI022 | Residential | Solar*Rewards | Trade Secret | 2019
20252-215912-02 | Xcel Energy | 85 | 13781 | IOU | OID3827867 |  | Solar |  |  | Withdrawn | Trade Secret | Trade | WES | WES075 | Residential | Solar*Rewards | Trade Secret | 2019
20252-215912-02 | Xcel Energy | 85 | 13781 | IOU | OID3828340 | 6 | Solar |  |  | Withdrawn | Trade Secret | Trade | OAD | OAD074 | Residential | Solar*Rewards | Trade Secret | 2019
20252-215912-02 | Xcel Energy | 85 | 13781 | IOU | OID3828624 | 7.616 | Solar |  |  | Withdrawn | Trade Secret | Trade | CHI | CHI311 | Residential | Solar*Rewards | Trade Secret | 2019
20252-215912-02 | Xcel Energy | 85 | 13781 | IOU | OID3828937 | 5.98 | Solar |  |  | Withdrawn | Trade Secret | Trade | WIL | WIL074 | Residential | Solar*Rewards | Trade Secret | 2019
20252-215912-02 | Xcel Energy | 85 | 13781 | IOU | OID3829033 | 7.63 | Solar |  |  | Withdrawn | Trade Secret | Trade | ALK | ALK072 | Residential | Solar*Rewards | Trade Secret | 2019
20252-215912-02 | Xcel Energy | 85 | 13781 | IOU | OID3829091 | 15.52 | Solar |  |  | Withdrawn | Trade Secret | Trade | WCS | WCS064 | Residential | Solar*Rewards | Trade Secret | 2019
20252-215912-02 | Xcel Energy | 85 | 13781 | IOU | OID3829216 | 15.232 | Solar |  |  | Withdrawn | Trade Secret | Trade | HYL | HYL073 | Residential | Solar*Rewards | Trade Secret | 2019
20252-215912-02 | Xcel Energy | 85 | 13781 | IOU | OID3829475 | 11.39 | Solar |  |  | Withdrawn | Trade Secret | Trade | AFT | AFT315 | Commercial | Solar*Rewards | Trade Secret | 2019
20252-215912-02 | Xcel Energy | 85 | 13781 | IOU | OID3829641 | 4.4 | Solar |  |  | Withdrawn | Trade Secret | Trade | HUG | HUG312 | Residential | Solar*Rewards | Trade Secret | 2019
20252-215912-02 | Xcel Energy | 85 | 13781 | IOU | OID3830455 | 9.994 | Solar |  |  | Withdrawn | Trade Secret | Trade | RRK | RRK064 | Residential | Solar*Rewards | Trade Secret | 2019
20252-215912-02 | Xcel Energy | 85 | 13781 | IOU | OID3830473 | 9.994 | Solar |  |  | Withdrawn | Trade Secret | Trade | NOF | NOF061 | Residential | Solar*Rewards | Trade Secret | 2019
20252-215912-02 | Xcel Energy | 85 | 13781 | IOU | OID3830496 | 9.94 | Solar |  |  | Withdrawn | Trade Secret | Trade | ANN | ANN021 | Residential | Solar*Rewards | Trade Secret | 2019
20252-215912-02 | Xcel Energy | 85 | 13781 | IOU | OID3830497 |  | Solar |  |  | Withdrawn | Trade Secret | Trade | ANN | ANN021 | Residential | Solar*Rewards | Trade Secret | 2019
20252-215912-02 | Xcel Energy | 85 | 13781 | IOU | OID3830570 |  | Solar |  |  | Withdrawn | Trade Secret | Trade | TWL | TWL074 | Residential | Solar*Rewards | Trade Secret | 2019
20252-215912-02 | Xcel Energy | 85 | 13781 | IOU | OID3830703 | 9.994 | Solar |  |  | Withdrawn | Trade Secret | Trade | WIL | WIL089 | Residential | Solar*Rewards | Trade Secret | 2019
20252-215912-02 | Xcel Energy | 85 | 13781 | IOU | OID3830796 | 7.616 | Solar |  |  | Withdrawn | Trade Secret | Trade | SLP | SLP084 | Residential | Solar*Rewards | Trade Secret | 2019
20252-215912-02 | Xcel Energy | 85 | 13781 | IOU | OID3831159 | 3.22 | Solar |  |  | Withdrawn | Trade Secret | Trade | ALD | ALD076 | Residential | Solar*Rewards | Trade Secret | 2019
20252-215912-02 | Xcel Energy | 85 | 13781 | IOU | OID3831376 |  | Solar |  |  | Withdrawn | Trade Secret | Trade | LAP | LAP311 | Residential | Solar*Rewards | Trade Secret | 2019
20252-215912-02 | Xcel Energy | 85 | 13781 | IOU | OID3831377 | 11.39 | Solar |  |  | Withdrawn | Trade Secret | Trade | LAP | LAP311 | Residential | Solar*Rewards | Trade Secret | 2019
20252-215912-02 | Xcel Energy | 85 | 13781 | IOU | OID3831460 | 3.747 | Solar |  |  | Withdrawn | Trade Secret | Trade | SOU | SOU072 | Residential | Solar*Rewards | Trade Secret | 2019
20252-215912-02 | Xcel Energy | 85 | 13781 | IOU | OID3831473 | 2.962 | Solar |  |  | Withdrawn | Trade Secret | Trade | GLK | GLK061 | Residential | Solar*Rewards | Trade Secret | 2019
20252-215912-02 | Xcel Energy | 85 | 13781 | IOU | OID3831823 | 7.616 | Solar |  |  | Withdrawn | Trade Secret | Trade | SLP | SLP084 | Residential | Solar*Rewards | Trade Secret | 2019
20252-215912-02 | Xcel Energy | 85 | 13781 | IOU | OID3832483 | 7.616 | Solar |  |  | Withdrawn | Trade Secret | Trade | LEX | LEX063 | Residential | Solar*Rewards | Trade Secret | 2019
20252-215912-02 | Xcel Energy | 85 | 13781 | IOU | OID3832485 | 7.625 | Solar |  |  | Withdrawn | Trade Secret | Trade | WDY | WDY311 | Residential | Solar*Rewards | Trade Secret | 2019
20252-215912-02 | Xcel Energy | 85 | 13781 | IOU | OID3832488 | 6 | Solar |  |  | Withdrawn | Trade Secret | Trade | HUG | HUG321 | Residential | Solar*Rewards | Trade Secret | 2019
20252-215912-02 | Xcel Energy | 85 | 13781 | IOU | OID3832493 | 2.16 | Solar |  |  | Withdrawn | Trade Secret | Trade | SOU | SOU066 | Residential | Solar*Rewards | Trade Secret | 2019
20252-215912-02 | Xcel Energy | 85 | 13781 | IOU | OID3832498 | 6 | Solar |  |  | Withdrawn | Trade Secret | Trade | SOU | SOU086 | Residential | Solar*Rewards | Trade Secret | 2019
20252-215912-02 | Xcel Energy | 85 | 13781 | IOU | OID3833758 | 9.994 | Solar |  |  | Interconnected | Trade Secret | Trade | BCR | BCR062 | Residential | Solar*Rewards | Trade Secret | 2019 | 2019
20252-215912-02 | Xcel Energy | 85 | 13781 | IOU | OID3833838 | 7.616 | Solar |  |  | Interconnected | Trade Secret | Trade | MST | MST071 | Residential | Solar*Rewards | Trade Secret | 2019 | 2019
20252-215912-02 | Xcel Energy | 85 | 13781 | IOU | OID3833987 |  | Solar |  |  | Withdrawn | Trade Secret | Trade | BLC | BLC062 | Residential | Solar*Rewards | Trade Secret | 2019
20252-215912-02 | Xcel Energy | 85 | 13781 | IOU | OID3833999 | 20.4 | Solar |  |  | Withdrawn | Trade Secret | Trade | MTW | MTW021 | Commercial |  | Trade Secret | 2019
20252-215912-02 | Xcel Energy | 85 | 13781 | IOU | OID3834014 |  | Solar |  |  | Withdrawn | Trade Secret | Trade | HYL | HYL073 | Residential | Solar*Rewards | Trade Secret | 2019
20252-215912-02 | Xcel Energy | 85 | 13781 | IOU | OID3834196 |  | Solar |  |  | Withdrawn | Trade Secret | Trade | GLK | GLK061 | Residential | Solar*Rewards | Trade Secret | 2019
20252-215912-02 | Xcel Energy | 85 | 13781 | IOU | OID3834199 | 11.31 | Solar |  |  | Withdrawn | Trade Secret | Trade | RLK | RLK071 | Residential | Solar*Rewards | Trade Secret | 2019
20252-215912-02 | Xcel Energy | 85 | 13781 | IOU | OID3834214 | 2.88 | Solar |  |  | Withdrawn | Trade Secret | Trade | MPK | MPK074 | Residential | Solar*Rewards | Trade Secret | 2019
20252-215912-02 | Xcel Energy | 85 | 13781 | IOU | OID3834256 | 9.994 | Solar |  |  | Interconnected | Trade Secret | Trade | WIL | WIL089 | Residential | Solar*Rewards | Trade Secret | 2019 | 2019
20252-215912-02 | Xcel Energy | 85 | 13781 | IOU | OID3834342 | 106.598 | Solar |  |  | Withdrawn | Trade Secret | Trade | EBL | EBL072 | Commercial |  | Trade Secret | 2019
20252-215912-02 | Xcel Energy | 85 | 13781 | IOU | OID3834358 | 3.747 | Solar |  |  | Withdrawn | Trade Secret | Trade | SOU | SOU072 | Residential | Solar*Rewards | Trade Secret | 2019
20252-215912-02 | Xcel Energy | 85 | 13781 | IOU | OID3834398 | 1.92 | Solar |  |  | Withdrawn | Trade Secret | Trade | MST | MST068 | Commercial | Solar*Rewards | Trade Secret | 2019
20252-215912-02 | Xcel Energy | 85 | 13781 | IOU | OID3834411 | 8.7 | Solar |  |  | Interconnected | Trade Secret | Trade | DBL | DBL065 | Residential | Solar*Rewards | Trade Secret | 2019 | 2020
20252-215912-02 | Xcel Energy | 85 | 13781 | IOU | OID3834470 | 6 | Solar |  |  | Withdrawn | Trade Secret | Trade | WSG | WSG075 | Residential | Solar*Rewards | Trade Secret | 2019
20252-215912-02 | Xcel Energy | 85 | 13781 | IOU | OID3834474 | 4.64 | Solar |  |  | Interconnected | Trade Secret | Trade | MPK | MPK085 | Commercial | Solar*Rewards | Trade Secret | 2019 | 2020
20252-215912-02 | Xcel Energy | 85 | 13781 | IOU | OID3834862 | 7.63 | Solar |  |  | Withdrawn | Trade Secret | Trade | MOL | MOL061 | Commercial | Solar*Rewards | Trade Secret | 2019
20252-215912-02 | Xcel Energy | 85 | 13781 | IOU | OID3834864 |  | Solar |  |  | Withdrawn | Trade Secret | Trade | SOU | SOU060 | Residential | Solar*Rewards | Trade Secret | 2019
20252-215912-02 | Xcel Energy | 85 | 13781 | IOU | OID3834893 |  | Solar |  |  | Withdrawn | Trade Secret | Trade | RPO | RPO312 | Residential | Solar*Rewards | Trade Secret | 2019
20252-215912-02 | Xcel Energy | 85 | 13781 | IOU | OID3835213 | 5 | Solar |  |  | Withdrawn | Trade Secret | Trade | ZUM | ZUM022 | Residential | Solar*Rewards | Trade Secret | 2019
20252-215912-02 | Xcel Energy | 85 | 13781 | IOU | OID3835238 | 15.232 | Solar |  |  | Withdrawn | Trade Secret | Trade | CGR | CGR063 | Residential | Solar*Rewards | Trade Secret | 2019
20252-215912-02 | Xcel Energy | 85 | 13781 | IOU | OID3835258 | 6 | Solar |  |  | Withdrawn | Trade Secret | Trade | HUG | HUG311 | Residential | Solar*Rewards | Trade Secret | 2019
20252-215912-02 | Xcel Energy | 85 | 13781 | IOU | OID3835262 | 8.7 | Solar |  |  | Interconnected | Trade Secret | Trade | GLK | GLK061 | Residential | Solar*Rewards | Trade Secret | 2019 | 2020
20252-215912-02 | Xcel Energy | 85 | 13781 | IOU | OID3835268 | 17.61 | Solar |  |  | Interconnected | Trade Secret | Trade | RAM | RAM077 | Residential | Solar*Rewards | Trade Secret | 2019 | 2020
20252-215912-02 | Xcel Energy | 85 | 13781 | IOU | OID3835294 | 11.39 | Solar |  |  | Withdrawn | Trade Secret | Trade | CHE | CHE075 | Residential | Solar*Rewards | Trade Secret | 2019
20252-215912-02 | Xcel Energy | 85 | 13781 | IOU | OID3835552 | 7.616 | Solar |  |  | Interconnected | Trade Secret | Trade | AHI | AHI022 | Residential | Solar*Rewards | Trade Secret | 2019 | 2019
20252-215912-02 | Xcel Energy | 85 | 13781 | IOU | OID3835562 |  | Solar |  |  | Withdrawn | Trade Secret | Trade | ALK | ALK072 | Residential | Solar*Rewards | Trade Secret | 2019
20252-215912-02 | Xcel Energy | 85 | 13781 | IOU | OID3835626 | 6.96 | Solar |  |  | Withdrawn | Trade Secret | Trade | HUG | HUG321 | Residential | Solar*Rewards | Trade Secret | 2019
20252-215912-02 | Xcel Energy | 85 | 13781 | IOU | OID3835647 | 4.06 | Solar |  |  | Withdrawn | Trade Secret | Trade | SOU | SOU066 | Residential | Solar*Rewards | Trade Secret | 2019
20252-215912-02 | Xcel Energy | 85 | 13781 | IOU | OID3835652 |  | Solar |  |  | Withdrawn | Trade Secret | Trade | HEC | HEC001 | Residential | Solar*Rewards | Trade Secret | 2019
20252-215912-02 | Xcel Energy | 85 | 13781 | IOU | OID3835653 | 11.39 | Solar |  |  | Withdrawn | Trade Secret | Trade | HEC | HEC001 | Residential | Solar*Rewards | Trade Secret | 2019
20252-215912-02 | Xcel Energy | 85 | 13781 | IOU | OID3835667 |  | Solar |  |  | Withdrawn | Trade Secret | Trade | LEX | LEX063 | Residential | Solar*Rewards | Trade Secret | 2019
20252-215912-02 | Xcel Energy | 85 | 13781 | IOU | OID3835669 | 11.39 | Solar |  |  | Withdrawn | Trade Secret | Trade | HEC | HEC001 | Commercial | Solar*Rewards | Trade Secret | 2019
20252-215912-02 | Xcel Energy | 85 | 13781 | IOU | OID3835687 | 5 | Solar |  |  | Withdrawn | Trade Secret | Trade | HEC | HEC001 | Commercial | Solar*Rewards | Trade Secret | 2019
20252-215912-02 | Xcel Energy | 85 | 13781 | IOU | OID3836007 | 4.35 | Solar |  |  | Withdrawn | Trade Secret | Trade | ALD | ALD085 | Residential | Solar*Rewards | Trade Secret | 2019
20252-215912-02 | Xcel Energy | 85 | 13781 | IOU | OID3836010 | 4.8 | Solar |  |  | Withdrawn | Trade Secret | Trade | WCR | WCR062 | Residential | Solar*Rewards | Trade Secret | 2019
20252-215912-02 | Xcel Energy | 85 | 13781 | IOU | OID3836023 | 7.616 | Solar |  |  | Withdrawn | Trade Secret | Trade | NOF | NOF061 | Residential | Solar*Rewards | Trade Secret | 2019
20252-215912-02 | Xcel Energy | 85 | 13781 | IOU | OID3836024 | 5.22 | Solar |  |  | Withdrawn | Trade Secret | Trade | HUG | HUG321 | Commercial | Solar*Rewards | Trade Secret | 2019
20252-215912-02 | Xcel Energy | 85 | 13781 | IOU | OID3836114 | 5.22 | Solar |  |  | Interconnected | Trade Secret | Trade | MPK | MPK087 | Residential | Solar*Rewards | Trade Secret | 2019 | 2020
20252-215912-02 | Xcel Energy | 85 | 13781 | IOU | OID3836125 | 10.44 | Solar |  |  | Withdrawn | Trade Secret | Trade | RRK | RRK064 | Residential | Solar*Rewards | Trade Secret | 2019
20252-215912-02 | Xcel Energy | 85 | 13781 | IOU | OID3840338 |  | Solar |  |  | Withdrawn | Trade Secret | Trade | MOL | MOL068 | Residential | Solar*Rewards | Trade Secret | 2019
20252-215912-02 | Xcel Energy | 85 | 13781 | IOU | OID3840429 | 3.84 | Solar |  |  | Withdrawn | Trade Secret | Trade | MOL | MOL068 | Residential | Solar*Rewards | Trade Secret | 2019
20252-215912-02 | Xcel Energy | 85 | 13781 | IOU | OID3840587 | 4.06 | Solar |  |  | Withdrawn | Trade Secret | Trade | SCL | SCL312 | Residential | Solar*Rewards | Trade Secret | 2019
20252-215912-02 | Xcel Energy | 85 | 13781 | IOU | OID3840665 | 38.02 | Solar |  |  | Withdrawn | Trade Secret | Trade | WES | WES062 | Commercial | Solar*Rewards | Trade Secret | 2019
20252-215912-02 | Xcel Energy | 85 | 13781 | IOU | OID3840721 | 11.39 | Solar |  |  | Interconnected | Trade Secret | Trade | AFT | AFT315 | Commercial | Solar*Rewards | Trade Secret | 2019 | 2019
20252-215912-02 | Xcel Energy | 85 | 13781 | IOU | OID3840730 | 36 | Solar |  |  | Withdrawn | Trade Secret | Trade | WAS | WAS092 | Commercial | Solar*Rewards | Trade Secret | 2019
20252-215912-02 | Xcel Energy | 85 | 13781 | IOU | OID3841552 |  | Solar |  |  | Withdrawn | Trade Secret | Trade | GVW | GVW031 | Commercial | Solar*Rewards | Trade Secret | 2019
20252-215912-02 | Xcel Energy | 85 | 13781 | IOU | OID3842156 | 6.38 | Solar |  |  | Interconnected | Trade Secret | Trade | TER | TER062 | Residential | Solar*Rewards | Trade Secret | 2019 | 2019
20252-215912-02 | Xcel Energy | 85 | 13781 | IOU | OID3842216 | 5 | Solar |  |  | Interconnected | Trade Secret | Trade | MPK | MPK086 | Residential | Solar*Rewards | Trade Secret | 2019 | 2019
20252-215912-02 | Xcel Energy | 85 | 13781 | IOU | OID3842334 | 1.92 | Solar |  |  | Withdrawn | Trade Secret | Trade | CEL | CEL064 | Residential | Solar*Rewards | Trade Secret | 2019
20252-215912-02 | Xcel Energy | 85 | 13781 | IOU | OID3842411 | 3.48 | Solar |  |  | Withdrawn | Trade Secret | Trade | HWW | HWW062 | Residential | Solar*Rewards | Trade Secret | 2019
20252-215912-02 | Xcel Energy | 85 | 13781 | IOU | OID3843808 | 9.994 | Solar |  |  | Withdrawn | Trade Secret | Trade | SCA | SCA021 | Residential | Solar*Rewards | Trade Secret | 2019
20252-215912-02 | Xcel Energy | 85 | 13781 | IOU | OID3843990 | 4.08 | Solar |  |  | Withdrawn | Trade Secret | Trade | DBL | DBL068 | Residential | Solar*Rewards | Trade Secret | 2019
20252-215912-02 | Xcel Energy | 85 | 13781 | IOU | OID3844206 | 7.63 | Solar |  |  | Withdrawn | Trade Secret | Trade | MEL | MEL071 | Residential | Solar*Rewards | Trade Secret | 2019
20252-215912-02 | Xcel Energy | 85 | 13781 | IOU | OID3844214 | 7.63 | Solar |  |  | Interconnected | Trade Secret | Trade | MEL | MEL071 | Residential | Solar*Rewards | Trade Secret | 2019 | 2019
20252-215912-02 | Xcel Energy | 85 | 13781 | IOU | OID3845003 | 5.22 | Solar |  |  | Interconnected | Trade Secret | Trade | ECK | ECK063 | Residential | Solar*Rewards | Trade Secret | 2019 | 2019
20252-215912-02 | Xcel Energy | 85 | 13781 | IOU | OID3846183 | 1080 | Solar |  |  | Withdrawn | Trade Secret | Trade | PBE | PBE061 | Commercial |  | Trade Secret | 2019
20252-215912-02 | Xcel Energy | 85 | 13781 | IOU | OID3846512 | 6.72 | Solar |  |  | Withdrawn | Trade Secret | Trade | HAS | HAS032 | Residential | Solar*Rewards | Trade Secret | 2019
20252-215912-02 | Xcel Energy | 85 | 13781 | IOU | OID3846528 | 5 | Solar |  |  | Interconnected | Trade Secret | Trade | SOU | SOU079 | Residential | Solar*Rewards | Trade Secret | 2019 | 2019
20252-215912-02 | Xcel Energy | 85 | 13781 | IOU | OID3847034 | 7.625 | Solar |  |  | Interconnected | Trade Secret | Trade | SOU | SOU087 | Residential | Solar*Rewards | Trade Secret | 2019 | 2019
20252-215912-02 | Xcel Energy | 85 | 13781 | IOU | OID3847559 | 9.994 | Solar |  | X | Withdrawn | Trade Secret | Trade | MPK | MPK085 | Residential | Solar*Rewards | Trade Secret | 2019
20252-215912-02 | Xcel Energy | 85 | 13781 | IOU | OID3847739 | 10.44 | Solar |  |  | Withdrawn | Trade Secret | Trade | RRK | RRK064 | Residential | Solar*Rewards | Trade Secret | 2019
20252-215912-02 | Xcel Energy | 85 | 13781 | IOU | OID3847789 | 11.39 | Solar |  |  | Interconnected | Trade Secret | Trade | WSG | WSG076 | Residential | Solar*Rewards | Trade Secret | 2019 | 2019
20252-215912-02 | Xcel Energy | 85 | 13781 | IOU | OID3847795 | 7.616 | Solar |  |  | Withdrawn | Trade Secret | Trade | LNS | LNS033 | Residential | Solar*Rewards | Trade Secret | 2019
20252-215912-02 | Xcel Energy | 85 | 13781 | IOU | OID3847803 | 6.72 | Solar |  |  | Withdrawn | Trade Secret | Trade | MND | MND063 | Residential | Solar*Rewards | Trade Secret | 2019
20252-215912-02 | Xcel Energy | 85 | 13781 | IOU | OID3847807 | 5 | Solar |  |  | Interconnected | Trade Secret | Trade | EWI | EWI022 | Commercial | Solar*Rewards | Trade Secret | 2019 | 2019
20252-215912-02 | Xcel Energy | 85 | 13781 | IOU | OID3847810 | 4.4 | Solar |  |  | Interconnected | Trade Secret | Trade | HUG | HUG312 | Residential | Solar*Rewards | Trade Secret | 2019 | 2019
20252-215912-02 | Xcel Energy | 85 | 13781 | IOU | OID3848416 | 7.616 | Solar |  |  | Interconnected | Trade Secret | Trade | SOU | SOU064 | Residential | Solar*Rewards | Trade Secret | 2019 | 2019
20252-215912-02 | Xcel Energy | 85 | 13781 | IOU | OID3848481 | 9.994 | Solar |  |  | Interconnected | Trade Secret | Trade | SOU | SOU086 | Residential | Solar*Rewards | Trade Secret | 2019 | 2019
20252-215912-02 | Xcel Energy | 85 | 13781 | IOU | OID3849834 | 7.616 | Solar |  |  | Interconnected | Trade Secret | Trade | SLP | SLP084 | Residential | Solar*Rewards | Trade Secret | 2019 | 2019
20252-215912-02 | Xcel Energy | 85 | 13781 | IOU | OID3849887 | 9.994 | Solar |  |  | Withdrawn | Trade Secret | Trade | TER | TER071 | Residential | Solar*Rewards | Trade Secret | 2019
20252-215912-02 | Xcel Energy | 85 | 13781 | IOU | OID3849927 | 9.994 | Solar |  |  | Interconnected | Trade Secret | Trade | TER | TER071 | Residential | Solar*Rewards | Trade Secret | 2019 | 2019
20252-215912-02 | Xcel Energy | 85 | 13781 | IOU | OID3849944 |  | Solar |  |  | Withdrawn | Trade Secret | Trade | LOK | LOK093 | Commercial |  | Trade Secret | 2019
20252-215912-02 | Xcel Energy | 85 | 13781 | IOU | OID3849953 | 10.412 | Solar |  |  | Interconnected | Trade Secret | Trade | RLK | RLK071 | Residential | Solar*Rewards | Trade Secret | 2019 | 2019
20252-215912-02 | Xcel Energy | 85 | 13781 | IOU | OID3850039 | 15.174 | Solar |  | X | Withdrawn | Trade Secret | Trade | OPK | OPK077 | Residential | Solar*Rewards | Trade Secret | 2019
20252-215912-02 | Xcel Energy | 85 | 13781 | IOU | OID3850749 | 3.84 | Solar |  |  | Withdrawn | Trade Secret | Trade | WCR | WCR061 | Residential | Solar*Rewards | Trade Secret | 2019
20252-215912-02 | Xcel Energy | 85 | 13781 | IOU | OID3850773 | 2.88 | Solar |  |  | Withdrawn | Trade Secret | Trade | MPK | MPK087 | Residential | Solar*Rewards | Trade Secret | 2019
20252-215912-02 | Xcel Energy | 85 | 13781 | IOU | OID3850791 | 39.998 | Solar |  |  | Withdrawn | Trade Secret | Trade | BRP | BRP073 | Commercial | Solar*Rewards | Trade Secret | 2019
20252-215912-02 | Xcel Energy | 85 | 13781 | IOU | OID3851174 | 39.998 | Solar |  |  | Withdrawn | Trade Secret | Trade | WCR | WCR322 | Commercial | Solar*Rewards | Trade Secret | 2019
20252-215912-02 | Xcel Energy | 85 | 13781 | IOU | OID3851181 | 39.998 | Solar |  |  | Withdrawn | Trade Secret | Trade | TWL | TWL081 | Commercial | Solar*Rewards | Trade Secret | 2019
20252-215912-02 | Xcel Energy | 85 | 13781 | IOU | OID3851189 | 39.998 | Solar |  |  | Withdrawn | Trade Secret | Trade | TWL | TWL074 | Commercial | Solar*Rewards | Trade Secret | 2019
20252-215912-02 | Xcel Energy | 85 | 13781 | IOU | OID3851218 | 39.998 | Solar |  |  | Withdrawn | Trade Secret | Trade | TWL | TWL081 | Commercial | Solar*Rewards | Trade Secret | 2019
20252-215912-02 | Xcel Energy | 85 | 13781 | IOU | OID3851226 | 39.998 | Solar |  |  | Withdrawn | Trade Secret | Trade | TWL | TWL081 | Commercial | Solar*Rewards | Trade Secret | 2019
20252-215912-02 | Xcel Energy | 85 | 13781 | IOU | OID3851265 | 33.3 | Solar |  |  | Withdrawn | Trade Secret | Trade | OPK | OPK077 | Residential | Solar*Rewards | Trade Secret | 2019
20252-215912-02 | Xcel Energy | 85 | 13781 | IOU | OID3851304 | 39.998 | Solar |  |  | Withdrawn | Trade Secret | Trade | BRP | BRP073 | Commercial | Solar*Rewards | Trade Secret | 2019
20252-215912-02 | Xcel Energy | 85 | 13781 | IOU | OID3851313 | 39.998 | Solar |  |  | Withdrawn | Trade Secret | Trade | BRP | BRP072 | Commercial | Solar*Rewards | Trade Secret | 2019
20252-215912-02 | Xcel Energy | 85 | 13781 | IOU | OID3851339 | 39.998 | Solar |  |  | Withdrawn | Trade Secret | Trade | TWL | TWL081 | Commercial | Solar*Rewards | Trade Secret | 2019
20252-215912-02 | Xcel Energy | 85 | 13781 | IOU | OID3851468 | 7.616 | Solar |  |  | Withdrawn | Trade Secret | Trade | SHP | SHP072 | Residential | Solar*Rewards | Trade Secret | 2019
20252-215912-02 | Xcel Energy | 85 | 13781 | IOU | OID3851538 | 2.962 | Solar |  |  | Interconnected | Trade Secret | Trade | HSN | HSN321 | Residential | Solar*Rewards | Trade Secret | 2019 | 2020
20252-215912-02 | Xcel Energy | 85 | 13781 | IOU | OID3852033 | 2.03 | Solar |  |  | Withdrawn | Trade Secret | Trade | WIL | WIL061 | Residential | Solar*Rewards | Trade Secret | 2019
20252-215912-02 | Xcel Energy | 85 | 13781 | IOU | OID3852043 | 6.72 | Solar |  |  | Withdrawn | Trade Secret | Trade | LEX | LEX075 | Residential | Solar*Rewards | Trade Secret | 2019
20252-215912-02 | Xcel Energy | 85 | 13781 | IOU | OID3852243 | 29.02 | Solar |  |  | Withdrawn | Trade Secret | Trade | PRR | PRR061 | Commercial | Solar*Rewards | Trade Secret | 2019
20252-215912-02 | Xcel Energy | 85 | 13781 | IOU | OID3852446 | 3.747 | Solar |  |  | Interconnected | Trade Secret | Trade |  |  | Residential | Solar*Rewards | Trade Secret | 2019 | 2019
20252-215912-02 | Xcel Energy | 85 | 13781 | IOU | OID3852671 | 7.616 | Solar |  |  | Interconnected | Trade Secret | Trade | WES | WES074 | Residential | Solar*Rewards | Trade Secret | 2019 | 2019
20252-215912-02 | Xcel Energy | 85 | 13781 | IOU | OID3853514 | 3.747 | Solar |  |  | Withdrawn | Trade Secret | Trade | STY | STY075 | Residential |  | Trade Secret | 2019
20252-215912-02 | Xcel Energy | 85 | 13781 | IOU | OID3853633 | 5 | Solar |  |  | Interconnected | Trade Secret | Trade | GSL | GSL074 | Residential | Solar*Rewards | Trade Secret | 2019 | 2019
20252-215912-02 | Xcel Energy | 85 | 13781 | IOU | OID3853694 | 3.84 | Solar |  |  | Interconnected | Trade Secret | Trade | ALD | ALD097 | Residential |  | Trade Secret | 2019 | 2021
20252-215912-02 | Xcel Energy | 85 | 13781 | IOU | OID3853730 | 43.53 | Solar |  |  | Withdrawn | Trade Secret | Trade | WRR | WRR064 | Commercial | Solar*Rewards | Trade Secret | 2019
20252-215912-02 | Xcel Energy | 85 | 13781 | IOU | OID3853865 |  | Solar |  |  | Withdrawn | Trade Secret | Trade | UPP | UPP063 | Commercial | Solar*Rewards | Trade Secret | 2019
20252-215912-02 | Xcel Energy | 85 | 13781 | IOU | OID3853898 | 29.02 | Solar |  |  | Withdrawn | Trade Secret | Trade | UPP | UPP085 | Commercial | Solar*Rewards | Trade Secret | 2019
20252-215912-02 | Xcel Energy | 85 | 13781 | IOU | OID3856007 |  | Solar |  |  | Withdrawn | Trade Secret | Trade | OPK | OPK077 | Residential | Solar*Rewards | Trade Secret | 2019
20252-215912-02 | Xcel Energy | 85 | 13781 | IOU | OID3856008 |  | Solar |  |  | Withdrawn | Trade Secret | Trade | OPK | OPK077 | Residential | Solar*Rewards | Trade Secret | 2019
20252-215912-02 | Xcel Energy | 85 | 13781 | IOU | OID3856009 | 29.982 | Solar |  |  | Withdrawn | Trade Secret | Trade | OPK | OPK077 | Residential | Solar*Rewards | Trade Secret | 2019
20252-215912-02 | Xcel Energy | 85 | 13781 | IOU | OID3856126 | 1.92 | Solar |  |  | Interconnected | Trade Secret | Trade | CEL | CEL064 | Residential | Solar*Rewards | Trade Secret | 2019 | 2019
20252-215912-02 | Xcel Energy | 85 | 13781 | IOU | OID3856178 | 29.985 | Solar |  |  | Withdrawn | Trade Secret | Trade | GRI | GRI001 | Commercial | Solar*Rewards | Trade Secret | 2019
20252-215912-02 | Xcel Energy | 85 | 13781 | IOU | OID3856222 |  | Solar |  |  | Withdrawn | Trade Secret | Trade | PBE | PBE061 | Commercial |  | Trade Secret | 2019
20252-215912-02 | Xcel Energy | 85 | 13781 | IOU | OID3856249 | 7.616 | Solar |  |  | Interconnected | Trade Secret | Trade | WSG | WSG065 | Residential | Solar*Rewards | Trade Secret | 2019 | 2019
20252-215912-02 | Xcel Energy | 85 | 13781 | IOU | OID3856265 | 7.25 | Solar |  | X | Withdrawn | Trade Secret | Trade | SOU | SOU079 | Residential | Solar*Rewards | Trade Secret | 2019
20252-215912-02 | Xcel Energy | 85 | 13781 | IOU | OID3856276 |  | Solar |  |  | Withdrawn | Trade Secret | Trade | SOU | SOU077 | Residential | Solar*Rewards | Trade Secret | 2019
20252-215912-02 | Xcel Energy | 85 | 13781 | IOU | OID3856811 | 3.48 | Solar |  |  | Withdrawn | Trade Secret | Trade | ALD | ALD073 | Residential | Solar*Rewards | Trade Secret | 2019
20252-215912-02 | Xcel Energy | 85 | 13781 | IOU | OID3856818 | 2.962 | Solar |  |  | Interconnected | Trade Secret | Trade | SLP | SLP084 | Residential | Solar*Rewards | Trade Secret | 2019 | 2019
20252-215912-02 | Xcel Energy | 85 | 13781 | IOU | OID3856820 | 7.625 | Solar |  |  | Interconnected | Trade Secret | Trade | APA | APA077 | Residential | Solar*Rewards | Trade Secret | 2019 | 2019
20252-215912-02 | Xcel Energy | 85 | 13781 | IOU | OID3856824 | 183 | Solar |  |  | Withdrawn | Trade Secret | Trade | TWL | TWL073 | Residential | Solar*Rewards | Trade Secret | 2019
20252-215912-02 | Xcel Energy | 85 | 13781 | IOU | OID3856835 |  | Solar |  |  | Withdrawn | Trade Secret | Trade | SLP | SLP094 | Commercial |  | Trade Secret | 2019
20252-215912-02 | Xcel Energy | 85 | 13781 | IOU | OID3857467 | 125 | Solar |  |  | Withdrawn | Trade Secret | Trade | GNL | GNL073 | Commercial | Solar*Rewards | Trade Secret | 2019
20252-215912-02 | Xcel Energy | 85 | 13781 | IOU | OID3857492 | 18 | Solar |  |  | Interconnected | Trade Secret | Trade | YAM | YAM021 | Residential | Solar*Rewards | Trade Secret | 2019 | 2019
20252-215912-02 | Xcel Energy | 85 | 13781 | IOU | OID3857592 | 7.616 | Solar |  |  | Interconnected | Trade Secret | Trade | RPL | RPL063 | Residential | Solar*Rewards | Trade Secret | 2019 | 2019
20252-215912-02 | Xcel Energy | 85 | 13781 | IOU | OID3857775 | 10 | Solar |  |  | Interconnected | Trade Secret | Trade | SOU | SOU064 | Residential | Solar*Rewards | Trade Secret | 2019 | 2019
20252-215912-02 | Xcel Energy | 85 | 13781 | IOU | OID3857878 | 6 | Solar |  |  | Interconnected | Trade Secret | Trade | BLC | BLC062 | Residential | Solar*Rewards | Trade Secret | 2019 | 2019
20252-215912-02 | Xcel Energy | 85 | 13781 | IOU | OID3857948 |  | Solar |  |  | Withdrawn | Trade Secret | Trade | TER | TER065 | Commercial |  | Trade Secret | 2019
20252-215912-02 | Xcel Energy | 85 | 13781 | IOU | OID3857959 |  | Solar |  |  | Withdrawn | Trade Secret | Trade | SOU | SOU064 | Residential | Solar*Rewards | Trade Secret | 2019
20252-215912-02 | Xcel Energy | 85 | 13781 | IOU | OID3857968 |  | Solar |  |  | Withdrawn | Trade Secret | Trade | DBL | DBL004 | Commercial | Solar*Rewards | Trade Secret | 2019
20252-215912-02 | Xcel Energy | 85 | 13781 | IOU | OID3858236 | 7.616 | Solar |  |  | Withdrawn | Trade Secret | Trade | SLP | SLP092 | Residential | Solar*Rewards | Trade Secret | 2019
20252-215912-02 | Xcel Energy | 85 | 13781 | IOU | OID3858285 |  | Solar |  |  | Withdrawn | Trade Secret | Trade | WIL | WIL082 | Residential | Solar*Rewards | Trade Secret | 2019
20252-215912-02 | Xcel Energy | 85 | 13781 | IOU | OID3858288 | 7.616 | Solar |  |  | Withdrawn | Trade Secret | Trade | WIL | WIL082 | Residential |  | Trade Secret | 2019
20252-215912-02 | Xcel Energy | 85 | 13781 | IOU | OID3858846 | 6.96 | Solar |  |  | Withdrawn | Trade Secret | Trade | CHE | CHE065 | Residential | Solar*Rewards | Trade Secret | 2019
20252-215912-02 | Xcel Energy | 85 | 13781 | IOU | OID3858883 | 6.96 | Solar |  |  | Withdrawn | Trade Secret | Trade | TWL | TWL081 | Residential | Solar*Rewards | Trade Secret | 2019
20252-215912-02 | Xcel Energy | 85 | 13781 | IOU | OID3858932 | 2.64 | Solar |  |  | Interconnected | Trade Secret | Trade | MOL | MOL073 | Residential | Solar*Rewards | Trade Secret | 2019 | 2020
20252-215912-02 | Xcel Energy | 85 | 13781 | IOU | OID3860242 |  | Solar |  |  | Withdrawn | Trade Secret | Trade | LAK | LAK032 | Residential | Solar*Rewards | Trade Secret | 2019
20252-215912-02 | Xcel Energy | 85 | 13781 | IOU | OID3860446 | 23.9 | Solar |  |  | Withdrawn | Trade Secret | Trade | ZUF | ZUF021 | Residential | Solar*Rewards | Trade Secret | 2019
20252-215912-02 | Xcel Energy | 85 | 13781 | IOU | OID3860584 |  | Solar |  |  | Withdrawn | Trade Secret | Trade | MST | MST068 | Commercial | Solar*Rewards | Trade Secret | 2019
20252-215912-02 | Xcel Energy | 85 | 13781 | IOU | OID3861274 |  | Solar |  |  | Withdrawn | Trade Secret | Trade | GLK | GLK074 | Residential | Solar*Rewards | Trade Secret | 2019
20252-215912-02 | Xcel Energy | 85 | 13781 | IOU | OID3861276 | 10.96 | Solar |  | X | Interconnected | Trade Secret | Trade | GSL | GSL079 | Residential | Solar*Rewards | Trade Secret | 2019 | 2019
20252-215912-02 | Xcel Energy | 85 | 13781 | IOU | OID3861361 | 30 | Solar |  |  | Withdrawn | Trade Secret | Trade | ZUF | ZUF021 | Residential | Solar*Rewards | Trade Secret | 2019
20252-215912-02 | Xcel Energy | 85 | 13781 | IOU | OID3861959 | 39.998 | Solar |  |  | Withdrawn | Trade Secret | Trade | RAM | RAM073 | Commercial | Solar*Rewards | Trade Secret | 2019
20252-215912-02 | Xcel Energy | 85 | 13781 | IOU | OID3861962 | 7.616 | Solar |  | X | Interconnected | Trade Secret | Trade | SOU | SOU083 | Residential | Solar*Rewards | Trade Secret | 2019 | 2019
20252-215912-02 | Xcel Energy | 85 | 13781 | IOU | OID3861965 | 9.994 | Solar |  | X | Interconnected | Trade Secret | Trade | MPK | MPK068 | Residential | Solar*Rewards | Trade Secret | 2019 | 2019
20252-215912-02 | Xcel Energy | 85 | 13781 | IOU | OID3862337 | 8.16 | Solar |  |  | Withdrawn | Trade Secret | Trade | MND | MND063 | Residential | Solar*Rewards | Trade Secret | 2019
20252-215912-02 | Xcel Energy | 85 | 13781 | IOU | OID3862476 | 7.616 | Solar |  |  | Withdrawn | Trade Secret | Trade | LOK | LOK093 | Residential | Solar*Rewards | Trade Secret | 2019
20252-215912-02 | Xcel Energy | 85 | 13781 | IOU | OID3862531 | 19.999 | Solar |  |  | Withdrawn | Trade Secret | Trade | APA | APA072 | Commercial | Solar*Rewards | Trade Secret | 2019
20252-215912-02 | Xcel Energy | 85 | 13781 | IOU | OID3862823 | 9.994 | Solar |  |  | Interconnected | Trade Secret | Trade | AFT | AFT322 | Residential | Solar*Rewards | Trade Secret | 2019 | 2020
20252-215912-02 | Xcel Energy | 85 | 13781 | IOU | OID3862941 | 15.232 | Solar |  |  | Interconnected | Trade Secret | Trade | OPK | OPK065 | Residential | Solar*Rewards | Trade Secret | 2019 | 2019
20252-215912-02 | Xcel Energy | 85 | 13781 | IOU | OID3862947 | 3.747 | Solar |  |  | Interconnected | Trade Secret | Trade | APA | APA068 | Residential | Solar*Rewards | Trade Secret | 2019 | 2019
20252-215912-02 | Xcel Energy | 85 | 13781 | IOU | OID3862954 | 3.6 | Solar |  |  | Withdrawn | Trade Secret | Trade | STY | STY061 | Residential | Solar*Rewards | Trade Secret | 2019
20252-215912-02 | Xcel Energy | 85 | 13781 | IOU | OID3862959 | 7.616 | Solar |  |  | Withdrawn | Trade Secret | Trade | SCL | SCL322 | Residential | Solar*Rewards | Trade Secret | 2019
20252-215912-02 | Xcel Energy | 85 | 13781 | IOU | OID3863350 | 5 | Solar |  |  | Withdrawn | Trade Secret | Trade | XRD | XRD062 | Residential | Solar*Rewards | Trade Secret | 2019
20252-215912-02 | Xcel Energy | 85 | 13781 | IOU | OID3863589 | 6.96 | Solar |  |  | Withdrawn | Trade Secret | Trade | MND | MND062 | Residential | Solar*Rewards | Trade Secret | 2019
20252-215912-02 | Xcel Energy | 85 | 13781 | IOU | OID3863973 | 6.72 | Solar |  |  | Withdrawn | Trade Secret | Trade | WCR | WCR322 | Residential | Solar*Rewards | Trade Secret | 2019
20252-215912-02 | Xcel Energy | 85 | 13781 | IOU | OID3864074 |  | Solar |  |  | Withdrawn | Trade Secret | Trade | ECK | ECK322 | Residential | Solar*Rewards | Trade Secret | 2019
20252-215912-02 | Xcel Energy | 85 | 13781 | IOU | OID3864075 | 6 | Solar |  |  | Withdrawn | Trade Secret | Trade | ECK | ECK322 | Residential | Solar*Rewards | Trade Secret | 2019
20252-215912-02 | Xcel Energy | 85 | 13781 | IOU | OID3864182 | 6 | Solar |  |  | Interconnected | Trade Secret | Trade | ALD | ALD082 | Residential | Solar*Rewards | Trade Secret | 2019 | 2019
20252-215912-02 | Xcel Energy | 85 | 13781 | IOU | OID3864206 | 60 | Solar |  |  | Withdrawn | Trade Secret | Trade | DND | DND071 | Commercial |  | Trade Secret | 2019
20252-215912-02 | Xcel Energy | 85 | 13781 | IOU | OID3864283 | 7.616 | Solar |  |  | Interconnected | Trade Secret | Trade | MHW | MHW311 | Residential | Solar*Rewards | Trade Secret | 2019 | 2020
20252-215912-02 | Xcel Energy | 85 | 13781 | IOU | OID3864397 | 7.616 | Solar |  |  | Withdrawn | Trade Secret | Trade | APA | APA075 | Residential | Solar*Rewards | Trade Secret | 2019
20252-215912-02 | Xcel Energy | 85 | 13781 | IOU | OID3864405 | 10.578 | Solar |  | X | Withdrawn | Trade Secret | Trade | APA | APA075 | Residential | Solar*Rewards | Trade Secret | 2019
20252-215912-02 | Xcel Energy | 85 | 13781 | IOU | OID3864719 | 7.616 | Solar |  |  | Interconnected | Trade Secret | Trade | WCR | WCR311 | Residential | Solar*Rewards | Trade Secret | 2019 | 2019
20252-215912-02 | Xcel Energy | 85 | 13781 | IOU | OID3864908 |  | Solar |  |  | Withdrawn | Trade Secret | Trade | SCH | SCH211 | Residential | Solar*Rewards | Trade Secret | 2019
20252-215912-02 | Xcel Energy | 85 | 13781 | IOU | OID3864910 |  | Solar |  |  | Withdrawn | Trade Secret | Trade | SCH | SCH211 | Residential | Solar*Rewards | Trade Secret | 2019
20252-215912-02 | Xcel Energy | 85 | 13781 | IOU | OID3864951 |  | Solar |  |  | Withdrawn | Trade Secret | Trade | SCH | SCH211 | Commercial | Solar*Rewards | Trade Secret | 2019
20252-215912-02 | Xcel Energy | 85 | 13781 | IOU | OID3865481 | 6 | Solar |  |  | Interconnected | Trade Secret | Trade | WSG | WSG075 | Residential | Solar*Rewards | Trade Secret | 2019 | 2019
20252-215912-02 | Xcel Energy | 85 | 13781 | IOU | OID3865532 | 2.5 | Solar |  |  | Interconnected | Trade Secret | Trade | SOU | SOU083 | Residential | Solar*Rewards | Trade Secret | 2019 | 2019
20252-215912-02 | Xcel Energy | 85 | 13781 | IOU | OID3865776 |  | Solar |  |  | Withdrawn | Trade Secret | Trade | YAM | YAM021 | Commercial | Solar*Rewards | Trade Secret | 2019
20252-215912-02 | Xcel Energy | 85 | 13781 | IOU | OID3865930 | 7.54 | Solar |  |  | Withdrawn | Trade Secret | Trade | MPK | MPK064 | Residential | Solar*Rewards | Trade Secret | 2019
20252-215912-02 | Xcel Energy | 85 | 13781 | IOU | OID3865989 | 9.995 | Solar |  |  | Interconnected | Trade Secret | Trade | PIL | PIL021 | Residential | Solar*Rewards | Trade Secret | 2019 | 2020
20252-215912-02 | Xcel Energy | 85 | 13781 | IOU | OID3866327 |  | Solar |  |  | Withdrawn | Trade Secret | Trade | DGC | DGC061 | Residential |  | Trade Secret | 2019
20252-215912-02 | Xcel Energy | 85 | 13781 | IOU | OID3866392 |  | Solar |  |  | Withdrawn | Trade Secret | Trade | MPK | MPK064 | Residential | Solar*Rewards | Trade Secret | 2019
20252-215912-02 | Xcel Energy | 85 | 13781 | IOU | OID3866457 | 7.616 | Solar |  |  | Withdrawn | Trade Secret | Trade | SCL | SCL322 | Residential | Solar*Rewards | Trade Secret | 2019
20252-215912-02 | Xcel Energy | 85 | 13781 | IOU | OID3866513 | 7.616 | Solar |  |  | Withdrawn | Trade Secret | Trade | SCL | SCL322 | Residential | Solar*Rewards | Trade Secret | 2019
20252-215912-02 | Xcel Energy | 85 | 13781 | IOU | OID3866529 | 6.96 | Solar |  |  | Withdrawn | Trade Secret | Trade | WDY | WDY311 | Residential | Solar*Rewards | Trade Secret | 2019
20252-215912-02 | Xcel Energy | 85 | 13781 | IOU | OID3866596 | 43.2 | Solar |  |  | Withdrawn | Trade Secret | Trade | GVW | GVW031 | Commercial |  | Trade Secret | 2019
20252-215912-02 | Xcel Energy | 85 | 13781 | IOU | OID3866603 | 7.616 | Solar |  | X | Withdrawn | Trade Secret | Trade | RPO | RPO311 | Residential | Solar*Rewards | Trade Secret | 2019
20252-215912-02 | Xcel Energy | 85 | 13781 | IOU | OID3867163 | 11.39 | Solar |  |  | Interconnected | Trade Secret | Trade | EDA | EDA067 | Residential | Solar*Rewards | Trade Secret | 2019 | 2020
20252-215912-02 | Xcel Energy | 85 | 13781 | IOU | OID3867189 | 7.616 | Solar |  |  | Interconnected | Trade Secret | Trade | ALD | ALD076 | Residential | Solar*Rewards | Trade Secret | 2019 | 2020
20252-215912-02 | Xcel Energy | 85 | 13781 | IOU | OID3867315 | 4.35 | Solar |  |  | Interconnected | Trade Secret | Trade | MPK | MPK085 | Residential | Solar*Rewards | Trade Secret | 2019 | 2020
20252-215912-02 | Xcel Energy | 85 | 13781 | IOU | OID3867338 | 6 | Solar |  |  | Interconnected | Trade Secret | Trade | MPK | MPK063 | Residential | Solar*Rewards | Trade Secret | 2019 | 2019
20252-215912-02 | Xcel Energy | 85 | 13781 | IOU | OID3867364 | 2.64 | Solar |  |  | Withdrawn | Trade Secret | Trade | MPK | MPK084 | Residential | Solar*Rewards | Trade Secret | 2019
20252-215912-02 | Xcel Energy | 85 | 13781 | IOU | OID3867376 |  | Solar |  |  | Withdrawn | Trade Secret | Trade | SLP | SLP072 | Residential | Solar*Rewards | Trade Secret | 2019
20252-215912-02 | Xcel Energy | 85 | 13781 | IOU | OID3867377 | 14.248 | Solar |  |  | Interconnected | Trade Secret | Trade | SLP | SLP072 | Residential | Solar*Rewards | Trade Secret | 2019 | 2019
20252-215912-02 | Xcel Energy | 85 | 13781 | IOU | OID3867400 | 11.39 | Solar |  |  | Interconnected | Trade Secret | Trade | NOF | NOF061 | Residential | Solar*Rewards | Trade Secret | 2019 | 2020
20252-215912-02 | Xcel Energy | 85 | 13781 | IOU | OID3867687 | 6 | Solar |  |  | Withdrawn | Trade Secret | Trade | CHI | CHI311 | Residential | Solar*Rewards | Trade Secret | 2019
20252-215912-02 | Xcel Energy | 85 | 13781 | IOU | OID3868589 |  | Solar |  |  | Withdrawn | Trade Secret | Trade | DOC | DOC211 | Residential | Solar*Rewards | Trade Secret | 2019
20252-215912-02 | Xcel Energy | 85 | 13781 | IOU | OID3868633 | 7.616 | Solar |  |  | Withdrawn | Trade Secret | Trade | NOF | NOF061 | Residential | Solar*Rewards | Trade Secret | 2019
20252-215912-02 | Xcel Energy | 85 | 13781 | IOU | OID3868650 |  | Solar |  |  | Withdrawn | Trade Secret | Trade | SCA | SCA021 | Residential | Solar*Rewards | Trade Secret | 2019
20252-215912-02 | Xcel Energy | 85 | 13781 | IOU | OID3868652 |  | Solar |  |  | Withdrawn | Trade Secret | Trade | SCA | SCA021 | Residential | Solar*Rewards | Trade Secret | 2019
20252-215912-02 | Xcel Energy | 85 | 13781 | IOU | OID3870449 | 7.92 | Solar |  |  | Withdrawn | Trade Secret | Trade | HYL | HYL074 | Residential | Solar*Rewards | Trade Secret | 2019
20252-215912-02 | Xcel Energy | 85 | 13781 | IOU | OID3870468 | 2.4 | Solar |  |  | Withdrawn | Trade Secret | Trade | FAB | FAB071 | Residential | Solar*Rewards | Trade Secret | 2019
20252-215912-02 | Xcel Energy | 85 | 13781 | IOU | OID3870473 |  | Solar |  |  | Withdrawn | Trade Secret | Trade | ALD | ALD083 | Residential |  | Trade Secret | 2019
20252-215912-02 | Xcel Energy | 85 | 13781 | IOU | OID3870507 | 7.616 | Solar |  |  | Withdrawn | Trade Secret | Trade | MHW | MHW311 | Residential | Solar*Rewards | Trade Secret | 2019
20252-215912-02 | Xcel Energy | 85 | 13781 | IOU | OID3870936 | 11.34 | Solar |  |  | Interconnected | Trade Secret | Trade | SHP | SHP061 | Residential | Solar*Rewards | Trade Secret | 2019 | 2019
20252-215912-02 | Xcel Energy | 85 | 13781 | IOU | OID3871052 | 5.52 | Solar |  |  | Withdrawn | Trade Secret | Trade | WIL | WIL071 | Residential | Solar*Rewards | Trade Secret | 2019
20252-215912-02 | Xcel Energy | 85 | 13781 | IOU | OID3871512 | 5 | Solar |  |  | Withdrawn | Trade Secret | Trade | XRD | XRD062 | Residential | Solar*Rewards | Trade Secret | 2019
20252-215912-02 | Xcel Energy | 85 | 13781 | IOU | OID3872761 | 5 | Solar |  |  | Withdrawn | Trade Secret | Trade | XRD | XRD062 | Residential | Solar*Rewards | Trade Secret | 2019
20252-215912-02 | Xcel Energy | 85 | 13781 | IOU | OID3872837 |  | Solar |  |  | Withdrawn | Trade Secret | Trade | WWK | WWK321 | Residential | Solar*Rewards | Trade Secret | 2019
20252-215912-02 | Xcel Energy | 85 | 13781 | IOU | OID3872847 |  | Solar |  |  | Withdrawn | Trade Secret | Trade | WWK | WWK321 | Commercial | Solar*Rewards | Trade Secret | 2019
20252-215912-02 | Xcel Energy | 85 | 13781 | IOU | OID3873735 | 19.999 | Solar |  |  | Withdrawn | Trade Secret | Trade | MOL | MOL073 | Commercial | Solar*Rewards | Trade Secret | 2019
20252-215912-02 | Xcel Energy | 85 | 13781 | IOU | OID3873766 | 7.616 | Solar |  |  | Interconnected | Trade Secret | Trade | MST | MST071 | Residential | Solar*Rewards | Trade Secret | 2019 | 2019
20252-215912-02 | Xcel Energy | 85 | 13781 | IOU | OID3873847 | 3.6 | Solar |  |  | Withdrawn | Trade Secret | Trade | SLP | SLP075 | Residential | Solar*Rewards | Trade Secret | 2019
20252-215912-02 | Xcel Energy | 85 | 13781 | IOU | OID3874007 | 3.6 | Solar |  |  | Withdrawn | Trade Secret | Trade | OPK | OPK072 | Residential | Solar*Rewards | Trade Secret | 2019
20252-215912-02 | Xcel Energy | 85 | 13781 | IOU | OID3874013 |  | Solar |  |  | Withdrawn | Trade Secret | Trade | WCR | WCR322 | Residential | Solar*Rewards | Trade Secret | 2019
20252-215912-02 | Xcel Energy | 85 | 13781 | IOU | OID3874016 | 4.08 | Solar |  |  | Withdrawn | Trade Secret | Trade | WCR | WCR322 | Residential |  | Trade Secret | 2019
20252-215912-02 | Xcel Energy | 85 | 13781 | IOU | OID3874838 | 5.05 | Solar |  |  | Interconnected | Trade Secret | Trade | XRD | XRD062 | Residential | Solar*Rewards | Trade Secret | 2019 | 2020
20252-215912-02 | Xcel Energy | 85 | 13781 | IOU | OID3875109 | 15.232 | Solar |  | X | Withdrawn | Trade Secret | Trade | WES | WES072 | Residential | Solar*Rewards | Trade Secret | 2019
20252-215912-02 | Xcel Energy | 85 | 13781 | IOU | OID3875110 |  | Solar |  |  | Withdrawn | Trade Secret | Trade | WES | WES072 | Residential | Solar*Rewards | Trade Secret | 2019
20252-215912-02 | Xcel Energy | 85 | 13781 | IOU | OID3875705 | 100 | Solar |  |  | Withdrawn | Trade Secret | Trade | ALD | ALD082 | Commercial |  | Trade Secret | 2019
20252-215912-02 | Xcel Energy | 85 | 13781 | IOU | OID3875709 | 27 | Solar |  |  | Withdrawn | Trade Secret | Trade | RWD | RWD063 | Commercial | Solar*Rewards | Trade Secret | 2019
20252-215912-02 | Xcel Energy | 85 | 13781 | IOU | OID3876007 | 4.08 | Solar |  |  | Withdrawn | Trade Secret | Trade | IDA | IDA062 | Residential | Solar*Rewards | Trade Secret | 2019
20252-215912-02 | Xcel Energy | 85 | 13781 | IOU | OID3876082 | 2.88 | Solar |  |  | Withdrawn | Trade Secret | Trade | WES | WES062 | Residential | Solar*Rewards | Trade Secret | 2019
20252-215912-02 | Xcel Energy | 85 | 13781 | IOU | OID3876168 | 11.6 | Solar |  |  | Withdrawn | Trade Secret | Trade | LOK | LOK062 | Residential | Solar*Rewards | Trade Secret | 2019
20252-215912-02 | Xcel Energy | 85 | 13781 | IOU | OID3876175 | 11.377 | Solar |  |  | Interconnected | Trade Secret | Trade | LEX | LEX071 | Residential | Solar*Rewards | Trade Secret | 2019 | 2019
20252-215912-02 | Xcel Energy | 85 | 13781 | IOU | OID3877273 | 5.22 | Solar |  |  | Interconnected | Trade Secret | Trade | WCS | WCS072 | Residential | Solar*Rewards | Trade Secret | 2019 | 2020
20252-215912-02 | Xcel Energy | 85 | 13781 | IOU | OID3877290 |  | Solar |  |  | Withdrawn | Trade Secret | Trade | SOU | SOU077 | Residential | Solar*Rewards | Trade Secret | 2019
20252-215912-02 | Xcel Energy | 85 | 13781 | IOU | OID3877329 | 7.616 | Solar |  |  | Interconnected | Trade Secret | Trade | HUG | HUG321 | Residential | Solar*Rewards | Trade Secret | 2019 | 2020
20252-215912-02 | Xcel Energy | 85 | 13781 | IOU | OID3877509 |  | Solar |  |  | Withdrawn | Trade Secret | Trade | SLP | SLP084 | Residential | Solar*Rewards | Trade Secret | 2019
20252-215912-02 | Xcel Energy | 85 | 13781 | IOU | OID3877563 | 6.24 | Solar |  |  | Withdrawn | Trade Secret | Trade | GFD | GFD021 | Residential | Solar*Rewards | Trade Secret | 2019
20252-215912-02 | Xcel Energy | 85 | 13781 | IOU | OID3878524 | 7.2 | Solar |  |  | Withdrawn | Trade Secret | Trade | RPO | RPO311 | Residential | Solar*Rewards | Trade Secret | 2019
20252-215912-02 | Xcel Energy | 85 | 13781 | IOU | OID3879134 | 4.08 | Solar |  |  | Withdrawn | Trade Secret | Trade | RPO | RPO311 | Residential | Solar*Rewards | Trade Secret | 2019
20252-215912-02 | Xcel Energy | 85 | 13781 | IOU | OID3881753 | 3.747 | Solar |  |  | Withdrawn | Trade Secret | Trade | ECK | ECK321 | Residential | Solar*Rewards | Trade Secret | 2019
20252-215912-02 | Xcel Energy | 85 | 13781 | IOU | OID3882046 | 12.616 | Solar |  |  | Interconnected | Trade Secret | Trade | WAS | WAS092 | Residential | Solar*Rewards | Trade Secret | 2019 | 2020
20252-215912-02 | Xcel Energy | 85 | 13781 | IOU | OID3882698 | 5.8 | Solar |  |  | Interconnected | Trade Secret | Trade | ALD | ALD072 | Residential | Solar*Rewards | Trade Secret | 2019 | 2020
20252-215912-02 | Xcel Energy | 85 | 13781 | IOU | OID3883001 |  | Solar |  |  | Withdrawn | Trade Secret | Trade | OPK | OPK073 | Residential | Solar*Rewards | Trade Secret | 2019
20252-215912-02 | Xcel Energy | 85 | 13781 | IOU | OID3883006 | 3.12 | Solar |  |  | Withdrawn | Trade Secret | Trade | OPK | OPK073 | Residential |  | Trade Secret | 2019
20252-215912-02 | Xcel Energy | 85 | 13781 | IOU | OID3883227 | 7.616 | Solar |  |  | Withdrawn | Trade Secret | Trade | TWL | TWL076 | Residential | Solar*Rewards | Trade Secret | 2019
20252-215912-02 | Xcel Energy | 85 | 13781 | IOU | OID3883229 | 7.616 | Solar |  |  | Withdrawn | Trade Secret | Trade | TWL | TWL076 | Residential | Solar*Rewards | Trade Secret | 2019
20252-215912-02 | Xcel Energy | 85 | 13781 | IOU | OID3883230 |  | Solar |  |  | Withdrawn | Trade Secret | Trade | OAD | OAD073 | Residential | Solar*Rewards | Trade Secret | 2019
20252-215912-02 | Xcel Energy | 85 | 13781 | IOU | OID3883842 | 7.625 | Solar |  |  | Withdrawn | Trade Secret | Trade | AHI | AHI063 | Residential | Solar*Rewards | Trade Secret | 2019
20252-215912-02 | Xcel Energy | 85 | 13781 | IOU | OID3884247 | 7.2 | Solar |  |  | Withdrawn | Trade Secret | Trade | RPO | RPO311 | Residential | Solar*Rewards | Trade Secret | 2019
20252-215912-02 | Xcel Energy | 85 | 13781 | IOU | OID3884704 | 5.52 | Solar |  |  | Withdrawn | Trade Secret | Trade | FRM | FRM071 | Residential | Solar*Rewards | Trade Secret | 2019
20252-215912-02 | Xcel Energy | 85 | 13781 | IOU | OID3884723 | 7.92 | Solar |  |  | Withdrawn | Trade Secret | Trade | ZUM | ZUM021 | Residential | Solar*Rewards | Trade Secret | 2019
20252-215912-02 | Xcel Energy | 85 | 13781 | IOU | OID3885621 | 11.39 | Solar |  |  | Interconnected | Trade Secret | Trade | REW | REW023 | Residential | Solar*Rewards | Trade Secret | 2019 | 2020
20252-215912-02 | Xcel Energy | 85 | 13781 | IOU | OID3885891 |  | Solar |  |  | Withdrawn | Trade Secret | Trade | ORO | ORO062 | Residential | Solar*Rewards | Trade Secret | 2019
20252-215912-02 | Xcel Energy | 85 | 13781 | IOU | OID3886550 | 11.39 | Solar |  |  | Withdrawn | Trade Secret | Trade | TLK | TLK061 | Commercial | Solar*Rewards | Trade Secret | 2019
20252-215912-02 | Xcel Energy | 85 | 13781 | IOU | OID3886633 | 11.39 | Solar |  |  | Withdrawn | Trade Secret | Trade | TLK | TLK061 | Commercial | Solar*Rewards | Trade Secret | 2019
20252-215912-02 | Xcel Energy | 85 | 13781 | IOU | OID3888055 | 5.76 | Solar |  |  | Withdrawn | Trade Secret | Trade | LSP | LSP022 | Commercial | Solar*Rewards | Trade Secret | 2019
20252-215912-02 | Xcel Energy | 85 | 13781 | IOU | OID3888063 | 5.76 | Solar |  |  | Withdrawn | Trade Secret | Trade | LSP | LSP022 | Commercial |  | Trade Secret | 2019
20252-215912-02 | Xcel Energy | 85 | 13781 | IOU | OID3888259 | 5.76 | Solar |  |  | Withdrawn | Trade Secret | Trade | BRP | BRP072 | Residential | Solar*Rewards | Trade Secret | 2019
20252-215912-02 | Xcel Energy | 85 | 13781 | IOU | OID3888817 |  | Solar |  |  | Withdrawn | Trade Secret | Trade | DND | DND071 | Commercial | Solar*Rewards | Trade Secret | 2019
20252-215912-02 | Xcel Energy | 85 | 13781 | IOU | OID3888821 |  | Solar |  |  | Withdrawn | Trade Secret | Trade | DND | DND071 | Commercial | Solar*Rewards | Trade Secret | 2019
20252-215912-02 | Xcel Energy | 85 | 13781 | IOU | OID3888836 |  | Biogas |  |  | Withdrawn | Trade Secret | Trade | SCL | SCL322 | Commercial |  | Trade Secret | 2019
20252-215912-02 | Xcel Energy | 85 | 13781 | IOU | OID3889997 |  | Solar |  |  | Withdrawn | Trade Secret | Trade | GSL | GSL074 | Residential | Solar*Rewards | Trade Secret | 2019
20252-215912-02 | Xcel Energy | 85 | 13781 | IOU | OID3891215 |  | Solar |  |  | Withdrawn | Trade Secret | Trade | WIL | WIL082 | Residential | Solar*Rewards | Trade Secret | 2019
20252-215912-02 | Xcel Energy | 85 | 13781 | IOU | OID3891228 | 7.616 | Solar |  |  | Withdrawn | Trade Secret | Trade | WIL | WIL082 | Residential |  | Trade Secret | 2019
20252-215912-02 | Xcel Energy | 85 | 13781 | IOU | OID3891298 | 5.76 | Solar |  |  | Withdrawn | Trade Secret | Trade | PKL | PKL066 | Residential | Solar*Rewards | Trade Secret | 2019
20252-215912-02 | Xcel Energy | 85 | 13781 | IOU | OID3891330 | 4.32 | Solar |  |  | Withdrawn | Trade Secret | Trade | MPK | MPK082 | Residential | Solar*Rewards | Trade Secret | 2019
20252-215912-02 | Xcel Energy | 85 | 13781 | IOU | OID3891371 | 2.88 | Solar |  |  | Withdrawn | Trade Secret | Trade | MPK | MPK083 | Residential | Solar*Rewards | Trade Secret | 2019
20252-215912-02 | Xcel Energy | 85 | 13781 | IOU | OID3892263 | 3.747 | Solar |  | X | Interconnected | Trade Secret | Trade | EXC | EXC061 | Residential | Solar*Rewards | Trade Secret | 2019 | 2015
20252-215912-02 | Xcel Energy | 85 | 13781 | IOU | OID3892324 | 3.747 | Solar |  |  | Interconnected | Trade Secret | Trade | CAF | CAF022 | Residential | Solar*Rewards | Trade Secret | 2019 | 2020
20252-215912-02 | Xcel Energy | 85 | 13781 | IOU | OID3892622 |  | Solar |  |  | Withdrawn | Trade Secret | Trade | MEL | MEL061 | Residential | Solar*Rewards | Trade Secret | 2019
20252-215912-02 | Xcel Energy | 85 | 13781 | IOU | OID3892623 | 7.616 | Solar |  |  | Withdrawn | Trade Secret | Trade | MEL | MEL061 | Residential | Solar*Rewards | Trade Secret | 2019
20252-215912-02 | Xcel Energy | 85 | 13781 | IOU | OID3893447 | 11.39 | Solar |  |  | Interconnected | Trade Secret | Trade | GLK | GLK063 | Residential | Solar*Rewards | Trade Secret | 2019 | 2020
20252-215912-02 | Xcel Energy | 85 | 13781 | IOU | OID3893482 | 7.616 | Solar |  |  | Interconnected | Trade Secret | Trade | OPK | OPK077 | Residential | Solar*Rewards | Trade Secret | 2019 | 2020
20252-215912-02 | Xcel Energy | 85 | 13781 | IOU | OID3893929 | 5.8 | Solar |  |  | Interconnected | Trade Secret | Trade | SLP | SLP092 | Residential | Solar*Rewards | Trade Secret | 2019 | 2020
20252-215912-02 | Xcel Energy | 85 | 13781 | IOU | OID3894606 | 3.77 | Solar |  |  | Withdrawn | Trade Secret | Trade | GVW | GVW023 | Residential | Solar*Rewards | Trade Secret | 2019
20252-215912-02 | Xcel Energy | 85 | 13781 | IOU | OID3894937 | 6.96 | Solar |  |  | Withdrawn | Trade Secret | Trade | XRD | XRD062 | Residential | Solar*Rewards | Trade Secret | 2019
20252-215912-02 | Xcel Energy | 85 | 13781 | IOU | OID3895265 |  | Solar |  |  | Withdrawn | Trade Secret | Trade | HWW | HWW074 | Commercial |  | Trade Secret | 2019
20252-215912-02 | Xcel Energy | 85 | 13781 | IOU | OID3895281 | 1000 | Solar |  |  | Withdrawn | Trade Secret | Trade | FIC | FIC022 | Commercial |  | Trade Secret | 2019
20252-215912-02 | Xcel Energy | 85 | 13781 | IOU | OID3895923 | 39.998 | Solar |  |  | Withdrawn | Trade Secret | Trade | OSS | OSS075 | Commercial | Solar*Rewards | Trade Secret | 2019
20252-215912-02 | Xcel Energy | 85 | 13781 | IOU | OID3896461 |  | Solar |  |  | Withdrawn | Trade Secret | Trade | TER | TER083 | Commercial |  | Trade Secret | 2019
20252-215912-02 | Xcel Energy | 85 | 13781 | IOU | OID3896676 | 5 | Solar |  |  | Withdrawn | Trade Secret | Trade | ECK | ECK321 | Residential | Solar*Rewards | Trade Secret | 2019
20252-215912-02 | Xcel Energy | 85 | 13781 | IOU | OID3896682 | 11.39 | Solar |  |  | Interconnected | Trade Secret | Trade | RWD | RWD081 | Residential | Solar*Rewards | Trade Secret | 2019 | 2019
20252-215912-02 | Xcel Energy | 85 | 13781 | IOU | OID3896910 | 7.616 | Solar |  | X | Withdrawn | Trade Secret | Trade | GLK | GLK072 | Residential | Solar*Rewards | Trade Secret | 2019
20252-215912-02 | Xcel Energy | 85 | 13781 | IOU | OID3897347 |  | Solar |  |  | Withdrawn | Trade Secret | Trade | GSL | GSL079 | Residential | Solar*Rewards | Trade Secret | 2019
20252-215912-02 | Xcel Energy | 85 | 13781 | IOU | OID3897441 |  | Solar |  |  | Withdrawn | Trade Secret | Trade | MPK | MPK087 | Residential | Solar*Rewards | Trade Secret | 2019
20252-215912-02 | Xcel Energy | 85 | 13781 | IOU | OID3898419 |  | Solar |  |  | Withdrawn | Trade Secret | Trade | WAT | WAT021 | Commercial | Solar*Rewards | Trade Secret | 2019
20252-215912-02 | Xcel Energy | 85 | 13781 | IOU | OID3898428 |  | Solar |  |  | Withdrawn | Trade Secret | Trade | WAT | WAT021 | Residential | Solar*Rewards | Trade Secret | 2019
20252-215912-02 | Xcel Energy | 85 | 13781 | IOU | OID3898561 | 4.08 | Solar |  |  | Withdrawn | Trade Secret | Trade | WCR | WCR322 | Residential | Solar*Rewards | Trade Secret | 2019
20252-215912-02 | Xcel Energy | 85 | 13781 | IOU | OID3898714 | 4.64 | Solar |  |  | Interconnected | Trade Secret | Trade | GPH | GPH061 | Residential | Solar*Rewards | Trade Secret | 2019 | 2020
20252-215912-02 | Xcel Energy | 85 | 13781 | IOU | OID3899349 | 7.54 | Solar |  |  | Interconnected | Trade Secret | Trade | WYO | WYO033 | Residential | Solar*Rewards | Trade Secret | 2019 | 2020
20252-215912-02 | Xcel Energy | 85 | 13781 | IOU | OID3899389 |  | Solar |  |  | Withdrawn | Trade Secret | Trade | STY | STY073 | Residential | Solar*Rewards | Trade Secret | 2019
20252-215912-02 | Xcel Energy | 85 | 13781 | IOU | OID3899729 |  | Solar |  |  | Withdrawn | Trade Secret | Trade | FIC | FIC021 | Commercial | Solar*Rewards | Trade Secret | 2019
20252-215912-02 | Xcel Energy | 85 | 13781 | IOU | OID3899731 |  | Solar |  |  | Withdrawn | Trade Secret | Trade | FIC | FIC021 | Commercial | Solar*Rewards | Trade Secret | 2019
20252-215912-02 | Xcel Energy | 85 | 13781 | IOU | OID3899774 |  | Solar |  |  | Withdrawn | Trade Secret | Trade | WTN | WTN062 | Residential | Solar*Rewards | Trade Secret | 2019
20252-215912-02 | Xcel Energy | 85 | 13781 | IOU | OID3899960 | 5 | Solar |  |  | Withdrawn | Trade Secret | Trade | CHI | CHI311 | Residential | Solar*Rewards | Trade Secret | 2019
20252-215912-02 | Xcel Energy | 85 | 13781 | IOU | OID3899967 | 8.4 | Solar |  |  | Withdrawn | Trade Secret | Trade | AFT | AFT321 | Residential | Solar*Rewards | Trade Secret | 2019
20252-215912-02 | Xcel Energy | 85 | 13781 | IOU | OID3900096 | 21.33 | Solar |  |  | Withdrawn | Trade Secret | Trade | ZUM | ZUM022 | Commercial | Solar*Rewards | Trade Secret | 2019
20252-215912-02 | Xcel Energy | 85 | 13781 | IOU | OID3900102 |  | Solar |  |  | Withdrawn | Trade Secret | Trade | SOU | SOU063 | Residential | Solar*Rewards | Trade Secret | 2019
20252-215912-02 | Xcel Energy | 85 | 13781 | IOU | OID3900212 | 22.78 | Solar |  |  | Interconnected | Trade Secret | Trade | MAZ | MAZ021 | Residential | Solar*Rewards | Trade Secret | 2019 | 2020
20252-215912-02 | Xcel Energy | 85 | 13781 | IOU | OID3900308 |  | Solar |  |  | Withdrawn | Trade Secret | Trade | TER | TER083 | Commercial | Solar*Rewards | Trade Secret | 2019
20252-215912-02 | Xcel Energy | 85 | 13781 | IOU | OID3901085 |  | Solar |  |  | Withdrawn | Trade Secret | Trade | OAD | OAD061 | Commercial | Solar*Rewards | Trade Secret | 2019
20252-215912-02 | Xcel Energy | 85 | 13781 | IOU | OID3901099 |  | Solar |  |  | Withdrawn | Trade Secret | Trade | HWW | HWW074 | Residential | Solar*Rewards | Trade Secret | 2019
20252-215912-02 | Xcel Energy | 85 | 13781 | IOU | OID3901217 |  | Solar |  |  | Withdrawn | Trade Secret | Trade | LIL | LIL021 | Residential | Solar*Rewards | Trade Secret | 2019
20252-215912-02 | Xcel Energy | 85 | 13781 | IOU | OID3901221 |  | Solar |  |  | Withdrawn | Trade Secret | Trade | LIL | LIL021 | Residential | Solar*Rewards | Trade Secret | 2019
20252-215912-02 | Xcel Energy | 85 | 13781 | IOU | OID3901222 |  | Solar |  |  | Withdrawn | Trade Secret | Trade | LIL | LIL021 | Residential | Solar*Rewards | Trade Secret | 2019
20252-215912-02 | Xcel Energy | 85 | 13781 | IOU | OID3901223 |  | Solar |  |  | Withdrawn | Trade Secret | Trade | LIL | LIL021 | Residential | Solar*Rewards | Trade Secret | 2019
20252-215912-02 | Xcel Energy | 85 | 13781 | IOU | OID3902618 | 19.988 | Solar |  |  | Withdrawn | Trade Secret | Trade | SIP | SIP061 | Commercial | Solar*Rewards | Trade Secret | 2019
20252-215912-02 | Xcel Energy | 85 | 13781 | IOU | OID3902807 |  | Storage |  |  | Withdrawn | Trade Secret | Trade | AFT | AFT314 | Residential |  | Trade Secret | 2019
20252-215912-02 | Xcel Energy | 85 | 13781 | IOU | OID3903323 | 11.39 | Solar |  |  | Interconnected | Trade Secret | Trade | RLK | RLK066 | Residential | Solar*Rewards | Trade Secret | 2019 | 2020
20252-215912-02 | Xcel Energy | 85 | 13781 | IOU | OID3905611 |  | Storage |  |  | Withdrawn | Trade Secret | Trade | RAM | RAM073 | Residential |  | Trade Secret | 2019
20252-215912-02 | Xcel Energy | 85 | 13781 | IOU | OID3905678 | 7.54 | Solar |  |  | Interconnected | Trade Secret | Trade | SOU | SOU083 | Residential | Solar*Rewards | Trade Secret | 2019 | 2020
20252-215912-02 | Xcel Energy | 85 | 13781 | IOU | OID3905696 | 7.616 | Solar |  |  | Withdrawn | Trade Secret | Trade | GLK | GLK072 | Residential | Solar*Rewards | Trade Secret | 2019
20252-215912-02 | Xcel Energy | 85 | 13781 | IOU | OID3906982 | 9.994 | Solar |  |  | Withdrawn | Trade Secret | Trade | GLK | GLK063 | Residential | Solar*Rewards | Trade Secret | 2019
20252-215912-02 | Xcel Energy | 85 | 13781 | IOU | OID3908321 |  | Solar |  |  | Withdrawn | Trade Secret | Trade | WAT | WAT021 | Commercial | Solar*Rewards | Trade Secret | 2019
20252-215912-02 | Xcel Energy | 85 | 13781 | IOU | OID3908480 | 3.747 | Solar |  |  | Withdrawn | Trade Secret | Trade | MST | MST066 | Residential | Solar*Rewards | Trade Secret | 2019
20252-215912-02 | Xcel Energy | 85 | 13781 | IOU | OID3908647 |  | Solar |  |  | Withdrawn | Trade Secret | Trade | MST | MST066 | Residential | Solar*Rewards | Trade Secret | 2019
20252-215912-02 | Xcel Energy | 85 | 13781 | IOU | OID3909398 |  | Solar |  |  | Withdrawn | Trade Secret | Trade | MND | MND062 | Residential | Solar*Rewards | Trade Secret | 2019
20252-215912-02 | Xcel Energy | 85 | 13781 | IOU | OID3909405 | 19.988 | Solar |  |  | Interconnected | Trade Secret | Trade | MND | MND062 | Residential | Solar*Rewards | Trade Secret | 2019 | 2020
20252-215912-02 | Xcel Energy | 85 | 13781 | IOU | OID3910106 | 5.52 | Solar |  |  | Interconnected | Trade Secret | Trade | HOL | HOL072 | Residential | Solar*Rewards | Trade Secret | 2019 | 2020
20252-215912-02 | Xcel Energy | 85 | 13781 | IOU | OID3910753 |  | Solar |  |  | Withdrawn | Trade Secret | Trade | SOU | SOU063 | Residential | Solar*Rewards | Trade Secret | 2019
20252-215912-02 | Xcel Energy | 85 | 13781 | IOU | OID3912169 | 3.77 | Solar |  |  | Withdrawn | Trade Secret | Trade | SOU | SOU077 | Residential | Solar*Rewards | Trade Secret | 2019
20252-215912-02 | Xcel Energy | 85 | 13781 | IOU | OID3912484 |  | Solar |  |  | Withdrawn | Trade Secret | Trade | SOU | SOU083 | Residential | Solar*Rewards | Trade Secret | 2019
20252-215912-02 | Xcel Energy | 85 | 13781 | IOU | OID3912579 | 3.747 | Solar |  |  | Withdrawn | Trade Secret | Trade | LEX | LEX074 | Residential | Solar*Rewards | Trade Secret | 2019
20252-215912-02 | Xcel Energy | 85 | 13781 | IOU | OID3913384 | 9.94 | Solar |  |  | Withdrawn | Trade Secret | Trade | RAM | RAM061 | Residential | Solar*Rewards | Trade Secret | 2019
20252-215912-02 | Xcel Energy | 85 | 13781 | IOU | OID3913640 |  | Storage |  |  | Withdrawn | Trade Secret | Trade | SOU | SOU083 | Residential |  | Trade Secret | 2019
20252-215912-02 | Xcel Energy | 85 | 13781 | IOU | OID3913930 | 7.616 | Solar |  | X | Withdrawn | Trade Secret | Trade | APA | APA075 | Residential | Solar*Rewards | Trade Secret | 2019
20252-215912-02 | Xcel Energy | 85 | 13781 | IOU | OID3914297 | 7.616 | Solar |  |  | Interconnected | Trade Secret | Trade | MPK | MPK087 | Residential | Solar*Rewards | Trade Secret | 2019 | 2020
20252-215912-02 | Xcel Energy | 85 | 13781 | IOU | OID3914760 |  | Solar |  |  | Withdrawn | Trade Secret | Trade | WCR | WCR311 | Residential | Solar*Rewards | Trade Secret | 2019
20252-215912-02 | Xcel Energy | 85 | 13781 | IOU | OID3914761 | 11.39 | Solar |  |  | Withdrawn | Trade Secret | Trade | WCR | WCR311 | Residential | Solar*Rewards | Trade Secret | 2019
20252-215912-02 | Xcel Energy | 85 | 13781 | IOU | OID3915057 | 14.94 | Solar |  |  | Withdrawn | Trade Secret | Trade | GNL | GNL071 | Residential | Solar*Rewards | Trade Secret | 2019
20252-215912-02 | Xcel Energy | 85 | 13781 | IOU | OID3915526 | 9.994 | Solar |  |  | Withdrawn | Trade Secret | Trade | SLP | SLP081 | Residential | Solar*Rewards | Trade Secret | 2019
20252-215912-02 | Xcel Energy | 85 | 13781 | IOU | OID3915601 |  | Solar |  |  | Withdrawn | Trade Secret | Trade |  |  | Residential | Solar*Rewards | Trade Secret | 2019
20252-215912-02 | Xcel Energy | 85 | 13781 | IOU | OID3915760 | 15.994 | Solar |  |  | Interconnected | Trade Secret | Trade | DPN | DPN073 | Residential | Solar*Rewards | Trade Secret | 2019 | 2020
20252-215912-02 | Xcel Energy | 85 | 13781 | IOU | OID3915943 |  | Solar |  |  | Withdrawn | Trade Secret | Trade | NOF | NOF061 | Commercial | Solar*Rewards | Trade Secret | 2019
20252-215912-02 | Xcel Energy | 85 | 13781 | IOU | OID3916002 |  | Solar |  |  | Withdrawn | Trade Secret | Trade |  |  | Residential | Solar*Rewards | Trade Secret | 2019
20252-215912-02 | Xcel Energy | 85 | 13781 | IOU | OID3916004 | 5 | Solar |  |  | Withdrawn | Trade Secret | Trade | CHI | CHI311 | Residential | Solar*Rewards | Trade Secret | 2019
20252-215912-02 | Xcel Energy | 85 | 13781 | IOU | OID3916006 |  | Solar |  |  | Withdrawn | Trade Secret | Trade | NOF | NOF061 | Residential | Solar*Rewards | Trade Secret | 2019
20252-215912-02 | Xcel Energy | 85 | 13781 | IOU | OID3916013 | 7.625 | Solar |  |  | Withdrawn | Trade Secret | Trade | SOU | SOU079 | Residential | Solar*Rewards | Trade Secret | 2019
20252-215912-02 | Xcel Energy | 85 | 13781 | IOU | OID3916017 | 3.48 | Solar |  |  | Withdrawn | Trade Secret | Trade | IDA | IDA062 | Residential | Solar*Rewards | Trade Secret | 2019
20252-215912-02 | Xcel Energy | 85 | 13781 | IOU | OID3916450 | 29.02 | Solar |  |  | Withdrawn | Trade Secret | Trade | UPP | UPP085 | Commercial | Solar*Rewards | Trade Secret | 2019
20252-215912-02 | Xcel Energy | 85 | 13781 | IOU | OID3919849 |  | Solar |  |  | Withdrawn | Trade Secret | Trade | TLK | TLK077 | Residential | Solar*Rewards | Trade Secret | 2019
20252-215912-02 | Xcel Energy | 85 | 13781 | IOU | OID3922361 | 5 | Solar |  |  | Withdrawn | Trade Secret | Trade | PIL | PIL021 | Residential |  | Trade Secret | 2019
20252-215912-02 | Xcel Energy | 85 | 13781 | IOU | OID3923068 | 1000 | Solar |  |  | Withdrawn | Trade Secret | Trade | FIC | FIC022 | Commercial |  | Trade Secret | 2019
20252-215912-02 | Xcel Energy | 85 | 13781 | IOU | OID3923233 | 5.22 | Solar |  |  | Withdrawn | Trade Secret | Trade | UPP | UPP082 | Residential | Solar*Rewards | Trade Secret | 2019
20252-215912-02 | Xcel Energy | 85 | 13781 | IOU | OID3923237 | 4.32 | Solar |  |  | Interconnected | Trade Secret | Trade | RPL | RPL064 | Residential | Solar*Rewards | Trade Secret | 2019 | 2020
20252-215912-02 | Xcel Energy | 85 | 13781 | IOU | OID3923247 | 3.747 | Solar |  |  | Withdrawn | Trade Secret | Trade | SIP | SIP071 | Residential | Solar*Rewards | Trade Secret | 2019
20252-215912-02 | Xcel Energy | 85 | 13781 | IOU | OID3923452 |  | Solar |  |  | Withdrawn | Trade Secret | Trade | VES | VES021 | Residential | Solar*Rewards | Trade Secret | 2019
20252-215912-02 | Xcel Energy | 85 | 13781 | IOU | OID3923581 |  | Solar |  |  | Withdrawn | Trade Secret | Trade | MPK | MPK064 | Residential | Solar*Rewards | Trade Secret | 2019
20252-215912-02 | Xcel Energy | 85 | 13781 | IOU | OID3923770 | 5.8 | Solar |  |  | Withdrawn | Trade Secret | Trade | RIV | RIV061 | Residential | Solar*Rewards | Trade Secret | 2019
20252-215912-02 | Xcel Energy | 85 | 13781 | IOU | OID3924071 | 5 | Solar |  |  | Interconnected | Trade Secret | Trade | GSL | GSL341 | Residential | Solar*Rewards | Trade Secret | 2019 | 2020
20252-215912-02 | Xcel Energy | 85 | 13781 | IOU | OID3924242 |  | Solar |  |  | Withdrawn | Trade Secret | Trade | REW | REW021 | Residential | Solar*Rewards | Trade Secret | 2019
20252-215912-02 | Xcel Energy | 85 | 13781 | IOU | OID3924249 | 5 | Solar |  |  | Interconnected | Trade Secret | Trade | LIN | LIN022 | Residential | Solar*Rewards | Trade Secret | 2019 | 2020
20252-215912-02 | Xcel Energy | 85 | 13781 | IOU | OID3924257 | 6.96 | Solar |  |  | Interconnected | Trade Secret | Trade | ECK | ECK321 | Residential | Solar*Rewards | Trade Secret | 2019 | 2020
20252-215912-02 | Xcel Energy | 85 | 13781 | IOU | OID3924531 | 5.8 | Solar |  |  | Withdrawn | Trade Secret | Trade | TLK | TLK077 | Residential | Solar*Rewards | Trade Secret | 2019
20252-215912-02 | Xcel Energy | 85 | 13781 | IOU | OID3924563 |  | Solar |  |  | Withdrawn | Trade Secret | Trade | EXC | EXC061 | Residential | Solar*Rewards | Trade Secret | 2019
20252-215912-02 | Xcel Energy | 85 | 13781 | IOU | OID3925206 |  | Solar |  |  | Withdrawn | Trade Secret | Trade | MPK | MPK064 | Residential | Solar*Rewards | Trade Secret | 2019
20252-215912-02 | Xcel Energy | 85 | 13781 | IOU | OID3926285 | 3.747 | Solar |  |  | Withdrawn | Trade Secret | Trade | ALD | ALD076 | Residential | Solar*Rewards | Trade Secret | 2019
20252-215912-02 | Xcel Energy | 85 | 13781 | IOU | OID3927341 | 5.8 | Solar |  |  | Interconnected | Trade Secret | Trade | SOU | SOU083 | Residential | Solar*Rewards | Trade Secret | 2019 | 2020
20252-215912-02 | Xcel Energy | 85 | 13781 | IOU | OID3927424 | 9.994 | Solar |  |  | Withdrawn | Trade Secret | Trade | LIN | LIN031 | Residential | Solar*Rewards | Trade Secret | 2019
20252-215912-02 | Xcel Energy | 85 | 13781 | IOU | OID3927426 | 5.8 | Solar |  |  | Withdrawn | Trade Secret | Trade | BCH | BCH311 | Residential | Solar*Rewards | Trade Secret | 2019
20252-215912-02 | Xcel Energy | 85 | 13781 | IOU | OID3927432 | 5.52 | Solar |  |  | Interconnected | Trade Secret | Trade | UPP | UPP082 | Residential | Solar*Rewards | Trade Secret | 2019 | 2020
20252-215912-02 | Xcel Energy | 85 | 13781 | IOU | OID3927458 | 5 | Solar |  |  | Withdrawn | Trade Secret | Trade | SOU | SOU063 | Residential | Solar*Rewards | Trade Secret | 2019
20252-215912-02 | Xcel Energy | 85 | 13781 | IOU | OID3927461 | 11.39 | Solar |  |  | Withdrawn | Trade Secret | Trade | ECK | ECK062 | Residential | Solar*Rewards | Trade Secret | 2019
20252-215912-02 | Xcel Energy | 85 | 13781 | IOU | OID3927604 | 11.39 | Solar |  |  | Interconnected | Trade Secret | Trade | PKL | PKL085 | Residential | Solar*Rewards | Trade Secret | 2019 | 2020
20252-215912-02 | Xcel Energy | 85 | 13781 | IOU | OID3927724 | 80 | Solar |  |  | Withdrawn | Trade Secret | Trade | LAC | LAC062 | Residential | Solar*Rewards | Trade Secret | 2019
20252-215912-02 | Xcel Energy | 85 | 13781 | IOU | OID3927779 | 9.994 | Solar |  |  | Withdrawn | Trade Secret | Trade | FSL | FSL312 | Residential | Solar*Rewards | Trade Secret | 2019
20252-215912-02 | Xcel Energy | 85 | 13781 | IOU | OID3928030 | 5.22 | Solar |  |  | Interconnected | Trade Secret | Trade | MPK | MPK074 | Residential | Solar*Rewards | Trade Secret | 2019 | 2020
20252-215912-02 | Xcel Energy | 85 | 13781 | IOU | OID3928934 | 32.77 | Solar |  |  | Interconnected | Trade Secret | Trade | ALD | ALD092 | Commercial | Solar*Rewards | Trade Secret | 2019 | 2020
20252-215912-02 | Xcel Energy | 85 | 13781 | IOU | OID3928954 |  | Solar |  |  | Withdrawn | Trade Secret | Trade | MPK | MPK064 | Residential | Solar*Rewards | Trade Secret | 2019
20252-215912-02 | Xcel Energy | 85 | 13781 | IOU | OID3929255 | 66.6 | Solar |  |  | Withdrawn | Trade Secret | Trade | STO | STO002 | Commercial |  | Trade Secret | 2019
20252-215912-02 | Xcel Energy | 85 | 13781 | IOU | OID3933702 | 6 | Solar |  |  | Withdrawn | Trade Secret | Trade | NER | NER021 | Residential | Solar*Rewards | Trade Secret | 2019
20252-215912-02 | Xcel Energy | 85 | 13781 | IOU | OID3934324 | 9.994 | Solar |  |  | Withdrawn | Trade Secret | Trade | HUG | HUG312 | Residential | Solar*Rewards | Trade Secret | 2019
20252-215912-02 | Xcel Energy | 85 | 13781 | IOU | OID3934504 | 7.616 | Solar |  |  | Interconnected | Trade Secret | Trade | RAM | RAM062 | Residential | Solar*Rewards | Trade Secret | 2019 | 2020
20252-215912-02 | Xcel Energy | 85 | 13781 | IOU | OID3934521 | 1.92 | Solar |  |  | Interconnected | Trade Secret | Trade | AFT | AFT321 | Residential | Solar*Rewards | Trade Secret | 2019 | 2020
20252-215912-02 | Xcel Energy | 85 | 13781 | IOU | OID3934555 | 15 | Solar |  |  | Withdrawn | Trade Secret | Trade | WAT | WAT021 | Residential | Solar*Rewards | Trade Secret | 2019
20252-215912-02 | Xcel Energy | 85 | 13781 | IOU | OID3934651 | 11.39 | Solar |  |  | Withdrawn | Trade Secret | Trade | HUG | HUG322 | Residential | Solar*Rewards | Trade Secret | 2019
20252-215912-02 | Xcel Energy | 85 | 13781 | IOU | OID3936212 | 5 | Solar |  |  | Interconnected | Trade Secret | Trade | SOU | SOU060 | Residential | Solar*Rewards | Trade Secret | 2019 | 2020
20252-215912-02 | Xcel Energy | 85 | 13781 | IOU | OID3941258 | 7.616 | Solar |  |  | Withdrawn | Trade Secret | Trade | RPO | RPO312 | Residential | Solar*Rewards | Trade Secret | 2019
20252-215912-02 | Xcel Energy | 85 | 13781 | IOU | OID3941841 | 11.39 | Solar |  |  | Interconnected | Trade Secret | Trade | RMT | RMT321 | Residential | Solar*Rewards | Trade Secret | 2019 | 2020
20252-215912-02 | Xcel Energy | 85 | 13781 | IOU | OID3942138 |  | Solar |  |  | Withdrawn | Trade Secret | Trade | WCS | WCS064 | Residential |  | Trade Secret | 2019
20252-215912-02 | Xcel Energy | 85 | 13781 | IOU | OID3942601 | 7.616 | Solar |  |  | Interconnected | Trade Secret | Trade | MOL | MOL068 | Residential | Solar*Rewards | Trade Secret | 2019 | 2020
20252-215912-02 | Xcel Energy | 85 | 13781 | IOU | OID3942639 | 7.616 | Solar |  |  | Withdrawn | Trade Secret | Trade | TER | TER061 | Residential | Solar*Rewards | Trade Secret | 2019
20252-215912-02 | Xcel Energy | 85 | 13781 | IOU | OID3944448 |  | Solar |  |  | Withdrawn | Trade Secret | Trade | NOF | NOF071 | Residential | Solar*Rewards | Trade Secret | 2019
20252-215912-02 | Xcel Energy | 85 | 13781 | IOU | OID3944449 | 7.616 | Solar |  |  | Interconnected | Trade Secret | Trade | NOF | NOF071 | Residential | Solar*Rewards | Trade Secret | 2019 | 2020
20252-215912-02 | Xcel Energy | 85 | 13781 | IOU | OID3947170 | 3.747 | Solar |  |  | Interconnected | Trade Secret | Trade | WES | WES073 | Residential | Solar*Rewards | Trade Secret | 2019 | 2020
20252-215912-02 | Xcel Energy | 85 | 13781 | IOU | OID3947511 | 9.994 | Solar |  |  | Interconnected | Trade Secret | Trade | KAN | KAN031 | Residential | Solar*Rewards | Trade Secret | 2019 | 2020
20252-215912-02 | Xcel Energy | 85 | 13781 | IOU | OID3948368 |  | Wind |  |  | Withdrawn | Trade Secret | Trade | HYL | HYL063 | Residential |  | Trade Secret | 2019
20252-215912-02 | Xcel Energy | 85 | 13781 | IOU | OID3949082 |  | Solar |  |  | Withdrawn | Trade Secret | Trade | HUG | HUG321 | Commercial | Solar*Rewards | Trade Secret | 2019
20252-215912-02 | Xcel Energy | 85 | 13781 | IOU | OID3949566 |  | Storage |  |  | Withdrawn | Trade Secret | Trade | AFT | AFT314 | Residential |  | Trade Secret | 2019
20252-215912-02 | Xcel Energy | 85 | 13781 | IOU | OID3949607 | 15.232 | Solar |  |  | Withdrawn | Trade Secret | Trade | RPO | RPO311 | Residential | Solar*Rewards | Trade Secret | 2019
20252-215912-02 | Xcel Energy | 85 | 13781 | IOU | OID3949635 |  | Solar |  |  | Withdrawn | Trade Secret | Trade | SLP | SLP076 | Residential | Solar*Rewards | Trade Secret | 2019
20252-215912-02 | Xcel Energy | 85 | 13781 | IOU | OID3949821 |  | Solar |  |  | Withdrawn | Trade Secret | Trade | SLP | SLP072 | Residential | Solar*Rewards | Trade Secret | 2019
20252-215912-02 | Xcel Energy | 85 | 13781 | IOU | OID3950062 |  | Solar |  |  | Withdrawn | Trade Secret | Trade | SCA | SCA021 | Residential | Solar*Rewards | Trade Secret | 2019
20252-215912-02 | Xcel Energy | 85 | 13781 | IOU | OID3950064 | 11.6 | Solar |  |  | Withdrawn | Trade Secret | Trade | SCA | SCA021 | Residential | Solar*Rewards | Trade Secret | 2019
20252-215912-02 | Xcel Energy | 85 | 13781 | IOU | OID3950646 | 19.999 | Solar |  |  | Withdrawn | Trade Secret | Trade | APA | APA072 | Commercial | Solar*Rewards | Trade Secret | 2019
20252-215912-02 | Xcel Energy | 85 | 13781 | IOU | OID3950656 | 11.39 | Solar |  |  | Interconnected | Trade Secret | Trade | DPN | DPN071 | Residential | Solar*Rewards | Trade Secret | 2019 | 2020
20252-215912-02 | Xcel Energy | 85 | 13781 | IOU | OID3950680 | 19.999 | Solar |  |  | Withdrawn | Trade Secret | Trade | MOL | MOL073 | Commercial | Solar*Rewards | Trade Secret | 2019
20252-215912-02 | Xcel Energy | 85 | 13781 | IOU | OID3950694 |  | Storage |  |  | Withdrawn | Trade Secret | Trade | SCL | SCL312 | Residential |  | Trade Secret | 2019
20252-215912-02 | Xcel Energy | 85 | 13781 | IOU | OID3950696 | 39.998 | Solar |  |  | Withdrawn | Trade Secret | Trade | TER | TER083 | Commercial | Solar*Rewards | Trade Secret | 2019
20252-215912-02 | Xcel Energy | 85 | 13781 | IOU | OID3951042 |  | Solar |  |  | Withdrawn | Trade Secret | Trade | SOU | SOU079 | Residential | Solar*Rewards | Trade Secret | 2019
20252-215912-02 | Xcel Energy | 85 | 13781 | IOU | OID3951044 | 4.4 | Solar |  |  | Withdrawn | Trade Secret | Trade | SOU | SOU079 | Residential | Solar*Rewards | Trade Secret | 2019
20252-215912-02 | Xcel Energy | 85 | 13781 | IOU | OID3951180 | 8.7 | Solar |  |  | Interconnected | Trade Secret | Trade | EDA | EDA065 | Residential | Solar*Rewards | Trade Secret | 2019 | 2020
20252-215912-02 | Xcel Energy | 85 | 13781 | IOU | OID3951277 | 13.7 | Solar |  |  | Withdrawn | Trade Secret | Trade | WRR | WRR075 | Commercial | Solar*Rewards | Trade Secret | 2019
20252-215912-02 | Xcel Energy | 85 | 13781 | IOU | OID3951326 | 3.747 | Solar |  |  | Withdrawn | Trade Secret | Trade | WES | WES061 | Residential | Solar*Rewards | Trade Secret | 2019
20252-215912-02 | Xcel Energy | 85 | 13781 | IOU | OID3951330 | 5 | Solar |  |  | Withdrawn | Trade Secret | Trade | PIL | PIL021 | Residential |  | Trade Secret | 2019
20252-215912-02 | Xcel Energy | 85 | 13781 | IOU | OID3951339 | 21.372 | Solar |  |  | Withdrawn | Trade Secret | Trade | HWW | HWW071 | Commercial | Solar*Rewards | Trade Secret | 2019
20252-215912-02 | Xcel Energy | 85 | 13781 | IOU | OID3951382 | 12.604 | Solar |  |  | Withdrawn | Trade Secret | Trade | MDT | MDT071 | Commercial | Solar*Rewards | Trade Secret | 2019
20252-215912-02 | Xcel Energy | 85 | 13781 | IOU | OID3951390 | 19.18 | Solar |  |  | Withdrawn | Trade Secret | Trade | ELP | ELP062 | Commercial | Solar*Rewards | Trade Secret | 2019
20252-215912-02 | Xcel Energy | 85 | 13781 | IOU | OID3951399 | 35.072 | Solar |  |  | Withdrawn | Trade Secret | Trade | RIV | RIV062 | Commercial | Solar*Rewards | Trade Secret | 2019
20252-215912-02 | Xcel Energy | 85 | 13781 | IOU | OID3951420 | 38.36 | Solar |  |  | Withdrawn | Trade Secret | Trade | ELP | ELP075 | Commercial | Solar*Rewards | Trade Secret | 2019
20252-215912-02 | Xcel Energy | 85 | 13781 | IOU | OID3951421 | 24.66 | Solar |  |  | Withdrawn | Trade Secret | Trade | WRR | WRR075 | Commercial | Solar*Rewards | Trade Secret | 2019
20252-215912-02 | Xcel Energy | 85 | 13781 | IOU | OID3951422 | 21.372 | Solar |  |  | Withdrawn | Trade Secret | Trade | ELP | ELP062 | Commercial | Solar*Rewards | Trade Secret | 2019
20252-215912-02 | Xcel Energy | 85 | 13781 | IOU | OID3951579 | 6 | Solar |  |  | Interconnected | Trade Secret | Trade | KOL | KOL074 | Residential | Solar*Rewards | Trade Secret | 2019 | 2020
20252-215912-02 | Xcel Energy | 85 | 13781 | IOU | OID3951738 | 3.747 | Solar |  |  | Withdrawn | Trade Secret | Trade | APA | APA071 | Residential | Solar*Rewards | Trade Secret | 2019
20252-215912-02 | Xcel Energy | 85 | 13781 | IOU | OID3954650 | 6 | Solar |  |  | Withdrawn | Trade Secret | Trade | APA | APA075 | Residential | Solar*Rewards | Trade Secret | 2019
20252-215912-02 | Xcel Energy | 85 | 13781 | IOU | OID3955073 | 12 | Solar |  |  | Interconnected | Trade Secret | Trade | IDA | IDA073 | Residential | Solar*Rewards | Trade Secret | 2019 | 2020
20252-215912-02 | Xcel Energy | 85 | 13781 | IOU | OID3957841 | 4.64 | Solar |  |  | Withdrawn | Trade Secret | Trade | SOU | SOU079 | Residential | Solar*Rewards | Trade Secret | 2019
20252-215912-02 | Xcel Energy | 85 | 13781 | IOU | OID3957935 | 38.02 | Solar |  |  | Interconnected | Trade Secret | Trade | MST | MST076 | Commercial | Solar*Rewards | Trade Secret | 2019 | 2020
20252-215912-02 | Xcel Energy | 85 | 13781 | IOU | OID3958014 |  | Solar |  |  | Withdrawn | Trade Secret | Trade | MOL | MOL062 | Commercial |  | Trade Secret | 2019
20252-215912-02 | Xcel Energy | 85 | 13781 | IOU | OID3958127 | 6.38 | Solar |  |  | Interconnected | Trade Secret | Trade | CEL | CEL064 | Residential | Solar*Rewards | Trade Secret | 2019 | 2020
20252-215912-02 | Xcel Energy | 85 | 13781 | IOU | OID3958708 | 7.616 | Solar |  |  | Interconnected | Trade Secret | Trade | ALD | ALD083 | Residential | Solar*Rewards | Trade Secret | 2019 | 2020
20252-215912-02 | Xcel Energy | 85 | 13781 | IOU | OID3962214 | 5.51 | Solar |  |  | Interconnected | Trade Secret | Trade | HUG | HUG312 | Residential | Solar*Rewards | Trade Secret | 2019 | 2020
20252-215912-02 | Xcel Energy | 85 | 13781 | IOU | OID3963029 |  | Solar |  |  | Withdrawn | Trade Secret | Trade | ALD | ALD073 | Residential | Solar*Rewards | Trade Secret | 2019
20252-215912-02 | Xcel Energy | 85 | 13781 | IOU | OID3964079 |  | Solar |  |  | Withdrawn | Trade Secret | Trade | MEL | MEL088 | Residential | Solar*Rewards | Trade Secret | 2019
20252-215912-02 | Xcel Energy | 85 | 13781 | IOU | OID3964080 | 1.1 | Solar |  |  | Withdrawn | Trade Secret | Trade | GLK | GLK072 | Residential | Solar*Rewards | Trade Secret | 2019
20252-215912-02 | Xcel Energy | 85 | 13781 | IOU | OID3965550 | 15.232 | Solar |  |  | Withdrawn | Trade Secret | Trade | DOC | DOC031 | Residential | Solar*Rewards | Trade Secret | 2019
20252-215912-02 | Xcel Energy | 85 | 13781 | IOU | OID3966579 |  | Solar |  |  | Withdrawn | Trade Secret | Trade | DOC | DOC031 | Residential | Solar*Rewards | Trade Secret | 2019
20252-215912-02 | Xcel Energy | 85 | 13781 | IOU | OID3966586 | 11.39 | Solar |  |  | Withdrawn | Trade Secret | Trade | DOC | DOC031 | Residential | Solar*Rewards | Trade Secret | 2019
20252-215912-02 | Xcel Energy | 85 | 13781 | IOU | OID3966786 | 6 | Solar |  |  | Interconnected | Trade Secret | Trade | MOL | MOL066 | Residential | Solar*Rewards | Trade Secret | 2019 | 2020
20252-215912-02 | Xcel Energy | 85 | 13781 | IOU | OID3966799 | 11.39 | Solar |  |  | Interconnected | Trade Secret | Trade | WDY | WDY312 | Residential | Solar*Rewards | Trade Secret | 2019 | 2020
20252-215912-02 | Xcel Energy | 85 | 13781 | IOU | OID3969557 |  | Solar |  |  | Withdrawn | Trade Secret | Trade | SHP | SHP061 | Residential | Solar*Rewards | Trade Secret | 2019
20252-215912-02 | Xcel Energy | 85 | 13781 | IOU | OID3980469 | 330 | Solar |  |  | Interconnected | Trade Secret | Trade | EDA | EDA071 | Commercial |  | Trade Secret | 2019 | 2020
20252-215912-02 | Xcel Energy | 85 | 13781 | IOU | OID3981010 | 59.98 | Solar |  |  | Withdrawn | Trade Secret | Trade | AHI | AHI022 | Commercial |  | Trade Secret | 2019
20252-215912-02 | Xcel Energy | 85 | 13781 | IOU | OID3982605 |  | Solar |  |  | Withdrawn | Trade Secret | Trade | BLC | BLC062 | Residential | Solar*Rewards | Trade Secret | 2019
20252-215912-02 | Xcel Energy | 85 | 13781 | IOU | OID3982943 |  | Solar |  |  | Withdrawn | Trade Secret | Trade | WIL | WIL079 | Commercial |  | Trade Secret | 2019
20252-215912-02 | Xcel Energy | 85 | 13781 | IOU | OID3982949 |  | Solar |  |  | Withdrawn | Trade Secret | Trade | AFT | AFT321 | Residential | Solar*Rewards | Trade Secret | 2019
20252-215912-02 | Xcel Energy | 85 | 13781 | IOU | OID3985174 | 6 | Solar |  |  | Withdrawn | Trade Secret | Trade | UPP | UPP084 | Residential | Solar*Rewards | Trade Secret | 2019
20252-215912-02 | Xcel Energy | 85 | 13781 | IOU | OID3987102 |  | Solar |  |  | Withdrawn | Trade Secret | Trade | HWW | HWW061 | Commercial | Solar*Rewards | Trade Secret | 2019
20252-215912-02 | Xcel Energy | 85 | 13781 | IOU | OID3988127 | 3.84 | Solar |  |  | Withdrawn | Trade Secret | Trade | SLP | SLP082 | Residential | Solar*Rewards | Trade Secret | 2019
20252-215912-02 | Xcel Energy | 85 | 13781 | IOU | OID3988938 | 9.994 | Solar |  |  | Withdrawn | Trade Secret | Trade | LEX | LEX332 | Residential | Solar*Rewards | Trade Secret | 2019
20252-215912-02 | Xcel Energy | 85 | 13781 | IOU | OID3988963 | 7.904 | Solar |  |  | Interconnected | Trade Secret | Trade | UPP | UPP085 | Residential | Solar*Rewards | Trade Secret | 2019 | 2020
20252-215912-02 | Xcel Energy | 85 | 13781 | IOU | OID3988983 |  | Solar |  |  | Withdrawn | Trade Secret | Trade | LEX | LEX332 | Residential | Solar*Rewards | Trade Secret | 2019
20252-215912-02 | Xcel Energy | 85 | 13781 | IOU | OID3989068 | 8.41 | Solar |  |  | Interconnected | Trade Secret | Trade | WDY | WDY311 | Residential | Solar*Rewards | Trade Secret | 2019 | 2020
20252-215912-02 | Xcel Energy | 85 | 13781 | IOU | OID3989368 |  | Solar |  |  | Withdrawn | Trade Secret | Trade | NOF | NOF071 | Residential | Solar*Rewards | Trade Secret | 2019
20252-215912-02 | Xcel Energy | 85 | 13781 | IOU | OID3990711 | 7.6 | Solar |  |  | Withdrawn | Trade Secret | Trade | IDA | IDA073 | Residential | Solar*Rewards | Trade Secret | 2019
20252-215912-02 | Xcel Energy | 85 | 13781 | IOU | OID3991494 | 7.616 | Solar |  |  | Withdrawn | Trade Secret | Trade | AFT | AFT322 | Residential | Solar*Rewards | Trade Secret | 2019
20252-215912-02 | Xcel Energy | 85 | 13781 | IOU | OID3991522 | 3.8 | Solar |  |  | Withdrawn | Trade Secret | Trade | MPK | MPK074 | Residential | Solar*Rewards | Trade Secret | 2019
20252-215912-02 | Xcel Energy | 85 | 13781 | IOU | OID3991613 |  | Solar |  |  | Withdrawn | Trade Secret | Trade | MEL | MEL061 | Residential | Solar*Rewards | Trade Secret | 2019
20252-215912-02 | Xcel Energy | 85 | 13781 | IOU | OID3991647 | 9.994 | Solar |  |  | Withdrawn | Trade Secret | Trade | MTR | MTR021 | Residential | Solar*Rewards | Trade Secret | 2019
20252-215912-02 | Xcel Energy | 85 | 13781 | IOU | OID3991829 | 3.747 | Solar |  |  | Withdrawn | Trade Secret | Trade | ECK | ECK321 | Residential | Solar*Rewards | Trade Secret | 2019
20252-215912-02 | Xcel Energy | 85 | 13781 | IOU | OID3992476 |  | Solar |  |  | Withdrawn | Trade Secret | Trade | MPK | MPK071 | Residential | Solar*Rewards | Trade Secret | 2019
20252-215912-02 | Xcel Energy | 85 | 13781 | IOU | OID3992477 | 1.92 | Solar |  |  | Withdrawn | Trade Secret | Trade | SOU | SOU069 | Residential | Solar*Rewards | Trade Secret | 2019
20252-215912-02 | Xcel Energy | 85 | 13781 | IOU | OID3993296 | 3.6 | Solar |  |  | Withdrawn | Trade Secret | Trade | TWL | TWL082 | Commercial |  | Trade Secret | 2019
20252-215912-02 | Xcel Energy | 85 | 13781 | IOU | OID3994209 | 5 | Solar |  |  | Withdrawn | Trade Secret | Trade | ALB | ALB022 | Residential | Solar*Rewards | Trade Secret | 2020
20252-215912-02 | Xcel Energy | 85 | 13781 | IOU | OID3994211 | 5 | Solar |  |  | Interconnected | Trade Secret | Trade | PIL | PIL021 | Residential |  | Trade Secret | 2019 | 2020
20252-215912-02 | Xcel Energy | 85 | 13781 | IOU | OID3994230 | 3.747 | Solar |  |  | Interconnected | Trade Secret | Trade | EDA | EDA084 | Commercial |  | Trade Secret | 2019 | 2020
20252-215912-02 | Xcel Energy | 85 | 13781 | IOU | OID3995538 | 7.616 | Solar |  |  | Withdrawn | Trade Secret | Trade | TWL | TWL065 | Residential | Solar*Rewards | Trade Secret | 2019
20252-215912-02 | Xcel Energy | 85 | 13781 | IOU | OID3995728 | 6.09 | Solar |  |  | Withdrawn | Trade Secret | Trade | HWW | HWW062 | Residential | Solar*Rewards | Trade Secret | 2019
20252-215912-02 | Xcel Energy | 85 | 13781 | IOU | OID3996118 | 5.8 | Solar |  |  | Interconnected | Trade Secret | Trade | HUG | HUG311 | Residential | Solar*Rewards | Trade Secret | 2019 | 2020
20252-215912-02 | Xcel Energy | 85 | 13781 | IOU | OID3997091 |  | Solar |  |  | Withdrawn | Trade Secret | Trade | MTR | MTR021 | Residential | Solar*Rewards | Trade Secret | 2019
20252-215912-02 | Xcel Energy | 85 | 13781 | IOU | OID3997101 |  | Solar |  |  | Withdrawn | Trade Secret | Trade | CNC | CNC063 | Residential | Solar*Rewards | Trade Secret | 2019
20252-215912-02 | Xcel Energy | 85 | 13781 | IOU | OID3997102 |  | Solar |  |  | Withdrawn | Trade Secret | Trade | CNC | CNC063 | Residential | Solar*Rewards | Trade Secret | 2019
20252-215912-02 | Xcel Energy | 85 | 13781 | IOU | OID3997107 |  | Solar |  |  | Withdrawn | Trade Secret | Trade |  |  | Residential | Solar*Rewards | Trade Secret | 2019
20252-215912-02 | Xcel Energy | 85 | 13781 | IOU | OID3997108 |  | Solar |  |  | Withdrawn | Trade Secret | Trade |  |  | Residential | Solar*Rewards | Trade Secret | 2019
20252-215912-02 | Xcel Energy | 85 | 13781 | IOU | OID3997120 |  | Solar |  |  | Withdrawn | Trade Secret | Trade | SOU | SOU073 | Residential | Solar*Rewards | Trade Secret | 2019
20252-215912-02 | Xcel Energy | 85 | 13781 | IOU | OID3997135 | 7.616 | Solar |  |  | Interconnected | Trade Secret | Trade | WIL | WIL073 | Residential | Solar*Rewards | Trade Secret | 2019 | 2020
20252-215912-02 | Xcel Energy | 85 | 13781 | IOU | OID3998460 |  | Solar |  |  | Withdrawn | Trade Secret | Trade | RPO | RPO312 | Residential | Solar*Rewards | Trade Secret | 2019
20252-215912-02 | Xcel Energy | 85 | 13781 | IOU | OID3999185 | 875 | Solar |  |  | Withdrawn | Trade Secret | Trade | WIL | WIL093 | Commercial |  | Trade Secret | 2019
20252-215912-02 | Xcel Energy | 85 | 13781 | IOU | OID4000770 | 11.39 | Solar |  |  | Withdrawn | Trade Secret | Trade | SLP | SLP082 | Residential | Solar*Rewards | Trade Secret | 2019
20252-215912-02 | Xcel Energy | 85 | 13781 | IOU | OID4000966 |  | Solar |  |  | Withdrawn | Trade Secret | Trade | HUG | HUG321 | Residential | Solar*Rewards | Trade Secret | 2019
20252-215912-02 | Xcel Energy | 85 | 13781 | IOU | OID4002988 | 4.64 | Solar |  |  | Withdrawn | Trade Secret | Trade | GSL | GSL065 | Residential | Solar*Rewards | Trade Secret | 2019
20252-215912-02 | Xcel Energy | 85 | 13781 | IOU | OID4003062 |  | Solar |  |  | Withdrawn | Trade Secret | Trade | MTR | MTR021 | Residential | Solar*Rewards | Trade Secret | 2019
20252-215912-02 | Xcel Energy | 85 | 13781 | IOU | OID4009176 | 3.747 | Solar |  |  | Withdrawn | Trade Secret | Trade | ECK | ECK321 | Residential | Solar*Rewards | Trade Secret | 2019
20252-215912-02 | Xcel Energy | 85 | 13781 | IOU | OID4009182 | 7.616 | Solar |  |  | Withdrawn | Trade Secret | Trade | LAP | LAP311 | Residential | Solar*Rewards | Trade Secret | 2019
20252-215912-02 | Xcel Energy | 85 | 13781 | IOU | OID4009188 |  | Solar |  |  | Withdrawn | Trade Secret | Trade | WCR | WCR322 | Residential | Solar*Rewards | Trade Secret | 2019
20252-215912-02 | Xcel Energy | 85 | 13781 | IOU | OID4010552 |  | Solar |  |  | Withdrawn | Trade Secret | Trade | HUG | HUG321 | Residential | Solar*Rewards | Trade Secret | 2019
20252-215912-02 | Xcel Energy | 85 | 13781 | IOU | OID4010693 |  | Solar |  |  | Withdrawn | Trade Secret | Trade | GNL | GNL071 | Residential | Solar*Rewards | Trade Secret | 2019
20252-215912-02 | Xcel Energy | 85 | 13781 | IOU | OID4010701 | 2.88 | Solar |  |  | Withdrawn | Trade Secret | Trade | GNL | GNL071 | Residential | Solar*Rewards | Trade Secret | 2019
20252-215912-02 | Xcel Energy | 85 | 13781 | IOU | OID4011244 |  | Solar |  |  | Withdrawn | Trade Secret | Trade | RLK | RLK064 | Residential |  | Trade Secret | 2019
20252-215912-02 | Xcel Energy | 85 | 13781 | IOU | OID4016166 |  | Solar |  |  | Withdrawn | Trade Secret | Trade | RLK | RLK064 | Residential |  | Trade Secret | 2019
20252-215912-02 | Xcel Energy | 85 | 13781 | IOU | OID4016223 |  | Solar |  |  | Withdrawn | Trade Secret | Trade | WAB | WAB021 | Residential | Solar*Rewards | Trade Secret | 2019
20252-215912-02 | Xcel Energy | 85 | 13781 | IOU | OID4016468 | 7.616 | Solar |  |  | Interconnected | Trade Secret | Trade | EDA | EDA067 | Residential | Solar*Rewards | Trade Secret | 2019 | 2020
20252-215912-02 | Xcel Energy | 85 | 13781 | IOU | OID4017042 |  | Solar |  |  | Withdrawn | Trade Secret | Trade | RLK | RLK064 | Residential |  | Trade Secret | 2019
20252-215912-02 | Xcel Energy | 85 | 13781 | IOU | OID4017043 |  | Solar |  |  | Withdrawn | Trade Secret | Trade | RLK | RLK064 | Residential |  | Trade Secret | 2019
20252-215912-02 | Xcel Energy | 85 | 13781 | IOU | OID4017194 |  | Solar |  |  | Withdrawn | Trade Secret | Trade | RLK | RLK064 | Residential |  | Trade Secret | 2019
20252-215912-02 | Xcel Energy | 85 | 13781 | IOU | OID4017195 |  | Solar |  |  | Withdrawn | Trade Secret | Trade | RLK | RLK064 | Residential |  | Trade Secret | 2019
20252-215912-02 | Xcel Energy | 85 | 13781 | IOU | OID4017196 |  | Solar |  |  | Withdrawn | Trade Secret | Trade | RLK | RLK064 | Residential |  | Trade Secret | 2019
20252-215912-02 | Xcel Energy | 85 | 13781 | IOU | OID4017888 | 6 | Solar |  |  | Withdrawn | Trade Secret | Trade | RAM | RAM062 | Residential | Solar*Rewards | Trade Secret | 2019
20252-215912-02 | Xcel Energy | 85 | 13781 | IOU | OID4020439 | 5 | Solar |  |  | Withdrawn | Trade Secret | Trade | WCR | WCR322 | Residential | Solar*Rewards | Trade Secret | 2019
20252-215912-02 | Xcel Energy | 85 | 13781 | IOU | OID4020606 | 7.616 | Solar |  |  | Withdrawn | Trade Secret | Trade | LAP | LAP311 | Residential | Solar*Rewards | Trade Secret | 2019
20252-215912-02 | Xcel Energy | 85 | 13781 | IOU | OID4020656 | 29.982 | Solar |  |  | Withdrawn | Trade Secret | Trade | OPK | OPK077 | Commercial | Solar*Rewards | Trade Secret | 2019
20252-215912-02 | Xcel Energy | 85 | 13781 | IOU | OID4020939 | 33.3 | Solar |  |  | Withdrawn | Trade Secret | Trade |  |  | Commercial | Solar*Rewards | Trade Secret | 2019
20252-215912-02 | Xcel Energy | 85 | 13781 | IOU | OID4021043 | 25 | Solar |  |  | Withdrawn | Trade Secret | Trade | BTF | BTF021 | Commercial | Solar*Rewards | Trade Secret | 2019
20252-215912-02 | Xcel Energy | 85 | 13781 | IOU | OID4021144 | 3.48 | Solar |  |  | Withdrawn | Trade Secret | Trade | APA | APA073 | Residential | Solar*Rewards | Trade Secret | 2019
20252-215912-02 | Xcel Energy | 85 | 13781 | IOU | OID4021160 | 2.9 | Solar |  |  | Interconnected | Trade Secret | Trade | SOU | SOU072 | Residential | Solar*Rewards | Trade Secret | 2019 | 2020
20252-215912-02 | Xcel Energy | 85 | 13781 | IOU | OID4024042 | 230 | Solar |  |  | Withdrawn | Trade Secret | Trade | RIV | RIV063 | Commercial |  | Trade Secret | 2019
20252-215912-02 | Xcel Energy | 85 | 13781 | IOU | OID4025359 | 5 | Solar |  |  | Withdrawn | Trade Secret | Trade | CHI | CHI311 | Residential | Solar*Rewards | Trade Secret | 2019
20252-215912-02 | Xcel Energy | 85 | 13781 | IOU | OID4025467 | 3.747 | Solar |  |  | Withdrawn | Trade Secret | Trade | SOU | SOU064 | Residential | Solar*Rewards | Trade Secret | 2019
20252-215912-02 | Xcel Energy | 85 | 13781 | IOU | OID4025509 |  | Solar |  |  | Withdrawn | Trade Secret | Trade | MEL | MEL068 | Residential | Solar*Rewards | Trade Secret | 2019
20252-215912-02 | Xcel Energy | 85 | 13781 | IOU | OID4025590 | 5 | Solar |  |  | Withdrawn | Trade Secret | Trade | SOU | SOU061 | Residential | Solar*Rewards | Trade Secret | 2019
20252-215912-02 | Xcel Energy | 85 | 13781 | IOU | OID4026540 | 3.747 | Solar |  |  | Withdrawn | Trade Secret | Trade |  |  | Residential | Solar*Rewards | Trade Secret | 2019
20252-215912-02 | Xcel Energy | 85 | 13781 | IOU | OID4026609 | 5 | Solar |  |  | Withdrawn | Trade Secret | Trade | UPP | UPP063 | Residential | Solar*Rewards | Trade Secret | 2019
20252-215912-02 | Xcel Energy | 85 | 13781 | IOU | OID4026708 | 18 | Solar |  |  | Withdrawn | Trade Secret | Trade | CNC | CNC063 | Commercial | Solar*Rewards | Trade Secret | 2019
20252-215912-02 | Xcel Energy | 85 | 13781 | IOU | OID4026772 | 6 | Solar |  |  | Withdrawn | Trade Secret | Trade | IDA | IDA064 | Residential | Solar*Rewards | Trade Secret | 2019
20252-215912-02 | Xcel Energy | 85 | 13781 | IOU | OID4026808 | 3.747 | Solar |  |  | Interconnected | Trade Secret | Trade | NOF | NOF061 | Commercial | Solar*Rewards | Trade Secret | 2019 | 2020
20252-215912-02 | Xcel Energy | 85 | 13781 | IOU | OID4026812 | 180 | Solar |  |  | Withdrawn | Trade Secret | Trade | ALD | ALD094 | Commercial |  | Trade Secret | 2019
20252-215912-02 | Xcel Energy | 85 | 13781 | IOU | OID4028013 | 7.616 | Solar |  |  | Withdrawn | Trade Secret | Trade | CEL | CEL064 | Residential | Solar*Rewards | Trade Secret | 2019
20252-215912-02 | Xcel Energy | 85 | 13781 | IOU | OID4028028 | 6 | Solar |  |  | Withdrawn | Trade Secret | Trade | FRM | FRM061 | Residential | Solar*Rewards | Trade Secret | 2019
20252-215912-02 | Xcel Energy | 85 | 13781 | IOU | OID4028147 | 11.41 | Solar |  |  | Withdrawn | Trade Secret | Trade | HUG | HUG322 | Residential | Solar*Rewards | Trade Secret | 2019
20252-215912-02 | Xcel Energy | 85 | 13781 | IOU | OID4028561 | 8.962 | Solar |  |  | Withdrawn | Trade Secret | Trade | SLP | SLP072 | Residential | Solar*Rewards | Trade Secret | 2019
20252-215912-02 | Xcel Energy | 85 | 13781 | IOU | OID4028596 | 5 | Solar |  |  | Withdrawn | Trade Secret | Trade | SLP | SLP075 | Residential | Solar*Rewards | Trade Secret | 2019
20252-215912-02 | Xcel Energy | 85 | 13781 | IOU | OID4029309 | 3.747 | Solar |  |  | Withdrawn | Trade Secret | Trade | SHP | SHP062 | Residential | Solar*Rewards | Trade Secret | 2019
20252-215912-02 | Xcel Energy | 85 | 13781 | IOU | OID4029877 | 49.97 | Solar |  |  | Withdrawn | Trade Secret | Trade | MEL | MEL073 | Commercial | Solar*Rewards | Trade Secret | 2019
20252-215912-02 | Xcel Energy | 85 | 13781 | IOU | OID4030014 | 7.616 | Solar |  |  | Withdrawn | Trade Secret | Trade | PKL | PKL085 | Residential | Solar*Rewards | Trade Secret | 2019
20252-215912-02 | Xcel Energy | 85 | 13781 | IOU | OID4034366 | 15.232 | Solar |  |  | Withdrawn | Trade Secret | Trade | MEL | MEL073 | Commercial | Solar*Rewards | Trade Secret | 2019
20252-215912-02 | Xcel Energy | 85 | 13781 | IOU | OID4035572 | 19.988 | Solar |  |  | Withdrawn | Trade Secret | Trade | MEL | MEL073 | Commercial | Solar*Rewards | Trade Secret | 2019
20252-215912-02 | Xcel Energy | 85 | 13781 | IOU | OID4036443 | 11.39 | Solar |  |  | Withdrawn | Trade Secret | Trade | MEL | MEL073 | Commercial | Solar*Rewards | Trade Secret | 2019
20252-215912-02 | Xcel Energy | 85 | 13781 | IOU | OID4036472 | 4.64 | Solar |  |  | Withdrawn | Trade Secret | Trade | HUG | HUG321 | Residential | Solar*Rewards | Trade Secret | 2019
20252-215912-02 | Xcel Energy | 85 | 13781 | IOU | OID4036678 | 15.08 | Solar |  |  | Withdrawn | Trade Secret | Trade | SLP | SLP085 | Residential | Solar*Rewards | Trade Secret | 2019
20252-215912-02 | Xcel Energy | 85 | 13781 | IOU | OID4038156 |  | Solar |  |  | Withdrawn | Trade Secret | Trade | LAB | LAB312 | Residential | Solar*Rewards | Trade Secret | 2019
20252-215912-02 | Xcel Energy | 85 | 13781 | IOU | OID4038669 | 5 | Solar |  |  | Withdrawn | Trade Secret | Trade | IDA | IDA064 | Residential | Solar*Rewards | Trade Secret | 2019
20252-215912-02 | Xcel Energy | 85 | 13781 | IOU | OID4038892 | 7.54 | Solar |  |  | Withdrawn | Trade Secret | Trade | GSL | GSL074 | Residential | Solar*Rewards | Trade Secret | 2019
20252-215912-02 | Xcel Energy | 85 | 13781 | IOU | OID4039180 | 39.998 | Solar |  |  | Withdrawn | Trade Secret | Trade | ALD | ALD086 | Commercial | Solar*Rewards | Trade Secret | 2019
20252-215912-02 | Xcel Energy | 85 | 13781 | IOU | OID4039187 | 3.288 | Solar |  |  | Withdrawn | Trade Secret | Trade | APA | APA075 | Residential | Solar*Rewards | Trade Secret | 2019
20252-215912-02 | Xcel Energy | 85 | 13781 | IOU | OID4039191 | 39.998 | Solar |  |  | Withdrawn | Trade Secret | Trade | ELP | ELP062 | Commercial | Solar*Rewards | Trade Secret | 2019
20252-215912-02 | Xcel Energy | 85 | 13781 | IOU | OID4039195 | 39.998 | Solar |  |  | Withdrawn | Trade Secret | Trade | ELP | ELP062 | Commercial | Solar*Rewards | Trade Secret | 2019
20252-215912-02 | Xcel Energy | 85 | 13781 | IOU | OID4039328 |  | Solar |  |  | Withdrawn | Trade Secret | Trade |  |  | Residential |  | Trade Secret | 2019
20252-215912-02 | Xcel Energy | 85 | 13781 | IOU | OID4039334 | 9.57 | Solar |  |  | Withdrawn | Trade Secret | Trade | WIL | WIL063 | Residential | Solar*Rewards | Trade Secret | 2019
20252-215912-02 | Xcel Energy | 85 | 13781 | IOU | OID4039803 | 38.02 | Solar |  |  | Withdrawn | Trade Secret | Trade | RIV | RIV062 | Commercial | Solar*Rewards | Trade Secret | 2019
20252-215912-02 | Xcel Energy | 85 | 13781 | IOU | OID4039824 | 2.74 | Solar |  |  | Withdrawn | Trade Secret | Trade | HWW | HWW074 | Residential | Solar*Rewards | Trade Secret | 2019
20252-215912-02 | Xcel Energy | 85 | 13781 | IOU | OID4040416 |  | Solar |  |  | Withdrawn | Trade Secret | Trade | MPK | MPK076 | Commercial |  | Trade Secret | 2019
20252-215912-02 | Xcel Energy | 85 | 13781 | IOU | OID4040417 |  | Solar |  |  | Withdrawn | Trade Secret | Trade | MPK | MPK076 | Commercial |  | Trade Secret | 2019
20252-215912-02 | Xcel Energy | 85 | 13781 | IOU | SRC038297 | 1000 | Solar |  |  | Withdrawn | Trade Secret | Trade | RMT | RMT311 | Community Solar Garden | Solar*Rewards Community | Trade Secret | 2014
20252-215912-02 | Xcel Energy | 85 | 13781 | IOU | SRC038299 | 1000 | Solar |  |  | Withdrawn | Trade Secret | Trade | LAP | LAP311 | Community Solar Garden | Solar*Rewards Community | Trade Secret | 2014
20252-215912-02 | Xcel Energy | 85 | 13781 | IOU | SRC038300 | 950 | Solar |  |  | Withdrawn | Trade Secret | Trade | KEN | KEN022 | Community Solar Garden | Solar*Rewards Community | Trade Secret | 2014
20252-215912-02 | Xcel Energy | 85 | 13781 | IOU | SRC038306 | 1000 | Solar |  |  | Withdrawn | Trade Secret | Trade | RMT | RMT311 | Community Solar Garden | Solar*Rewards Community | Trade Secret | 2014
20252-215912-02 | Xcel Energy | 85 | 13781 | IOU | SRC038308 | 1000 | Solar |  |  | Withdrawn | Trade Secret | Trade | RMT | RMT311 | Community Solar Garden | Solar*Rewards Community | Trade Secret | 2014
20252-215912-02 | Xcel Energy | 85 | 13781 | IOU | SRC038313 | 1000 | Solar |  |  | Withdrawn | Trade Secret | Trade | RMT | RMT311 | Community Solar Garden | Solar*Rewards Community | Trade Secret | 2014
20252-215912-02 | Xcel Energy | 85 | 13781 | IOU | SRC038317 | 1000 | Solar |  |  | Withdrawn | Trade Secret | Trade | LCR | LCR311 | Community Solar Garden | Solar*Rewards Community | Trade Secret | 2014
20252-215912-02 | Xcel Energy | 85 | 13781 | IOU | SRC038318 | 950 | Solar |  |  | Withdrawn | Trade Secret | Trade | PIL | PIL021 | Community Solar Garden | Solar*Rewards Community | Trade Secret | 2014
20252-215912-02 | Xcel Energy | 85 | 13781 | IOU | SRC038319 | 1000 | Solar |  |  | Withdrawn | Trade Secret | Trade | RMT | RMT311 | Community Solar Garden | Solar*Rewards Community | Trade Secret | 2014
20252-215912-02 | Xcel Energy | 85 | 13781 | IOU | SRC038320 | 1000 | Solar |  |  | Withdrawn | Trade Secret | Trade | PAT | PAT313 | Community Solar Garden | Solar*Rewards Community | Trade Secret | 2014
20252-215912-02 | Xcel Energy | 85 | 13781 | IOU | SRC038321 | 1000 | Solar |  |  | Withdrawn | Trade Secret | Trade | RMT | RMT311 | Community Solar Garden | Solar*Rewards Community | Trade Secret | 2014
20252-215912-02 | Xcel Energy | 85 | 13781 | IOU | SRC038323 | 1000 | Solar |  |  | Withdrawn | Trade Secret | Trade | PAT | PAT313 | Community Solar Garden | Solar*Rewards Community | Trade Secret | 2014
20252-215912-02 | Xcel Energy | 85 | 13781 | IOU | SRC038324 | 1000 | Solar |  |  | Withdrawn | Trade Secret | Trade | RMT | RMT311 | Community Solar Garden | Solar*Rewards Community | Trade Secret | 2014
20252-215912-02 | Xcel Energy | 85 | 13781 | IOU | SRC038326 | 950 | Solar |  |  | Withdrawn | Trade Secret | Trade | SMT | SMT072 | Community Solar Garden | Solar*Rewards Community | Trade Secret | 2014
20252-215912-02 | Xcel Energy | 85 | 13781 | IOU | SRC038329 | 1000 | Solar |  |  | Withdrawn | Trade Secret | Trade | RMT | RMT311 | Community Solar Garden | Solar*Rewards Community | Trade Secret | 2014
20252-215912-02 | Xcel Energy | 85 | 13781 | IOU | SRC038330 | 1000 | Solar |  |  | Withdrawn | Trade Secret | Trade | PAT | PAT313 | Community Solar Garden | Solar*Rewards Community | Trade Secret | 2014
20252-215912-02 | Xcel Energy | 85 | 13781 | IOU | SRC038332 | 1000 | Solar |  |  | Withdrawn | Trade Secret | Trade | RMT | RMT311 | Community Solar Garden | Solar*Rewards Community | Trade Secret | 2014
20252-215912-02 | Xcel Energy | 85 | 13781 | IOU | SRC038334 | 1000 | Solar |  |  | Withdrawn | Trade Secret | Trade | PAT | PAT313 | Community Solar Garden | Solar*Rewards Community | Trade Secret | 2014
20252-215912-02 | Xcel Energy | 85 | 13781 | IOU | SRC038336 | 1000 | Solar |  |  | Withdrawn | Trade Secret | Trade | RMT | RMT311 | Community Solar Garden | Solar*Rewards Community | Trade Secret | 2014
20252-215912-02 | Xcel Energy | 85 | 13781 | IOU | SRC038338 | 1000 | Solar |  |  | Withdrawn | Trade Secret | Trade | PAT | PAT313 | Community Solar Garden | Solar*Rewards Community | Trade Secret | 2014
20252-215912-02 | Xcel Energy | 85 | 13781 | IOU | SRC038340 | 1000 | Solar |  |  | Withdrawn | Trade Secret | Trade | RMT | RMT311 | Community Solar Garden | Solar*Rewards Community | Trade Secret | 2014
20252-215912-02 | Xcel Energy | 85 | 13781 | IOU | SRC038341 | 1000 | Solar |  |  | Withdrawn | Trade Secret | Trade | PAT | PAT313 | Community Solar Garden | Solar*Rewards Community | Trade Secret | 2014
20252-215912-02 | Xcel Energy | 85 | 13781 | IOU | SRC038343 | 1000 | Solar |  |  | Withdrawn | Trade Secret | Trade | RMT | RMT311 | Community Solar Garden | Solar*Rewards Community | Trade Secret | 2014
20252-215912-02 | Xcel Energy | 85 | 13781 | IOU | SRC038346 | 1000 | Solar |  |  | Withdrawn | Trade Secret | Trade | PAT | PAT313 | Community Solar Garden | Solar*Rewards Community | Trade Secret | 2014
20252-215912-02 | Xcel Energy | 85 | 13781 | IOU | SRC038350 | 998.4 | Solar |  |  | Withdrawn | Trade Secret | Trade | RMT | RMT311 | Community Solar Garden | Solar*Rewards Community | Trade Secret | 2014
20252-215912-02 | Xcel Energy | 85 | 13781 | IOU | SRC038358 | 1000 | Solar |  |  | Withdrawn | Trade Secret | Trade | RMT | RMT311 | Community Solar Garden | Solar*Rewards Community | Trade Secret | 2014
20252-215912-02 | Xcel Energy | 85 | 13781 | IOU | SRC038359 | 1000 | Solar |  |  | Withdrawn | Trade Secret | Trade | LAP | LAP311 | Community Solar Garden | Solar*Rewards Community | Trade Secret | 2014
20252-215912-02 | Xcel Energy | 85 | 13781 | IOU | SRC038362 | 1000 | Solar |  |  | Withdrawn | Trade Secret | Trade | RMT | RMT311 | Community Solar Garden | Solar*Rewards Community | Trade Secret | 2014
20252-215912-02 | Xcel Energy | 85 | 13781 | IOU | SRC038363 | 1000 | Solar |  |  | Withdrawn | Trade Secret | Trade | CTF | CTF021 | Community Solar Garden | Solar*Rewards Community | Trade Secret | 2014
20252-215912-02 | Xcel Energy | 85 | 13781 | IOU | SRC038366 | 984 | Solar |  |  | Withdrawn | Trade Secret | Trade | WIN | WIN043 | Community Solar Garden | Solar*Rewards Community | Trade Secret | 2014
20252-215912-02 | Xcel Energy | 85 | 13781 | IOU | SRC038367 | 1000 | Solar |  |  | Withdrawn | Trade Secret | Trade | KAN | KAN022 | Community Solar Garden | Solar*Rewards Community | Trade Secret | 2014
20252-215912-02 | Xcel Energy | 85 | 13781 | IOU | SRC038368 | 984 | Solar |  |  | Withdrawn | Trade Secret | Trade | SCL | SCL322 | Community Solar Garden | Solar*Rewards Community | Trade Secret | 2014
20252-215912-02 | Xcel Energy | 85 | 13781 | IOU | SRC038369 | 1000 | Solar |  |  | Withdrawn | Trade Secret | Trade | KAN | KAN022 | Community Solar Garden | Solar*Rewards Community | Trade Secret | 2014
20252-215912-02 | Xcel Energy | 85 | 13781 | IOU | SRC038370 | 1000 | Solar |  |  | Withdrawn | Trade Secret | Trade | LAP | LAP311 | Community Solar Garden | Solar*Rewards Community | Trade Secret | 2014
20252-215912-02 | Xcel Energy | 85 | 13781 | IOU | SRC038372 | 984 | Solar |  |  | Withdrawn | Trade Secret | Trade | KAN | KAN022 | Community Solar Garden | Solar*Rewards Community | Trade Secret | 2014
20252-215912-02 | Xcel Energy | 85 | 13781 | IOU | SRC038373 | 1000 | Solar |  |  | Withdrawn | Trade Secret | Trade | RMT | RMT311 | Community Solar Garden | Solar*Rewards Community | Trade Secret | 2014
20252-215912-02 | Xcel Energy | 85 | 13781 | IOU | SRC038374 | 984 | Solar |  |  | Withdrawn | Trade Secret | Trade | KAN | KAN022 | Community Solar Garden | Solar*Rewards Community | Trade Secret | 2014
20252-215912-02 | Xcel Energy | 85 | 13781 | IOU | SRC038376 | 984 | Solar |  |  | Withdrawn | Trade Secret | Trade | KEN | KEN022 | Community Solar Garden | Solar*Rewards Community | Trade Secret | 2014
20252-215912-02 | Xcel Energy | 85 | 13781 | IOU | SRC038382 | 1000 | Solar |  |  | Withdrawn | Trade Secret | Trade | KAN | KAN022 | Community Solar Garden | Solar*Rewards Community | Trade Secret | 2014
20252-215912-02 | Xcel Energy | 85 | 13781 | IOU | SRC038383 | 1000 | Solar |  |  | Withdrawn | Trade Secret | Trade | KAN | KAN022 | Community Solar Garden | Solar*Rewards Community | Trade Secret | 2014
20252-215912-02 | Xcel Energy | 85 | 13781 | IOU | SRC038384 | 984 | Solar |  |  | Withdrawn | Trade Secret | Trade | SCL | SCL322 | Community Solar Garden | Solar*Rewards Community | Trade Secret | 2014
20252-215912-02 | Xcel Energy | 85 | 13781 | IOU | SRC038385 | 1000 | Solar |  |  | Withdrawn | Trade Secret | Trade | RMT | RMT311 | Community Solar Garden | Solar*Rewards Community | Trade Secret | 2014
20252-215912-02 | Xcel Energy | 85 | 13781 | IOU | SRC038387 | 998.4 | Solar |  |  | Withdrawn | Trade Secret | Trade | RMT | RMT311 | Community Solar Garden | Solar*Rewards Community | Trade Secret | 2014
20252-215912-02 | Xcel Energy | 85 | 13781 | IOU | SRC038390 | 984 | Solar |  |  | Withdrawn | Trade Secret | Trade | SCL | SCL322 | Community Solar Garden | Solar*Rewards Community | Trade Secret | 2014
20252-215912-02 | Xcel Energy | 85 | 13781 | IOU | SRC038391 | 1000 | Solar |  |  | Withdrawn | Trade Secret | Trade | NOF | NOF071 | Community Solar Garden | Solar*Rewards Community | Trade Secret | 2014
20252-215912-02 | Xcel Energy | 85 | 13781 | IOU | SRC038400 | 1000 | Solar |  |  | Withdrawn | Trade Secret | Trade | RMT | RMT311 | Community Solar Garden | Solar*Rewards Community | Trade Secret | 2014
20252-215912-02 | Xcel Energy | 85 | 13781 | IOU | SRC038402 | 984 | Solar |  |  | Withdrawn | Trade Secret | Trade | RMT | RMT312 | Community Solar Garden | Solar*Rewards Community | Trade Secret | 2014
20252-215912-02 | Xcel Energy | 85 | 13781 | IOU | SRC038404 | 1000 | Solar |  |  | Withdrawn | Trade Secret | Trade | KAN | KAN022 | Community Solar Garden | Solar*Rewards Community | Trade Secret | 2014
20252-215912-02 | Xcel Energy | 85 | 13781 | IOU | SRC038405 | 1000 | Solar |  |  | Withdrawn | Trade Secret | Trade | LAP | LAP311 | Community Solar Garden | Solar*Rewards Community | Trade Secret | 2014
20252-215912-02 | Xcel Energy | 85 | 13781 | IOU | SRC038406 | 984 | Solar |  |  | Withdrawn | Trade Secret | Trade | RMT | RMT312 | Community Solar Garden | Solar*Rewards Community | Trade Secret | 2014
20252-215912-02 | Xcel Energy | 85 | 13781 | IOU | SRC038407 | 1000 | Solar |  |  | Withdrawn | Trade Secret | Trade | NOF | NOF071 | Community Solar Garden | Solar*Rewards Community | Trade Secret | 2014
20252-215912-02 | Xcel Energy | 85 | 13781 | IOU | SRC038408 | 984 | Solar |  |  | Withdrawn | Trade Secret | Trade | WIN | WIN043 | Community Solar Garden | Solar*Rewards Community | Trade Secret | 2014
20252-215912-02 | Xcel Energy | 85 | 13781 | IOU | SRC038409 | 984 | Solar |  |  | Withdrawn | Trade Secret | Trade | RMT | RMT312 | Community Solar Garden | Solar*Rewards Community | Trade Secret | 2014
20252-215912-02 | Xcel Energy | 85 | 13781 | IOU | SRC038410 | 984 | Solar |  |  | Withdrawn | Trade Secret | Trade | SCL | SCL322 | Community Solar Garden | Solar*Rewards Community | Trade Secret | 2014
20252-215912-02 | Xcel Energy | 85 | 13781 | IOU | SRC038411 | 1000 | Solar |  |  | Withdrawn | Trade Secret | Trade | NOF | NOF071 | Community Solar Garden | Solar*Rewards Community | Trade Secret | 2014
20252-215912-02 | Xcel Energy | 85 | 13781 | IOU | SRC038413 | 1000 | Solar |  |  | Withdrawn | Trade Secret | Trade | RMT | RMT311 | Community Solar Garden | Solar*Rewards Community | Trade Secret | 2014
20252-215912-02 | Xcel Energy | 85 | 13781 | IOU | SRC038415 | 1000 | Solar |  |  | Withdrawn | Trade Secret | Trade | NOF | NOF071 | Community Solar Garden | Solar*Rewards Community | Trade Secret | 2014
20252-215912-02 | Xcel Energy | 85 | 13781 | IOU | SRC038417 | 1000 | Solar |  |  | Withdrawn | Trade Secret | Trade | RMT | RMT311 | Community Solar Garden | Solar*Rewards Community | Trade Secret | 2014
20252-215912-02 | Xcel Energy | 85 | 13781 | IOU | SRC038419 | 1000 | Solar |  |  | Withdrawn | Trade Secret | Trade | PAT | PAT313 | Community Solar Garden | Solar*Rewards Community | Trade Secret | 2014
20252-215912-02 | Xcel Energy | 85 | 13781 | IOU | SRC038421 | 1000 | Solar |  |  | Withdrawn | Trade Secret | Trade | NOF | NOF071 | Community Solar Garden | Solar*Rewards Community | Trade Secret | 2014
20252-215912-02 | Xcel Energy | 85 | 13781 | IOU | SRC038422 | 1000 | Solar |  |  | Withdrawn | Trade Secret | Trade | PAT | PAT313 | Community Solar Garden | Solar*Rewards Community | Trade Secret | 2014
20252-215912-02 | Xcel Energy | 85 | 13781 | IOU | SRC038423 | 1000 | Solar |  |  | Withdrawn | Trade Secret | Trade | RMT | RMT311 | Community Solar Garden | Solar*Rewards Community | Trade Secret | 2014
20252-215912-02 | Xcel Energy | 85 | 13781 | IOU | SRC038424 | 984 | Solar |  |  | Withdrawn | Trade Secret | Trade | RMT | RMT312 | Community Solar Garden | Solar*Rewards Community | Trade Secret | 2014
20252-215912-02 | Xcel Energy | 85 | 13781 | IOU | SRC038425 | 984 | Solar |  |  | Withdrawn | Trade Secret | Trade | RMT | RMT312 | Community Solar Garden | Solar*Rewards Community | Trade Secret | 2014
20252-215912-02 | Xcel Energy | 85 | 13781 | IOU | SRC038426 | 1000 | Solar |  |  | Withdrawn | Trade Secret | Trade | LSP | LSP021 | Community Solar Garden | Solar*Rewards Community | Trade Secret | 2014
20252-215912-02 | Xcel Energy | 85 | 13781 | IOU | SRC038427 | 950 | Solar |  |  | Withdrawn | Trade Secret | Trade |  |  | Community Solar Garden | Solar*Rewards Community | Trade Secret | 2014
20252-215912-02 | Xcel Energy | 85 | 13781 | IOU | SRC038428 | 650 | Solar |  |  | Withdrawn | Trade Secret | Trade | WAV | WAV021 | Community Solar Garden | Solar*Rewards Community | Trade Secret | 2014
20252-215912-02 | Xcel Energy | 85 | 13781 | IOU | SRC038429 | 1000 | Solar |  |  | Withdrawn | Trade Secret | Trade | NOF | NOF071 | Community Solar Garden | Solar*Rewards Community | Trade Secret | 2014
20252-215912-02 | Xcel Energy | 85 | 13781 | IOU | SRC038430 | 984 | Solar |  |  | Withdrawn | Trade Secret | Trade | SCL | SCL322 | Community Solar Garden | Solar*Rewards Community | Trade Secret | 2014
20252-215912-02 | Xcel Energy | 85 | 13781 | IOU | SRC038432 | 1000 | Solar |  |  | Withdrawn | Trade Secret | Trade | RMT | RMT311 | Community Solar Garden | Solar*Rewards Community | Trade Secret | 2014
20252-215912-02 | Xcel Energy | 85 | 13781 | IOU | SRC038433 | 1000 | Solar |  |  | Withdrawn | Trade Secret | Trade | FRM | FRM062 | Community Solar Garden | Solar*Rewards Community | Trade Secret | 2014
20252-215912-02 | Xcel Energy | 85 | 13781 | IOU | SRC038434 | 124.6 | Solar |  |  | Withdrawn | Trade Secret | Trade | TER | TER061 | Community Solar Garden | Solar*Rewards Community | Trade Secret | 2014
20252-215912-02 | Xcel Energy | 85 | 13781 | IOU | SRC038435 | 1000 | Solar |  |  | Withdrawn | Trade Secret | Trade | PAT | PAT313 | Community Solar Garden | Solar*Rewards Community | Trade Secret | 2014
20252-215912-02 | Xcel Energy | 85 | 13781 | IOU | SRC038436 | 1000 | Solar |  |  | Withdrawn | Trade Secret | Trade | NOF | NOF071 | Community Solar Garden | Solar*Rewards Community | Trade Secret | 2014
20252-215912-02 | Xcel Energy | 85 | 13781 | IOU | SRC038439 | 1000 | Solar |  |  | Withdrawn | Trade Secret | Trade | NOF | NOF071 | Community Solar Garden | Solar*Rewards Community | Trade Secret | 2014
20252-215912-02 | Xcel Energy | 85 | 13781 | IOU | SRC038440 | 1000 | Solar |  |  | Withdrawn | Trade Secret | Trade | FRM | FRM062 | Community Solar Garden | Solar*Rewards Community | Trade Secret | 2014
20252-215912-02 | Xcel Energy | 85 | 13781 | IOU | SRC038441 | 984 | Solar |  |  | Withdrawn | Trade Secret | Trade | RMT | RMT312 | Community Solar Garden | Solar*Rewards Community | Trade Secret | 2014
20252-215912-02 | Xcel Energy | 85 | 13781 | IOU | SRC038447 | 1000 | Solar |  |  | Withdrawn | Trade Secret | Trade | FSL | FSL311 | Community Solar Garden | Solar*Rewards Community | Trade Secret | 2014
20252-215912-02 | Xcel Energy | 85 | 13781 | IOU | SRC038448 | 1000 | Solar |  |  | Withdrawn | Trade Secret | Trade | NOF | NOF071 | Community Solar Garden | Solar*Rewards Community | Trade Secret | 2014
20252-215912-02 | Xcel Energy | 85 | 13781 | IOU | SRC038449 | 984 | Solar |  |  | Withdrawn | Trade Secret | Trade | KEN | KEN022 | Community Solar Garden | Solar*Rewards Community | Trade Secret | 2014
20252-215912-02 | Xcel Energy | 85 | 13781 | IOU | SRC038451 | 1000 | Solar |  |  | Withdrawn | Trade Secret | Trade | NOF | NOF071 | Community Solar Garden | Solar*Rewards Community | Trade Secret | 2014
20252-215912-02 | Xcel Energy | 85 | 13781 | IOU | SRC038452 | 1000 | Solar |  |  | Withdrawn | Trade Secret | Trade | CHI | CHI311 | Community Solar Garden | Solar*Rewards Community | Trade Secret | 2014
20252-215912-02 | Xcel Energy | 85 | 13781 | IOU | SRC038453 | 1000 | Solar |  |  | Withdrawn | Trade Secret | Trade | CTF | CTF021 | Community Solar Garden | Solar*Rewards Community | Trade Secret | 2014
20252-215912-02 | Xcel Energy | 85 | 13781 | IOU | SRC038455 | 1000 | Solar |  |  | Withdrawn | Trade Secret | Trade | CTF | CTF021 | Community Solar Garden | Solar*Rewards Community | Trade Secret | 2014
20252-215912-02 | Xcel Energy | 85 | 13781 | IOU | SRC038456 | 1000 | Solar |  |  | Withdrawn | Trade Secret | Trade | LAP | LAP311 | Community Solar Garden | Solar*Rewards Community | Trade Secret | 2014
20252-215912-02 | Xcel Energy | 85 | 13781 | IOU | SRC038457 | 1000 | Solar |  |  | Withdrawn | Trade Secret | Trade | LAP | LAP311 | Community Solar Garden | Solar*Rewards Community | Trade Secret | 2014
20252-215912-02 | Xcel Energy | 85 | 13781 | IOU | SRC038458 | 1000 | Solar |  |  | Withdrawn | Trade Secret | Trade | CTF | CTF021 | Community Solar Garden | Solar*Rewards Community | Trade Secret | 2014
20252-215912-02 | Xcel Energy | 85 | 13781 | IOU | SRC038459 | 1000 | Solar |  |  | Withdrawn | Trade Secret | Trade | CTF | CTF021 | Community Solar Garden | Solar*Rewards Community | Trade Secret | 2014
20252-215912-02 | Xcel Energy | 85 | 13781 | IOU | SRC038460 | 1000 | Solar |  |  | Withdrawn | Trade Secret | Trade | CTF | CTF021 | Community Solar Garden | Solar*Rewards Community | Trade Secret | 2014
20252-215912-02 | Xcel Energy | 85 | 13781 | IOU | SRC038461 | 1000 | Solar |  |  | Withdrawn | Trade Secret | Trade | CTF | CTF021 | Community Solar Garden | Solar*Rewards Community | Trade Secret | 2014
20252-215912-02 | Xcel Energy | 85 | 13781 | IOU | SRC038462 | 1000 | Solar |  |  | Withdrawn | Trade Secret | Trade | LAP | LAP311 | Community Solar Garden | Solar*Rewards Community | Trade Secret | 2014
20252-215912-02 | Xcel Energy | 85 | 13781 | IOU | SRC038463 | 1000 | Solar |  |  | Withdrawn | Trade Secret | Trade | CTF | CTF021 | Community Solar Garden | Solar*Rewards Community | Trade Secret | 2014
20252-215912-02 | Xcel Energy | 85 | 13781 | IOU | SRC038464 | 1000 | Solar |  |  | Withdrawn | Trade Secret | Trade | CTF | CTF021 | Community Solar Garden | Solar*Rewards Community | Trade Secret | 2014
20252-215912-02 | Xcel Energy | 85 | 13781 | IOU | SRC038465 | 1000 | Solar |  |  | Withdrawn | Trade Secret | Trade | LAP | LAP311 | Community Solar Garden | Solar*Rewards Community | Trade Secret | 2014
20252-215912-02 | Xcel Energy | 85 | 13781 | IOU | SRC038466 | 1000 | Solar |  |  | Withdrawn | Trade Secret | Trade | LOW | LOW021 | Community Solar Garden | Solar*Rewards Community | Trade Secret | 2014
20252-215912-02 | Xcel Energy | 85 | 13781 | IOU | SRC038468 | 1000 | Solar |  |  | Withdrawn | Trade Secret | Trade | LOW | LOW021 | Community Solar Garden | Solar*Rewards Community | Trade Secret | 2014
20252-215912-02 | Xcel Energy | 85 | 13781 | IOU | SRC038471 | 1000 | Solar |  |  | Withdrawn | Trade Secret | Trade | GLD | GLD021 | Community Solar Garden | Solar*Rewards Community | Trade Secret | 2014
20252-215912-02 | Xcel Energy | 85 | 13781 | IOU | SRC038472 | 1000 | Solar |  |  | Withdrawn | Trade Secret | Trade | CTF | CTF021 | Community Solar Garden | Solar*Rewards Community | Trade Secret | 2014
20252-215912-02 | Xcel Energy | 85 | 13781 | IOU | SRC038473 | 1000 | Solar |  |  | Withdrawn | Trade Secret | Trade | LAP | LAP311 | Community Solar Garden | Solar*Rewards Community | Trade Secret | 2014
20252-215912-02 | Xcel Energy | 85 | 13781 | IOU | SRC038474 | 1000 | Solar |  |  | Withdrawn | Trade Secret | Trade | LAP | LAP311 | Community Solar Garden | Solar*Rewards Community | Trade Secret | 2014
20252-215912-02 | Xcel Energy | 85 | 13781 | IOU | SRC038475 | 1000 | Solar |  |  | Withdrawn | Trade Secret | Trade | LAP | LAP311 | Community Solar Garden | Solar*Rewards Community | Trade Secret | 2014
20252-215912-02 | Xcel Energy | 85 | 13781 | IOU | SRC038476 | 1000 | Solar |  |  | Withdrawn | Trade Secret | Trade | LOW | LOW021 | Community Solar Garden | Solar*Rewards Community | Trade Secret | 2014
20252-215912-02 | Xcel Energy | 85 | 13781 | IOU | SRC038477 | 1000 | Solar |  |  | Withdrawn | Trade Secret | Trade | LAP | LAP311 | Community Solar Garden | Solar*Rewards Community | Trade Secret | 2014
20252-215912-02 | Xcel Energy | 85 | 13781 | IOU | SRC038479 | 1000 | Solar |  |  | Withdrawn | Trade Secret | Trade | LAP | LAP311 | Community Solar Garden | Solar*Rewards Community | Trade Secret | 2014
20252-215912-02 | Xcel Energy | 85 | 13781 | IOU | SRC038480 | 1000 | Solar |  |  | Withdrawn | Trade Secret | Trade | CTF | CTF021 | Community Solar Garden | Solar*Rewards Community | Trade Secret | 2014
20252-215912-02 | Xcel Energy | 85 | 13781 | IOU | SRC038481 | 1000 | Solar |  |  | Withdrawn | Trade Secret | Trade | LAP | LAP311 | Community Solar Garden | Solar*Rewards Community | Trade Secret | 2014
20252-215912-02 | Xcel Energy | 85 | 13781 | IOU | SRC038482 | 1000 | Solar |  |  | Withdrawn | Trade Secret | Trade | LAP | LAP311 | Community Solar Garden | Solar*Rewards Community | Trade Secret | 2014
20252-215912-02 | Xcel Energy | 85 | 13781 | IOU | SRC038483 | 1000 | Solar |  |  | Withdrawn | Trade Secret | Trade | LAP | LAP311 | Community Solar Garden | Solar*Rewards Community | Trade Secret | 2014
20252-215912-02 | Xcel Energy | 85 | 13781 | IOU | SRC038489 | 1000 | Solar |  |  | Withdrawn | Trade Secret | Trade | HSN | HSN321 | Community Solar Garden | Solar*Rewards Community | Trade Secret | 2014
20252-215912-02 | Xcel Energy | 85 | 13781 | IOU | SRC038494 | 1000 | Solar |  |  | Withdrawn | Trade Secret | Trade |  |  | Community Solar Garden | Solar*Rewards Community | Trade Secret | 2014
20252-215912-02 | Xcel Energy | 85 | 13781 | IOU | SRC038497 | 1000 | Solar |  |  | Withdrawn | Trade Secret | Trade | WAV | WAV021 | Community Solar Garden | Solar*Rewards Community | Trade Secret | 2014
20252-215912-02 | Xcel Energy | 85 | 13781 | IOU | SRC038498 | 1000 | Solar |  |  | Withdrawn | Trade Secret | Trade | HSN | HSN321 | Community Solar Garden | Solar*Rewards Community | Trade Secret | 2014
20252-215912-02 | Xcel Energy | 85 | 13781 | IOU | SRC038504 | 1000 | Solar |  |  | Withdrawn | Trade Secret | Trade | HSN | HSN321 | Community Solar Garden | Solar*Rewards Community | Trade Secret | 2014
20252-215912-02 | Xcel Energy | 85 | 13781 | IOU | SRC038505 | 1000 | Solar |  |  | Withdrawn | Trade Secret | Trade | HSN | HSN321 | Community Solar Garden | Solar*Rewards Community | Trade Secret | 2014
20252-215912-02 | Xcel Energy | 85 | 13781 | IOU | SRC038506 | 1000 | Solar |  |  | Withdrawn | Trade Secret | Trade | HSN | HSN321 | Community Solar Garden | Solar*Rewards Community | Trade Secret | 2014
20252-215912-02 | Xcel Energy | 85 | 13781 | IOU | SRC038507 | 1000 | Solar |  |  | Withdrawn | Trade Secret | Trade | WAV | WAV021 | Community Solar Garden | Solar*Rewards Community | Trade Secret | 2014
20252-215912-02 | Xcel Energy | 85 | 13781 | IOU | SRC038509 | 1000 | Solar |  |  | Withdrawn | Trade Secret | Trade | WAV | WAV021 | Community Solar Garden | Solar*Rewards Community | Trade Secret | 2014
20252-215912-02 | Xcel Energy | 85 | 13781 | IOU | SRC038512 | 1000 | Solar |  |  | Withdrawn | Trade Secret | Trade | LAP | LAP311 | Community Solar Garden | Solar*Rewards Community | Trade Secret | 2014
20252-215912-02 | Xcel Energy | 85 | 13781 | IOU | SRC038514 | 1000 | Solar |  |  | Withdrawn | Trade Secret | Trade | LAP | LAP311 | Community Solar Garden | Solar*Rewards Community | Trade Secret | 2014
20252-215912-02 | Xcel Energy | 85 | 13781 | IOU | SRC038515 | 1000 | Solar |  |  | Withdrawn | Trade Secret | Trade | LAP | LAP311 | Community Solar Garden | Solar*Rewards Community | Trade Secret | 2014
20252-215912-02 | Xcel Energy | 85 | 13781 | IOU | SRC038517 | 1000 | Solar |  |  | Withdrawn | Trade Secret | Trade | MTR | MTR021 | Community Solar Garden | Solar*Rewards Community | Trade Secret | 2014
20252-215912-02 | Xcel Energy | 85 | 13781 | IOU | SRC038519 | 1000 | Solar |  |  | Withdrawn | Trade Secret | Trade | MTR | MTR021 | Community Solar Garden | Solar*Rewards Community | Trade Secret | 2014
20252-215912-02 | Xcel Energy | 85 | 13781 | IOU | SRC038520 | 1000 | Solar |  |  | Withdrawn | Trade Secret | Trade | MTR | MTR021 | Community Solar Garden | Solar*Rewards Community | Trade Secret | 2014
20252-215912-02 | Xcel Energy | 85 | 13781 | IOU | SRC038523 | 1000 | Solar |  |  | Withdrawn | Trade Secret | Trade | LOW | LOW021 | Community Solar Garden | Solar*Rewards Community | Trade Secret | 2014
20252-215912-02 | Xcel Energy | 85 | 13781 | IOU | SRC038524 | 1000 | Solar |  |  | Withdrawn | Trade Secret | Trade | LOW | LOW021 | Community Solar Garden | Solar*Rewards Community | Trade Secret | 2014
20252-215912-02 | Xcel Energy | 85 | 13781 | IOU | SRC038525 | 1000 | Solar |  |  | Withdrawn | Trade Secret | Trade |  |  | Community Solar Garden | Solar*Rewards Community | Trade Secret | 2014
20252-215912-02 | Xcel Energy | 85 | 13781 | IOU | SRC038526 | 1000 | Solar |  |  | Withdrawn | Trade Secret | Trade |  |  | Community Solar Garden | Solar*Rewards Community | Trade Secret | 2014
20252-215912-02 | Xcel Energy | 85 | 13781 | IOU | SRC038527 | 1000 | Solar |  |  | Withdrawn | Trade Secret | Trade |  |  | Community Solar Garden | Solar*Rewards Community | Trade Secret | 2014
20252-215912-02 | Xcel Energy | 85 | 13781 | IOU | SRC038528 | 1000 | Solar |  |  | Withdrawn | Trade Secret | Trade | WTN | WTN061 | Community Solar Garden | Solar*Rewards Community | Trade Secret | 2014
20252-215912-02 | Xcel Energy | 85 | 13781 | IOU | SRC038530 | 1000 | Solar |  |  | Withdrawn | Trade Secret | Trade | HAS | HAS021 | Community Solar Garden | Solar*Rewards Community | Trade Secret | 2014
20252-215912-02 | Xcel Energy | 85 | 13781 | IOU | SRC038531 | 1000 | Solar |  |  | Withdrawn | Trade Secret | Trade |  |  | Community Solar Garden | Solar*Rewards Community | Trade Secret | 2014
20252-215912-02 | Xcel Energy | 85 | 13781 | IOU | SRC038532 | 1000 | Solar |  |  | Withdrawn | Trade Secret | Trade |  |  | Community Solar Garden | Solar*Rewards Community | Trade Secret | 2014
20252-215912-02 | Xcel Energy | 85 | 13781 | IOU | SRC038533 | 1000 | Solar |  |  | Withdrawn | Trade Secret | Trade | HSN | HSN322 | Community Solar Garden | Solar*Rewards Community | Trade Secret | 2014
20252-215912-02 | Xcel Energy | 85 | 13781 | IOU | SRC038534 | 1000 | Solar |  |  | Withdrawn | Trade Secret | Trade | WAV | WAV021 | Community Solar Garden | Solar*Rewards Community | Trade Secret | 2014
20252-215912-02 | Xcel Energy | 85 | 13781 | IOU | SRC038535 | 1000 | Solar |  |  | Withdrawn | Trade Secret | Trade |  |  | Community Solar Garden | Solar*Rewards Community | Trade Secret | 2014
20252-215912-02 | Xcel Energy | 85 | 13781 | IOU | SRC038537 | 1000 | Solar |  |  | Withdrawn | Trade Secret | Trade | HAS | HAS021 | Community Solar Garden | Solar*Rewards Community | Trade Secret | 2014
20252-215912-02 | Xcel Energy | 85 | 13781 | IOU | SRC038538 | 1000 | Solar |  |  | Withdrawn | Trade Secret | Trade | HSN | HSN322 | Community Solar Garden | Solar*Rewards Community | Trade Secret | 2014
20252-215912-02 | Xcel Energy | 85 | 13781 | IOU | SRC038539 | 1000 | Solar |  |  | Withdrawn | Trade Secret | Trade |  |  | Community Solar Garden | Solar*Rewards Community | Trade Secret | 2014
20252-215912-02 | Xcel Energy | 85 | 13781 | IOU | SRC038540 | 1000 | Solar |  |  | Withdrawn | Trade Secret | Trade |  |  | Community Solar Garden | Solar*Rewards Community | Trade Secret | 2014
20252-215912-02 | Xcel Energy | 85 | 13781 | IOU | SRC038542 | 1000 | Solar |  |  | Withdrawn | Trade Secret | Trade | HAS | HAS021 | Community Solar Garden | Solar*Rewards Community | Trade Secret | 2014
20252-215912-02 | Xcel Energy | 85 | 13781 | IOU | SRC038543 | 1000 | Solar |  |  | Withdrawn | Trade Secret | Trade | HAS | HAS021 | Community Solar Garden | Solar*Rewards Community | Trade Secret | 2014
20252-215912-02 | Xcel Energy | 85 | 13781 | IOU | SRC038544 | 1000 | Solar |  |  | Withdrawn | Trade Secret | Trade | WTN | WTN061 | Community Solar Garden | Solar*Rewards Community | Trade Secret | 2014
20252-215912-02 | Xcel Energy | 85 | 13781 | IOU | SRC038545 | 1000 | Solar |  |  | Withdrawn | Trade Secret | Trade | CTF | CTF021 | Community Solar Garden | Solar*Rewards Community | Trade Secret | 2014
20252-215912-02 | Xcel Energy | 85 | 13781 | IOU | SRC038546 | 1000 | Solar |  |  | Withdrawn | Trade Secret | Trade |  |  | Community Solar Garden | Solar*Rewards Community | Trade Secret | 2014
20252-215912-02 | Xcel Energy | 85 | 13781 | IOU | SRC038547 | 1000 | Solar |  |  | Withdrawn | Trade Secret | Trade |  |  | Community Solar Garden | Solar*Rewards Community | Trade Secret | 2014
20252-215912-02 | Xcel Energy | 85 | 13781 | IOU | SRC038548 | 1000 | Solar |  |  | Withdrawn | Trade Secret | Trade |  |  | Community Solar Garden | Solar*Rewards Community | Trade Secret | 2014
20252-215912-02 | Xcel Energy | 85 | 13781 | IOU | SRC038549 | 1000 | Solar |  |  | Withdrawn | Trade Secret | Trade | HAS | HAS021 | Community Solar Garden | Solar*Rewards Community | Trade Secret | 2014
20252-215912-02 | Xcel Energy | 85 | 13781 | IOU | SRC038550 | 1000 | Solar |  |  | Withdrawn | Trade Secret | Trade |  |  | Community Solar Garden | Solar*Rewards Community | Trade Secret | 2014
20252-215912-02 | Xcel Energy | 85 | 13781 | IOU | SRC038551 | 1000 | Solar |  |  | Withdrawn | Trade Secret | Trade | HAS | HAS021 | Community Solar Garden | Solar*Rewards Community | Trade Secret | 2014
20252-215912-02 | Xcel Energy | 85 | 13781 | IOU | SRC038552 | 1000 | Solar |  |  | Withdrawn | Trade Secret | Trade |  |  | Community Solar Garden | Solar*Rewards Community | Trade Secret | 2014
20252-215912-02 | Xcel Energy | 85 | 13781 | IOU | SRC038553 | 1000 | Solar |  |  | Withdrawn | Trade Secret | Trade | HAS | HAS021 | Community Solar Garden | Solar*Rewards Community | Trade Secret | 2014
20252-215912-02 | Xcel Energy | 85 | 13781 | IOU | SRC038554 | 1000 | Solar |  |  | Withdrawn | Trade Secret | Trade |  |  | Community Solar Garden | Solar*Rewards Community | Trade Secret | 2014
20252-215912-02 | Xcel Energy | 85 | 13781 | IOU | SRC038555 | 1000 | Solar |  |  | Withdrawn | Trade Secret | Trade | HAS | HAS021 | Community Solar Garden | Solar*Rewards Community | Trade Secret | 2014
20252-215912-02 | Xcel Energy | 85 | 13781 | IOU | SRC038558 | 1000 | Solar |  |  | Withdrawn | Trade Secret | Trade | WAV | WAV021 | Community Solar Garden | Solar*Rewards Community | Trade Secret | 2014
20252-215912-02 | Xcel Energy | 85 | 13781 | IOU | SRC038560 | 1000 | Solar |  |  | Withdrawn | Trade Secret | Trade | HAS | HAS021 | Community Solar Garden | Solar*Rewards Community | Trade Secret | 2014
20252-215912-02 | Xcel Energy | 85 | 13781 | IOU | SRC038561 | 1000 | Solar |  |  | Withdrawn | Trade Secret | Trade | HAS | HAS021 | Community Solar Garden | Solar*Rewards Community | Trade Secret | 2014
20252-215912-02 | Xcel Energy | 85 | 13781 | IOU | SRC038562 | 1000 | Solar |  |  | Withdrawn | Trade Secret | Trade | WTN | WTN061 | Community Solar Garden | Solar*Rewards Community | Trade Secret | 2014
20252-215912-02 | Xcel Energy | 85 | 13781 | IOU | SRC038563 | 1000 | Solar |  |  | Withdrawn | Trade Secret | Trade |  |  | Community Solar Garden | Solar*Rewards Community | Trade Secret | 2014
20252-215912-02 | Xcel Energy | 85 | 13781 | IOU | SRC038564 | 1000 | Solar |  |  | Withdrawn | Trade Secret | Trade | CSR | CSR001 | Community Solar Garden | Solar*Rewards Community | Trade Secret | 2014
20252-215912-02 | Xcel Energy | 85 | 13781 | IOU | SRC038565 | 1000 | Solar |  |  | Withdrawn | Trade Secret | Trade | WTN | WTN061 | Community Solar Garden | Solar*Rewards Community | Trade Secret | 2014
20252-215912-02 | Xcel Energy | 85 | 13781 | IOU | SRC038566 | 1000 | Solar |  |  | Withdrawn | Trade Secret | Trade | FRM | FRM062 | Community Solar Garden | Solar*Rewards Community | Trade Secret | 2014
20252-215912-02 | Xcel Energy | 85 | 13781 | IOU | SRC038567 | 1000 | Solar |  |  | Withdrawn | Trade Secret | Trade | LAP | LAP311 | Community Solar Garden | Solar*Rewards Community | Trade Secret | 2014
20252-215912-02 | Xcel Energy | 85 | 13781 | IOU | SRC038568 | 984 | Solar |  |  | Withdrawn | Trade Secret | Trade | RMT | RMT312 | Community Solar Garden | Solar*Rewards Community | Trade Secret | 2014
20252-215912-02 | Xcel Energy | 85 | 13781 | IOU | SRC038569 | 1000 | Solar |  |  | Withdrawn | Trade Secret | Trade | FRM | FRM062 | Community Solar Garden | Solar*Rewards Community | Trade Secret | 2014
20252-215912-02 | Xcel Energy | 85 | 13781 | IOU | SRC038570 | 984 | Solar |  |  | Withdrawn | Trade Secret | Trade | RMT | RMT312 | Community Solar Garden | Solar*Rewards Community | Trade Secret | 2014
20252-215912-02 | Xcel Energy | 85 | 13781 | IOU | SRC038571 | 1000 | Solar |  |  | Withdrawn | Trade Secret | Trade | LSP | LSP021 | Community Solar Garden | Solar*Rewards Community | Trade Secret | 2014
20252-215912-02 | Xcel Energy | 85 | 13781 | IOU | SRC038572 | 998.4 | Solar |  |  | Withdrawn | Trade Secret | Trade | RMT | RMT311 | Community Solar Garden | Solar*Rewards Community | Trade Secret | 2014
20252-215912-02 | Xcel Energy | 85 | 13781 | IOU | SRC038574 | 950 | Solar |  |  | Withdrawn | Trade Secret | Trade | WOB | WOB022 | Community Solar Garden | Solar*Rewards Community | Trade Secret | 2014
20252-215912-02 | Xcel Energy | 85 | 13781 | IOU | SRC038575 | 1000 | Solar |  |  | Withdrawn | Trade Secret | Trade | FRM | FRM062 | Community Solar Garden | Solar*Rewards Community | Trade Secret | 2014
20252-215912-02 | Xcel Energy | 85 | 13781 | IOU | SRC038581 | 750 | Solar |  |  | Withdrawn | Trade Secret | Trade | RIV | RIV064 | Community Solar Garden | Solar*Rewards Community | Trade Secret | 2014
20252-215912-02 | Xcel Energy | 85 | 13781 | IOU | SRC038582 | 1000 | Solar |  |  | Withdrawn | Trade Secret | Trade | CTF | CTF021 | Community Solar Garden | Solar*Rewards Community | Trade Secret | 2014
20252-215912-02 | Xcel Energy | 85 | 13781 | IOU | SRC038584 | 950 | Solar |  |  | Withdrawn | Trade Secret | Trade | WAV | WAV021 | Community Solar Garden | Solar*Rewards Community | Trade Secret | 2014
20252-215912-02 | Xcel Energy | 85 | 13781 | IOU | SRC038585 | 984 | Solar |  |  | Withdrawn | Trade Secret | Trade | RMT | RMT312 | Community Solar Garden | Solar*Rewards Community | Trade Secret | 2014
20252-215912-02 | Xcel Energy | 85 | 13781 | IOU | SRC038587 | 1000 | Solar |  |  | Withdrawn | Trade Secret | Trade | CTF | CTF021 | Community Solar Garden | Solar*Rewards Community | Trade Secret | 2014
20252-215912-02 | Xcel Energy | 85 | 13781 | IOU | SRC038593 | 1000 | Solar |  |  | Withdrawn | Trade Secret | Trade | LSP | LSP021 | Community Solar Garden | Solar*Rewards Community | Trade Secret | 2014
20252-215912-02 | Xcel Energy | 85 | 13781 | IOU | SRC038595 | 629.67 | Solar |  |  | Withdrawn | Trade Secret | Trade | BTF | BTF001 | Community Solar Garden | Solar*Rewards Community | Trade Secret | 2014
20252-215912-02 | Xcel Energy | 85 | 13781 | IOU | SRC038596 | 1000 | Solar |  |  | Withdrawn | Trade Secret | Trade | LAP | LAP311 | Community Solar Garden | Solar*Rewards Community | Trade Secret | 2014
20252-215912-02 | Xcel Energy | 85 | 13781 | IOU | SRC038597 | 1000 | Solar |  |  | Withdrawn | Trade Secret | Trade | FSL | FSL311 | Community Solar Garden | Solar*Rewards Community | Trade Secret | 2014
20252-215912-02 | Xcel Energy | 85 | 13781 | IOU | SRC038598 | 1000 | Solar |  |  | Withdrawn | Trade Secret | Trade | CTF | CTF021 | Community Solar Garden | Solar*Rewards Community | Trade Secret | 2014
20252-215912-02 | Xcel Energy | 85 | 13781 | IOU | SRC038599 | 950 | Solar |  |  | Withdrawn | Trade Secret | Trade | PIL | PIL021 | Community Solar Garden | Solar*Rewards Community | Trade Secret | 2014
20252-215912-02 | Xcel Energy | 85 | 13781 | IOU | SRC038606 | 1000 | Solar |  |  | Withdrawn | Trade Secret | Trade | LAP | LAP311 | Community Solar Garden | Solar*Rewards Community | Trade Secret | 2014
20252-215912-02 | Xcel Energy | 85 | 13781 | IOU | SRC038607 | 1000 | Solar |  |  | Withdrawn | Trade Secret | Trade | CTF | CTF021 | Community Solar Garden | Solar*Rewards Community | Trade Secret | 2014
20252-215912-02 | Xcel Energy | 85 | 13781 | IOU | SRC038608 | 1000 | Solar |  |  | Withdrawn | Trade Secret | Trade | FSL | FSL311 | Community Solar Garden | Solar*Rewards Community | Trade Secret | 2014
20252-215912-02 | Xcel Energy | 85 | 13781 | IOU | SRC038609 | 1000 | Solar |  |  | Withdrawn | Trade Secret | Trade | NER | NER021 | Community Solar Garden | Solar*Rewards Community | Trade Secret | 2014
20252-215912-02 | Xcel Energy | 85 | 13781 | IOU | SRC038611 | 1000 | Solar |  |  | Withdrawn | Trade Secret | Trade | CSR | CSR001 | Community Solar Garden | Solar*Rewards Community | Trade Secret | 2014
20252-215912-02 | Xcel Energy | 85 | 13781 | IOU | SRC038615 | 1000 | Solar |  |  | Withdrawn | Trade Secret | Trade | CTF | CTF021 | Community Solar Garden | Solar*Rewards Community | Trade Secret | 2014
20252-215912-02 | Xcel Energy | 85 | 13781 | IOU | SRC038616 | 1000 | Solar |  |  | Withdrawn | Trade Secret | Trade | LAP | LAP311 | Community Solar Garden | Solar*Rewards Community | Trade Secret | 2014
20252-215912-02 | Xcel Energy | 85 | 13781 | IOU | SRC038617 | 1000 | Solar |  |  | Withdrawn | Trade Secret | Trade | NER | NER021 | Community Solar Garden | Solar*Rewards Community | Trade Secret | 2014
20252-215912-02 | Xcel Energy | 85 | 13781 | IOU | SRC038618 | 1000 | Solar |  |  | Withdrawn | Trade Secret | Trade | FSL | FSL311 | Community Solar Garden | Solar*Rewards Community | Trade Secret | 2014
20252-215912-02 | Xcel Energy | 85 | 13781 | IOU | SRC038619 | 1000 | Solar |  |  | Withdrawn | Trade Secret | Trade | CTF | CTF021 | Community Solar Garden | Solar*Rewards Community | Trade Secret | 2014
20252-215912-02 | Xcel Energy | 85 | 13781 | IOU | SRC038621 | 1000 | Solar |  |  | Withdrawn | Trade Secret | Trade | LAP | LAP311 | Community Solar Garden | Solar*Rewards Community | Trade Secret | 2014
20252-215912-02 | Xcel Energy | 85 | 13781 | IOU | SRC038622 | 1000 | Solar |  |  | Withdrawn | Trade Secret | Trade | NER | NER021 | Community Solar Garden | Solar*Rewards Community | Trade Secret | 2014
20252-215912-02 | Xcel Energy | 85 | 13781 | IOU | SRC038624 | 1000 | Solar |  |  | Withdrawn | Trade Secret | Trade | FSL | FSL311 | Community Solar Garden | Solar*Rewards Community | Trade Secret | 2014
20252-215912-02 | Xcel Energy | 85 | 13781 | IOU | SRC038625 | 1000 | Solar |  |  | Withdrawn | Trade Secret | Trade | CTF | CTF021 | Community Solar Garden | Solar*Rewards Community | Trade Secret | 2014
20252-215912-02 | Xcel Energy | 85 | 13781 | IOU | SRC038626 | 950 | Solar |  |  | Withdrawn | Trade Secret | Trade |  |  | Community Solar Garden | Solar*Rewards Community | Trade Secret | 2014
20252-215912-02 | Xcel Energy | 85 | 13781 | IOU | SRC038627 | 1000 | Solar |  |  | Withdrawn | Trade Secret | Trade | CTF | CTF021 | Community Solar Garden | Solar*Rewards Community | Trade Secret | 2014
20252-215912-02 | Xcel Energy | 85 | 13781 | IOU | SRC038628 | 1000 | Solar |  |  | Withdrawn | Trade Secret | Trade | NER | NER021 | Community Solar Garden | Solar*Rewards Community | Trade Secret | 2014
20252-215912-02 | Xcel Energy | 85 | 13781 | IOU | SRC038630 | 1000 | Solar |  |  | Withdrawn | Trade Secret | Trade | CSR | CSR001 | Community Solar Garden | Solar*Rewards Community | Trade Secret | 2014
20252-215912-02 | Xcel Energy | 85 | 13781 | IOU | SRC038631 | 1000 | Solar |  |  | Withdrawn | Trade Secret | Trade | LNS | LNS033 | Community Solar Garden | Solar*Rewards Community | Trade Secret | 2014
20252-215912-02 | Xcel Energy | 85 | 13781 | IOU | SRC038632 | 1000 | Solar |  |  | Withdrawn | Trade Secret | Trade | CTF | CTF021 | Community Solar Garden | Solar*Rewards Community | Trade Secret | 2014
20252-215912-02 | Xcel Energy | 85 | 13781 | IOU | SRC038634 | 1000 | Solar |  |  | Withdrawn | Trade Secret | Trade | FSL | FSL311 | Community Solar Garden | Solar*Rewards Community | Trade Secret | 2014
20252-215912-02 | Xcel Energy | 85 | 13781 | IOU | SRC038635 | 1000 | Solar |  |  | Withdrawn | Trade Secret | Trade | NER | NER021 | Community Solar Garden | Solar*Rewards Community | Trade Secret | 2014
20252-215912-02 | Xcel Energy | 85 | 13781 | IOU | SRC038636 | 1000 | Solar |  |  | Withdrawn | Trade Secret | Trade | SCL | SCL322 | Community Solar Garden | Solar*Rewards Community | Trade Secret | 2014
20252-215912-02 | Xcel Energy | 85 | 13781 | IOU | SRC038640 | 950 | Solar |  |  | Withdrawn | Trade Secret | Trade |  |  | Community Solar Garden | Solar*Rewards Community | Trade Secret | 2014
20252-215912-02 | Xcel Energy | 85 | 13781 | IOU | SRC038641 | 500 | Solar |  |  | Withdrawn | Trade Secret | Trade | CSR | CSR001 | Community Solar Garden | Solar*Rewards Community | Trade Secret | 2014
20252-215912-02 | Xcel Energy | 85 | 13781 | IOU | SRC038642 | 950 | Solar |  |  | Withdrawn | Trade Secret | Trade |  |  | Community Solar Garden | Solar*Rewards Community | Trade Secret | 2014
20252-215912-02 | Xcel Energy | 85 | 13781 | IOU | SRC038643 | 1000 | Solar |  |  | Withdrawn | Trade Secret | Trade | CTF | CTF021 | Community Solar Garden | Solar*Rewards Community | Trade Secret | 2014
20252-215912-02 | Xcel Energy | 85 | 13781 | IOU | SRC038644 | 950 | Solar |  |  | Withdrawn | Trade Secret | Trade |  |  | Community Solar Garden | Solar*Rewards Community | Trade Secret | 2014
20252-215912-02 | Xcel Energy | 85 | 13781 | IOU | SRC038645 | 1000 | Solar |  |  | Withdrawn | Trade Secret | Trade | NER | NER021 | Community Solar Garden | Solar*Rewards Community | Trade Secret | 2014
20252-215912-02 | Xcel Energy | 85 | 13781 | IOU | SRC038646 | 1000 | Solar |  |  | Withdrawn | Trade Secret | Trade | CTF | CTF021 | Community Solar Garden | Solar*Rewards Community | Trade Secret | 2014
20252-215912-02 | Xcel Energy | 85 | 13781 | IOU | SRC038647 | 950 | Solar |  |  | Withdrawn | Trade Secret | Trade |  |  | Community Solar Garden | Solar*Rewards Community | Trade Secret | 2014
20252-215912-02 | Xcel Energy | 85 | 13781 | IOU | SRC038648 | 1000 | Solar |  |  | Withdrawn | Trade Secret | Trade | SCL | SCL322 | Community Solar Garden | Solar*Rewards Community | Trade Secret | 2014
20252-215912-02 | Xcel Energy | 85 | 13781 | IOU | SRC038649 | 1000 | Solar |  |  | Withdrawn | Trade Secret | Trade | LAP | LAP311 | Community Solar Garden | Solar*Rewards Community | Trade Secret | 2014
20252-215912-02 | Xcel Energy | 85 | 13781 | IOU | SRC038650 | 1000 | Solar |  |  | Withdrawn | Trade Secret | Trade | NER | NER021 | Community Solar Garden | Solar*Rewards Community | Trade Secret | 2014
20252-215912-02 | Xcel Energy | 85 | 13781 | IOU | SRC038651 | 1000 | Solar |  |  | Withdrawn | Trade Secret | Trade | LNS | LNS033 | Community Solar Garden | Solar*Rewards Community | Trade Secret | 2014
20252-215912-02 | Xcel Energy | 85 | 13781 | IOU | SRC038652 | 1000 | Solar |  |  | Withdrawn | Trade Secret | Trade | FSL | FSL311 | Community Solar Garden | Solar*Rewards Community | Trade Secret | 2014
20252-215912-02 | Xcel Energy | 85 | 13781 | IOU | SRC038653 | 1000 | Solar |  |  | Withdrawn | Trade Secret | Trade | NER | NER021 | Community Solar Garden | Solar*Rewards Community | Trade Secret | 2014
20252-215912-02 | Xcel Energy | 85 | 13781 | IOU | SRC038655 | 1000 | Solar |  |  | Withdrawn | Trade Secret | Trade | LAP | LAP311 | Community Solar Garden | Solar*Rewards Community | Trade Secret | 2014
20252-215912-02 | Xcel Energy | 85 | 13781 | IOU | SRC038656 | 1000 | Solar |  |  | Withdrawn | Trade Secret | Trade | LNS | LNS033 | Community Solar Garden | Solar*Rewards Community | Trade Secret | 2014
20252-215912-02 | Xcel Energy | 85 | 13781 | IOU | SRC038657 | 1000 | Solar |  |  | Withdrawn | Trade Secret | Trade | SCL | SCL322 | Community Solar Garden | Solar*Rewards Community | Trade Secret | 2014
20252-215912-02 | Xcel Energy | 85 | 13781 | IOU | SRC038658 | 1000 | Solar |  |  | Withdrawn | Trade Secret | Trade | NER | NER021 | Community Solar Garden | Solar*Rewards Community | Trade Secret | 2014
20252-215912-02 | Xcel Energy | 85 | 13781 | IOU | SRC038659 | 1000 | Solar |  |  | Withdrawn | Trade Secret | Trade | LAP | LAP311 | Community Solar Garden | Solar*Rewards Community | Trade Secret | 2014
20252-215912-02 | Xcel Energy | 85 | 13781 | IOU | SRC038660 | 1000 | Solar |  |  | Withdrawn | Trade Secret | Trade | LNS | LNS033 | Community Solar Garden | Solar*Rewards Community | Trade Secret | 2014
20252-215912-02 | Xcel Energy | 85 | 13781 | IOU | SRC038661 | 1000 | Solar |  |  | Withdrawn | Trade Secret | Trade | SCL | SCL322 | Community Solar Garden | Solar*Rewards Community | Trade Secret | 2014
20252-215912-02 | Xcel Energy | 85 | 13781 | IOU | SRC038662 | 1000 | Solar |  |  | Withdrawn | Trade Secret | Trade | FSL | FSL311 | Community Solar Garden | Solar*Rewards Community | Trade Secret | 2014
20252-215912-02 | Xcel Energy | 85 | 13781 | IOU | SRC038663 | 1000 | Solar |  |  | Withdrawn | Trade Secret | Trade | CSR | CSR001 | Community Solar Garden | Solar*Rewards Community | Trade Secret | 2014
20252-215912-02 | Xcel Energy | 85 | 13781 | IOU | SRC038664 | 950 | Solar |  |  | Withdrawn | Trade Secret | Trade |  |  | Community Solar Garden | Solar*Rewards Community | Trade Secret | 2014
20252-215912-02 | Xcel Energy | 85 | 13781 | IOU | SRC038666 | 300 | Solar |  |  | Withdrawn | Trade Secret | Trade | CTF | CTF021 | Community Solar Garden | Solar*Rewards Community | Trade Secret | 2014
20252-215912-02 | Xcel Energy | 85 | 13781 | IOU | SRC038667 | 1000 | Solar |  |  | Withdrawn | Trade Secret | Trade | LNS | LNS033 | Community Solar Garden | Solar*Rewards Community | Trade Secret | 2014
20252-215912-02 | Xcel Energy | 85 | 13781 | IOU | SRC038668 | 1000 | Solar |  |  | Withdrawn | Trade Secret | Trade | LAP | LAP311 | Community Solar Garden | Solar*Rewards Community | Trade Secret | 2014
20252-215912-02 | Xcel Energy | 85 | 13781 | IOU | SRC038670 | 950 | Solar |  |  | Withdrawn | Trade Secret | Trade |  |  | Community Solar Garden | Solar*Rewards Community | Trade Secret | 2014
20252-215912-02 | Xcel Energy | 85 | 13781 | IOU | SRC038671 | 1000 | Solar |  |  | Withdrawn | Trade Secret | Trade | FSL | FSL311 | Community Solar Garden | Solar*Rewards Community | Trade Secret | 2014
20252-215912-02 | Xcel Energy | 85 | 13781 | IOU | SRC038673 | 1000 | Solar |  |  | Withdrawn | Trade Secret | Trade | SCL | SCL322 | Community Solar Garden | Solar*Rewards Community | Trade Secret | 2014
20252-215912-02 | Xcel Energy | 85 | 13781 | IOU | SRC038675 | 1000 | Solar |  |  | Withdrawn | Trade Secret | Trade | LNS | LNS033 | Community Solar Garden | Solar*Rewards Community | Trade Secret | 2014
20252-215912-02 | Xcel Energy | 85 | 13781 | IOU | SRC038676 | 429.89 | Solar |  |  | Withdrawn | Trade Secret | Trade | BTF | BTF001 | Community Solar Garden | Solar*Rewards Community | Trade Secret | 2014
20252-215912-02 | Xcel Energy | 85 | 13781 | IOU | SRC038677 | 1000 | Solar |  |  | Withdrawn | Trade Secret | Trade | FSL | FSL311 | Community Solar Garden | Solar*Rewards Community | Trade Secret | 2014
20252-215912-02 | Xcel Energy | 85 | 13781 | IOU | SRC038678 | 1000 | Solar |  |  | Withdrawn | Trade Secret | Trade | VMR | VMR061 | Community Solar Garden | Solar*Rewards Community | Trade Secret | 2014
20252-215912-02 | Xcel Energy | 85 | 13781 | IOU | SRC038679 | 1000 | Solar |  |  | Withdrawn | Trade Secret | Trade | LNS | LNS033 | Community Solar Garden | Solar*Rewards Community | Trade Secret | 2014
20252-215912-02 | Xcel Energy | 85 | 13781 | IOU | SRC038680 | 1000 | Solar |  |  | Withdrawn | Trade Secret | Trade | LAP | LAP311 | Community Solar Garden | Solar*Rewards Community | Trade Secret | 2014
20252-215912-02 | Xcel Energy | 85 | 13781 | IOU | SRC038681 | 950 | Solar |  |  | Withdrawn | Trade Secret | Trade |  |  | Community Solar Garden | Solar*Rewards Community | Trade Secret | 2014
20252-215912-02 | Xcel Energy | 85 | 13781 | IOU | SRC038682 | 1000 | Solar |  |  | Withdrawn | Trade Secret | Trade | CSR | CSR001 | Community Solar Garden | Solar*Rewards Community | Trade Secret | 2014
20252-215912-02 | Xcel Energy | 85 | 13781 | IOU | SRC038683 | 1000 | Solar |  |  | Withdrawn | Trade Secret | Trade | SCL | SCL322 | Community Solar Garden | Solar*Rewards Community | Trade Secret | 2014
20252-215912-02 | Xcel Energy | 85 | 13781 | IOU | SRC038684 | 610.9 | Solar |  |  | Withdrawn | Trade Secret | Trade | GLD | GLD021 | Community Solar Garden | Solar*Rewards Community | Trade Secret | 2014
20252-215912-02 | Xcel Energy | 85 | 13781 | IOU | SRC038685 | 1000 | Solar |  |  | Withdrawn | Trade Secret | Trade | FSL | FSL311 | Community Solar Garden | Solar*Rewards Community | Trade Secret | 2014
20252-215912-02 | Xcel Energy | 85 | 13781 | IOU | SRC038686 | 1000 | Solar |  |  | Withdrawn | Trade Secret | Trade | LNS | LNS033 | Community Solar Garden | Solar*Rewards Community | Trade Secret | 2014
20252-215912-02 | Xcel Energy | 85 | 13781 | IOU | SRC038687 | 1000 | Solar |  |  | Withdrawn | Trade Secret | Trade | SCL | SCL322 | Community Solar Garden | Solar*Rewards Community | Trade Secret | 2014
20252-215912-02 | Xcel Energy | 85 | 13781 | IOU | SRC038688 | 1000 | Solar |  |  | Withdrawn | Trade Secret | Trade | FSL | FSL311 | Community Solar Garden | Solar*Rewards Community | Trade Secret | 2014
20252-215912-02 | Xcel Energy | 85 | 13781 | IOU | SRC038689 | 1000 | Solar |  |  | Withdrawn | Trade Secret | Trade | LNS | LNS033 | Community Solar Garden | Solar*Rewards Community | Trade Secret | 2014
20252-215912-02 | Xcel Energy | 85 | 13781 | IOU | SRC038690 | 1000 | Solar |  |  | Withdrawn | Trade Secret | Trade | VMR | VMR061 | Community Solar Garden | Solar*Rewards Community | Trade Secret | 2014
20252-215912-02 | Xcel Energy | 85 | 13781 | IOU | SRC038692 | 1000 | Solar |  |  | Withdrawn | Trade Secret | Trade | SCL | SCL322 | Community Solar Garden | Solar*Rewards Community | Trade Secret | 2014
20252-215912-02 | Xcel Energy | 85 | 13781 | IOU | SRC038693 | 1000 | Solar |  |  | Withdrawn | Trade Secret | Trade | FSL | FSL311 | Community Solar Garden | Solar*Rewards Community | Trade Secret | 2014
20252-215912-02 | Xcel Energy | 85 | 13781 | IOU | SRC038694 | 1000 | Solar |  |  | Withdrawn | Trade Secret | Trade | LNS | LNS033 | Community Solar Garden | Solar*Rewards Community | Trade Secret | 2014
20252-215912-02 | Xcel Energy | 85 | 13781 | IOU | SRC038695 | 1000 | Solar |  |  | Withdrawn | Trade Secret | Trade | CSR | CSR001 | Community Solar Garden | Solar*Rewards Community | Trade Secret | 2014
20252-215912-02 | Xcel Energy | 85 | 13781 | IOU | SRC038696 | 1000 | Solar |  |  | Withdrawn | Trade Secret | Trade | VMR | VMR061 | Community Solar Garden | Solar*Rewards Community | Trade Secret | 2014
20252-215912-02 | Xcel Energy | 85 | 13781 | IOU | SRC038697 | 1000 | Solar |  |  | Withdrawn | Trade Secret | Trade | SCL | SCL322 | Community Solar Garden | Solar*Rewards Community | Trade Secret | 2014
20252-215912-02 | Xcel Energy | 85 | 13781 | IOU | SRC038698 | 1000 | Solar |  |  | Withdrawn | Trade Secret | Trade | FSL | FSL311 | Community Solar Garden | Solar*Rewards Community | Trade Secret | 2014
20252-215912-02 | Xcel Energy | 85 | 13781 | IOU | SRC038699 | 1000 | Solar |  |  | Withdrawn | Trade Secret | Trade | LNS | LNS033 | Community Solar Garden | Solar*Rewards Community | Trade Secret | 2014
20252-215912-02 | Xcel Energy | 85 | 13781 | IOU | SRC038700 | 1000 | Solar |  |  | Withdrawn | Trade Secret | Trade | CSR | CSR001 | Community Solar Garden | Solar*Rewards Community | Trade Secret | 2014
20252-215912-02 | Xcel Energy | 85 | 13781 | IOU | SRC038701 | 1000 | Solar |  |  | Withdrawn | Trade Secret | Trade | LNS | LNS033 | Community Solar Garden | Solar*Rewards Community | Trade Secret | 2014
20252-215912-02 | Xcel Energy | 85 | 13781 | IOU | SRC038702 | 1000 | Solar |  |  | Withdrawn | Trade Secret | Trade | SCL | SCL322 | Community Solar Garden | Solar*Rewards Community | Trade Secret | 2014
20252-215912-02 | Xcel Energy | 85 | 13781 | IOU | SRC038703 | 1000 | Solar |  |  | Withdrawn | Trade Secret | Trade | FSL | FSL311 | Community Solar Garden | Solar*Rewards Community | Trade Secret | 2014
20252-215912-02 | Xcel Energy | 85 | 13781 | IOU | SRC038704 | 1000 | Solar |  |  | Withdrawn | Trade Secret | Trade | VMR | VMR061 | Community Solar Garden | Solar*Rewards Community | Trade Secret | 2014
20252-215912-02 | Xcel Energy | 85 | 13781 | IOU | SRC038705 | 1000 | Solar |  |  | Withdrawn | Trade Secret | Trade | LNS | LNS033 | Community Solar Garden | Solar*Rewards Community | Trade Secret | 2014
20252-215912-02 | Xcel Energy | 85 | 13781 | IOU | SRC038706 | 1000 | Solar |  |  | Withdrawn | Trade Secret | Trade | SCL | SCL322 | Community Solar Garden | Solar*Rewards Community | Trade Secret | 2014
20252-215912-02 | Xcel Energy | 85 | 13781 | IOU | SRC038707 | 1000 | Solar |  |  | Withdrawn | Trade Secret | Trade | CSR | CSR001 | Community Solar Garden | Solar*Rewards Community | Trade Secret | 2014
20252-215912-02 | Xcel Energy | 85 | 13781 | IOU | SRC038708 | 1000 | Solar |  |  | Withdrawn | Trade Secret | Trade | FSL | FSL311 | Community Solar Garden | Solar*Rewards Community | Trade Secret | 2014
20252-215912-02 | Xcel Energy | 85 | 13781 | IOU | SRC038709 | 1000 | Solar |  |  | Withdrawn | Trade Secret | Trade | LNS | LNS033 | Community Solar Garden | Solar*Rewards Community | Trade Secret | 2014
20252-215912-02 | Xcel Energy | 85 | 13781 | IOU | SRC038710 | 1000 | Solar |  |  | Withdrawn | Trade Secret | Trade | SCL | SCL322 | Community Solar Garden | Solar*Rewards Community | Trade Secret | 2014
20252-215912-02 | Xcel Energy | 85 | 13781 | IOU | SRC038711 | 1000 | Solar |  |  | Withdrawn | Trade Secret | Trade | VMR | VMR061 | Community Solar Garden | Solar*Rewards Community | Trade Secret | 2014
20252-215912-02 | Xcel Energy | 85 | 13781 | IOU | SRC038712 | 1000 | Solar |  |  | Withdrawn | Trade Secret | Trade | FSL | FSL311 | Community Solar Garden | Solar*Rewards Community | Trade Secret | 2014
20252-215912-02 | Xcel Energy | 85 | 13781 | IOU | SRC038713 | 1000 | Solar |  |  | Withdrawn | Trade Secret | Trade | LNS | LNS033 | Community Solar Garden | Solar*Rewards Community | Trade Secret | 2014
20252-215912-02 | Xcel Energy | 85 | 13781 | IOU | SRC038714 | 1000 | Solar |  |  | Withdrawn | Trade Secret | Trade | CSR | CSR001 | Community Solar Garden | Solar*Rewards Community | Trade Secret | 2014
20252-215912-02 | Xcel Energy | 85 | 13781 | IOU | SRC038715 | 1000 | Solar |  |  | Withdrawn | Trade Secret | Trade | SCL | SCL322 | Community Solar Garden | Solar*Rewards Community | Trade Secret | 2014
20252-215912-02 | Xcel Energy | 85 | 13781 | IOU | SRC038716 | 1000 | Solar |  |  | Withdrawn | Trade Secret | Trade | FSL | FSL311 | Community Solar Garden | Solar*Rewards Community | Trade Secret | 2014
20252-215912-02 | Xcel Energy | 85 | 13781 | IOU | SRC038718 | 1000 | Solar |  |  | Withdrawn | Trade Secret | Trade | LNS | LNS033 | Community Solar Garden | Solar*Rewards Community | Trade Secret | 2014
20252-215912-02 | Xcel Energy | 85 | 13781 | IOU | SRC038719 | 1000 | Solar |  |  | Withdrawn | Trade Secret | Trade | VMR | VMR061 | Community Solar Garden | Solar*Rewards Community | Trade Secret | 2014
20252-215912-02 | Xcel Energy | 85 | 13781 | IOU | SRC038720 | 1000 | Solar |  |  | Withdrawn | Trade Secret | Trade | CSR | CSR001 | Community Solar Garden | Solar*Rewards Community | Trade Secret | 2014
20252-215912-02 | Xcel Energy | 85 | 13781 | IOU | SRC038721 | 1000 | Solar |  |  | Withdrawn | Trade Secret | Trade | SCL | SCL322 | Community Solar Garden | Solar*Rewards Community | Trade Secret | 2014
20252-215912-02 | Xcel Energy | 85 | 13781 | IOU | SRC038722 | 1000 | Solar |  |  | Withdrawn | Trade Secret | Trade | FSL | FSL311 | Community Solar Garden | Solar*Rewards Community | Trade Secret | 2014
20252-215912-02 | Xcel Energy | 85 | 13781 | IOU | SRC038723 | 1000 | Solar |  |  | Withdrawn | Trade Secret | Trade | LNS | LNS033 | Community Solar Garden | Solar*Rewards Community | Trade Secret | 2014
20252-215912-02 | Xcel Energy | 85 | 13781 | IOU | SRC038724 | 1000 | Solar |  |  | Withdrawn | Trade Secret | Trade | SCL | SCL322 | Community Solar Garden | Solar*Rewards Community | Trade Secret | 2014
20252-215912-02 | Xcel Energy | 85 | 13781 | IOU | SRC038725 | 1000 | Solar |  |  | Withdrawn | Trade Secret | Trade | VMR | VMR061 | Community Solar Garden | Solar*Rewards Community | Trade Secret | 2014
20252-215912-02 | Xcel Energy | 85 | 13781 | IOU | SRC038726 | 1000 | Solar |  |  | Withdrawn | Trade Secret | Trade | LNS | LNS033 | Community Solar Garden | Solar*Rewards Community | Trade Secret | 2014
20252-215912-02 | Xcel Energy | 85 | 13781 | IOU | SRC038727 | 1000 | Solar |  |  | Withdrawn | Trade Secret | Trade | CSR | CSR001 | Community Solar Garden | Solar*Rewards Community | Trade Secret | 2014
20252-215912-02 | Xcel Energy | 85 | 13781 | IOU | SRC038728 | 1000 | Solar |  |  | Withdrawn | Trade Secret | Trade | FSL | FSL311 | Community Solar Garden | Solar*Rewards Community | Trade Secret | 2014
20252-215912-02 | Xcel Energy | 85 | 13781 | IOU | SRC038730 | 1000 | Solar |  |  | Withdrawn | Trade Secret | Trade | VMR | VMR061 | Community Solar Garden | Solar*Rewards Community | Trade Secret | 2014
20252-215912-02 | Xcel Energy | 85 | 13781 | IOU | SRC038731 | 1000 | Solar |  |  | Withdrawn | Trade Secret | Trade | FSL | FSL311 | Community Solar Garden | Solar*Rewards Community | Trade Secret | 2014
20252-215912-02 | Xcel Energy | 85 | 13781 | IOU | SRC038732 | 1000 | Solar |  |  | Withdrawn | Trade Secret | Trade | LNS | LNS033 | Community Solar Garden | Solar*Rewards Community | Trade Secret | 2014
20252-215912-02 | Xcel Energy | 85 | 13781 | IOU | SRC038733 | 1000 | Solar |  |  | Withdrawn | Trade Secret | Trade | LNS | LNS033 | Community Solar Garden | Solar*Rewards Community | Trade Secret | 2014
20252-215912-02 | Xcel Energy | 85 | 13781 | IOU | SRC038734 | 1000 | Solar |  |  | Withdrawn | Trade Secret | Trade | FSL | FSL311 | Community Solar Garden | Solar*Rewards Community | Trade Secret | 2014
20252-215912-02 | Xcel Energy | 85 | 13781 | IOU | SRC038735 | 1000 | Solar |  |  | Withdrawn | Trade Secret | Trade | LNS | LNS033 | Community Solar Garden | Solar*Rewards Community | Trade Secret | 2014
20252-215912-02 | Xcel Energy | 85 | 13781 | IOU | SRC038736 | 1000 | Solar |  |  | Withdrawn | Trade Secret | Trade | VMR | VMR061 | Community Solar Garden | Solar*Rewards Community | Trade Secret | 2014
20252-215912-02 | Xcel Energy | 85 | 13781 | IOU | SRC038737 | 1000 | Solar |  |  | Withdrawn | Trade Secret | Trade | LNS | LNS033 | Community Solar Garden | Solar*Rewards Community | Trade Secret | 2014
20252-215912-02 | Xcel Energy | 85 | 13781 | IOU | SRC038738 | 1000 | Solar |  |  | Withdrawn | Trade Secret | Trade | FSL | FSL311 | Community Solar Garden | Solar*Rewards Community | Trade Secret | 2014
20252-215912-02 | Xcel Energy | 85 | 13781 | IOU | SRC038739 | 1000 | Solar |  |  | Withdrawn | Trade Secret | Trade | LNS | LNS033 | Community Solar Garden | Solar*Rewards Community | Trade Secret | 2014
20252-215912-02 | Xcel Energy | 85 | 13781 | IOU | SRC038740 | 1000 | Solar |  |  | Withdrawn | Trade Secret | Trade | LNS | LNS033 | Community Solar Garden | Solar*Rewards Community | Trade Secret | 2014
20252-215912-02 | Xcel Energy | 85 | 13781 | IOU | SRC038741 | 1000 | Solar |  |  | Withdrawn | Trade Secret | Trade | VMR | VMR061 | Community Solar Garden | Solar*Rewards Community | Trade Secret | 2014
20252-215912-02 | Xcel Energy | 85 | 13781 | IOU | SRC038742 | 1000 | Solar |  |  | Withdrawn | Trade Secret | Trade | FSL | FSL311 | Community Solar Garden | Solar*Rewards Community | Trade Secret | 2014
20252-215912-02 | Xcel Energy | 85 | 13781 | IOU | SRC038743 | 950 | Solar |  |  | Withdrawn | Trade Secret | Trade | SMT | SMT072 | Community Solar Garden | Solar*Rewards Community | Trade Secret | 2014
20252-215912-02 | Xcel Energy | 85 | 13781 | IOU | SRC038744 | 1000 | Solar |  |  | Withdrawn | Trade Secret | Trade | LNS | LNS033 | Community Solar Garden | Solar*Rewards Community | Trade Secret | 2014
20252-215912-02 | Xcel Energy | 85 | 13781 | IOU | SRC038745 | 1000 | Solar |  |  | Withdrawn | Trade Secret | Trade | LNS | LNS033 | Community Solar Garden | Solar*Rewards Community | Trade Secret | 2014
20252-215912-02 | Xcel Energy | 85 | 13781 | IOU | SRC038746 | 1000 | Solar |  |  | Withdrawn | Trade Secret | Trade | FSL | FSL311 | Community Solar Garden | Solar*Rewards Community | Trade Secret | 2014
20252-215912-02 | Xcel Energy | 85 | 13781 | IOU | SRC038748 | 950 | Solar |  |  | Withdrawn | Trade Secret | Trade |  |  | Community Solar Garden | Solar*Rewards Community | Trade Secret | 2014
20252-215912-02 | Xcel Energy | 85 | 13781 | IOU | SRC038749 | 1000 | Solar |  |  | Withdrawn | Trade Secret | Trade | LNS | LNS033 | Community Solar Garden | Solar*Rewards Community | Trade Secret | 2014
20252-215912-02 | Xcel Energy | 85 | 13781 | IOU | SRC038750 | 1000 | Solar |  |  | Withdrawn | Trade Secret | Trade | LNS | LNS033 | Community Solar Garden | Solar*Rewards Community | Trade Secret | 2014
20252-215912-02 | Xcel Energy | 85 | 13781 | IOU | SRC038751 | 1000 | Solar |  |  | Withdrawn | Trade Secret | Trade | FSL | FSL311 | Community Solar Garden | Solar*Rewards Community | Trade Secret | 2014
20252-215912-02 | Xcel Energy | 85 | 13781 | IOU | SRC038752 | 1000 | Solar |  |  | Withdrawn | Trade Secret | Trade | VMR | VMR061 | Community Solar Garden | Solar*Rewards Community | Trade Secret | 2014
20252-215912-02 | Xcel Energy | 85 | 13781 | IOU | SRC038753 | 1000 | Solar |  |  | Withdrawn | Trade Secret | Trade | LNS | LNS033 | Community Solar Garden | Solar*Rewards Community | Trade Secret | 2014
20252-215912-02 | Xcel Energy | 85 | 13781 | IOU | SRC038754 | 1000 | Solar |  |  | Withdrawn | Trade Secret | Trade | LNS | LNS033 | Community Solar Garden | Solar*Rewards Community | Trade Secret | 2014
20252-215912-02 | Xcel Energy | 85 | 13781 | IOU | SRC038755 | 1000 | Solar |  |  | Withdrawn | Trade Secret | Trade | FSL | FSL311 | Community Solar Garden | Solar*Rewards Community | Trade Secret | 2014
20252-215912-02 | Xcel Energy | 85 | 13781 | IOU | SRC038756 | 1000 | Solar |  |  | Withdrawn | Trade Secret | Trade | LNS | LNS033 | Community Solar Garden | Solar*Rewards Community | Trade Secret | 2014
20252-215912-02 | Xcel Energy | 85 | 13781 | IOU | SRC038757 | 1000 | Solar |  |  | Withdrawn | Trade Secret | Trade | LNS | LNS033 | Community Solar Garden | Solar*Rewards Community | Trade Secret | 2014
20252-215912-02 | Xcel Energy | 85 | 13781 | IOU | SRC038758 | 1000 | Solar |  |  | Withdrawn | Trade Secret | Trade | VMR | VMR061 | Community Solar Garden | Solar*Rewards Community | Trade Secret | 2014
20252-215912-02 | Xcel Energy | 85 | 13781 | IOU | SRC038759 | 1000 | Solar |  |  | Withdrawn | Trade Secret | Trade | FSL | FSL311 | Community Solar Garden | Solar*Rewards Community | Trade Secret | 2014
20252-215912-02 | Xcel Energy | 85 | 13781 | IOU | SRC038760 | 1000 | Solar |  |  | Withdrawn | Trade Secret | Trade | LNS | LNS033 | Community Solar Garden | Solar*Rewards Community | Trade Secret | 2014
20252-215912-02 | Xcel Energy | 85 | 13781 | IOU | SRC038761 | 1000 | Solar |  |  | Withdrawn | Trade Secret | Trade | LNS | LNS033 | Community Solar Garden | Solar*Rewards Community | Trade Secret | 2014
20252-215912-02 | Xcel Energy | 85 | 13781 | IOU | SRC038762 | 1000 | Solar |  |  | Withdrawn | Trade Secret | Trade | FSL | FSL311 | Community Solar Garden | Solar*Rewards Community | Trade Secret | 2014
20252-215912-02 | Xcel Energy | 85 | 13781 | IOU | SRC038763 | 1000 | Solar |  |  | Withdrawn | Trade Secret | Trade | LNS | LNS033 | Community Solar Garden | Solar*Rewards Community | Trade Secret | 2014
20252-215912-02 | Xcel Energy | 85 | 13781 | IOU | SRC038764 | 1000 | Solar |  |  | Withdrawn | Trade Secret | Trade | LNS | LNS033 | Community Solar Garden | Solar*Rewards Community | Trade Secret | 2014
20252-215912-02 | Xcel Energy | 85 | 13781 | IOU | SRC038765 | 500 | Solar |  |  | Withdrawn | Trade Secret | Trade | VMR | VMR061 | Community Solar Garden | Solar*Rewards Community | Trade Secret | 2014
20252-215912-02 | Xcel Energy | 85 | 13781 | IOU | SRC038766 | 1000 | Solar |  |  | Withdrawn | Trade Secret | Trade | FSL | FSL311 | Community Solar Garden | Solar*Rewards Community | Trade Secret | 2014
20252-215912-02 | Xcel Energy | 85 | 13781 | IOU | SRC038767 | 1000 | Solar |  |  | Withdrawn | Trade Secret | Trade | LNS | LNS033 | Community Solar Garden | Solar*Rewards Community | Trade Secret | 2014
20252-215912-02 | Xcel Energy | 85 | 13781 | IOU | SRC038768 | 1000 | Solar |  |  | Withdrawn | Trade Secret | Trade | LNS | LNS033 | Community Solar Garden | Solar*Rewards Community | Trade Secret | 2014
20252-215912-02 | Xcel Energy | 85 | 13781 | IOU | SRC038769 | 1000 | Solar |  |  | Withdrawn | Trade Secret | Trade | LNS | LNS033 | Community Solar Garden | Solar*Rewards Community | Trade Secret | 2014
20252-215912-02 | Xcel Energy | 85 | 13781 | IOU | SRC038770 | 1000 | Solar |  |  | Withdrawn | Trade Secret | Trade | LNS | LNS033 | Community Solar Garden | Solar*Rewards Community | Trade Secret | 2014
20252-215912-02 | Xcel Energy | 85 | 13781 | IOU | SRC038771 | 1000 | Solar |  |  | Withdrawn | Trade Secret | Trade | LNS | LNS033 | Community Solar Garden | Solar*Rewards Community | Trade Secret | 2014
20252-215912-02 | Xcel Energy | 85 | 13781 | IOU | SRC038772 | 1000 | Solar |  |  | Withdrawn | Trade Secret | Trade | LNS | LNS033 | Community Solar Garden | Solar*Rewards Community | Trade Secret | 2014
20252-215912-02 | Xcel Energy | 85 | 13781 | IOU | SRC038773 | 1000 | Solar |  |  | Withdrawn | Trade Secret | Trade | LNS | LNS033 | Community Solar Garden | Solar*Rewards Community | Trade Secret | 2014
20252-215912-02 | Xcel Energy | 85 | 13781 | IOU | SRC038774 | 1000 | Solar |  |  | Withdrawn | Trade Secret | Trade | LNS | LNS033 | Community Solar Garden | Solar*Rewards Community | Trade Secret | 2014
20252-215912-02 | Xcel Energy | 85 | 13781 | IOU | SRC038775 | 1000 | Solar |  |  | Withdrawn | Trade Secret | Trade | LNS | LNS033 | Community Solar Garden | Solar*Rewards Community | Trade Secret | 2014
20252-215912-02 | Xcel Energy | 85 | 13781 | IOU | SRC038776 | 32.4 | Solar |  |  | Withdrawn | Trade Secret | Trade | SOU | SOU088 | Community Solar Garden | Solar*Rewards Community | Trade Secret | 2014
20252-215912-02 | Xcel Energy | 85 | 13781 | IOU | SRC038780 | 950 | Solar |  |  | Withdrawn | Trade Secret | Trade | WAS | WAS092 | Community Solar Garden | Solar*Rewards Community | Trade Secret | 2014
20252-215912-02 | Xcel Energy | 85 | 13781 | IOU | SRC038781 | 1000 | Solar |  |  | Withdrawn | Trade Secret | Trade |  |  | Community Solar Garden | Solar*Rewards Community | Trade Secret | 2014
20252-215912-02 | Xcel Energy | 85 | 13781 | IOU | SRC038782 | 998 | Solar |  |  | Withdrawn | Trade Secret | Trade | NOF | NOF061 | Community Solar Garden | Solar*Rewards Community | Trade Secret | 2014
20252-215912-02 | Xcel Energy | 85 | 13781 | IOU | SRC038783 | 1000 | Solar |  |  | Withdrawn | Trade Secret | Trade |  |  | Community Solar Garden | Solar*Rewards Community | Trade Secret | 2015
20252-215912-02 | Xcel Energy | 85 | 13781 | IOU | SRC038784 | 1000 | Solar |  |  | Withdrawn | Trade Secret | Trade |  |  | Community Solar Garden | Solar*Rewards Community | Trade Secret | 2015
20252-215912-02 | Xcel Energy | 85 | 13781 | IOU | SRC038791 | 1000 | Solar |  |  | Withdrawn | Trade Secret | Trade | WTN | WTN061 | Community Solar Garden | Solar*Rewards Community | Trade Secret | 2015
20252-215912-02 | Xcel Energy | 85 | 13781 | IOU | SRC038792 | 1000 | Solar |  |  | Withdrawn | Trade Secret | Trade | WTN | WTN061 | Community Solar Garden | Solar*Rewards Community | Trade Secret | 2015
20252-215912-02 | Xcel Energy | 85 | 13781 | IOU | SRC038793 | 1000 | Solar |  |  | Withdrawn | Trade Secret | Trade | WTN | WTN061 | Community Solar Garden | Solar*Rewards Community | Trade Secret | 2015
20252-215912-02 | Xcel Energy | 85 | 13781 | IOU | SRC038794 | 1000 | Solar |  |  | Withdrawn | Trade Secret | Trade | WTN | WTN061 | Community Solar Garden | Solar*Rewards Community | Trade Secret | 2015
20252-215912-02 | Xcel Energy | 85 | 13781 | IOU | SRC038795 | 1000 | Solar |  |  | Withdrawn | Trade Secret | Trade |  |  | Community Solar Garden | Solar*Rewards Community | Trade Secret | 2015
20252-215912-02 | Xcel Energy | 85 | 13781 | IOU | SRC038830 | 1000 | Solar |  |  | Withdrawn | Trade Secret | Trade | MEI | MEI021 | Community Solar Garden | Solar*Rewards Community | Trade Secret | 2015
20252-215912-02 | Xcel Energy | 85 | 13781 | IOU | SRC038967 | 1000 | Solar |  |  | Withdrawn | Trade Secret | Trade | LAP | LAP311 | Community Solar Garden | Solar*Rewards Community | Trade Secret | 2015
20252-215912-02 | Xcel Energy | 85 | 13781 | IOU | SRC038968 | 1000 | Solar |  |  | Withdrawn | Trade Secret | Trade | LAP | LAP311 | Community Solar Garden | Solar*Rewards Community | Trade Secret | 2015
20252-215912-02 | Xcel Energy | 85 | 13781 | IOU | SRC038969 | 1000 | Solar |  |  | Withdrawn | Trade Secret | Trade | LAP | LAP311 | Community Solar Garden | Solar*Rewards Community | Trade Secret | 2015
20252-215912-02 | Xcel Energy | 85 | 13781 | IOU | SRC038970 | 1000 | Solar |  |  | Withdrawn | Trade Secret | Trade | LAP | LAP311 | Community Solar Garden | Solar*Rewards Community | Trade Secret | 2015
20252-215912-02 | Xcel Energy | 85 | 13781 | IOU | SRC038971 | 1000 | Solar |  |  | Withdrawn | Trade Secret | Trade | LAP | LAP311 | Community Solar Garden | Solar*Rewards Community | Trade Secret | 2015
20252-215912-02 | Xcel Energy | 85 | 13781 | IOU | SRC038972 | 500 | Solar |  |  | Withdrawn | Trade Secret | Trade | LAP | LAP311 | Community Solar Garden | Solar*Rewards Community | Trade Secret | 2015
20252-215912-02 | Xcel Energy | 85 | 13781 | IOU | SRC038973 | 1000 | Solar |  |  | Withdrawn | Trade Secret | Trade | WAV | WAV021 | Community Solar Garden | Solar*Rewards Community | Trade Secret | 2015
20252-215912-02 | Xcel Energy | 85 | 13781 | IOU | SRC038974 | 1000 | Solar |  |  | Withdrawn | Trade Secret | Trade | WAV | WAV021 | Community Solar Garden | Solar*Rewards Community | Trade Secret | 2015
20252-215912-02 | Xcel Energy | 85 | 13781 | IOU | SRC038975 | 1000 | Solar |  |  | Withdrawn | Trade Secret | Trade | WAV | WAV021 | Community Solar Garden | Solar*Rewards Community | Trade Secret | 2015
20252-215912-02 | Xcel Energy | 85 | 13781 | IOU | SRC038976 | 1000 | Solar |  |  | Withdrawn | Trade Secret | Trade | WAV | WAV021 | Community Solar Garden | Solar*Rewards Community | Trade Secret | 2015
20252-215912-02 | Xcel Energy | 85 | 13781 | IOU | SRC038977 | 1000 | Solar |  |  | Withdrawn | Trade Secret | Trade | WAV | WAV021 | Community Solar Garden | Solar*Rewards Community | Trade Secret | 2015
20252-215912-02 | Xcel Energy | 85 | 13781 | IOU | SRC038978 | 1000 | Solar |  |  | Withdrawn | Trade Secret | Trade | WAV | WAV021 | Community Solar Garden | Solar*Rewards Community | Trade Secret | 2015
20252-215912-02 | Xcel Energy | 85 | 13781 | IOU | SRC038979 | 1000 | Solar |  |  | Withdrawn | Trade Secret | Trade |  |  | Community Solar Garden | Solar*Rewards Community | Trade Secret | 2015
20252-215912-02 | Xcel Energy | 85 | 13781 | IOU | SRC038980 | 350 | Solar |  |  | Withdrawn | Trade Secret | Trade |  |  | Community Solar Garden | Solar*Rewards Community | Trade Secret | 2015
20252-215912-02 | Xcel Energy | 85 | 13781 | IOU | SRC039051 | 36 | Solar |  |  | Withdrawn | Trade Secret | Trade | MST | MST069 | Community Solar Garden | Solar*Rewards Community | Trade Secret | 2015
20252-215912-02 | Xcel Energy | 85 | 13781 | IOU | SRC039053 | 36 | Solar |  |  | Withdrawn | Trade Secret | Trade |  |  | Community Solar Garden | Solar*Rewards Community | Trade Secret | 2015
20252-215912-02 | Xcel Energy | 85 | 13781 | IOU | SRC039054 | 36 | Solar |  |  | Withdrawn | Trade Secret | Trade |  |  | Community Solar Garden | Solar*Rewards Community | Trade Secret | 2015
20252-215912-02 | Xcel Energy | 85 | 13781 | IOU | SRC039055 | 36 | Solar |  |  | Withdrawn | Trade Secret | Trade |  |  | Community Solar Garden | Solar*Rewards Community | Trade Secret | 2015
20252-215912-02 | Xcel Energy | 85 | 13781 | IOU | SRC039056 | 36 | Solar |  |  | Withdrawn | Trade Secret | Trade |  |  | Community Solar Garden | Solar*Rewards Community | Trade Secret | 2015
20252-215912-02 | Xcel Energy | 85 | 13781 | IOU | SRC039057 | 36 | Solar |  |  | Withdrawn | Trade Secret | Trade |  |  | Community Solar Garden | Solar*Rewards Community | Trade Secret | 2015
20252-215912-02 | Xcel Energy | 85 | 13781 | IOU | SRC039058 | 1000 | Solar |  |  | Withdrawn | Trade Secret | Trade |  |  | Community Solar Garden | Solar*Rewards Community | Trade Secret | 2015
20252-215912-02 | Xcel Energy | 85 | 13781 | IOU | SRC039059 | 1000 | Solar |  |  | Withdrawn | Trade Secret | Trade |  |  | Community Solar Garden | Solar*Rewards Community | Trade Secret | 2015
20252-215912-02 | Xcel Energy | 85 | 13781 | IOU | SRC039060 | 1000 | Solar |  |  | Withdrawn | Trade Secret | Trade |  |  | Community Solar Garden | Solar*Rewards Community | Trade Secret | 2015
20252-215912-02 | Xcel Energy | 85 | 13781 | IOU | SRC039061 | 1000 | Solar |  |  | Withdrawn | Trade Secret | Trade |  |  | Community Solar Garden | Solar*Rewards Community | Trade Secret | 2015
20252-215912-02 | Xcel Energy | 85 | 13781 | IOU | SRC039063 | 998 | Solar |  |  | Withdrawn | Trade Secret | Trade | LSP | LSP021 | Community Solar Garden | Solar*Rewards Community | Trade Secret | 2015
20252-215912-02 | Xcel Energy | 85 | 13781 | IOU | SRC039064 | 998 | Solar |  |  | Withdrawn | Trade Secret | Trade | ALB | ALB022 | Community Solar Garden | Solar*Rewards Community | Trade Secret | 2015
20252-215912-02 | Xcel Energy | 85 | 13781 | IOU | SRC039065 | 998 | Solar |  |  | Withdrawn | Trade Secret | Trade | ALB | ALB022 | Community Solar Garden | Solar*Rewards Community | Trade Secret | 2015
20252-215912-02 | Xcel Energy | 85 | 13781 | IOU | SRC039100 | 1000 | Solar |  |  | Withdrawn | Trade Secret | Trade | WTN | WTN062 | Community Solar Garden | Solar*Rewards Community | Trade Secret | 2015
20252-215912-02 | Xcel Energy | 85 | 13781 | IOU | SRC039101 | 1000 | Solar |  |  | Withdrawn | Trade Secret | Trade | WTN | WTN062 | Community Solar Garden | Solar*Rewards Community | Trade Secret | 2015
20252-215912-02 | Xcel Energy | 85 | 13781 | IOU | SRC039102 | 1000 | Solar |  |  | Withdrawn | Trade Secret | Trade | WTN | WTN062 | Community Solar Garden | Solar*Rewards Community | Trade Secret | 2015
20252-215912-02 | Xcel Energy | 85 | 13781 | IOU | SRC039103 | 1000 | Solar |  |  | Withdrawn | Trade Secret | Trade | WTN | WTN062 | Community Solar Garden | Solar*Rewards Community | Trade Secret | 2015
20252-215912-02 | Xcel Energy | 85 | 13781 | IOU | SRC039104 | 1000 | Solar |  |  | Withdrawn | Trade Secret | Trade | WTN | WTN062 | Community Solar Garden | Solar*Rewards Community | Trade Secret | 2015
20252-215912-02 | Xcel Energy | 85 | 13781 | IOU | SRC039105 | 1000 | Solar |  |  | Withdrawn | Trade Secret | Trade | WTN | WTN062 | Community Solar Garden | Solar*Rewards Community | Trade Secret | 2015
20252-215912-02 | Xcel Energy | 85 | 13781 | IOU | SRC039106 | 1000 | Solar |  |  | Withdrawn | Trade Secret | Trade | WTN | WTN062 | Community Solar Garden | Solar*Rewards Community | Trade Secret | 2015
20252-215912-02 | Xcel Energy | 85 | 13781 | IOU | SRC039107 | 1000 | Solar |  |  | Withdrawn | Trade Secret | Trade | WTN | WTN062 | Community Solar Garden | Solar*Rewards Community | Trade Secret | 2015
20252-215912-02 | Xcel Energy | 85 | 13781 | IOU | SRC039108 | 1000 | Solar |  |  | Withdrawn | Trade Secret | Trade | WTN | WTN062 | Community Solar Garden | Solar*Rewards Community | Trade Secret | 2015
20252-215912-02 | Xcel Energy | 85 | 13781 | IOU | SRC039109 | 1000 | Solar |  |  | Withdrawn | Trade Secret | Trade | WTN | WTN062 | Community Solar Garden | Solar*Rewards Community | Trade Secret | 2015
20252-215912-02 | Xcel Energy | 85 | 13781 | IOU | SRC039212 | 1000 | Solar |  |  | Withdrawn | Trade Secret | Trade |  |  | Community Solar Garden | Solar*Rewards Community | Trade Secret | 2015
20252-215912-02 | Xcel Energy | 85 | 13781 | IOU | SRC039213 | 1000 | Solar |  |  | Withdrawn | Trade Secret | Trade |  |  | Community Solar Garden | Solar*Rewards Community | Trade Secret | 2015
20252-215912-02 | Xcel Energy | 85 | 13781 | IOU | SRC039214 | 1000 | Solar |  |  | Withdrawn | Trade Secret | Trade |  |  | Community Solar Garden | Solar*Rewards Community | Trade Secret | 2015
20252-215912-02 | Xcel Energy | 85 | 13781 | IOU | SRC039215 | 1000 | Solar |  |  | Withdrawn | Trade Secret | Trade |  |  | Community Solar Garden | Solar*Rewards Community | Trade Secret | 2015
20252-215912-02 | Xcel Energy | 85 | 13781 | IOU | SRC039216 | 998 | Solar |  |  | Withdrawn | Trade Secret | Trade |  |  | Community Solar Garden | Solar*Rewards Community | Trade Secret | 2015
20252-215912-02 | Xcel Energy | 85 | 13781 | IOU | SRC039217 | 998 | Solar |  |  | Withdrawn | Trade Secret | Trade |  |  | Community Solar Garden | Solar*Rewards Community | Trade Secret | 2015
20252-215912-02 | Xcel Energy | 85 | 13781 | IOU | SRC039222 | 1000 | Solar |  |  | Withdrawn | Trade Secret | Trade | WOB | WOB021 | Community Solar Garden | Solar*Rewards Community | Trade Secret | 2015
20252-215912-02 | Xcel Energy | 85 | 13781 | IOU | SRC039223 | 1000 | Solar |  |  | Withdrawn | Trade Secret | Trade | WOB | WOB021 | Community Solar Garden | Solar*Rewards Community | Trade Secret | 2015
20252-215912-02 | Xcel Energy | 85 | 13781 | IOU | SRC039224 | 1000 | Solar |  |  | Withdrawn | Trade Secret | Trade | WOB | WOB021 | Community Solar Garden | Solar*Rewards Community | Trade Secret | 2015
20252-215912-02 | Xcel Energy | 85 | 13781 | IOU | SRC039225 | 1000 | Solar |  |  | Withdrawn | Trade Secret | Trade | WOB | WOB021 | Community Solar Garden | Solar*Rewards Community | Trade Secret | 2015
20252-215912-02 | Xcel Energy | 85 | 13781 | IOU | SRC039226 | 870 | Solar |  |  | Withdrawn | Trade Secret | Trade |  |  | Community Solar Garden | Solar*Rewards Community | Trade Secret | 2015
20252-215912-02 | Xcel Energy | 85 | 13781 | IOU | SRC039227 | 1000 | Solar |  |  | Withdrawn | Trade Secret | Trade | RCH | RCH061 | Community Solar Garden | Solar*Rewards Community | Trade Secret | 2015
20252-215912-02 | Xcel Energy | 85 | 13781 | IOU | SRC039228 | 1000 | Solar |  |  | Withdrawn | Trade Secret | Trade | RCH | RCH061 | Community Solar Garden | Solar*Rewards Community | Trade Secret | 2015
20252-215912-02 | Xcel Energy | 85 | 13781 | IOU | SRC039229 | 1000 | Solar |  |  | Withdrawn | Trade Secret | Trade | RCH | RCH061 | Community Solar Garden | Solar*Rewards Community | Trade Secret | 2015
20252-215912-02 | Xcel Energy | 85 | 13781 | IOU | SRC039230 | 1000 | Solar |  |  | Withdrawn | Trade Secret | Trade | RCH | RCH061 | Community Solar Garden | Solar*Rewards Community | Trade Secret | 2015
20252-215912-02 | Xcel Energy | 85 | 13781 | IOU | SRC039231 | 1000 | Solar |  |  | Withdrawn | Trade Secret | Trade | RCH | RCH061 | Community Solar Garden | Solar*Rewards Community | Trade Secret | 2015
20252-215912-02 | Xcel Energy | 85 | 13781 | IOU | SRC039232 | 1000 | Solar |  |  | Withdrawn | Trade Secret | Trade | RCH | RCH061 | Community Solar Garden | Solar*Rewards Community | Trade Secret | 2015
20252-215912-02 | Xcel Energy | 85 | 13781 | IOU | SRC039233 | 1000 | Solar |  |  | Withdrawn | Trade Secret | Trade | RCH | RCH061 | Community Solar Garden | Solar*Rewards Community | Trade Secret | 2015
20252-215912-02 | Xcel Energy | 85 | 13781 | IOU | SRC039234 | 1000 | Solar |  |  | Withdrawn | Trade Secret | Trade | RCH | RCH061 | Community Solar Garden | Solar*Rewards Community | Trade Secret | 2015
20252-215912-02 | Xcel Energy | 85 | 13781 | IOU | SRC039235 | 1000 | Solar |  |  | Withdrawn | Trade Secret | Trade | RCH | RCH061 | Community Solar Garden | Solar*Rewards Community | Trade Secret | 2015
20252-215912-02 | Xcel Energy | 85 | 13781 | IOU | SRC039236 | 1000 | Solar |  |  | Withdrawn | Trade Secret | Trade | RCH | RCH061 | Community Solar Garden | Solar*Rewards Community | Trade Secret | 2015
20252-215912-02 | Xcel Energy | 85 | 13781 | IOU | SRC039237 | 1000 | Solar |  |  | Withdrawn | Trade Secret | Trade |  |  | Community Solar Garden | Solar*Rewards Community | Trade Secret | 2015
20252-215912-02 | Xcel Energy | 85 | 13781 | IOU | SRC039272 | 1000 | Solar |  |  | Withdrawn | Trade Secret | Trade | MEI | MEI021 | Community Solar Garden | Solar*Rewards Community | Trade Secret | 2015
20252-215912-02 | Xcel Energy | 85 | 13781 | IOU | SRC039273 | 1000 | Solar |  |  | Withdrawn | Trade Secret | Trade | MEI | MEI021 | Community Solar Garden | Solar*Rewards Community | Trade Secret | 2015
20252-215912-02 | Xcel Energy | 85 | 13781 | IOU | SRC039274 | 1000 | Solar |  |  | Withdrawn | Trade Secret | Trade | MEI | MEI021 | Community Solar Garden | Solar*Rewards Community | Trade Secret | 2015
20252-215912-02 | Xcel Energy | 85 | 13781 | IOU | SRC039275 | 1000 | Solar |  |  | Withdrawn | Trade Secret | Trade | MEI | MEI021 | Community Solar Garden | Solar*Rewards Community | Trade Secret | 2015
20252-215912-02 | Xcel Energy | 85 | 13781 | IOU | SRC039276 | 1000 | Solar |  |  | Withdrawn | Trade Secret | Trade | MEI | MEI021 | Community Solar Garden | Solar*Rewards Community | Trade Secret | 2015
20252-215912-02 | Xcel Energy | 85 | 13781 | IOU | SRC039277 | 1000 | Solar |  |  | Withdrawn | Trade Secret | Trade | MEI | MEI021 | Community Solar Garden | Solar*Rewards Community | Trade Secret | 2015
20252-215912-02 | Xcel Energy | 85 | 13781 | IOU | SRC039278 | 1000 | Solar |  |  | Withdrawn | Trade Secret | Trade | MEI | MEI021 | Community Solar Garden | Solar*Rewards Community | Trade Secret | 2015
20252-215912-02 | Xcel Energy | 85 | 13781 | IOU | SRC039279 | 1000 | Solar |  |  | Withdrawn | Trade Secret | Trade | MEI | MEI021 | Community Solar Garden | Solar*Rewards Community | Trade Secret | 2015
20252-215912-02 | Xcel Energy | 85 | 13781 | IOU | SRC039280 | 1000 | Solar |  |  | Withdrawn | Trade Secret | Trade | MEI | MEI021 | Community Solar Garden | Solar*Rewards Community | Trade Secret | 2015
20252-215912-02 | Xcel Energy | 85 | 13781 | IOU | SRC039281 | 1000 | Solar |  |  | Withdrawn | Trade Secret | Trade | MEI | MEI021 | Community Solar Garden | Solar*Rewards Community | Trade Secret | 2015
20252-215912-02 | Xcel Energy | 85 | 13781 | IOU | SRC039282 | 1000 | Solar |  |  | Withdrawn | Trade Secret | Trade | MEI | MEI021 | Community Solar Garden | Solar*Rewards Community | Trade Secret | 2015
20252-215912-02 | Xcel Energy | 85 | 13781 | IOU | SRC039283 | 1000 | Solar |  |  | Withdrawn | Trade Secret | Trade | MEI | MEI021 | Community Solar Garden | Solar*Rewards Community | Trade Secret | 2015
20252-215912-02 | Xcel Energy | 85 | 13781 | IOU | SRC039284 | 1000 | Solar |  |  | Withdrawn | Trade Secret | Trade | MEI | MEI021 | Community Solar Garden | Solar*Rewards Community | Trade Secret | 2015
20252-215912-02 | Xcel Energy | 85 | 13781 | IOU | SRC039285 | 1000 | Solar |  |  | Withdrawn | Trade Secret | Trade | MEI | MEI021 | Community Solar Garden | Solar*Rewards Community | Trade Secret | 2015
20252-215912-02 | Xcel Energy | 85 | 13781 | IOU | SRC039286 | 1000 | Solar |  |  | Withdrawn | Trade Secret | Trade |  |  | Community Solar Garden | Solar*Rewards Community | Trade Secret | 2015
20252-215912-02 | Xcel Energy | 85 | 13781 | IOU | SRC039287 | 1000 | Solar |  |  | Withdrawn | Trade Secret | Trade |  |  | Community Solar Garden | Solar*Rewards Community | Trade Secret | 2015
20252-215912-02 | Xcel Energy | 85 | 13781 | IOU | SRC039288 | 1000 | Solar |  |  | Withdrawn | Trade Secret | Trade |  |  | Community Solar Garden | Solar*Rewards Community | Trade Secret | 2015
20252-215912-02 | Xcel Energy | 85 | 13781 | IOU | SRC039289 | 1000 | Solar |  |  | Withdrawn | Trade Secret | Trade |  |  | Community Solar Garden | Solar*Rewards Community | Trade Secret | 2015
20252-215912-02 | Xcel Energy | 85 | 13781 | IOU | SRC039290 | 1000 | Solar |  |  | Withdrawn | Trade Secret | Trade |  |  | Community Solar Garden | Solar*Rewards Community | Trade Secret | 2015
20252-215912-02 | Xcel Energy | 85 | 13781 | IOU | SRC039291 | 1000 | Solar |  |  | Withdrawn | Trade Secret | Trade |  |  | Community Solar Garden | Solar*Rewards Community | Trade Secret | 2015
20252-215912-02 | Xcel Energy | 85 | 13781 | IOU | SRC039292 | 1000 | Solar |  |  | Withdrawn | Trade Secret | Trade |  |  | Community Solar Garden | Solar*Rewards Community | Trade Secret | 2015
20252-215912-02 | Xcel Energy | 85 | 13781 | IOU | SRC039293 | 1000 | Solar |  |  | Withdrawn | Trade Secret | Trade |  |  | Community Solar Garden | Solar*Rewards Community | Trade Secret | 2015
20252-215912-02 | Xcel Energy | 85 | 13781 | IOU | SRC039294 | 1000 | Solar |  |  | Withdrawn | Trade Secret | Trade |  |  | Community Solar Garden | Solar*Rewards Community | Trade Secret | 2015
20252-215912-02 | Xcel Energy | 85 | 13781 | IOU | SRC039295 | 1000 | Solar |  |  | Withdrawn | Trade Secret | Trade |  |  | Community Solar Garden | Solar*Rewards Community | Trade Secret | 2015
20252-215912-02 | Xcel Energy | 85 | 13781 | IOU | SRC039296 | 1000 | Solar |  |  | Withdrawn | Trade Secret | Trade |  |  | Community Solar Garden | Solar*Rewards Community | Trade Secret | 2015
20252-215912-02 | Xcel Energy | 85 | 13781 | IOU | SRC039297 | 1000 | Solar |  |  | Withdrawn | Trade Secret | Trade |  |  | Community Solar Garden | Solar*Rewards Community | Trade Secret | 2015
20252-215912-02 | Xcel Energy | 85 | 13781 | IOU | SRC039298 | 1000 | Solar |  |  | Withdrawn | Trade Secret | Trade |  |  | Community Solar Garden | Solar*Rewards Community | Trade Secret | 2015
20252-215912-02 | Xcel Energy | 85 | 13781 | IOU | SRC039299 | 1000 | Solar |  |  | Withdrawn | Trade Secret | Trade |  |  | Community Solar Garden | Solar*Rewards Community | Trade Secret | 2015
20252-215912-02 | Xcel Energy | 85 | 13781 | IOU | SRC039300 | 1000 | Solar |  |  | Withdrawn | Trade Secret | Trade |  |  | Community Solar Garden | Solar*Rewards Community | Trade Secret | 2015
20252-215912-02 | Xcel Energy | 85 | 13781 | IOU | SRC039301 | 1000 | Solar |  |  | Withdrawn | Trade Secret | Trade |  |  | Community Solar Garden | Solar*Rewards Community | Trade Secret | 2015
20252-215912-02 | Xcel Energy | 85 | 13781 | IOU | SRC039302 | 1000 | Solar |  |  | Withdrawn | Trade Secret | Trade |  |  | Community Solar Garden | Solar*Rewards Community | Trade Secret | 2015
20252-215912-02 | Xcel Energy | 85 | 13781 | IOU | SRC039303 | 1000 | Solar |  |  | Withdrawn | Trade Secret | Trade |  |  | Community Solar Garden | Solar*Rewards Community | Trade Secret | 2015
20252-215912-02 | Xcel Energy | 85 | 13781 | IOU | SRC039304 | 1000 | Solar |  |  | Withdrawn | Trade Secret | Trade |  |  | Community Solar Garden | Solar*Rewards Community | Trade Secret | 2015
20252-215912-02 | Xcel Energy | 85 | 13781 | IOU | SRC039305 | 1000 | Solar |  |  | Withdrawn | Trade Secret | Trade |  |  | Community Solar Garden | Solar*Rewards Community | Trade Secret | 2015
20252-215912-02 | Xcel Energy | 85 | 13781 | IOU | SRC039306 | 1000 | Solar |  |  | Withdrawn | Trade Secret | Trade |  |  | Community Solar Garden | Solar*Rewards Community | Trade Secret | 2015
20252-215912-02 | Xcel Energy | 85 | 13781 | IOU | SRC039307 | 1000 | Solar |  |  | Withdrawn | Trade Secret | Trade |  |  | Community Solar Garden | Solar*Rewards Community | Trade Secret | 2015
20252-215912-02 | Xcel Energy | 85 | 13781 | IOU | SRC039308 | 1000 | Solar |  |  | Withdrawn | Trade Secret | Trade |  |  | Community Solar Garden | Solar*Rewards Community | Trade Secret | 2015
20252-215912-02 | Xcel Energy | 85 | 13781 | IOU | SRC039309 | 1000 | Solar |  |  | Withdrawn | Trade Secret | Trade |  |  | Community Solar Garden | Solar*Rewards Community | Trade Secret | 2015
20252-215912-02 | Xcel Energy | 85 | 13781 | IOU | SRC039310 | 1000 | Solar |  |  | Withdrawn | Trade Secret | Trade |  |  | Community Solar Garden | Solar*Rewards Community | Trade Secret | 2015
20252-215912-02 | Xcel Energy | 85 | 13781 | IOU | SRC039311 | 1000 | Solar |  |  | Withdrawn | Trade Secret | Trade |  |  | Community Solar Garden | Solar*Rewards Community | Trade Secret | 2015
20252-215912-02 | Xcel Energy | 85 | 13781 | IOU | SRC039312 | 1000 | Solar |  |  | Withdrawn | Trade Secret | Trade |  |  | Community Solar Garden | Solar*Rewards Community | Trade Secret | 2015
20252-215912-02 | Xcel Energy | 85 | 13781 | IOU | SRC039313 | 1000 | Solar |  |  | Withdrawn | Trade Secret | Trade |  |  | Community Solar Garden | Solar*Rewards Community | Trade Secret | 2015
20252-215912-02 | Xcel Energy | 85 | 13781 | IOU | SRC039314 | 1000 | Solar |  |  | Withdrawn | Trade Secret | Trade |  |  | Community Solar Garden | Solar*Rewards Community | Trade Secret | 2015
20252-215912-02 | Xcel Energy | 85 | 13781 | IOU | SRC039315 | 1000 | Solar |  |  | Withdrawn | Trade Secret | Trade |  |  | Community Solar Garden | Solar*Rewards Community | Trade Secret | 2015
20252-215912-02 | Xcel Energy | 85 | 13781 | IOU | SRC039316 | 1000 | Solar |  |  | Withdrawn | Trade Secret | Trade |  |  | Community Solar Garden | Solar*Rewards Community | Trade Secret | 2015
20252-215912-02 | Xcel Energy | 85 | 13781 | IOU | SRC039317 | 1000 | Solar |  |  | Withdrawn | Trade Secret | Trade |  |  | Community Solar Garden | Solar*Rewards Community | Trade Secret | 2015
20252-215912-02 | Xcel Energy | 85 | 13781 | IOU | SRC039318 | 1000 | Solar |  |  | Withdrawn | Trade Secret | Trade |  |  | Community Solar Garden | Solar*Rewards Community | Trade Secret | 2015
20252-215912-02 | Xcel Energy | 85 | 13781 | IOU | SRC039319 | 1000 | Solar |  |  | Withdrawn | Trade Secret | Trade |  |  | Community Solar Garden | Solar*Rewards Community | Trade Secret | 2015
20252-215912-02 | Xcel Energy | 85 | 13781 | IOU | SRC039320 | 1000 | Solar |  |  | Withdrawn | Trade Secret | Trade |  |  | Community Solar Garden | Solar*Rewards Community | Trade Secret | 2015
20252-215912-02 | Xcel Energy | 85 | 13781 | IOU | SRC039321 | 1000 | Solar |  |  | Withdrawn | Trade Secret | Trade |  |  | Community Solar Garden | Solar*Rewards Community | Trade Secret | 2015
20252-215912-02 | Xcel Energy | 85 | 13781 | IOU | SRC039322 | 1000 | Solar |  |  | Withdrawn | Trade Secret | Trade |  |  | Community Solar Garden | Solar*Rewards Community | Trade Secret | 2015
20252-215912-02 | Xcel Energy | 85 | 13781 | IOU | SRC039323 | 1000 | Solar |  |  | Withdrawn | Trade Secret | Trade |  |  | Community Solar Garden | Solar*Rewards Community | Trade Secret | 2015
20252-215912-02 | Xcel Energy | 85 | 13781 | IOU | SRC039324 | 1 | Solar |  |  | Withdrawn | Trade Secret | Trade | ALD | ALD085 | Community Solar Garden | Solar*Rewards Community | Trade Secret | 2015
20252-215912-02 | Xcel Energy | 85 | 13781 | IOU | SRC039393 | 1000 | Solar |  |  | Withdrawn | Trade Secret | Trade | BLL | BLL071 | Community Solar Garden | Solar*Rewards Community | Trade Secret | 2015
20252-215912-02 | Xcel Energy | 85 | 13781 | IOU | SRC039394 | 1000 | Solar |  |  | Withdrawn | Trade Secret | Trade | BLL | BLL071 | Community Solar Garden | Solar*Rewards Community | Trade Secret | 2015
20252-215912-02 | Xcel Energy | 85 | 13781 | IOU | SRC039395 | 1000 | Solar |  |  | Withdrawn | Trade Secret | Trade | BLL | BLL071 | Community Solar Garden | Solar*Rewards Community | Trade Secret | 2015
20252-215912-02 | Xcel Energy | 85 | 13781 | IOU | SRC039396 | 1000 | Solar |  |  | Withdrawn | Trade Secret | Trade | BLL | BLL071 | Community Solar Garden | Solar*Rewards Community | Trade Secret | 2015
20252-215912-02 | Xcel Energy | 85 | 13781 | IOU | SRC039431 | 1000 | Solar |  |  | Withdrawn | Trade Secret | Trade | NOF | NOF071 | Community Solar Garden | Solar*Rewards Community | Trade Secret | 2015
20252-215912-02 | Xcel Energy | 85 | 13781 | IOU | SRC039432 | 1000 | Solar |  |  | Withdrawn | Trade Secret | Trade | NOF | NOF071 | Community Solar Garden | Solar*Rewards Community | Trade Secret | 2015
20252-215912-02 | Xcel Energy | 85 | 13781 | IOU | SRC039433 | 1000 | Solar |  |  | Withdrawn | Trade Secret | Trade | NOF | NOF071 | Community Solar Garden | Solar*Rewards Community | Trade Secret | 2015
20252-215912-02 | Xcel Energy | 85 | 13781 | IOU | SRC039434 | 1000 | Solar |  |  | Withdrawn | Trade Secret | Trade | NOF | NOF071 | Community Solar Garden | Solar*Rewards Community | Trade Secret | 2015
20252-215912-02 | Xcel Energy | 85 | 13781 | IOU | SRC039435 | 1000 | Solar |  |  | Withdrawn | Trade Secret | Trade | NOF | NOF071 | Community Solar Garden | Solar*Rewards Community | Trade Secret | 2015
20252-215912-02 | Xcel Energy | 85 | 13781 | IOU | SRC039436 | 1000 | Solar |  |  | Withdrawn | Trade Secret | Trade | NOF | NOF071 | Community Solar Garden | Solar*Rewards Community | Trade Secret | 2015
20252-215912-02 | Xcel Energy | 85 | 13781 | IOU | SRC039437 | 1000 | Solar |  |  | Withdrawn | Trade Secret | Trade | NOF | NOF071 | Community Solar Garden | Solar*Rewards Community | Trade Secret | 2015
20252-215912-02 | Xcel Energy | 85 | 13781 | IOU | SRC039438 | 1000 | Solar |  |  | Withdrawn | Trade Secret | Trade | NOF | NOF071 | Community Solar Garden | Solar*Rewards Community | Trade Secret | 2015
20252-215912-02 | Xcel Energy | 85 | 13781 | IOU | SRC039439 | 1000 | Solar |  |  | Withdrawn | Trade Secret | Trade | RMT | RMT311 | Community Solar Garden | Solar*Rewards Community | Trade Secret | 2015
20252-215912-02 | Xcel Energy | 85 | 13781 | IOU | SRC039440 | 1000 | Solar |  |  | Withdrawn | Trade Secret | Trade | RMT | RMT311 | Community Solar Garden | Solar*Rewards Community | Trade Secret | 2015
20252-215912-02 | Xcel Energy | 85 | 13781 | IOU | SRC039441 | 1000 | Solar |  |  | Withdrawn | Trade Secret | Trade | RMT | RMT311 | Community Solar Garden | Solar*Rewards Community | Trade Secret | 2015
20252-215912-02 | Xcel Energy | 85 | 13781 | IOU | SRC039442 | 1000 | Solar |  |  | Withdrawn | Trade Secret | Trade | RMT | RMT311 | Community Solar Garden | Solar*Rewards Community | Trade Secret | 2015
20252-215912-02 | Xcel Energy | 85 | 13781 | IOU | SRC039443 | 1000 | Solar |  |  | Withdrawn | Trade Secret | Trade | RMT | RMT311 | Community Solar Garden | Solar*Rewards Community | Trade Secret | 2015
20252-215912-02 | Xcel Energy | 85 | 13781 | IOU | SRC039444 | 1000 | Solar |  |  | Withdrawn | Trade Secret | Trade | RMT | RMT311 | Community Solar Garden | Solar*Rewards Community | Trade Secret | 2015
20252-215912-02 | Xcel Energy | 85 | 13781 | IOU | SRC039445 | 1000 | Solar |  |  | Withdrawn | Trade Secret | Trade | RMT | RMT311 | Community Solar Garden | Solar*Rewards Community | Trade Secret | 2015
20252-215912-02 | Xcel Energy | 85 | 13781 | IOU | SRC039446 | 1000 | Solar |  |  | Withdrawn | Trade Secret | Trade | RMT | RMT311 | Community Solar Garden | Solar*Rewards Community | Trade Secret | 2015
20252-215912-02 | Xcel Energy | 85 | 13781 | IOU | SRC039447 | 1000 | Solar |  |  | Withdrawn | Trade Secret | Trade | RMT | RMT311 | Community Solar Garden | Solar*Rewards Community | Trade Secret | 2015
20252-215912-02 | Xcel Energy | 85 | 13781 | IOU | SRC039448 | 1000 | Solar |  |  | Withdrawn | Trade Secret | Trade | RMT | RMT311 | Community Solar Garden | Solar*Rewards Community | Trade Secret | 2015
20252-215912-02 | Xcel Energy | 85 | 13781 | IOU | SRC039453 | 1000 | Solar |  |  | Withdrawn | Trade Secret | Trade | EGL | EGL021 | Community Solar Garden | Solar*Rewards Community | Trade Secret | 2015
20252-215912-02 | Xcel Energy | 85 | 13781 | IOU | SRC039454 | 1000 | Solar |  |  | Withdrawn | Trade Secret | Trade | EGL | EGL021 | Community Solar Garden | Solar*Rewards Community | Trade Secret | 2015
20252-215912-02 | Xcel Energy | 85 | 13781 | IOU | SRC039455 | 1000 | Solar |  |  | Withdrawn | Trade Secret | Trade | EGL | EGL021 | Community Solar Garden | Solar*Rewards Community | Trade Secret | 2015
20252-215912-02 | Xcel Energy | 85 | 13781 | IOU | SRC039456 | 1000 | Solar |  |  | Withdrawn | Trade Secret | Trade | EGL | EGL021 | Community Solar Garden | Solar*Rewards Community | Trade Secret | 2015
20252-215912-02 | Xcel Energy | 85 | 13781 | IOU | SRC039457 | 1000 | Solar |  |  | Withdrawn | Trade Secret | Trade | EGL | EGL021 | Community Solar Garden | Solar*Rewards Community | Trade Secret | 2015
20252-215912-02 | Xcel Energy | 85 | 13781 | IOU | SRC039463 | 1000 | Solar |  |  | Withdrawn | Trade Secret | Trade | SWN | SWN022 | Community Solar Garden | Solar*Rewards Community | Trade Secret | 2015
20252-215912-02 | Xcel Energy | 85 | 13781 | IOU | SRC039464 | 1000 | Solar |  |  | Withdrawn | Trade Secret | Trade | SWN | SWN022 | Community Solar Garden | Solar*Rewards Community | Trade Secret | 2015
20252-215912-02 | Xcel Energy | 85 | 13781 | IOU | SRC039465 | 1000 | Solar |  |  | Withdrawn | Trade Secret | Trade | SWN | SWN022 | Community Solar Garden | Solar*Rewards Community | Trade Secret | 2015
20252-215912-02 | Xcel Energy | 85 | 13781 | IOU | SRC039466 | 1000 | Solar |  |  | Withdrawn | Trade Secret | Trade | SWN | SWN022 | Community Solar Garden | Solar*Rewards Community | Trade Secret | 2015
20252-215912-02 | Xcel Energy | 85 | 13781 | IOU | SRC039468 | 1000 | Solar |  |  | Withdrawn | Trade Secret | Trade | SWN | SWN022 | Community Solar Garden | Solar*Rewards Community | Trade Secret | 2015
20252-215912-02 | Xcel Energy | 85 | 13781 | IOU | SRC039511 | 1 | Solar |  |  | Withdrawn | Trade Secret | Trade | APA | APA073 | Community Solar Garden | Solar*Rewards Community | Trade Secret | 2015
20252-215912-02 | Xcel Energy | 85 | 13781 | IOU | SRC039616 | 1000 | Solar |  |  | Withdrawn | Trade Secret | Trade | PIL | PIL021 | Community Solar Garden | Solar*Rewards Community | Trade Secret | 2015
20252-215912-02 | Xcel Energy | 85 | 13781 | IOU | SRC039617 | 1000 | Solar |  |  | Withdrawn | Trade Secret | Trade |  |  | Community Solar Garden | Solar*Rewards Community | Trade Secret | 2015
20252-215912-02 | Xcel Energy | 85 | 13781 | IOU | SRC039620 | 1000 | Solar |  |  | Withdrawn | Trade Secret | Trade | WEF | WEF071 | Community Solar Garden | Solar*Rewards Community | Trade Secret | 2015
20252-215912-02 | Xcel Energy | 85 | 13781 | IOU | SRC039621 | 1000 | Solar |  |  | Withdrawn | Trade Secret | Trade | FAP | FAP071 | Community Solar Garden | Solar*Rewards Community | Trade Secret | 2015
20252-215912-02 | Xcel Energy | 85 | 13781 | IOU | SRC039622 | 1000 | Solar |  |  | Withdrawn | Trade Secret | Trade | FAP | FAP071 | Community Solar Garden | Solar*Rewards Community | Trade Secret | 2015
20252-215912-02 | Xcel Energy | 85 | 13781 | IOU | SRC039659 | 1000 | Solar |  |  | Withdrawn | Trade Secret | Trade | FAB | FAB063 | Community Solar Garden | Solar*Rewards Community | Trade Secret | 2015
20252-215912-02 | Xcel Energy | 85 | 13781 | IOU | SRC039663 | 1000 | Solar |  |  | Withdrawn | Trade Secret | Trade | MPN | MPN081 | Community Solar Garden | Solar*Rewards Community | Trade Secret | 2015
20252-215912-02 | Xcel Energy | 85 | 13781 | IOU | SRC039664 | 1000 | Solar |  |  | Withdrawn | Trade Secret | Trade | MPN | MPN081 | Community Solar Garden | Solar*Rewards Community | Trade Secret | 2015
20252-215912-02 | Xcel Energy | 85 | 13781 | IOU | SRC039671 | 1000 | Solar |  |  | Withdrawn | Trade Secret | Trade | MND | MND063 | Community Solar Garden | Solar*Rewards Community | Trade Secret | 2015
20252-215912-02 | Xcel Energy | 85 | 13781 | IOU | SRC039678 | 972 | Solar |  |  | Withdrawn | Trade Secret | Trade | LCR | LCR311 | Community Solar Garden | Solar*Rewards Community | Trade Secret | 2015
20252-215912-02 | Xcel Energy | 85 | 13781 | IOU | SRC039679 | 1000 | Solar |  |  | Withdrawn | Trade Secret | Trade | HUG | HUG312 | Community Solar Garden | Solar*Rewards Community | Trade Secret | 2015
20252-215912-02 | Xcel Energy | 85 | 13781 | IOU | SRC039680 | 1000 | Solar |  |  | Withdrawn | Trade Secret | Trade |  |  | Community Solar Garden | Solar*Rewards Community | Trade Secret | 2015
20252-215912-02 | Xcel Energy | 85 | 13781 | IOU | SRC039754 | 1000 | Solar |  |  | Withdrawn | Trade Secret | Trade | PIL | PIL021 | Community Solar Garden | Solar*Rewards Community | Trade Secret | 2015
20252-215912-02 | Xcel Energy | 85 | 13781 | IOU | SRC039755 | 1000 | Solar |  |  | Withdrawn | Trade Secret | Trade |  |  | Community Solar Garden | Solar*Rewards Community | Trade Secret | 2015
20252-215912-02 | Xcel Energy | 85 | 13781 | IOU | SRC039763 | 1000 | Solar |  |  | Withdrawn | Trade Secret | Trade | WEF | WEF071 | Community Solar Garden | Solar*Rewards Community | Trade Secret | 2015
20252-215912-02 | Xcel Energy | 85 | 13781 | IOU | SRC039764 | 1000 | Solar |  |  | Withdrawn | Trade Secret | Trade | WEF | WEF071 | Community Solar Garden | Solar*Rewards Community | Trade Secret | 2015
20252-215912-02 | Xcel Energy | 85 | 13781 | IOU | SRC039765 | 1000 | Solar |  |  | Withdrawn | Trade Secret | Trade | WEF | WEF071 | Community Solar Garden | Solar*Rewards Community | Trade Secret | 2015
20252-215912-02 | Xcel Energy | 85 | 13781 | IOU | SRC039766 | 1000 | Solar |  |  | Withdrawn | Trade Secret | Trade | WEF | WEF071 | Community Solar Garden | Solar*Rewards Community | Trade Secret | 2015
20252-215912-02 | Xcel Energy | 85 | 13781 | IOU | SRC039767 | 1000 | Solar |  |  | Withdrawn | Trade Secret | Trade | FAP | FAP071 | Community Solar Garden | Solar*Rewards Community | Trade Secret | 2015
20252-215912-02 | Xcel Energy | 85 | 13781 | IOU | SRC039768 | 1000 | Solar |  |  | Withdrawn | Trade Secret | Trade | FAP | FAP071 | Community Solar Garden | Solar*Rewards Community | Trade Secret | 2015
20252-215912-02 | Xcel Energy | 85 | 13781 | IOU | SRC039769 | 1000 | Solar |  |  | Withdrawn | Trade Secret | Trade | FAP | FAP071 | Community Solar Garden | Solar*Rewards Community | Trade Secret | 2015
20252-215912-02 | Xcel Energy | 85 | 13781 | IOU | SRC039770 | 1000 | Solar |  |  | Withdrawn | Trade Secret | Trade |  |  | Community Solar Garden | Solar*Rewards Community | Trade Secret | 2015
20252-215912-02 | Xcel Energy | 85 | 13781 | IOU | SRC039779 | 1000 | Solar |  |  | Withdrawn | Trade Secret | Trade |  |  | Community Solar Garden | Solar*Rewards Community | Trade Secret | 2015
20252-215912-02 | Xcel Energy | 85 | 13781 | IOU | SRC039781 | 1000 | Solar |  |  | Withdrawn | Trade Secret | Trade |  |  | Community Solar Garden | Solar*Rewards Community | Trade Secret | 2015
20252-215912-02 | Xcel Energy | 85 | 13781 | IOU | SRC039782 | 1000 | Solar |  |  | Withdrawn | Trade Secret | Trade |  |  | Community Solar Garden | Solar*Rewards Community | Trade Secret | 2015
20252-215912-02 | Xcel Energy | 85 | 13781 | IOU | SRC039783 | 1000 | Solar |  |  | Withdrawn | Trade Secret | Trade |  |  | Community Solar Garden | Solar*Rewards Community | Trade Secret | 2015
20252-215912-02 | Xcel Energy | 85 | 13781 | IOU | SRC039784 | 1000 | Solar |  |  | Withdrawn | Trade Secret | Trade |  |  | Community Solar Garden | Solar*Rewards Community | Trade Secret | 2015
20252-215912-02 | Xcel Energy | 85 | 13781 | IOU | SRC039870 | 1000 | Solar |  |  | Withdrawn | Trade Secret | Trade | WWK | WWK321 | Community Solar Garden | Solar*Rewards Community | Trade Secret | 2015
20252-215912-02 | Xcel Energy | 85 | 13781 | IOU | SRC039877 | 1000 | Solar |  |  | Withdrawn | Trade Secret | Trade | WWK | WWK321 | Community Solar Garden | Solar*Rewards Community | Trade Secret | 2015
20252-215912-02 | Xcel Energy | 85 | 13781 | IOU | SRC039880 | 1000 | Solar |  |  | Withdrawn | Trade Secret | Trade | SMT | SMT072 | Community Solar Garden | Solar*Rewards Community | Trade Secret | 2015
20252-215912-02 | Xcel Energy | 85 | 13781 | IOU | SRC039881 | 1000 | Solar |  |  | Withdrawn | Trade Secret | Trade | SMT | SMT072 | Community Solar Garden | Solar*Rewards Community | Trade Secret | 2015
20252-215912-02 | Xcel Energy | 85 | 13781 | IOU | SRC039882 | 1000 | Solar |  |  | Withdrawn | Trade Secret | Trade | SMT | SMT072 | Community Solar Garden | Solar*Rewards Community | Trade Secret | 2015
20252-215912-02 | Xcel Energy | 85 | 13781 | IOU | SRC039883 | 1000 | Solar |  |  | Withdrawn | Trade Secret | Trade | SMT | SMT072 | Community Solar Garden | Solar*Rewards Community | Trade Secret | 2015
20252-215912-02 | Xcel Energy | 85 | 13781 | IOU | SRC039884 | 1000 | Solar |  |  | Withdrawn | Trade Secret | Trade | SMT | SMT072 | Community Solar Garden | Solar*Rewards Community | Trade Secret | 2015
20252-215912-02 | Xcel Energy | 85 | 13781 | IOU | SRC039885 | 1000 | Solar |  |  | Withdrawn | Trade Secret | Trade | SMT | SMT072 | Community Solar Garden | Solar*Rewards Community | Trade Secret | 2015
20252-215912-02 | Xcel Energy | 85 | 13781 | IOU | SRC039886 | 1000 | Solar |  |  | Withdrawn | Trade Secret | Trade | SMT | SMT072 | Community Solar Garden | Solar*Rewards Community | Trade Secret | 2015
20252-215912-02 | Xcel Energy | 85 | 13781 | IOU | SRC039893 | 1000 | Solar |  |  | Withdrawn | Trade Secret | Trade | WAT | WAT081 | Community Solar Garden | Solar*Rewards Community | Trade Secret | 2015
20252-215912-02 | Xcel Energy | 85 | 13781 | IOU | SRC039894 | 1000 | Solar |  |  | Withdrawn | Trade Secret | Trade | WAT | WAT081 | Community Solar Garden | Solar*Rewards Community | Trade Secret | 2015
20252-215912-02 | Xcel Energy | 85 | 13781 | IOU | SRC039901 | 1000 | Solar |  |  | Withdrawn | Trade Secret | Trade |  |  | Community Solar Garden | Solar*Rewards Community | Trade Secret | 2015
20252-215912-02 | Xcel Energy | 85 | 13781 | IOU | SRC039902 | 1000 | Solar |  |  | Withdrawn | Trade Secret | Trade |  |  | Community Solar Garden | Solar*Rewards Community | Trade Secret | 2015
20252-215912-02 | Xcel Energy | 85 | 13781 | IOU | SRC039905 | 1000 | Solar |  |  | Withdrawn | Trade Secret | Trade |  |  | Community Solar Garden | Solar*Rewards Community | Trade Secret | 2015
20252-215912-02 | Xcel Energy | 85 | 13781 | IOU | SRC039906 | 1000 | Solar |  |  | Withdrawn | Trade Secret | Trade |  |  | Community Solar Garden | Solar*Rewards Community | Trade Secret | 2015
20252-215912-02 | Xcel Energy | 85 | 13781 | IOU | SRC039907 | 1000 | Solar |  |  | Withdrawn | Trade Secret | Trade |  |  | Community Solar Garden | Solar*Rewards Community | Trade Secret | 2015
20252-215912-02 | Xcel Energy | 85 | 13781 | IOU | SRC039908 | 1000 | Solar |  |  | Withdrawn | Trade Secret | Trade |  |  | Community Solar Garden | Solar*Rewards Community | Trade Secret | 2015
20252-215912-02 | Xcel Energy | 85 | 13781 | IOU | SRC039913 | 1000 | Solar |  |  | Withdrawn | Trade Secret | Trade | BEL | BEL062 | Community Solar Garden | Solar*Rewards Community | Trade Secret | 2015
20252-215912-02 | Xcel Energy | 85 | 13781 | IOU | SRC039914 | 1000 | Solar |  |  | Withdrawn | Trade Secret | Trade | BEL | BEL062 | Community Solar Garden | Solar*Rewards Community | Trade Secret | 2015
20252-215912-02 | Xcel Energy | 85 | 13781 | IOU | SRC039915 | 1000 | Solar |  |  | Withdrawn | Trade Secret | Trade | CHE | CHE063 | Community Solar Garden | Solar*Rewards Community | Trade Secret | 2015
20252-215912-02 | Xcel Energy | 85 | 13781 | IOU | SRC039916 | 1000 | Solar |  |  | Withdrawn | Trade Secret | Trade | CHE | CHE063 | Community Solar Garden | Solar*Rewards Community | Trade Secret | 2015
20252-215912-02 | Xcel Energy | 85 | 13781 | IOU | SRC039917 | 1000 | Solar |  |  | Withdrawn | Trade Secret | Trade | CHE | CHE063 | Community Solar Garden | Solar*Rewards Community | Trade Secret | 2015
20252-215912-02 | Xcel Energy | 85 | 13781 | IOU | SRC039918 | 1000 | Solar |  |  | Withdrawn | Trade Secret | Trade | CHE | CHE063 | Community Solar Garden | Solar*Rewards Community | Trade Secret | 2015
20252-215912-02 | Xcel Energy | 85 | 13781 | IOU | SRC039919 | 1000 | Solar |  |  | Withdrawn | Trade Secret | Trade | CHE | CHE063 | Community Solar Garden | Solar*Rewards Community | Trade Secret | 2015
20252-215912-02 | Xcel Energy | 85 | 13781 | IOU | SRC039920 | 1000 | Solar |  |  | Withdrawn | Trade Secret | Trade |  |  | Community Solar Garden | Solar*Rewards Community | Trade Secret | 2015
20252-215912-02 | Xcel Energy | 85 | 13781 | IOU | SRC039956 | 1000 | Solar |  |  | Withdrawn | Trade Secret | Trade | WSP | WSP021 | Community Solar Garden | Solar*Rewards Community | Trade Secret | 2015
20252-215912-02 | Xcel Energy | 85 | 13781 | IOU | SRC039957 | 1000 | Solar |  |  | Withdrawn | Trade Secret | Trade | WAS | WAS092 | Community Solar Garden | Solar*Rewards Community | Trade Secret | 2015
20252-215912-02 | Xcel Energy | 85 | 13781 | IOU | SRC039958 | 1000 | Solar |  |  | Withdrawn | Trade Secret | Trade | WAS | WAS092 | Community Solar Garden | Solar*Rewards Community | Trade Secret | 2015
20252-215912-02 | Xcel Energy | 85 | 13781 | IOU | SRC039959 | 1000 | Solar |  |  | Withdrawn | Trade Secret | Trade | WAS | WAS092 | Community Solar Garden | Solar*Rewards Community | Trade Secret | 2015
20252-215912-02 | Xcel Energy | 85 | 13781 | IOU | SRC039991 | 1000 | Solar |  |  | Withdrawn | Trade Secret | Trade | WAK | WAK321 | Community Solar Garden | Solar*Rewards Community | Trade Secret | 2015
20252-215912-02 | Xcel Energy | 85 | 13781 | IOU | SRC039996 | 1000 | Solar |  |  | Withdrawn | Trade Secret | Trade | WAK | WAK321 | Community Solar Garden | Solar*Rewards Community | Trade Secret | 2015
20252-215912-02 | Xcel Energy | 85 | 13781 | IOU | SRC039997 | 1000 | Solar |  |  | Withdrawn | Trade Secret | Trade | WAK | WAK321 | Community Solar Garden | Solar*Rewards Community | Trade Secret | 2015
20252-215912-02 | Xcel Energy | 85 | 13781 | IOU | SRC039998 | 1000 | Solar |  |  | Withdrawn | Trade Secret | Trade | WAK | WAK321 | Community Solar Garden | Solar*Rewards Community | Trade Secret | 2015
20252-215912-02 | Xcel Energy | 85 | 13781 | IOU | SRC039999 | 1000 | Solar |  |  | Withdrawn | Trade Secret | Trade | WAK | WAK321 | Community Solar Garden | Solar*Rewards Community | Trade Secret | 2015
20252-215912-02 | Xcel Energy | 85 | 13781 | IOU | SRC040000 | 1000 | Solar |  |  | Withdrawn | Trade Secret | Trade | WAK | WAK321 | Community Solar Garden | Solar*Rewards Community | Trade Secret | 2015
20252-215912-02 | Xcel Energy | 85 | 13781 | IOU | SRC040001 | 1000 | Solar |  |  | Withdrawn | Trade Secret | Trade | WAK | WAK321 | Community Solar Garden | Solar*Rewards Community | Trade Secret | 2015
20252-215912-02 | Xcel Energy | 85 | 13781 | IOU | SRC040002 | 1000 | Solar |  |  | Withdrawn | Trade Secret | Trade | WAK | WAK321 | Community Solar Garden | Solar*Rewards Community | Trade Secret | 2015
20252-215912-02 | Xcel Energy | 85 | 13781 | IOU | SRC040003 | 1000 | Solar |  |  | Withdrawn | Trade Secret | Trade | WAK | WAK321 | Community Solar Garden | Solar*Rewards Community | Trade Secret | 2015
20252-215912-02 | Xcel Energy | 85 | 13781 | IOU | SRC040011 | 1000 | Solar |  |  | Withdrawn | Trade Secret | Trade | FAB | FAB063 | Community Solar Garden | Solar*Rewards Community | Trade Secret | 2015
20252-215912-02 | Xcel Energy | 85 | 13781 | IOU | SRC040012 | 1000 | Solar |  |  | Withdrawn | Trade Secret | Trade | DND | DND071 | Community Solar Garden | Solar*Rewards Community | Trade Secret | 2015
20252-215912-02 | Xcel Energy | 85 | 13781 | IOU | SRC040013 | 1000 | Solar |  |  | Withdrawn | Trade Secret | Trade | DND | DND071 | Community Solar Garden | Solar*Rewards Community | Trade Secret | 2015
20252-215912-02 | Xcel Energy | 85 | 13781 | IOU | SRC040014 | 1000 | Solar |  |  | Withdrawn | Trade Secret | Trade | DND | DND071 | Community Solar Garden | Solar*Rewards Community | Trade Secret | 2015
20252-215912-02 | Xcel Energy | 85 | 13781 | IOU | SRC040015 | 1000 | Solar |  |  | Withdrawn | Trade Secret | Trade | NER | NER021 | Community Solar Garden | Solar*Rewards Community | Trade Secret | 2015
20252-215912-02 | Xcel Energy | 85 | 13781 | IOU | SRC040016 | 1000 | Solar |  |  | Withdrawn | Trade Secret | Trade | FAB | FAB063 | Community Solar Garden | Solar*Rewards Community | Trade Secret | 2015
20252-215912-02 | Xcel Energy | 85 | 13781 | IOU | SRC040017 | 998 | Solar |  |  | Withdrawn | Trade Secret | Trade | NER | NER021 | Community Solar Garden | Solar*Rewards Community | Trade Secret | 2015
20252-215912-02 | Xcel Energy | 85 | 13781 | IOU | SRC040018 | 998 | Solar |  |  | Withdrawn | Trade Secret | Trade | NER | NER021 | Community Solar Garden | Solar*Rewards Community | Trade Secret | 2015
20252-215912-02 | Xcel Energy | 85 | 13781 | IOU | SRC040020 | 1000 | Solar |  |  | Withdrawn | Trade Secret | Trade |  |  | Community Solar Garden | Solar*Rewards Community | Trade Secret | 2015
20252-215912-02 | Xcel Energy | 85 | 13781 | IOU | SRC040022 | 1000 | Solar |  |  | Withdrawn | Trade Secret | Trade |  |  | Community Solar Garden | Solar*Rewards Community | Trade Secret | 2015
20252-215912-02 | Xcel Energy | 85 | 13781 | IOU | SRC040023 | 1000 | Solar |  |  | Withdrawn | Trade Secret | Trade |  |  | Community Solar Garden | Solar*Rewards Community | Trade Secret | 2015
20252-215912-02 | Xcel Energy | 85 | 13781 | IOU | SRC040024 | 1000 | Solar |  |  | Withdrawn | Trade Secret | Trade |  |  | Community Solar Garden | Solar*Rewards Community | Trade Secret | 2015
20252-215912-02 | Xcel Energy | 85 | 13781 | IOU | SRC040025 | 1000 | Solar |  |  | Withdrawn | Trade Secret | Trade |  |  | Community Solar Garden | Solar*Rewards Community | Trade Secret | 2015
20252-215912-02 | Xcel Energy | 85 | 13781 | IOU | SRC040026 | 1000 | Solar |  |  | Withdrawn | Trade Secret | Trade |  |  | Community Solar Garden | Solar*Rewards Community | Trade Secret | 2015
20252-215912-02 | Xcel Energy | 85 | 13781 | IOU | SRC040027 | 1000 | Solar |  |  | Withdrawn | Trade Secret | Trade |  |  | Community Solar Garden | Solar*Rewards Community | Trade Secret | 2015
20252-215912-02 | Xcel Energy | 85 | 13781 | IOU | SRC040028 | 1000 | Solar |  |  | Withdrawn | Trade Secret | Trade |  |  | Community Solar Garden | Solar*Rewards Community | Trade Secret | 2015
20252-215912-02 | Xcel Energy | 85 | 13781 | IOU | SRC040029 | 1000 | Solar |  |  | Withdrawn | Trade Secret | Trade |  |  | Community Solar Garden | Solar*Rewards Community | Trade Secret | 2015
20252-215912-02 | Xcel Energy | 85 | 13781 | IOU | SRC040030 | 1000 | Solar |  |  | Withdrawn | Trade Secret | Trade |  |  | Community Solar Garden | Solar*Rewards Community | Trade Secret | 2015
20252-215912-02 | Xcel Energy | 85 | 13781 | IOU | SRC040031 | 1000 | Solar |  |  | Withdrawn | Trade Secret | Trade |  |  | Community Solar Garden | Solar*Rewards Community | Trade Secret | 2015
20252-215912-02 | Xcel Energy | 85 | 13781 | IOU | SRC040032 | 1000 | Solar |  |  | Withdrawn | Trade Secret | Trade |  |  | Community Solar Garden | Solar*Rewards Community | Trade Secret | 2015
20252-215912-02 | Xcel Energy | 85 | 13781 | IOU | SRC040033 | 1000 | Solar |  |  | Withdrawn | Trade Secret | Trade |  |  | Community Solar Garden | Solar*Rewards Community | Trade Secret | 2015
20252-215912-02 | Xcel Energy | 85 | 13781 | IOU | SRC040039 | 1000 | Solar |  |  | Withdrawn | Trade Secret | Trade |  |  | Community Solar Garden | Solar*Rewards Community | Trade Secret | 2015
20252-215912-02 | Xcel Energy | 85 | 13781 | IOU | SRC040040 | 1000 | Solar |  |  | Withdrawn | Trade Secret | Trade |  |  | Community Solar Garden | Solar*Rewards Community | Trade Secret | 2015
20252-215912-02 | Xcel Energy | 85 | 13781 | IOU | SRC040042 | 1000 | Solar |  |  | Withdrawn | Trade Secret | Trade |  |  | Community Solar Garden | Solar*Rewards Community | Trade Secret | 2015
20252-215912-02 | Xcel Energy | 85 | 13781 | IOU | SRC040043 | 1000 | Solar |  |  | Withdrawn | Trade Secret | Trade |  |  | Community Solar Garden | Solar*Rewards Community | Trade Secret | 2015
20252-215912-02 | Xcel Energy | 85 | 13781 | IOU | SRC040044 | 1000 | Solar |  |  | Withdrawn | Trade Secret | Trade |  |  | Community Solar Garden | Solar*Rewards Community | Trade Secret | 2015
20252-215912-02 | Xcel Energy | 85 | 13781 | IOU | SRC040045 | 1000 | Solar |  |  | Withdrawn | Trade Secret | Trade | EKO | EKO021 | Community Solar Garden | Solar*Rewards Community | Trade Secret | 2015
20252-215912-02 | Xcel Energy | 85 | 13781 | IOU | SRC040046 | 1000 | Solar |  |  | Withdrawn | Trade Secret | Trade | EKO | EKO021 | Community Solar Garden | Solar*Rewards Community | Trade Secret | 2015
20252-215912-02 | Xcel Energy | 85 | 13781 | IOU | SRC040047 | 1000 | Solar |  |  | Withdrawn | Trade Secret | Trade | EKO | EKO021 | Community Solar Garden | Solar*Rewards Community | Trade Secret | 2015
20252-215912-02 | Xcel Energy | 85 | 13781 | IOU | SRC040048 | 1000 | Solar |  |  | Withdrawn | Trade Secret | Trade | EKO | EKO021 | Community Solar Garden | Solar*Rewards Community | Trade Secret | 2015
20252-215912-02 | Xcel Energy | 85 | 13781 | IOU | SRC040049 | 1000 | Solar |  |  | Withdrawn | Trade Secret | Trade | EKO | EKO021 | Community Solar Garden | Solar*Rewards Community | Trade Secret | 2015
20252-215912-02 | Xcel Energy | 85 | 13781 | IOU | SRC040050 | 1000 | Solar |  |  | Withdrawn | Trade Secret | Trade |  |  | Community Solar Garden | Solar*Rewards Community | Trade Secret | 2015
20252-215912-02 | Xcel Energy | 85 | 13781 | IOU | SRC040051 | 1000 | Solar |  |  | Withdrawn | Trade Secret | Trade |  |  | Community Solar Garden | Solar*Rewards Community | Trade Secret | 2015
20252-215912-02 | Xcel Energy | 85 | 13781 | IOU | SRC040052 | 1000 | Solar |  |  | Withdrawn | Trade Secret | Trade |  |  | Community Solar Garden | Solar*Rewards Community | Trade Secret | 2015
20252-215912-02 | Xcel Energy | 85 | 13781 | IOU | SRC040053 | 1000 | Solar |  |  | Withdrawn | Trade Secret | Trade |  |  | Community Solar Garden | Solar*Rewards Community | Trade Secret | 2015
20252-215912-02 | Xcel Energy | 85 | 13781 | IOU | SRC040054 | 1000 | Solar |  |  | Withdrawn | Trade Secret | Trade |  |  | Community Solar Garden | Solar*Rewards Community | Trade Secret | 2015
20252-215912-02 | Xcel Energy | 85 | 13781 | IOU | SRC040055 | 1000 | Solar |  |  | Withdrawn | Trade Secret | Trade | WIN | WIN043 | Community Solar Garden | Solar*Rewards Community | Trade Secret | 2015
20252-215912-02 | Xcel Energy | 85 | 13781 | IOU | SRC040056 | 1000 | Solar |  |  | Withdrawn | Trade Secret | Trade | WIN | WIN043 | Community Solar Garden | Solar*Rewards Community | Trade Secret | 2015
20252-215912-02 | Xcel Energy | 85 | 13781 | IOU | SRC040057 | 1000 | Solar |  |  | Withdrawn | Trade Secret | Trade | WIN | WIN043 | Community Solar Garden | Solar*Rewards Community | Trade Secret | 2015
20252-215912-02 | Xcel Energy | 85 | 13781 | IOU | SRC040058 | 1000 | Solar |  |  | Withdrawn | Trade Secret | Trade | WIN | WIN043 | Community Solar Garden | Solar*Rewards Community | Trade Secret | 2015
20252-215912-02 | Xcel Energy | 85 | 13781 | IOU | SRC040061 | 1000 | Solar |  |  | Withdrawn | Trade Secret | Trade | WIN | WIN043 | Community Solar Garden | Solar*Rewards Community | Trade Secret | 2015
20252-215912-02 | Xcel Energy | 85 | 13781 | IOU | SRC040065 | 1000 | Solar |  |  | Withdrawn | Trade Secret | Trade |  |  | Community Solar Garden | Solar*Rewards Community | Trade Secret | 2015
20252-215912-02 | Xcel Energy | 85 | 13781 | IOU | SRC040066 | 1000 | Solar |  |  | Withdrawn | Trade Secret | Trade |  |  | Community Solar Garden | Solar*Rewards Community | Trade Secret | 2015
20252-215912-02 | Xcel Energy | 85 | 13781 | IOU | SRC040067 | 1000 | Solar |  |  | Withdrawn | Trade Secret | Trade |  |  | Community Solar Garden | Solar*Rewards Community | Trade Secret | 2015
20252-215912-02 | Xcel Energy | 85 | 13781 | IOU | SRC040068 | 1000 | Solar |  |  | Withdrawn | Trade Secret | Trade |  |  | Community Solar Garden | Solar*Rewards Community | Trade Secret | 2015
20252-215912-02 | Xcel Energy | 85 | 13781 | IOU | SRC040072 | 1000 | Solar |  |  | Withdrawn | Trade Secret | Trade | WAB | WAB031 | Community Solar Garden | Solar*Rewards Community | Trade Secret | 2015
20252-215912-02 | Xcel Energy | 85 | 13781 | IOU | SRC040073 | 1000 | Solar |  |  | Withdrawn | Trade Secret | Trade | WAB | WAB031 | Community Solar Garden | Solar*Rewards Community | Trade Secret | 2015
20252-215912-02 | Xcel Energy | 85 | 13781 | IOU | SRC040074 | 1000 | Solar |  |  | Withdrawn | Trade Secret | Trade | WAB | WAB031 | Community Solar Garden | Solar*Rewards Community | Trade Secret | 2015
20252-215912-02 | Xcel Energy | 85 | 13781 | IOU | SRC040080 | 1000 | Solar |  |  | Withdrawn | Trade Secret | Trade |  |  | Community Solar Garden | Solar*Rewards Community | Trade Secret | 2015
20252-215912-02 | Xcel Energy | 85 | 13781 | IOU | SRC040081 | 1000 | Solar |  |  | Withdrawn | Trade Secret | Trade |  |  | Community Solar Garden | Solar*Rewards Community | Trade Secret | 2015
20252-215912-02 | Xcel Energy | 85 | 13781 | IOU | SRC040082 | 1000 | Solar |  |  | Withdrawn | Trade Secret | Trade |  |  | Community Solar Garden | Solar*Rewards Community | Trade Secret | 2015
20252-215912-02 | Xcel Energy | 85 | 13781 | IOU | SRC040083 | 1000 | Solar |  |  | Withdrawn | Trade Secret | Trade |  |  | Community Solar Garden | Solar*Rewards Community | Trade Secret | 2015
20252-215912-02 | Xcel Energy | 85 | 13781 | IOU | SRC040084 | 1000 | Solar |  |  | Withdrawn | Trade Secret | Trade |  |  | Community Solar Garden | Solar*Rewards Community | Trade Secret | 2015
20252-215912-02 | Xcel Energy | 85 | 13781 | IOU | SRC040085 | 1000 | Solar |  |  | Withdrawn | Trade Secret | Trade |  |  | Community Solar Garden | Solar*Rewards Community | Trade Secret | 2015
20252-215912-02 | Xcel Energy | 85 | 13781 | IOU | SRC040086 | 1000 | Solar |  |  | Withdrawn | Trade Secret | Trade |  |  | Community Solar Garden | Solar*Rewards Community | Trade Secret | 2015
20252-215912-02 | Xcel Energy | 85 | 13781 | IOU | SRC040087 | 1000 | Solar |  |  | Withdrawn | Trade Secret | Trade | SAK | SAK312 | Community Solar Garden | Solar*Rewards Community | Trade Secret | 2015
20252-215912-02 | Xcel Energy | 85 | 13781 | IOU | SRC040088 | 1000 | Solar |  |  | Withdrawn | Trade Secret | Trade | SAK | SAK312 | Community Solar Garden | Solar*Rewards Community | Trade Secret | 2015
20252-215912-02 | Xcel Energy | 85 | 13781 | IOU | SRC040089 | 1000 | Solar |  |  | Withdrawn | Trade Secret | Trade | SAK | SAK312 | Community Solar Garden | Solar*Rewards Community | Trade Secret | 2015
20252-215912-02 | Xcel Energy | 85 | 13781 | IOU | SRC040090 | 1000 | Solar |  |  | Withdrawn | Trade Secret | Trade | SAK | SAK312 | Community Solar Garden | Solar*Rewards Community | Trade Secret | 2015
20252-215912-02 | Xcel Energy | 85 | 13781 | IOU | SRC040091 | 1000 | Solar |  |  | Withdrawn | Trade Secret | Trade | SAK | SAK312 | Community Solar Garden | Solar*Rewards Community | Trade Secret | 2015
20252-215912-02 | Xcel Energy | 85 | 13781 | IOU | SRC040092 | 1000 | Solar |  |  | Withdrawn | Trade Secret | Trade |  |  | Community Solar Garden | Solar*Rewards Community | Trade Secret | 2015
20252-215912-02 | Xcel Energy | 85 | 13781 | IOU | SRC040098 | 1000 | Solar |  |  | Withdrawn | Trade Secret | Trade | BEL | BEL062 | Community Solar Garden | Solar*Rewards Community | Trade Secret | 2015
20252-215912-02 | Xcel Energy | 85 | 13781 | IOU | SRC040099 | 1000 | Solar |  |  | Withdrawn | Trade Secret | Trade | BEL | BEL062 | Community Solar Garden | Solar*Rewards Community | Trade Secret | 2015
20252-215912-02 | Xcel Energy | 85 | 13781 | IOU | SRC040100 | 1000 | Solar |  |  | Withdrawn | Trade Secret | Trade | BEL | BEL062 | Community Solar Garden | Solar*Rewards Community | Trade Secret | 2015
20252-215912-02 | Xcel Energy | 85 | 13781 | IOU | SRC040101 | 1000 | Solar |  |  | Withdrawn | Trade Secret | Trade | BEL | BEL062 | Community Solar Garden | Solar*Rewards Community | Trade Secret | 2015
20252-215912-02 | Xcel Energy | 85 | 13781 | IOU | SRC040102 | 1000 | Solar |  |  | Withdrawn | Trade Secret | Trade | BEL | BEL062 | Community Solar Garden | Solar*Rewards Community | Trade Secret | 2015
20252-215912-02 | Xcel Energy | 85 | 13781 | IOU | SRC040103 | 1000 | Solar |  |  | Withdrawn | Trade Secret | Trade | PAT | PAT312 | Community Solar Garden | Solar*Rewards Community | Trade Secret | 2015
20252-215912-02 | Xcel Energy | 85 | 13781 | IOU | SRC040104 | 1000 | Solar |  |  | Withdrawn | Trade Secret | Trade | PAT | PAT312 | Community Solar Garden | Solar*Rewards Community | Trade Secret | 2015
20252-215912-02 | Xcel Energy | 85 | 13781 | IOU | SRC040105 | 1000 | Solar |  |  | Withdrawn | Trade Secret | Trade | PAT | PAT312 | Community Solar Garden | Solar*Rewards Community | Trade Secret | 2015
20252-215912-02 | Xcel Energy | 85 | 13781 | IOU | SRC040106 | 1000 | Solar |  |  | Withdrawn | Trade Secret | Trade | PAT | PAT312 | Community Solar Garden | Solar*Rewards Community | Trade Secret | 2015
20252-215912-02 | Xcel Energy | 85 | 13781 | IOU | SRC040107 | 1000 | Solar |  |  | Withdrawn | Trade Secret | Trade | HUG | HUG312 | Community Solar Garden | Solar*Rewards Community | Trade Secret | 2015
20252-215912-02 | Xcel Energy | 85 | 13781 | IOU | SRC040108 | 1000 | Solar |  |  | Withdrawn | Trade Secret | Trade | HUG | HUG312 | Community Solar Garden | Solar*Rewards Community | Trade Secret | 2015
20252-215912-02 | Xcel Energy | 85 | 13781 | IOU | SRC040109 | 1000 | Solar |  |  | Withdrawn | Trade Secret | Trade | HUG | HUG312 | Community Solar Garden | Solar*Rewards Community | Trade Secret | 2015
20252-215912-02 | Xcel Energy | 85 | 13781 | IOU | SRC040110 | 1000 | Solar |  |  | Withdrawn | Trade Secret | Trade | HUG | HUG312 | Community Solar Garden | Solar*Rewards Community | Trade Secret | 2015
20252-215912-02 | Xcel Energy | 85 | 13781 | IOU | SRC040111 | 1000 | Solar |  |  | Withdrawn | Trade Secret | Trade | HUG | HUG312 | Community Solar Garden | Solar*Rewards Community | Trade Secret | 2015
20252-215912-02 | Xcel Energy | 85 | 13781 | IOU | SRC040396 | 984 | Solar |  |  | Withdrawn | Trade Secret | Trade | NER | NER021 | Community Solar Garden | Solar*Rewards Community | Trade Secret | 2015
20252-215912-02 | Xcel Energy | 85 | 13781 | IOU | SRC040397 | 984 | Solar |  |  | Withdrawn | Trade Secret | Trade | FRO | FRO021 | Community Solar Garden | Solar*Rewards Community | Trade Secret | 2015
20252-215912-02 | Xcel Energy | 85 | 13781 | IOU | SRC040398 | 984 | Solar |  |  | Withdrawn | Trade Secret | Trade | FRO | FRO021 | Community Solar Garden | Solar*Rewards Community | Trade Secret | 2015
20252-215912-02 | Xcel Energy | 85 | 13781 | IOU | SRC040401 | 1000 | Solar |  |  | Withdrawn | Trade Secret | Trade | CGR | CGR061 | Community Solar Garden | Solar*Rewards Community | Trade Secret | 2015
20252-215912-02 | Xcel Energy | 85 | 13781 | IOU | SRC040403 | 1000 | Solar |  |  | Withdrawn | Trade Secret | Trade | CGR | CGR061 | Community Solar Garden | Solar*Rewards Community | Trade Secret | 2015
20252-215912-02 | Xcel Energy | 85 | 13781 | IOU | SRC040404 | 1000 | Solar |  |  | Withdrawn | Trade Secret | Trade | CGR | CGR061 | Community Solar Garden | Solar*Rewards Community | Trade Secret | 2015
20252-215912-02 | Xcel Energy | 85 | 13781 | IOU | SRC040405 | 1000 | Solar |  |  | Withdrawn | Trade Secret | Trade | CGR | CGR061 | Community Solar Garden | Solar*Rewards Community | Trade Secret | 2015
20252-215912-02 | Xcel Energy | 85 | 13781 | IOU | SRC040406 | 990 | Solar |  |  | Withdrawn | Trade Secret | Trade | CGR | CGR061 | Community Solar Garden | Solar*Rewards Community | Trade Secret | 2015
20252-215912-02 | Xcel Energy | 85 | 13781 | IOU | SRC040407 | 1000 | Solar |  |  | Withdrawn | Trade Secret | Trade | CGR | CGR061 | Community Solar Garden | Solar*Rewards Community | Trade Secret | 2015
20252-215912-02 | Xcel Energy | 85 | 13781 | IOU | SRC040409 | 990 | Solar |  |  | Withdrawn | Trade Secret | Trade | CGR | CGR061 | Community Solar Garden | Solar*Rewards Community | Trade Secret | 2015
20252-215912-02 | Xcel Energy | 85 | 13781 | IOU | SRC040410 | 990 | Solar |  |  | Withdrawn | Trade Secret | Trade | CGR | CGR061 | Community Solar Garden | Solar*Rewards Community | Trade Secret | 2015
20252-215912-02 | Xcel Energy | 85 | 13781 | IOU | SRC040412 | 990 | Solar |  |  | Withdrawn | Trade Secret | Trade | CGR | CGR061 | Community Solar Garden | Solar*Rewards Community | Trade Secret | 2015
20252-215912-02 | Xcel Energy | 85 | 13781 | IOU | SRC040417 | 1000 | Solar |  |  | Withdrawn | Trade Secret | Trade |  |  | Community Solar Garden | Solar*Rewards Community | Trade Secret | 2015
20252-215912-02 | Xcel Energy | 85 | 13781 | IOU | SRC040422 | 984 | Solar |  |  | Withdrawn | Trade Secret | Trade | GIB | GIB021 | Community Solar Garden | Solar*Rewards Community | Trade Secret | 2015
20252-215912-02 | Xcel Energy | 85 | 13781 | IOU | SRC040439 | 1000 | Solar |  |  | Withdrawn | Trade Secret | Trade |  |  | Community Solar Garden | Solar*Rewards Community | Trade Secret | 2015
20252-215912-02 | Xcel Energy | 85 | 13781 | IOU | SRC040440 | 1000 | Solar |  |  | Withdrawn | Trade Secret | Trade |  |  | Community Solar Garden | Solar*Rewards Community | Trade Secret | 2015
20252-215912-02 | Xcel Energy | 85 | 13781 | IOU | SRC040441 | 250 | Solar |  |  | Withdrawn | Trade Secret | Trade | HYL | HYL064 | Community Solar Garden | Solar*Rewards Community | Trade Secret | 2015
20252-215912-02 | Xcel Energy | 85 | 13781 | IOU | SRC040442 | 250 | Solar |  |  | Withdrawn | Trade Secret | Trade | HYL | HYL064 | Community Solar Garden | Solar*Rewards Community | Trade Secret | 2015
20252-215912-02 | Xcel Energy | 85 | 13781 | IOU | SRC040443 | 250 | Solar |  |  | Withdrawn | Trade Secret | Trade | HYL | HYL064 | Community Solar Garden | Solar*Rewards Community | Trade Secret | 2015
20252-215912-02 | Xcel Energy | 85 | 13781 | IOU | SRC040444 | 250 | Solar |  |  | Withdrawn | Trade Secret | Trade | HYL | HYL064 | Community Solar Garden | Solar*Rewards Community | Trade Secret | 2015
20252-215912-02 | Xcel Energy | 85 | 13781 | IOU | SRC040445 | 250 | Solar |  |  | Withdrawn | Trade Secret | Trade | SAV | SAV071 | Community Solar Garden | Solar*Rewards Community | Trade Secret | 2015
20252-215912-02 | Xcel Energy | 85 | 13781 | IOU | SRC040446 | 250 | Solar |  |  | Withdrawn | Trade Secret | Trade | SAV | SAV071 | Community Solar Garden | Solar*Rewards Community | Trade Secret | 2015
20252-215912-02 | Xcel Energy | 85 | 13781 | IOU | SRC040447 | 250 | Solar |  |  | Withdrawn | Trade Secret | Trade | SAV | SAV071 | Community Solar Garden | Solar*Rewards Community | Trade Secret | 2015
20252-215912-02 | Xcel Energy | 85 | 13781 | IOU | SRC040452 | 1000 | Solar |  |  | Withdrawn | Trade Secret | Trade | BUR | BUR032 | Community Solar Garden | Solar*Rewards Community | Trade Secret | 2015
20252-215912-02 | Xcel Energy | 85 | 13781 | IOU | SRC040453 | 250 | Solar |  |  | Withdrawn | Trade Secret | Trade | SAV | SAV071 | Community Solar Garden | Solar*Rewards Community | Trade Secret | 2015
20252-215912-02 | Xcel Energy | 85 | 13781 | IOU | SRC040456 | 250 | Solar |  |  | Withdrawn | Trade Secret | Trade | SAV | SAV071 | Community Solar Garden | Solar*Rewards Community | Trade Secret | 2015
20252-215912-02 | Xcel Energy | 85 | 13781 | IOU | SRC040457 | 250 | Solar |  |  | Withdrawn | Trade Secret | Trade | SAV | SAV071 | Community Solar Garden | Solar*Rewards Community | Trade Secret | 2015
20252-215912-02 | Xcel Energy | 85 | 13781 | IOU | SRC040458 | 250 | Solar |  |  | Withdrawn | Trade Secret | Trade | SAV | SAV071 | Community Solar Garden | Solar*Rewards Community | Trade Secret | 2015
20252-215912-02 | Xcel Energy | 85 | 13781 | IOU | SRC040459 | 250 | Solar |  |  | Withdrawn | Trade Secret | Trade | SAV | SAV071 | Community Solar Garden | Solar*Rewards Community | Trade Secret | 2015
20252-215912-02 | Xcel Energy | 85 | 13781 | IOU | SRC040460 | 1000 | Solar |  |  | Withdrawn | Trade Secret | Trade | CGR | CGR063 | Community Solar Garden | Solar*Rewards Community | Trade Secret | 2015
20252-215912-02 | Xcel Energy | 85 | 13781 | IOU | SRC040462 | 1000 | Solar |  |  | Withdrawn | Trade Secret | Trade | CGR | CGR063 | Community Solar Garden | Solar*Rewards Community | Trade Secret | 2015
20252-215912-02 | Xcel Energy | 85 | 13781 | IOU | SRC040463 | 1000 | Solar |  |  | Withdrawn | Trade Secret | Trade | CGR | CGR063 | Community Solar Garden | Solar*Rewards Community | Trade Secret | 2015
20252-215912-02 | Xcel Energy | 85 | 13781 | IOU | SRC040467 | 950 | Solar |  |  | Withdrawn | Trade Secret | Trade | FRA | FRA001 | Community Solar Garden | Solar*Rewards Community | Trade Secret | 2015
20252-215912-02 | Xcel Energy | 85 | 13781 | IOU | SRC040468 | 950 | Solar |  |  | Withdrawn | Trade Secret | Trade |  |  | Community Solar Garden | Solar*Rewards Community | Trade Secret | 2015
20252-215912-02 | Xcel Energy | 85 | 13781 | IOU | SRC040469 | 950 | Solar |  |  | Withdrawn | Trade Secret | Trade |  |  | Community Solar Garden | Solar*Rewards Community | Trade Secret | 2015
20252-215912-02 | Xcel Energy | 85 | 13781 | IOU | SRC040470 | 950 | Solar |  |  | Withdrawn | Trade Secret | Trade | FRA | FRA001 | Community Solar Garden | Solar*Rewards Community | Trade Secret | 2015
20252-215912-02 | Xcel Energy | 85 | 13781 | IOU | SRC040475 | 1000 | Solar |  |  | Withdrawn | Trade Secret | Trade | WAB | WAB031 | Community Solar Garden | Solar*Rewards Community | Trade Secret | 2015
20252-215912-02 | Xcel Energy | 85 | 13781 | IOU | SRC040476 | 1000 | Solar |  |  | Withdrawn | Trade Secret | Trade | WAB | WAB031 | Community Solar Garden | Solar*Rewards Community | Trade Secret | 2015
20252-215912-02 | Xcel Energy | 85 | 13781 | IOU | SRC040482 | 1000 | Solar |  |  | Withdrawn | Trade Secret | Trade | DOC | DOC031 | Community Solar Garden | Solar*Rewards Community | Trade Secret | 2015
20252-215912-02 | Xcel Energy | 85 | 13781 | IOU | SRC040486 | 1000 | Solar |  |  | Withdrawn | Trade Secret | Trade | WAB | WAB031 | Community Solar Garden | Solar*Rewards Community | Trade Secret | 2015
20252-215912-02 | Xcel Energy | 85 | 13781 | IOU | SRC040595 | 1000 | Solar |  |  | Withdrawn | Trade Secret | Trade | WAB | WAB031 | Community Solar Garden | Solar*Rewards Community | Trade Secret | 2015
20252-215912-02 | Xcel Energy | 85 | 13781 | IOU | SRC040596 | 950 | Solar |  |  | Withdrawn | Trade Secret | Trade | WAS | WAS092 | Community Solar Garden | Solar*Rewards Community | Trade Secret | 2015
20252-215912-02 | Xcel Energy | 85 | 13781 | IOU | SRC040597 | 950 | Solar |  |  | Withdrawn | Trade Secret | Trade | SMT | SMT082 | Community Solar Garden | Solar*Rewards Community | Trade Secret | 2015
20252-215912-02 | Xcel Energy | 85 | 13781 | IOU | SRC040598 | 950 | Solar |  |  | Withdrawn | Trade Secret | Trade | FRA | FRA001 | Community Solar Garden | Solar*Rewards Community | Trade Secret | 2015
20252-215912-02 | Xcel Energy | 85 | 13781 | IOU | SRC040599 | 950 | Solar |  |  | Withdrawn | Trade Secret | Trade | FRA | FRA001 | Community Solar Garden | Solar*Rewards Community | Trade Secret | 2015
20252-215912-02 | Xcel Energy | 85 | 13781 | IOU | SRC040601 | 1000 | Solar |  |  | Withdrawn | Trade Secret | Trade | SMT | SMT082 | Community Solar Garden | Solar*Rewards Community | Trade Secret | 2015
20252-215912-02 | Xcel Energy | 85 | 13781 | IOU | SRC040604 | 1000 | Solar |  |  | Withdrawn | Trade Secret | Trade | SMT | SMT082 | Community Solar Garden | Solar*Rewards Community | Trade Secret | 2015
20252-215912-02 | Xcel Energy | 85 | 13781 | IOU | SRC040605 | 950 | Solar |  |  | Withdrawn | Trade Secret | Trade | FRA | FRA001 | Community Solar Garden | Solar*Rewards Community | Trade Secret | 2015
20252-215912-02 | Xcel Energy | 85 | 13781 | IOU | SRC040607 | 1000 | Solar |  |  | Withdrawn | Trade Secret | Trade | SMT | SMT082 | Community Solar Garden | Solar*Rewards Community | Trade Secret | 2015
20252-215912-02 | Xcel Energy | 85 | 13781 | IOU | SRC040609 | 1000 | Solar |  |  | Withdrawn | Trade Secret | Trade | SMT | SMT082 | Community Solar Garden | Solar*Rewards Community | Trade Secret | 2015
20252-215912-02 | Xcel Energy | 85 | 13781 | IOU | SRC040612 | 1000 | Solar |  |  | Withdrawn | Trade Secret | Trade | SMT | SMT082 | Community Solar Garden | Solar*Rewards Community | Trade Secret | 2015
20252-215912-02 | Xcel Energy | 85 | 13781 | IOU | SRC040614 | 950 | Solar |  |  | Withdrawn | Trade Secret | Trade | FRA | FRA001 | Community Solar Garden | Solar*Rewards Community | Trade Secret | 2015
20252-215912-02 | Xcel Energy | 85 | 13781 | IOU | SRC040615 | 1000 | Solar |  |  | Withdrawn | Trade Secret | Trade | SOH | SOH001 | Community Solar Garden | Solar*Rewards Community | Trade Secret | 2015
20252-215912-02 | Xcel Energy | 85 | 13781 | IOU | SRC040616 | 950 | Solar |  |  | Withdrawn | Trade Secret | Trade | FRA | FRA001 | Community Solar Garden | Solar*Rewards Community | Trade Secret | 2015
20252-215912-02 | Xcel Energy | 85 | 13781 | IOU | SRC040618 | 950 | Solar |  |  | Withdrawn | Trade Secret | Trade | FRA | FRA001 | Community Solar Garden | Solar*Rewards Community | Trade Secret | 2015
20252-215912-02 | Xcel Energy | 85 | 13781 | IOU | SRC040619 | 1000 | Solar |  |  | Withdrawn | Trade Secret | Trade | SOH | SOH001 | Community Solar Garden | Solar*Rewards Community | Trade Secret | 2015
20252-215912-02 | Xcel Energy | 85 | 13781 | IOU | SRC040620 | 950 | Solar |  |  | Withdrawn | Trade Secret | Trade |  |  | Community Solar Garden | Solar*Rewards Community | Trade Secret | 2015
20252-215912-02 | Xcel Energy | 85 | 13781 | IOU | SRC040621 | 950 | Solar |  |  | Withdrawn | Trade Secret | Trade |  |  | Community Solar Garden | Solar*Rewards Community | Trade Secret | 2015
20252-215912-02 | Xcel Energy | 85 | 13781 | IOU | SRC040622 | 1000 | Solar |  |  | Withdrawn | Trade Secret | Trade | SOH | SOH001 | Community Solar Garden | Solar*Rewards Community | Trade Secret | 2015
20252-215912-02 | Xcel Energy | 85 | 13781 | IOU | SRC040623 | 1000 | Solar |  |  | Withdrawn | Trade Secret | Trade | SOH | SOH001 | Community Solar Garden | Solar*Rewards Community | Trade Secret | 2015
20252-215912-02 | Xcel Energy | 85 | 13781 | IOU | SRC040624 | 950 | Solar |  |  | Withdrawn | Trade Secret | Trade |  |  | Community Solar Garden | Solar*Rewards Community | Trade Secret | 2015
20252-215912-02 | Xcel Energy | 85 | 13781 | IOU | SRC040625 | 1000 | Solar |  |  | Withdrawn | Trade Secret | Trade | SOH | SOH001 | Community Solar Garden | Solar*Rewards Community | Trade Secret | 2015
20252-215912-02 | Xcel Energy | 85 | 13781 | IOU | SRC040627 | 950 | Solar |  |  | Withdrawn | Trade Secret | Trade |  |  | Community Solar Garden | Solar*Rewards Community | Trade Secret | 2015
20252-215912-02 | Xcel Energy | 85 | 13781 | IOU | SRC040629 | 1000 | Solar |  |  | Withdrawn | Trade Secret | Trade | CTF | CTF021 | Community Solar Garden | Solar*Rewards Community | Trade Secret | 2015
20252-215912-02 | Xcel Energy | 85 | 13781 | IOU | SRC040631 | 950 | Solar |  |  | Withdrawn | Trade Secret | Trade |  |  | Community Solar Garden | Solar*Rewards Community | Trade Secret | 2015
20252-215912-02 | Xcel Energy | 85 | 13781 | IOU | SRC040633 | 1000 | Solar |  |  | Withdrawn | Trade Secret | Trade | BUR | BUR032 | Community Solar Garden | Solar*Rewards Community | Trade Secret | 2015
20252-215912-02 | Xcel Energy | 85 | 13781 | IOU | SRC040634 | 950 | Solar |  |  | Withdrawn | Trade Secret | Trade |  |  | Community Solar Garden | Solar*Rewards Community | Trade Secret | 2015
20252-215912-02 | Xcel Energy | 85 | 13781 | IOU | SRC040635 | 950 | Solar |  |  | Withdrawn | Trade Secret | Trade |  |  | Community Solar Garden | Solar*Rewards Community | Trade Secret | 2015
20252-215912-02 | Xcel Energy | 85 | 13781 | IOU | SRC040636 | 1000 | Solar |  |  | Withdrawn | Trade Secret | Trade | BUR | BUR032 | Community Solar Garden | Solar*Rewards Community | Trade Secret | 2015
20252-215912-02 | Xcel Energy | 85 | 13781 | IOU | SRC040637 | 950 | Solar |  |  | Withdrawn | Trade Secret | Trade |  |  | Community Solar Garden | Solar*Rewards Community | Trade Secret | 2015
20252-215912-02 | Xcel Energy | 85 | 13781 | IOU | SRC040638 | 950 | Solar |  |  | Withdrawn | Trade Secret | Trade |  |  | Community Solar Garden | Solar*Rewards Community | Trade Secret | 2015
20252-215912-02 | Xcel Energy | 85 | 13781 | IOU | SRC040639 | 950 | Solar |  |  | Withdrawn | Trade Secret | Trade |  |  | Community Solar Garden | Solar*Rewards Community | Trade Secret | 2015
20252-215912-02 | Xcel Energy | 85 | 13781 | IOU | SRC040640 | 1000 | Solar |  |  | Withdrawn | Trade Secret | Trade | BUR | BUR032 | Community Solar Garden | Solar*Rewards Community | Trade Secret | 2015
20252-215912-02 | Xcel Energy | 85 | 13781 | IOU | SRC040641 | 1000 | Solar |  |  | Withdrawn | Trade Secret | Trade | BUR | BUR032 | Community Solar Garden | Solar*Rewards Community | Trade Secret | 2015
20252-215912-02 | Xcel Energy | 85 | 13781 | IOU | SRC040642 | 950 | Solar |  |  | Withdrawn | Trade Secret | Trade |  |  | Community Solar Garden | Solar*Rewards Community | Trade Secret | 2015
20252-215912-02 | Xcel Energy | 85 | 13781 | IOU | SRC040643 | 950 | Solar |  |  | Withdrawn | Trade Secret | Trade |  |  | Community Solar Garden | Solar*Rewards Community | Trade Secret | 2015
20252-215912-02 | Xcel Energy | 85 | 13781 | IOU | SRC040644 | 950 | Solar |  |  | Withdrawn | Trade Secret | Trade |  |  | Community Solar Garden | Solar*Rewards Community | Trade Secret | 2015
20252-215912-02 | Xcel Energy | 85 | 13781 | IOU | SRC040645 | 950 | Solar |  |  | Withdrawn | Trade Secret | Trade |  |  | Community Solar Garden | Solar*Rewards Community | Trade Secret | 2015
20252-215912-02 | Xcel Energy | 85 | 13781 | IOU | SRC040646 | 1000 | Solar |  |  | Withdrawn | Trade Secret | Trade | CGR | CGR063 | Community Solar Garden | Solar*Rewards Community | Trade Secret | 2015
20252-215912-02 | Xcel Energy | 85 | 13781 | IOU | SRC040647 | 950 | Solar |  |  | Withdrawn | Trade Secret | Trade |  |  | Community Solar Garden | Solar*Rewards Community | Trade Secret | 2015
20252-215912-02 | Xcel Energy | 85 | 13781 | IOU | SRC040648 | 1000 | Solar |  |  | Withdrawn | Trade Secret | Trade | CGR | CGR063 | Community Solar Garden | Solar*Rewards Community | Trade Secret | 2015
20252-215912-02 | Xcel Energy | 85 | 13781 | IOU | SRC040649 | 950 | Solar |  |  | Withdrawn | Trade Secret | Trade |  |  | Community Solar Garden | Solar*Rewards Community | Trade Secret | 2015
20252-215912-02 | Xcel Energy | 85 | 13781 | IOU | SRC040658 | 1000 | Solar |  |  | Withdrawn | Trade Secret | Trade | CGR | CGR063 | Community Solar Garden | Solar*Rewards Community | Trade Secret | 2015
20252-215912-02 | Xcel Energy | 85 | 13781 | IOU | SRC040662 | 1000 | Solar |  |  | Withdrawn | Trade Secret | Trade | CGR | CGR063 | Community Solar Garden | Solar*Rewards Community | Trade Secret | 2015
20252-215912-02 | Xcel Energy | 85 | 13781 | IOU | SRC040664 | 1000 | Solar |  |  | Withdrawn | Trade Secret | Trade | SCA | SCA021 | Community Solar Garden | Solar*Rewards Community | Trade Secret | 2015
20252-215912-02 | Xcel Energy | 85 | 13781 | IOU | SRC040665 | 1000 | Solar |  |  | Withdrawn | Trade Secret | Trade | CGR | CGR063 | Community Solar Garden | Solar*Rewards Community | Trade Secret | 2015
20252-215912-02 | Xcel Energy | 85 | 13781 | IOU | SRC040666 | 1000 | Solar |  |  | Withdrawn | Trade Secret | Trade | SCA | SCA021 | Community Solar Garden | Solar*Rewards Community | Trade Secret | 2015
20252-215912-02 | Xcel Energy | 85 | 13781 | IOU | SRC040670 | 1000 | Solar |  |  | Withdrawn | Trade Secret | Trade | REW | REW021 | Community Solar Garden | Solar*Rewards Community | Trade Secret | 2015
20252-215912-02 | Xcel Energy | 85 | 13781 | IOU | SRC040671 | 1000 | Solar |  |  | Withdrawn | Trade Secret | Trade | REW | REW021 | Community Solar Garden | Solar*Rewards Community | Trade Secret | 2015
20252-215912-02 | Xcel Energy | 85 | 13781 | IOU | SRC040672 | 1000 | Solar |  |  | Withdrawn | Trade Secret | Trade | CHI | CHI311 | Community Solar Garden | Solar*Rewards Community | Trade Secret | 2015
20252-215912-02 | Xcel Energy | 85 | 13781 | IOU | SRC040673 | 950 | Solar |  |  | Withdrawn | Trade Secret | Trade |  |  | Community Solar Garden | Solar*Rewards Community | Trade Secret | 2015
20252-215912-02 | Xcel Energy | 85 | 13781 | IOU | SRC040674 | 950 | Solar |  |  | Withdrawn | Trade Secret | Trade |  |  | Community Solar Garden | Solar*Rewards Community | Trade Secret | 2015
20252-215912-02 | Xcel Energy | 85 | 13781 | IOU | SRC040675 | 1000 | Solar |  |  | Withdrawn | Trade Secret | Trade | CHI | CHI311 | Community Solar Garden | Solar*Rewards Community | Trade Secret | 2015
20252-215912-02 | Xcel Energy | 85 | 13781 | IOU | SRC040679 | 950 | Solar |  |  | Withdrawn | Trade Secret | Trade |  |  | Community Solar Garden | Solar*Rewards Community | Trade Secret | 2015
20252-215912-02 | Xcel Energy | 85 | 13781 | IOU | SRC040680 | 1000 | Solar |  |  | Withdrawn | Trade Secret | Trade | AFT | AFT315 | Community Solar Garden | Solar*Rewards Community | Trade Secret | 2015
20252-215912-02 | Xcel Energy | 85 | 13781 | IOU | SRC040681 | 1000 | Solar |  |  | Withdrawn | Trade Secret | Trade | AFT | AFT315 | Community Solar Garden | Solar*Rewards Community | Trade Secret | 2015
20252-215912-02 | Xcel Energy | 85 | 13781 | IOU | SRC040683 | 950 | Solar |  |  | Withdrawn | Trade Secret | Trade |  |  | Community Solar Garden | Solar*Rewards Community | Trade Secret | 2015
20252-215912-02 | Xcel Energy | 85 | 13781 | IOU | SRC040685 | 1000 | Solar |  |  | Withdrawn | Trade Secret | Trade | AFT | AFT315 | Community Solar Garden | Solar*Rewards Community | Trade Secret | 2015
20252-215912-02 | Xcel Energy | 85 | 13781 | IOU | SRC040686 | 950 | Solar |  |  | Withdrawn | Trade Secret | Trade |  |  | Community Solar Garden | Solar*Rewards Community | Trade Secret | 2015
20252-215912-02 | Xcel Energy | 85 | 13781 | IOU | SRC040695 | 950 | Solar |  |  | Withdrawn | Trade Secret | Trade |  |  | Community Solar Garden | Solar*Rewards Community | Trade Secret | 2015
20252-215912-02 | Xcel Energy | 85 | 13781 | IOU | SRC040696 | 950 | Solar |  |  | Withdrawn | Trade Secret | Trade |  |  | Community Solar Garden | Solar*Rewards Community | Trade Secret | 2015
20252-215912-02 | Xcel Energy | 85 | 13781 | IOU | SRC040697 | 950 | Solar |  |  | Withdrawn | Trade Secret | Trade |  |  | Community Solar Garden | Solar*Rewards Community | Trade Secret | 2015
20252-215912-02 | Xcel Energy | 85 | 13781 | IOU | SRC040698 | 617 | Solar |  |  | Withdrawn | Trade Secret | Trade |  |  | Community Solar Garden | Solar*Rewards Community | Trade Secret | 2015
20252-215912-02 | Xcel Energy | 85 | 13781 | IOU | SRC040699 | 950 | Solar |  |  | Withdrawn | Trade Secret | Trade |  |  | Community Solar Garden | Solar*Rewards Community | Trade Secret | 2015
20252-215912-02 | Xcel Energy | 85 | 13781 | IOU | SRC040700 | 950 | Solar |  |  | Withdrawn | Trade Secret | Trade |  |  | Community Solar Garden | Solar*Rewards Community | Trade Secret | 2015
20252-215912-02 | Xcel Energy | 85 | 13781 | IOU | SRC040701 | 950 | Solar |  |  | Withdrawn | Trade Secret | Trade |  |  | Community Solar Garden | Solar*Rewards Community | Trade Secret | 2015
20252-215912-02 | Xcel Energy | 85 | 13781 | IOU | SRC040702 | 950 | Solar |  |  | Withdrawn | Trade Secret | Trade |  |  | Community Solar Garden | Solar*Rewards Community | Trade Secret | 2015
20252-215912-02 | Xcel Energy | 85 | 13781 | IOU | SRC040707 | 950 | Solar |  |  | Withdrawn | Trade Secret | Trade |  |  | Community Solar Garden | Solar*Rewards Community | Trade Secret | 2015
20252-215912-02 | Xcel Energy | 85 | 13781 | IOU | SRC040708 | 950 | Solar |  |  | Withdrawn | Trade Secret | Trade |  |  | Community Solar Garden | Solar*Rewards Community | Trade Secret | 2015
20252-215912-02 | Xcel Energy | 85 | 13781 | IOU | SRC040713 | 950 | Solar |  |  | Withdrawn | Trade Secret | Trade | DGC | DGC061 | Community Solar Garden | Solar*Rewards Community | Trade Secret | 2015
20252-215912-02 | Xcel Energy | 85 | 13781 | IOU | SRC040715 | 950 | Solar |  |  | Withdrawn | Trade Secret | Trade |  |  | Community Solar Garden | Solar*Rewards Community | Trade Secret | 2015
20252-215912-02 | Xcel Energy | 85 | 13781 | IOU | SRC040716 | 950 | Solar |  |  | Withdrawn | Trade Secret | Trade |  |  | Community Solar Garden | Solar*Rewards Community | Trade Secret | 2015
20252-215912-02 | Xcel Energy | 85 | 13781 | IOU | SRC040725 | 1000 | Solar |  |  | Withdrawn | Trade Secret | Trade | GFD | GFD021 | Community Solar Garden | Solar*Rewards Community | Trade Secret | 2015
20252-215912-02 | Xcel Energy | 85 | 13781 | IOU | SRC040726 | 1000 | Solar |  |  | Withdrawn | Trade Secret | Trade | GFD | GFD021 | Community Solar Garden | Solar*Rewards Community | Trade Secret | 2015
20252-215912-02 | Xcel Energy | 85 | 13781 | IOU | SRC040727 | 1000 | Solar |  |  | Withdrawn | Trade Secret | Trade | GFD | GFD021 | Community Solar Garden | Solar*Rewards Community | Trade Secret | 2015
20252-215912-02 | Xcel Energy | 85 | 13781 | IOU | SRC040728 | 1000 | Solar |  |  | Withdrawn | Trade Secret | Trade | GFD | GFD021 | Community Solar Garden | Solar*Rewards Community | Trade Secret | 2015
20252-215912-02 | Xcel Energy | 85 | 13781 | IOU | SRC040729 | 1000 | Solar |  |  | Withdrawn | Trade Secret | Trade | GFD | GFD021 | Community Solar Garden | Solar*Rewards Community | Trade Secret | 2015
20252-215912-02 | Xcel Energy | 85 | 13781 | IOU | SRC040735 | 1000 | Solar |  |  | Withdrawn | Trade Secret | Trade | LAP | LAP311 | Community Solar Garden | Solar*Rewards Community | Trade Secret | 2015
20252-215912-02 | Xcel Energy | 85 | 13781 | IOU | SRC040736 | 1000 | Solar |  |  | Withdrawn | Trade Secret | Trade | LAP | LAP311 | Community Solar Garden | Solar*Rewards Community | Trade Secret | 2015
20252-215912-02 | Xcel Energy | 85 | 13781 | IOU | SRC040737 | 1000 | Solar |  |  | Withdrawn | Trade Secret | Trade | LAP | LAP311 | Community Solar Garden | Solar*Rewards Community | Trade Secret | 2015
20252-215912-02 | Xcel Energy | 85 | 13781 | IOU | SRC040738 | 1000 | Solar |  |  | Withdrawn | Trade Secret | Trade | LAP | LAP311 | Community Solar Garden | Solar*Rewards Community | Trade Secret | 2015
20252-215912-02 | Xcel Energy | 85 | 13781 | IOU | SRC040739 | 1000 | Solar |  |  | Withdrawn | Trade Secret | Trade | LAP | LAP311 | Community Solar Garden | Solar*Rewards Community | Trade Secret | 2015
20252-215912-02 | Xcel Energy | 85 | 13781 | IOU | SRC040741 | 950 | Solar |  |  | Withdrawn | Trade Secret | Trade |  |  | Community Solar Garden | Solar*Rewards Community | Trade Secret | 2015
20252-215912-02 | Xcel Energy | 85 | 13781 | IOU | SRC040742 | 950 | Solar |  |  | Withdrawn | Trade Secret | Trade |  |  | Community Solar Garden | Solar*Rewards Community | Trade Secret | 2015
20252-215912-02 | Xcel Energy | 85 | 13781 | IOU | SRC040746 | 950 | Solar |  |  | Withdrawn | Trade Secret | Trade | BUR | BUR032 | Community Solar Garden | Solar*Rewards Community | Trade Secret | 2015
20252-215912-02 | Xcel Energy | 85 | 13781 | IOU | SRC040747 | 950 | Solar |  |  | Withdrawn | Trade Secret | Trade | BUR | BUR032 | Community Solar Garden | Solar*Rewards Community | Trade Secret | 2015
20252-215912-02 | Xcel Energy | 85 | 13781 | IOU | SRC040749 | 950 | Solar |  |  | Withdrawn | Trade Secret | Trade | BUR | BUR032 | Community Solar Garden | Solar*Rewards Community | Trade Secret | 2015
20252-215912-02 | Xcel Energy | 85 | 13781 | IOU | SRC040751 | 950 | Solar |  |  | Withdrawn | Trade Secret | Trade |  |  | Community Solar Garden | Solar*Rewards Community | Trade Secret | 2015
20252-215912-02 | Xcel Energy | 85 | 13781 | IOU | SRC040752 | 950 | Solar |  |  | Withdrawn | Trade Secret | Trade | BUR | BUR032 | Community Solar Garden | Solar*Rewards Community | Trade Secret | 2015
20252-215912-02 | Xcel Energy | 85 | 13781 | IOU | SRC040753 | 1000 | Solar |  |  | Withdrawn | Trade Secret | Trade | SCL | SCL322 | Community Solar Garden | Solar*Rewards Community | Trade Secret | 2015
20252-215912-02 | Xcel Energy | 85 | 13781 | IOU | SRC040754 | 950 | Solar |  |  | Withdrawn | Trade Secret | Trade | BUR | BUR032 | Community Solar Garden | Solar*Rewards Community | Trade Secret | 2015
20252-215912-02 | Xcel Energy | 85 | 13781 | IOU | SRC040755 | 950 | Solar |  |  | Withdrawn | Trade Secret | Trade |  |  | Community Solar Garden | Solar*Rewards Community | Trade Secret | 2015
20252-215912-02 | Xcel Energy | 85 | 13781 | IOU | SRC040756 | 1000 | Solar |  |  | Withdrawn | Trade Secret | Trade | SCL | SCL322 | Community Solar Garden | Solar*Rewards Community | Trade Secret | 2015
20252-215912-02 | Xcel Energy | 85 | 13781 | IOU | SRC040757 | 950 | Solar |  |  | Withdrawn | Trade Secret | Trade |  |  | Community Solar Garden | Solar*Rewards Community | Trade Secret | 2015
20252-215912-02 | Xcel Energy | 85 | 13781 | IOU | SRC040758 | 950 | Solar |  |  | Withdrawn | Trade Secret | Trade |  |  | Community Solar Garden | Solar*Rewards Community | Trade Secret | 2015
20252-215912-02 | Xcel Energy | 85 | 13781 | IOU | SRC040759 | 950 | Solar |  |  | Withdrawn | Trade Secret | Trade |  |  | Community Solar Garden | Solar*Rewards Community | Trade Secret | 2015
20252-215912-02 | Xcel Energy | 85 | 13781 | IOU | SRC040760 | 1000 | Solar |  |  | Withdrawn | Trade Secret | Trade | SCL | SCL322 | Community Solar Garden | Solar*Rewards Community | Trade Secret | 2015
20252-215912-02 | Xcel Energy | 85 | 13781 | IOU | SRC040761 | 950 | Solar |  |  | Withdrawn | Trade Secret | Trade |  |  | Community Solar Garden | Solar*Rewards Community | Trade Secret | 2015
20252-215912-02 | Xcel Energy | 85 | 13781 | IOU | SRC040762 | 950 | Solar |  |  | Withdrawn | Trade Secret | Trade |  |  | Community Solar Garden | Solar*Rewards Community | Trade Secret | 2015
20252-215912-02 | Xcel Energy | 85 | 13781 | IOU | SRC040763 | 950 | Solar |  |  | Withdrawn | Trade Secret | Trade |  |  | Community Solar Garden | Solar*Rewards Community | Trade Secret | 2015
20252-215912-02 | Xcel Energy | 85 | 13781 | IOU | SRC040764 | 1000 | Solar |  |  | Withdrawn | Trade Secret | Trade | SCL | SCL322 | Community Solar Garden | Solar*Rewards Community | Trade Secret | 2015
20252-215912-02 | Xcel Energy | 85 | 13781 | IOU | SRC040765 | 1000 | Solar |  |  | Withdrawn | Trade Secret | Trade | SCL | SCL322 | Community Solar Garden | Solar*Rewards Community | Trade Secret | 2015
20252-215912-02 | Xcel Energy | 85 | 13781 | IOU | SRC040766 | 950 | Solar |  |  | Withdrawn | Trade Secret | Trade |  |  | Community Solar Garden | Solar*Rewards Community | Trade Secret | 2015
20252-215912-02 | Xcel Energy | 85 | 13781 | IOU | SRC040767 | 950 | Solar |  |  | Withdrawn | Trade Secret | Trade |  |  | Community Solar Garden | Solar*Rewards Community | Trade Secret | 2015
20252-215912-02 | Xcel Energy | 85 | 13781 | IOU | SRC040768 | 950 | Solar |  |  | Withdrawn | Trade Secret | Trade |  |  | Community Solar Garden | Solar*Rewards Community | Trade Secret | 2015
20252-215912-02 | Xcel Energy | 85 | 13781 | IOU | SRC040770 | 950 | Solar |  |  | Withdrawn | Trade Secret | Trade |  |  | Community Solar Garden | Solar*Rewards Community | Trade Secret | 2015
20252-215912-02 | Xcel Energy | 85 | 13781 | IOU | SRC040771 | 950 | Solar |  |  | Withdrawn | Trade Secret | Trade |  |  | Community Solar Garden | Solar*Rewards Community | Trade Secret | 2015
20252-215912-02 | Xcel Energy | 85 | 13781 | IOU | SRC040773 | 950 | Solar |  |  | Withdrawn | Trade Secret | Trade |  |  | Community Solar Garden | Solar*Rewards Community | Trade Secret | 2015
20252-215912-02 | Xcel Energy | 85 | 13781 | IOU | SRC040777 | 1000 | Solar |  |  | Withdrawn | Trade Secret | Trade | CHE | CHE075 | Community Solar Garden | Solar*Rewards Community | Trade Secret | 2015
20252-215912-02 | Xcel Energy | 85 | 13781 | IOU | SRC040778 | 1000 | Solar |  |  | Withdrawn | Trade Secret | Trade | CHE | CHE075 | Community Solar Garden | Solar*Rewards Community | Trade Secret | 2015
20252-215912-02 | Xcel Energy | 85 | 13781 | IOU | SRC040779 | 1000 | Solar |  |  | Withdrawn | Trade Secret | Trade | CHE | CHE075 | Community Solar Garden | Solar*Rewards Community | Trade Secret | 2015
20252-215912-02 | Xcel Energy | 85 | 13781 | IOU | SRC040780 | 1000 | Solar |  |  | Withdrawn | Trade Secret | Trade | CHE | CHE075 | Community Solar Garden | Solar*Rewards Community | Trade Secret | 2015
20252-215912-02 | Xcel Energy | 85 | 13781 | IOU | SRC040781 | 1000 | Solar |  |  | Withdrawn | Trade Secret | Trade | CHE | CHE075 | Community Solar Garden | Solar*Rewards Community | Trade Secret | 2015
20252-215912-02 | Xcel Energy | 85 | 13781 | IOU | SRC040782 | 1000 | Solar |  |  | Withdrawn | Trade Secret | Trade | HUG | HUG321 | Community Solar Garden | Solar*Rewards Community | Trade Secret | 2015
20252-215912-02 | Xcel Energy | 85 | 13781 | IOU | SRC040783 | 1000 | Solar |  |  | Withdrawn | Trade Secret | Trade | HUG | HUG321 | Community Solar Garden | Solar*Rewards Community | Trade Secret | 2015
20252-215912-02 | Xcel Energy | 85 | 13781 | IOU | SRC040784 | 1000 | Solar |  |  | Withdrawn | Trade Secret | Trade | HUG | HUG321 | Community Solar Garden | Solar*Rewards Community | Trade Secret | 2015
20252-215912-02 | Xcel Energy | 85 | 13781 | IOU | SRC040785 | 1000 | Solar |  |  | Withdrawn | Trade Secret | Trade | HUG | HUG321 | Community Solar Garden | Solar*Rewards Community | Trade Secret | 2015
20252-215912-02 | Xcel Energy | 85 | 13781 | IOU | SRC040786 | 1000 | Solar |  |  | Withdrawn | Trade Secret | Trade | HUG | HUG321 | Community Solar Garden | Solar*Rewards Community | Trade Secret | 2015
20252-215912-02 | Xcel Energy | 85 | 13781 | IOU | SRC040787 | 1000 | Solar |  |  | Withdrawn | Trade Secret | Trade | HUG | HUG321 | Community Solar Garden | Solar*Rewards Community | Trade Secret | 2015
20252-215912-02 | Xcel Energy | 85 | 13781 | IOU | SRC040788 | 1000 | Solar |  |  | Withdrawn | Trade Secret | Trade | HUG | HUG321 | Community Solar Garden | Solar*Rewards Community | Trade Secret | 2015
20252-215912-02 | Xcel Energy | 85 | 13781 | IOU | SRC040789 | 1000 | Solar |  |  | Withdrawn | Trade Secret | Trade | HUG | HUG321 | Community Solar Garden | Solar*Rewards Community | Trade Secret | 2015
20252-215912-02 | Xcel Energy | 85 | 13781 | IOU | SRC040790 | 1000 | Solar |  |  | Withdrawn | Trade Secret | Trade | HUG | HUG321 | Community Solar Garden | Solar*Rewards Community | Trade Secret | 2015
20252-215912-02 | Xcel Energy | 85 | 13781 | IOU | SRC040791 | 1000 | Solar |  |  | Withdrawn | Trade Secret | Trade | HUG | HUG321 | Community Solar Garden | Solar*Rewards Community | Trade Secret | 2015
20252-215912-02 | Xcel Energy | 85 | 13781 | IOU | SRC040792 | 1000 | Solar |  |  | Withdrawn | Trade Secret | Trade | HUG | HUG321 | Community Solar Garden | Solar*Rewards Community | Trade Secret | 2015
20252-215912-02 | Xcel Energy | 85 | 13781 | IOU | SRC040793 | 1000 | Solar |  |  | Withdrawn | Trade Secret | Trade | HUG | HUG321 | Community Solar Garden | Solar*Rewards Community | Trade Secret | 2015
20252-215912-02 | Xcel Energy | 85 | 13781 | IOU | SRC040794 | 1000 | Solar |  |  | Withdrawn | Trade Secret | Trade | HUG | HUG321 | Community Solar Garden | Solar*Rewards Community | Trade Secret | 2015
20252-215912-02 | Xcel Energy | 85 | 13781 | IOU | SRC040795 | 1000 | Solar |  |  | Withdrawn | Trade Secret | Trade | HUG | HUG321 | Community Solar Garden | Solar*Rewards Community | Trade Secret | 2015
20252-215912-02 | Xcel Energy | 85 | 13781 | IOU | SRC040796 | 1000 | Solar |  |  | Withdrawn | Trade Secret | Trade | HUG | HUG321 | Community Solar Garden | Solar*Rewards Community | Trade Secret | 2015
20252-215912-02 | Xcel Energy | 85 | 13781 | IOU | SRC040797 | 1000 | Solar |  |  | Withdrawn | Trade Secret | Trade | HUG | HUG321 | Community Solar Garden | Solar*Rewards Community | Trade Secret | 2015
20252-215912-02 | Xcel Energy | 85 | 13781 | IOU | SRC040798 | 1000 | Solar |  |  | Withdrawn | Trade Secret | Trade | HUG | HUG321 | Community Solar Garden | Solar*Rewards Community | Trade Secret | 2015
20252-215912-02 | Xcel Energy | 85 | 13781 | IOU | SRC040799 | 1000 | Solar |  |  | Withdrawn | Trade Secret | Trade | HUG | HUG321 | Community Solar Garden | Solar*Rewards Community | Trade Secret | 2015
20252-215912-02 | Xcel Energy | 85 | 13781 | IOU | SRC040800 | 1000 | Solar |  |  | Withdrawn | Trade Secret | Trade | HUG | HUG321 | Community Solar Garden | Solar*Rewards Community | Trade Secret | 2015
20252-215912-02 | Xcel Energy | 85 | 13781 | IOU | SRC040801 | 1000 | Solar |  |  | Withdrawn | Trade Secret | Trade | HUG | HUG321 | Community Solar Garden | Solar*Rewards Community | Trade Secret | 2015
20252-215912-02 | Xcel Energy | 85 | 13781 | IOU | SRC040807 | 998 | Solar |  |  | Withdrawn | Trade Secret | Trade | ZUM | ZUM022 | Community Solar Garden | Solar*Rewards Community | Trade Secret | 2015
20252-215912-02 | Xcel Energy | 85 | 13781 | IOU | SRC040808 | 1000 | Solar |  |  | Withdrawn | Trade Secret | Trade | WWK | WWK311 | Community Solar Garden | Solar*Rewards Community | Trade Secret | 2015
20252-215912-02 | Xcel Energy | 85 | 13781 | IOU | SRC040809 | 1000 | Solar |  |  | Withdrawn | Trade Secret | Trade | WTN | WTN061 | Community Solar Garden | Solar*Rewards Community | Trade Secret | 2015
20252-215912-02 | Xcel Energy | 85 | 13781 | IOU | SRC040810 | 1000 | Solar |  |  | Withdrawn | Trade Secret | Trade | WTN | WTN061 | Community Solar Garden | Solar*Rewards Community | Trade Secret | 2015
20252-215912-02 | Xcel Energy | 85 | 13781 | IOU | SRC040811 | 1000 | Solar |  |  | Withdrawn | Trade Secret | Trade | WTN | WTN061 | Community Solar Garden | Solar*Rewards Community | Trade Secret | 2015
20252-215912-02 | Xcel Energy | 85 | 13781 | IOU | SRC040812 | 1000 | Solar |  |  | Withdrawn | Trade Secret | Trade | WTN | WTN061 | Community Solar Garden | Solar*Rewards Community | Trade Secret | 2015
20252-215912-02 | Xcel Energy | 85 | 13781 | IOU | SRC040815 | 1000 | Solar |  |  | Withdrawn | Trade Secret | Trade | HUG | HUG321 | Community Solar Garden | Solar*Rewards Community | Trade Secret | 2015
20252-215912-02 | Xcel Energy | 85 | 13781 | IOU | SRC040816 | 1000 | Solar |  |  | Withdrawn | Trade Secret | Trade | HUG | HUG321 | Community Solar Garden | Solar*Rewards Community | Trade Secret | 2015
20252-215912-02 | Xcel Energy | 85 | 13781 | IOU | SRC040817 | 1000 | Solar |  |  | Withdrawn | Trade Secret | Trade | HUG | HUG321 | Community Solar Garden | Solar*Rewards Community | Trade Secret | 2015
20252-215912-02 | Xcel Energy | 85 | 13781 | IOU | SRC040825 | 1000 | Solar |  |  | Withdrawn | Trade Secret | Trade | HUG | HUG311 | Community Solar Garden | Solar*Rewards Community | Trade Secret | 2015
20252-215912-02 | Xcel Energy | 85 | 13781 | IOU | SRC040826 | 1000 | Solar |  |  | Withdrawn | Trade Secret | Trade | CHI | CHI311 | Community Solar Garden | Solar*Rewards Community | Trade Secret | 2015
20252-215912-02 | Xcel Energy | 85 | 13781 | IOU | SRC040831 | 1000 | Solar |  |  | Withdrawn | Trade Secret | Trade | SOH | SOH001 | Community Solar Garden | Solar*Rewards Community | Trade Secret | 2015
20252-215912-02 | Xcel Energy | 85 | 13781 | IOU | SRC040832 | 1000 | Solar |  |  | Withdrawn | Trade Secret | Trade | SOH | SOH001 | Community Solar Garden | Solar*Rewards Community | Trade Secret | 2015
20252-215912-02 | Xcel Energy | 85 | 13781 | IOU | SRC040833 | 1000 | Solar |  |  | Withdrawn | Trade Secret | Trade | SOH | SOH001 | Community Solar Garden | Solar*Rewards Community | Trade Secret | 2015
20252-215912-02 | Xcel Energy | 85 | 13781 | IOU | SRC040834 | 1000 | Solar |  |  | Withdrawn | Trade Secret | Trade | SOH | SOH001 | Community Solar Garden | Solar*Rewards Community | Trade Secret | 2015
20252-215912-02 | Xcel Energy | 85 | 13781 | IOU | SRC040835 | 1000 | Solar |  |  | Withdrawn | Trade Secret | Trade | SOH | SOH001 | Community Solar Garden | Solar*Rewards Community | Trade Secret | 2015
20252-215912-02 | Xcel Energy | 85 | 13781 | IOU | SRC040836 | 1000 | Solar |  |  | Withdrawn | Trade Secret | Trade | SOH | SOH001 | Community Solar Garden | Solar*Rewards Community | Trade Secret | 2015
20252-215912-02 | Xcel Energy | 85 | 13781 | IOU | SRC040837 | 1000 | Solar |  |  | Withdrawn | Trade Secret | Trade | SOH | SOH001 | Community Solar Garden | Solar*Rewards Community | Trade Secret | 2015
20252-215912-02 | Xcel Energy | 85 | 13781 | IOU | SRC040838 | 1000 | Solar |  |  | Withdrawn | Trade Secret | Trade | SOH | SOH001 | Community Solar Garden | Solar*Rewards Community | Trade Secret | 2015
20252-215912-02 | Xcel Energy | 85 | 13781 | IOU | SRC040839 | 1000 | Solar |  |  | Withdrawn | Trade Secret | Trade | SOH | SOH001 | Community Solar Garden | Solar*Rewards Community | Trade Secret | 2015
20252-215912-02 | Xcel Energy | 85 | 13781 | IOU | SRC040840 | 1000 | Solar |  |  | Withdrawn | Trade Secret | Trade | SOH | SOH001 | Community Solar Garden | Solar*Rewards Community | Trade Secret | 2015
20252-215912-02 | Xcel Energy | 85 | 13781 | IOU | SRC040842 | 950 | Solar |  |  | Withdrawn | Trade Secret | Trade | SMT | SMT072 | Community Solar Garden | Solar*Rewards Community | Trade Secret | 2015
20252-215912-02 | Xcel Energy | 85 | 13781 | IOU | SRC040843 | 950 | Solar |  |  | Withdrawn | Trade Secret | Trade | SMT | SMT072 | Community Solar Garden | Solar*Rewards Community | Trade Secret | 2015
20252-215912-02 | Xcel Energy | 85 | 13781 | IOU | SRC040844 | 950 | Solar |  |  | Withdrawn | Trade Secret | Trade | SMT | SMT072 | Community Solar Garden | Solar*Rewards Community | Trade Secret | 2015
20252-215912-02 | Xcel Energy | 85 | 13781 | IOU | SRC040845 | 950 | Solar |  |  | Withdrawn | Trade Secret | Trade | SMT | SMT072 | Community Solar Garden | Solar*Rewards Community | Trade Secret | 2015
20252-215912-02 | Xcel Energy | 85 | 13781 | IOU | SRC040846 | 950 | Solar |  |  | Withdrawn | Trade Secret | Trade | SMT | SMT072 | Community Solar Garden | Solar*Rewards Community | Trade Secret | 2015
20252-215912-02 | Xcel Energy | 85 | 13781 | IOU | SRC040847 | 950 | Solar |  |  | Withdrawn | Trade Secret | Trade |  |  | Community Solar Garden | Solar*Rewards Community | Trade Secret | 2015
20252-215912-02 | Xcel Energy | 85 | 13781 | IOU | SRC040848 | 950 | Solar |  |  | Withdrawn | Trade Secret | Trade | WAS | WAS092 | Community Solar Garden | Solar*Rewards Community | Trade Secret | 2015
20252-215912-02 | Xcel Energy | 85 | 13781 | IOU | SRC040849 | 950 | Solar |  |  | Withdrawn | Trade Secret | Trade | WAS | WAS092 | Community Solar Garden | Solar*Rewards Community | Trade Secret | 2015
20252-215912-02 | Xcel Energy | 85 | 13781 | IOU | SRC040850 | 950 | Solar |  |  | Withdrawn | Trade Secret | Trade | WAS | WAS092 | Community Solar Garden | Solar*Rewards Community | Trade Secret | 2015
20252-215912-02 | Xcel Energy | 85 | 13781 | IOU | SRC040851 | 950 | Solar |  |  | Withdrawn | Trade Secret | Trade |  |  | Community Solar Garden | Solar*Rewards Community | Trade Secret | 2015
20252-215912-02 | Xcel Energy | 85 | 13781 | IOU | SRC040852 | 950 | Solar |  |  | Withdrawn | Trade Secret | Trade | KEN | KEN022 | Community Solar Garden | Solar*Rewards Community | Trade Secret | 2015
20252-215912-02 | Xcel Energy | 85 | 13781 | IOU | SRC040853 | 950 | Solar |  |  | Withdrawn | Trade Secret | Trade |  |  | Community Solar Garden | Solar*Rewards Community | Trade Secret | 2015
20252-215912-02 | Xcel Energy | 85 | 13781 | IOU | SRC040854 | 950 | Solar |  |  | Withdrawn | Trade Secret | Trade |  |  | Community Solar Garden | Solar*Rewards Community | Trade Secret | 2015
20252-215912-02 | Xcel Energy | 85 | 13781 | IOU | SRC040855 | 950 | Solar |  |  | Withdrawn | Trade Secret | Trade |  |  | Community Solar Garden | Solar*Rewards Community | Trade Secret | 2015
20252-215912-02 | Xcel Energy | 85 | 13781 | IOU | SRC040856 | 950 | Solar |  |  | Withdrawn | Trade Secret | Trade |  |  | Community Solar Garden | Solar*Rewards Community | Trade Secret | 2015
20252-215912-02 | Xcel Energy | 85 | 13781 | IOU | SRC040857 | 950 | Solar |  |  | Withdrawn | Trade Secret | Trade |  |  | Community Solar Garden | Solar*Rewards Community | Trade Secret | 2015
20252-215912-02 | Xcel Energy | 85 | 13781 | IOU | SRC040858 | 950 | Solar |  |  | Withdrawn | Trade Secret | Trade |  |  | Community Solar Garden | Solar*Rewards Community | Trade Secret | 2015
20252-215912-02 | Xcel Energy | 85 | 13781 | IOU | SRC040859 | 950 | Solar |  |  | Withdrawn | Trade Secret | Trade |  |  | Community Solar Garden | Solar*Rewards Community | Trade Secret | 2015
20252-215912-02 | Xcel Energy | 85 | 13781 | IOU | SRC040860 | 950 | Solar |  |  | Withdrawn | Trade Secret | Trade |  |  | Community Solar Garden | Solar*Rewards Community | Trade Secret | 2015
20252-215912-02 | Xcel Energy | 85 | 13781 | IOU | SRC040861 | 950 | Solar |  |  | Withdrawn | Trade Secret | Trade |  |  | Community Solar Garden | Solar*Rewards Community | Trade Secret | 2015
20252-215912-02 | Xcel Energy | 85 | 13781 | IOU | SRC040862 | 950 | Solar |  |  | Withdrawn | Trade Secret | Trade |  |  | Community Solar Garden | Solar*Rewards Community | Trade Secret | 2015
20252-215912-02 | Xcel Energy | 85 | 13781 | IOU | SRC040863 | 950 | Solar |  |  | Withdrawn | Trade Secret | Trade |  |  | Community Solar Garden | Solar*Rewards Community | Trade Secret | 2015
20252-215912-02 | Xcel Energy | 85 | 13781 | IOU | SRC040864 | 950 | Solar |  |  | Withdrawn | Trade Secret | Trade | KEN | KEN022 | Community Solar Garden | Solar*Rewards Community | Trade Secret | 2015
20252-215912-02 | Xcel Energy | 85 | 13781 | IOU | SRC040865 | 1000 | Solar |  |  | Withdrawn | Trade Secret | Trade |  |  | Community Solar Garden | Solar*Rewards Community | Trade Secret | 2015
20252-215912-02 | Xcel Energy | 85 | 13781 | IOU | SRC040866 | 1000 | Solar |  |  | Withdrawn | Trade Secret | Trade |  |  | Community Solar Garden | Solar*Rewards Community | Trade Secret | 2015
20252-215912-02 | Xcel Energy | 85 | 13781 | IOU | SRC040867 | 1000 | Solar |  |  | Withdrawn | Trade Secret | Trade |  |  | Community Solar Garden | Solar*Rewards Community | Trade Secret | 2015
20252-215912-02 | Xcel Energy | 85 | 13781 | IOU | SRC040868 | 1000 | Solar |  |  | Withdrawn | Trade Secret | Trade |  |  | Community Solar Garden | Solar*Rewards Community | Trade Secret | 2015
20252-215912-02 | Xcel Energy | 85 | 13781 | IOU | SRC040869 | 1000 | Solar |  |  | Withdrawn | Trade Secret | Trade |  |  | Community Solar Garden | Solar*Rewards Community | Trade Secret | 2015
20252-215912-02 | Xcel Energy | 85 | 13781 | IOU | SRC040870 | 1000 | Solar |  |  | Withdrawn | Trade Secret | Trade |  |  | Community Solar Garden | Solar*Rewards Community | Trade Secret | 2015
20252-215912-02 | Xcel Energy | 85 | 13781 | IOU | SRC040871 | 300 | Solar |  |  | Withdrawn | Trade Secret | Trade |  |  | Community Solar Garden | Solar*Rewards Community | Trade Secret | 2015
20252-215912-02 | Xcel Energy | 85 | 13781 | IOU | SRC040872 | 1000 | Solar |  |  | Withdrawn | Trade Secret | Trade |  |  | Community Solar Garden | Solar*Rewards Community | Trade Secret | 2015
20252-215912-02 | Xcel Energy | 85 | 13781 | IOU | SRC040873 | 1000 | Solar |  |  | Withdrawn | Trade Secret | Trade |  |  | Community Solar Garden | Solar*Rewards Community | Trade Secret | 2015
20252-215912-02 | Xcel Energy | 85 | 13781 | IOU | SRC040874 | 1000 | Solar |  |  | Withdrawn | Trade Secret | Trade |  |  | Community Solar Garden | Solar*Rewards Community | Trade Secret | 2015
20252-215912-02 | Xcel Energy | 85 | 13781 | IOU | SRC040875 | 1000 | Solar |  |  | Withdrawn | Trade Secret | Trade |  |  | Community Solar Garden | Solar*Rewards Community | Trade Secret | 2015
20252-215912-02 | Xcel Energy | 85 | 13781 | IOU | SRC040876 | 700 | Solar |  |  | Withdrawn | Trade Secret | Trade |  |  | Community Solar Garden | Solar*Rewards Community | Trade Secret | 2015
20252-215912-02 | Xcel Energy | 85 | 13781 | IOU | SRC040877 | 1000 | Solar |  |  | Withdrawn | Trade Secret | Trade |  |  | Community Solar Garden | Solar*Rewards Community | Trade Secret | 2015
20252-215912-02 | Xcel Energy | 85 | 13781 | IOU | SRC040878 | 1000 | Solar |  |  | Withdrawn | Trade Secret | Trade |  |  | Community Solar Garden | Solar*Rewards Community | Trade Secret | 2015
20252-215912-02 | Xcel Energy | 85 | 13781 | IOU | SRC040879 | 1000 | Solar |  |  | Withdrawn | Trade Secret | Trade |  |  | Community Solar Garden | Solar*Rewards Community | Trade Secret | 2015
20252-215912-02 | Xcel Energy | 85 | 13781 | IOU | SRC040880 | 1000 | Solar |  |  | Withdrawn | Trade Secret | Trade |  |  | Community Solar Garden | Solar*Rewards Community | Trade Secret | 2015
20252-215912-02 | Xcel Energy | 85 | 13781 | IOU | SRC040881 | 400 | Solar |  |  | Withdrawn | Trade Secret | Trade |  |  | Community Solar Garden | Solar*Rewards Community | Trade Secret | 2015
20252-215912-02 | Xcel Energy | 85 | 13781 | IOU | SRC040882 | 1000 | Solar |  |  | Withdrawn | Trade Secret | Trade |  |  | Community Solar Garden | Solar*Rewards Community | Trade Secret | 2015
20252-215912-02 | Xcel Energy | 85 | 13781 | IOU | SRC040883 | 1000 | Solar |  |  | Withdrawn | Trade Secret | Trade |  |  | Community Solar Garden | Solar*Rewards Community | Trade Secret | 2015
20252-215912-02 | Xcel Energy | 85 | 13781 | IOU | SRC040884 | 1000 | Solar |  |  | Withdrawn | Trade Secret | Trade |  |  | Community Solar Garden | Solar*Rewards Community | Trade Secret | 2015
20252-215912-02 | Xcel Energy | 85 | 13781 | IOU | SRC040885 | 1000 | Solar |  |  | Withdrawn | Trade Secret | Trade |  |  | Community Solar Garden | Solar*Rewards Community | Trade Secret | 2015
20252-215912-02 | Xcel Energy | 85 | 13781 | IOU | SRC040886 | 1000 | Solar |  |  | Withdrawn | Trade Secret | Trade |  |  | Community Solar Garden | Solar*Rewards Community | Trade Secret | 2015
20252-215912-02 | Xcel Energy | 85 | 13781 | IOU | SRC040887 | 500 | Solar |  |  | Withdrawn | Trade Secret | Trade |  |  | Community Solar Garden | Solar*Rewards Community | Trade Secret | 2015
20252-215912-02 | Xcel Energy | 85 | 13781 | IOU | SRC040888 | 400 | Solar |  |  | Withdrawn | Trade Secret | Trade |  |  | Community Solar Garden | Solar*Rewards Community | Trade Secret | 2015
20252-215912-02 | Xcel Energy | 85 | 13781 | IOU | SRC040889 | 1000 | Solar |  |  | Withdrawn | Trade Secret | Trade |  |  | Community Solar Garden | Solar*Rewards Community | Trade Secret | 2015
20252-215912-02 | Xcel Energy | 85 | 13781 | IOU | SRC040890 | 1000 | Solar |  |  | Withdrawn | Trade Secret | Trade |  |  | Community Solar Garden | Solar*Rewards Community | Trade Secret | 2015
20252-215912-02 | Xcel Energy | 85 | 13781 | IOU | SRC040891 | 1000 | Solar |  |  | Withdrawn | Trade Secret | Trade |  |  | Community Solar Garden | Solar*Rewards Community | Trade Secret | 2015
20252-215912-02 | Xcel Energy | 85 | 13781 | IOU | SRC040892 | 1000 | Solar |  |  | Withdrawn | Trade Secret | Trade |  |  | Community Solar Garden | Solar*Rewards Community | Trade Secret | 2015
20252-215912-02 | Xcel Energy | 85 | 13781 | IOU | SRC040893 | 700 | Solar |  |  | Withdrawn | Trade Secret | Trade |  |  | Community Solar Garden | Solar*Rewards Community | Trade Secret | 2015
20252-215912-02 | Xcel Energy | 85 | 13781 | IOU | SRC040894 | 1000 | Solar |  |  | Withdrawn | Trade Secret | Trade |  |  | Community Solar Garden | Solar*Rewards Community | Trade Secret | 2015
20252-215912-02 | Xcel Energy | 85 | 13781 | IOU | SRC040895 | 400 | Solar |  |  | Withdrawn | Trade Secret | Trade |  |  | Community Solar Garden | Solar*Rewards Community | Trade Secret | 2015
20252-215912-02 | Xcel Energy | 85 | 13781 | IOU | SRC040902 | 1000 | Solar |  |  | Withdrawn | Trade Secret | Trade |  |  | Community Solar Garden | Solar*Rewards Community | Trade Secret | 2015
20252-215912-02 | Xcel Energy | 85 | 13781 | IOU | SRC040903 | 1000 | Solar |  |  | Withdrawn | Trade Secret | Trade |  |  | Community Solar Garden | Solar*Rewards Community | Trade Secret | 2015
20252-215912-02 | Xcel Energy | 85 | 13781 | IOU | SRC040904 | 1000 | Solar |  |  | Withdrawn | Trade Secret | Trade |  |  | Community Solar Garden | Solar*Rewards Community | Trade Secret | 2015
20252-215912-02 | Xcel Energy | 85 | 13781 | IOU | SRC040905 | 1000 | Solar |  |  | Withdrawn | Trade Secret | Trade |  |  | Community Solar Garden | Solar*Rewards Community | Trade Secret | 2015
20252-215912-02 | Xcel Energy | 85 | 13781 | IOU | SRC040906 | 1000 | Solar |  |  | Withdrawn | Trade Secret | Trade |  |  | Community Solar Garden | Solar*Rewards Community | Trade Secret | 2015
20252-215912-02 | Xcel Energy | 85 | 13781 | IOU | SRC040909 | 1000 | Solar |  |  | Withdrawn | Trade Secret | Trade |  |  | Community Solar Garden | Solar*Rewards Community | Trade Secret | 2015
20252-215912-02 | Xcel Energy | 85 | 13781 | IOU | SRC040910 | 1000 | Solar |  |  | Withdrawn | Trade Secret | Trade |  |  | Community Solar Garden | Solar*Rewards Community | Trade Secret | 2015
20252-215912-02 | Xcel Energy | 85 | 13781 | IOU | SRC040911 | 1000 | Solar |  |  | Withdrawn | Trade Secret | Trade |  |  | Community Solar Garden | Solar*Rewards Community | Trade Secret | 2015
20252-215912-02 | Xcel Energy | 85 | 13781 | IOU | SRC040912 | 1000 | Solar |  |  | Withdrawn | Trade Secret | Trade |  |  | Community Solar Garden | Solar*Rewards Community | Trade Secret | 2015
20252-215912-02 | Xcel Energy | 85 | 13781 | IOU | SRC040913 | 1000 | Solar |  |  | Withdrawn | Trade Secret | Trade |  |  | Community Solar Garden | Solar*Rewards Community | Trade Secret | 2015
20252-215912-02 | Xcel Energy | 85 | 13781 | IOU | SRC040914 | 1000 | Solar |  |  | Withdrawn | Trade Secret | Trade |  |  | Community Solar Garden | Solar*Rewards Community | Trade Secret | 2015
20252-215912-02 | Xcel Energy | 85 | 13781 | IOU | SRC040915 | 1000 | Solar |  |  | Withdrawn | Trade Secret | Trade |  |  | Community Solar Garden | Solar*Rewards Community | Trade Secret | 2015
20252-215912-02 | Xcel Energy | 85 | 13781 | IOU | SRC040916 | 998 | Solar |  |  | Withdrawn | Trade Secret | Trade | CTF | CTF021 | Community Solar Garden | Solar*Rewards Community | Trade Secret | 2015
20252-215912-02 | Xcel Energy | 85 | 13781 | IOU | SRC040917 | 998 | Solar |  |  | Withdrawn | Trade Secret | Trade |  |  | Community Solar Garden | Solar*Rewards Community | Trade Secret | 2015
20252-215912-02 | Xcel Energy | 85 | 13781 | IOU | SRC040918 | 998 | Solar |  |  | Withdrawn | Trade Secret | Trade |  |  | Community Solar Garden | Solar*Rewards Community | Trade Secret | 2015
20252-215912-02 | Xcel Energy | 85 | 13781 | IOU | SRC040919 | 998 | Solar |  |  | Withdrawn | Trade Secret | Trade |  |  | Community Solar Garden | Solar*Rewards Community | Trade Secret | 2015
20252-215912-02 | Xcel Energy | 85 | 13781 | IOU | SRC040920 | 998 | Solar |  |  | Withdrawn | Trade Secret | Trade |  |  | Community Solar Garden | Solar*Rewards Community | Trade Secret | 2015
20252-215912-02 | Xcel Energy | 85 | 13781 | IOU | SRC040922 | 998 | Solar |  |  | Withdrawn | Trade Secret | Trade | VES | VES021 | Community Solar Garden | Solar*Rewards Community | Trade Secret | 2015
20252-215912-02 | Xcel Energy | 85 | 13781 | IOU | SRC040923 | 998 | Solar |  |  | Withdrawn | Trade Secret | Trade | VES | VES021 | Community Solar Garden | Solar*Rewards Community | Trade Secret | 2015
20252-215912-02 | Xcel Energy | 85 | 13781 | IOU | SRC040924 | 998 | Solar |  |  | Withdrawn | Trade Secret | Trade | VES | VES021 | Community Solar Garden | Solar*Rewards Community | Trade Secret | 2015
20252-215912-02 | Xcel Energy | 85 | 13781 | IOU | SRC040925 | 998 | Solar |  |  | Withdrawn | Trade Secret | Trade |  |  | Community Solar Garden | Solar*Rewards Community | Trade Secret | 2015
20252-215912-02 | Xcel Energy | 85 | 13781 | IOU | SRC040927 | 998 | Solar |  |  | Withdrawn | Trade Secret | Trade | LSP | LSP021 | Community Solar Garden | Solar*Rewards Community | Trade Secret | 2015
20252-215912-02 | Xcel Energy | 85 | 13781 | IOU | SRC040928 | 998 | Solar |  |  | Withdrawn | Trade Secret | Trade | LSP | LSP021 | Community Solar Garden | Solar*Rewards Community | Trade Secret | 2015
20252-215912-02 | Xcel Energy | 85 | 13781 | IOU | SRC040929 | 998 | Solar |  |  | Withdrawn | Trade Secret | Trade | ALB | ALB022 | Community Solar Garden | Solar*Rewards Community | Trade Secret | 2015
20252-215912-02 | Xcel Energy | 85 | 13781 | IOU | SRC040930 | 1000 | Solar |  |  | Withdrawn | Trade Secret | Trade | ORO | ORO061 | Community Solar Garden | Solar*Rewards Community | Trade Secret | 2015
20252-215912-02 | Xcel Energy | 85 | 13781 | IOU | SRC040931 | 1000 | Solar |  |  | Withdrawn | Trade Secret | Trade | ORO | ORO061 | Community Solar Garden | Solar*Rewards Community | Trade Secret | 2015
20252-215912-02 | Xcel Energy | 85 | 13781 | IOU | SRC040932 | 1000 | Solar |  |  | Withdrawn | Trade Secret | Trade | ORO | ORO061 | Community Solar Garden | Solar*Rewards Community | Trade Secret | 2015
20252-215912-02 | Xcel Energy | 85 | 13781 | IOU | SRC040933 | 1000 | Solar |  |  | Withdrawn | Trade Secret | Trade | ORO | ORO061 | Community Solar Garden | Solar*Rewards Community | Trade Secret | 2015
20252-215912-02 | Xcel Energy | 85 | 13781 | IOU | SRC040934 | 1000 | Solar |  |  | Withdrawn | Trade Secret | Trade | ORO | ORO061 | Community Solar Garden | Solar*Rewards Community | Trade Secret | 2015
20252-215912-02 | Xcel Energy | 85 | 13781 | IOU | SRC040936 | 1000 | Solar |  |  | Withdrawn | Trade Secret | Trade | BEK | BEK311 | Community Solar Garden | Solar*Rewards Community | Trade Secret | 2015
20252-215912-02 | Xcel Energy | 85 | 13781 | IOU | SRC040937 | 1000 | Solar |  |  | Withdrawn | Trade Secret | Trade | BEK | BEK311 | Community Solar Garden | Solar*Rewards Community | Trade Secret | 2015
20252-215912-02 | Xcel Energy | 85 | 13781 | IOU | SRC040938 | 1000 | Solar |  |  | Withdrawn | Trade Secret | Trade | BEK | BEK311 | Community Solar Garden | Solar*Rewards Community | Trade Secret | 2015
20252-215912-02 | Xcel Energy | 85 | 13781 | IOU | SRC040939 | 1000 | Solar |  |  | Withdrawn | Trade Secret | Trade | BEK | BEK311 | Community Solar Garden | Solar*Rewards Community | Trade Secret | 2015
20252-215912-02 | Xcel Energy | 85 | 13781 | IOU | SRC040940 | 1000 | Solar |  |  | Withdrawn | Trade Secret | Trade | BEK | BEK311 | Community Solar Garden | Solar*Rewards Community | Trade Secret | 2015
20252-215912-02 | Xcel Energy | 85 | 13781 | IOU | SRC040950 | 1000 | Solar |  |  | Withdrawn | Trade Secret | Trade | SCA | SCA021 | Community Solar Garden | Solar*Rewards Community | Trade Secret | 2015
20252-215912-02 | Xcel Energy | 85 | 13781 | IOU | SRC040952 | 1000 | Solar |  |  | Withdrawn | Trade Secret | Trade |  |  | Community Solar Garden | Solar*Rewards Community | Trade Secret | 2015
20252-215912-02 | Xcel Energy | 85 | 13781 | IOU | SRC040953 | 1000 | Solar |  |  | Withdrawn | Trade Secret | Trade | WYO | WYO022 | Community Solar Garden | Solar*Rewards Community | Trade Secret | 2015
20252-215912-02 | Xcel Energy | 85 | 13781 | IOU | SRC040954 | 1000 | Solar |  |  | Withdrawn | Trade Secret | Trade | WYO | WYO022 | Community Solar Garden | Solar*Rewards Community | Trade Secret | 2015
20252-215912-02 | Xcel Energy | 85 | 13781 | IOU | SRC040955 | 1000 | Solar |  |  | Withdrawn | Trade Secret | Trade | WYO | WYO022 | Community Solar Garden | Solar*Rewards Community | Trade Secret | 2015
20252-215912-02 | Xcel Energy | 85 | 13781 | IOU | SRC040956 | 1000 | Solar |  |  | Withdrawn | Trade Secret | Trade | WYO | WYO022 | Community Solar Garden | Solar*Rewards Community | Trade Secret | 2015
20252-215912-02 | Xcel Energy | 85 | 13781 | IOU | SRC040964 | 1000 | Solar |  |  | Withdrawn | Trade Secret | Trade | HSN | HSN321 | Community Solar Garden | Solar*Rewards Community | Trade Secret | 2015
20252-215912-02 | Xcel Energy | 85 | 13781 | IOU | SRC040965 | 1000 | Solar |  |  | Withdrawn | Trade Secret | Trade | HSN | HSN321 | Community Solar Garden | Solar*Rewards Community | Trade Secret | 2015
20252-215912-02 | Xcel Energy | 85 | 13781 | IOU | SRC040966 | 1000 | Solar |  |  | Withdrawn | Trade Secret | Trade | HSN | HSN321 | Community Solar Garden | Solar*Rewards Community | Trade Secret | 2015
20252-215912-02 | Xcel Energy | 85 | 13781 | IOU | SRC040967 | 1000 | Solar |  |  | Withdrawn | Trade Secret | Trade | HSN | HSN321 | Community Solar Garden | Solar*Rewards Community | Trade Secret | 2015
20252-215912-02 | Xcel Energy | 85 | 13781 | IOU | SRC040968 | 1000 | Solar |  |  | Withdrawn | Trade Secret | Trade | HSN | HSN321 | Community Solar Garden | Solar*Rewards Community | Trade Secret | 2015
20252-215912-02 | Xcel Energy | 85 | 13781 | IOU | SRC040972 | 1000 | Solar |  |  | Withdrawn | Trade Secret | Trade | CHI | CHI311 | Community Solar Garden | Solar*Rewards Community | Trade Secret | 2015
20252-215912-02 | Xcel Energy | 85 | 13781 | IOU | SRC040973 | 1000 | Solar |  |  | Withdrawn | Trade Secret | Trade | CHI | CHI311 | Community Solar Garden | Solar*Rewards Community | Trade Secret | 2015
20252-215912-02 | Xcel Energy | 85 | 13781 | IOU | SRC040974 | 1000 | Solar |  |  | Withdrawn | Trade Secret | Trade | CHI | CHI311 | Community Solar Garden | Solar*Rewards Community | Trade Secret | 2015
20252-215912-02 | Xcel Energy | 85 | 13781 | IOU | SRC040975 | 1000 | Solar |  |  | Withdrawn | Trade Secret | Trade | CHI | CHI311 | Community Solar Garden | Solar*Rewards Community | Trade Secret | 2015
20252-215912-02 | Xcel Energy | 85 | 13781 | IOU | SRC040979 | 950 | Solar |  |  | Withdrawn | Trade Secret | Trade | MNL | MNL001 | Community Solar Garden | Solar*Rewards Community | Trade Secret | 2015
20252-215912-02 | Xcel Energy | 85 | 13781 | IOU | SRC040980 | 950 | Solar |  |  | Withdrawn | Trade Secret | Trade | MNL | MNL001 | Community Solar Garden | Solar*Rewards Community | Trade Secret | 2015
20252-215912-02 | Xcel Energy | 85 | 13781 | IOU | SRC040981 | 950 | Solar |  |  | Withdrawn | Trade Secret | Trade | MNL | MNL001 | Community Solar Garden | Solar*Rewards Community | Trade Secret | 2015
20252-215912-02 | Xcel Energy | 85 | 13781 | IOU | SRC040985 | 950 | Solar |  |  | Withdrawn | Trade Secret | Trade | GVW | GVW031 | Community Solar Garden | Solar*Rewards Community | Trade Secret | 2015
20252-215912-02 | Xcel Energy | 85 | 13781 | IOU | SRC040986 | 950 | Solar |  |  | Withdrawn | Trade Secret | Trade | GVW | GVW031 | Community Solar Garden | Solar*Rewards Community | Trade Secret | 2015
20252-215912-02 | Xcel Energy | 85 | 13781 | IOU | SRC040987 | 950 | Solar |  |  | Withdrawn | Trade Secret | Trade |  |  | Community Solar Garden | Solar*Rewards Community | Trade Secret | 2015
20252-215912-02 | Xcel Energy | 85 | 13781 | IOU | SRC040988 | 950 | Solar |  |  | Withdrawn | Trade Secret | Trade |  |  | Community Solar Garden | Solar*Rewards Community | Trade Secret | 2015
20252-215912-02 | Xcel Energy | 85 | 13781 | IOU | SRC040989 | 950 | Solar |  |  | Withdrawn | Trade Secret | Trade |  |  | Community Solar Garden | Solar*Rewards Community | Trade Secret | 2015
20252-215912-02 | Xcel Energy | 85 | 13781 | IOU | SRC040990 | 950 | Solar |  |  | Withdrawn | Trade Secret | Trade |  |  | Community Solar Garden | Solar*Rewards Community | Trade Secret | 2015
20252-215912-02 | Xcel Energy | 85 | 13781 | IOU | SRC040991 | 950 | Solar |  |  | Withdrawn | Trade Secret | Trade |  |  | Community Solar Garden | Solar*Rewards Community | Trade Secret | 2015
20252-215912-02 | Xcel Energy | 85 | 13781 | IOU | SRC040992 | 1000 | Solar |  |  | Withdrawn | Trade Secret | Trade | CHI | CHI311 | Community Solar Garden | Solar*Rewards Community | Trade Secret | 2015
20252-215912-02 | Xcel Energy | 85 | 13781 | IOU | SRC041076 | 1000 | Solar |  |  | Withdrawn | Trade Secret | Trade | CHI | CHI311 | Community Solar Garden | Solar*Rewards Community | Trade Secret | 2015
20252-215912-02 | Xcel Energy | 85 | 13781 | IOU | SRC041081 | 1000 | Solar |  |  | Withdrawn | Trade Secret | Trade | FAB | FAB063 | Community Solar Garden | Solar*Rewards Community | Trade Secret | 2015
20252-215912-02 | Xcel Energy | 85 | 13781 | IOU | SRC041171 | 972 | Solar |  |  | Withdrawn | Trade Secret | Trade | LAP | LAP311 | Community Solar Garden | Solar*Rewards Community | Trade Secret | 2015
20252-215912-02 | Xcel Energy | 85 | 13781 | IOU | SRC041172 | 972 | Solar |  |  | Withdrawn | Trade Secret | Trade | LAP | LAP311 | Community Solar Garden | Solar*Rewards Community | Trade Secret | 2015
20252-215912-02 | Xcel Energy | 85 | 13781 | IOU | SRC041209 | 972 | Solar |  |  | Withdrawn | Trade Secret | Trade | SOH | SOH001 | Community Solar Garden | Solar*Rewards Community | Trade Secret | 2015
20252-215912-02 | Xcel Energy | 85 | 13781 | IOU | SRC041214 | 1000 | Solar |  |  | Withdrawn | Trade Secret | Trade | MPN | MPN081 | Community Solar Garden | Solar*Rewards Community | Trade Secret | 2015
20252-215912-02 | Xcel Energy | 85 | 13781 | IOU | SRC041215 | 1000 | Solar |  |  | Withdrawn | Trade Secret | Trade |  |  | Community Solar Garden | Solar*Rewards Community | Trade Secret | 2015
20252-215912-02 | Xcel Energy | 85 | 13781 | IOU | SRC041216 | 1000 | Solar |  |  | Withdrawn | Trade Secret | Trade | WEF | WEF071 | Community Solar Garden | Solar*Rewards Community | Trade Secret | 2015
20252-215912-02 | Xcel Energy | 85 | 13781 | IOU | SRC041220 | 1000 | Solar |  |  | Withdrawn | Trade Secret | Trade | WTN | WTN062 | Community Solar Garden | Solar*Rewards Community | Trade Secret | 2015
20252-215912-02 | Xcel Energy | 85 | 13781 | IOU | SRC041221 | 1000 | Solar |  |  | Withdrawn | Trade Secret | Trade | WTN | WTN062 | Community Solar Garden | Solar*Rewards Community | Trade Secret | 2015
20252-215912-02 | Xcel Energy | 85 | 13781 | IOU | SRC041222 | 1000 | Solar |  |  | Withdrawn | Trade Secret | Trade | WTN | WTN062 | Community Solar Garden | Solar*Rewards Community | Trade Secret | 2015
20252-215912-02 | Xcel Energy | 85 | 13781 | IOU | SRC041223 | 1000 | Solar |  |  | Withdrawn | Trade Secret | Trade | WTN | WTN062 | Community Solar Garden | Solar*Rewards Community | Trade Secret | 2015
20252-215912-02 | Xcel Energy | 85 | 13781 | IOU | SRC041224 | 1000 | Solar |  |  | Withdrawn | Trade Secret | Trade | WTN | WTN062 | Community Solar Garden | Solar*Rewards Community | Trade Secret | 2015
20252-215912-02 | Xcel Energy | 85 | 13781 | IOU | SRC041225 | 1000 | Solar |  |  | Withdrawn | Trade Secret | Trade | WTN | WTN062 | Community Solar Garden | Solar*Rewards Community | Trade Secret | 2015
20252-215912-02 | Xcel Energy | 85 | 13781 | IOU | SRC041226 | 1000 | Solar |  |  | Withdrawn | Trade Secret | Trade | WTN | WTN062 | Community Solar Garden | Solar*Rewards Community | Trade Secret | 2015
20252-215912-02 | Xcel Energy | 85 | 13781 | IOU | SRC041227 | 1000 | Solar |  |  | Withdrawn | Trade Secret | Trade | WTN | WTN062 | Community Solar Garden | Solar*Rewards Community | Trade Secret | 2015
20252-215912-02 | Xcel Energy | 85 | 13781 | IOU | SRC041228 | 1000 | Solar |  |  | Withdrawn | Trade Secret | Trade | WTN | WTN062 | Community Solar Garden | Solar*Rewards Community | Trade Secret | 2015
20252-215912-02 | Xcel Energy | 85 | 13781 | IOU | SRC041229 | 1000 | Solar |  |  | Withdrawn | Trade Secret | Trade | WTN | WTN062 | Community Solar Garden | Solar*Rewards Community | Trade Secret | 2015
20252-215912-02 | Xcel Energy | 85 | 13781 | IOU | SRC041272 | 1000 | Solar |  |  | Withdrawn | Trade Secret | Trade | MTR | MTR021 | Community Solar Garden | Solar*Rewards Community | Trade Secret | 2015
20252-215912-02 | Xcel Energy | 85 | 13781 | IOU | SRC041273 | 1000 | Solar |  |  | Withdrawn | Trade Secret | Trade | MTR | MTR021 | Community Solar Garden | Solar*Rewards Community | Trade Secret | 2015
20252-215912-02 | Xcel Energy | 85 | 13781 | IOU | SRC041274 | 1000 | Solar |  |  | Withdrawn | Trade Secret | Trade | MTR | MTR021 | Community Solar Garden | Solar*Rewards Community | Trade Secret | 2015
20252-215912-02 | Xcel Energy | 85 | 13781 | IOU | SRC041275 | 1000 | Solar |  |  | Withdrawn | Trade Secret | Trade | MTR | MTR021 | Community Solar Garden | Solar*Rewards Community | Trade Secret | 2015
20252-215912-02 | Xcel Energy | 85 | 13781 | IOU | SRC041276 | 1000 | Solar |  |  | Withdrawn | Trade Secret | Trade | MTR | MTR021 | Community Solar Garden | Solar*Rewards Community | Trade Secret | 2015
20252-215912-02 | Xcel Energy | 85 | 13781 | IOU | SRC041277 | 1000 | Solar |  |  | Withdrawn | Trade Secret | Trade | WWK | WWK321 | Community Solar Garden | Solar*Rewards Community | Trade Secret | 2015
20252-215912-02 | Xcel Energy | 85 | 13781 | IOU | SRC041278 | 1000 | Solar |  |  | Withdrawn | Trade Secret | Trade | WWK | WWK321 | Community Solar Garden | Solar*Rewards Community | Trade Secret | 2015
20252-215912-02 | Xcel Energy | 85 | 13781 | IOU | SRC041279 | 1000 | Solar |  |  | Withdrawn | Trade Secret | Trade | WWK | WWK321 | Community Solar Garden | Solar*Rewards Community | Trade Secret | 2015
20252-215912-02 | Xcel Energy | 85 | 13781 | IOU | SRC041280 | 1000 | Solar |  |  | Withdrawn | Trade Secret | Trade | WWK | WWK321 | Community Solar Garden | Solar*Rewards Community | Trade Secret | 2015
20252-215912-02 | Xcel Energy | 85 | 13781 | IOU | SRC041281 | 1000 | Solar |  |  | Withdrawn | Trade Secret | Trade | WWK | WWK321 | Community Solar Garden | Solar*Rewards Community | Trade Secret | 2015
20252-215912-02 | Xcel Energy | 85 | 13781 | IOU | SRC041295 | 1000 | Solar |  |  | Withdrawn | Trade Secret | Trade | WAK | WAK321 | Community Solar Garden | Solar*Rewards Community | Trade Secret | 2015
20252-215912-02 | Xcel Energy | 85 | 13781 | IOU | SRC041296 | 1000 | Solar |  |  | Withdrawn | Trade Secret | Trade | WAK | WAK321 | Community Solar Garden | Solar*Rewards Community | Trade Secret | 2015
20252-215912-02 | Xcel Energy | 85 | 13781 | IOU | SRC041297 | 1000 | Solar |  |  | Withdrawn | Trade Secret | Trade | WCS | WCS064 | Community Solar Garden | Solar*Rewards Community | Trade Secret | 2015
20252-215912-02 | Xcel Energy | 85 | 13781 | IOU | SRC041298 | 1000 | Solar |  |  | Withdrawn | Trade Secret | Trade | WCS | WCS064 | Community Solar Garden | Solar*Rewards Community | Trade Secret | 2015
20252-215912-02 | Xcel Energy | 85 | 13781 | IOU | SRC041299 | 1000 | Solar |  |  | Withdrawn | Trade Secret | Trade | WCS | WCS064 | Community Solar Garden | Solar*Rewards Community | Trade Secret | 2015
20252-215912-02 | Xcel Energy | 85 | 13781 | IOU | SRC041316 | 1000 | Solar |  |  | Withdrawn | Trade Secret | Trade | WCS | WCS064 | Community Solar Garden | Solar*Rewards Community | Trade Secret | 2015
20252-215912-02 | Xcel Energy | 85 | 13781 | IOU | SRC041317 | 1000 | Solar |  |  | Withdrawn | Trade Secret | Trade | WCS | WCS064 | Community Solar Garden | Solar*Rewards Community | Trade Secret | 2015
20252-215912-02 | Xcel Energy | 85 | 13781 | IOU | SRC041318 | 1000 | Solar |  |  | Withdrawn | Trade Secret | Trade | WCS | WCS061 | Community Solar Garden | Solar*Rewards Community | Trade Secret | 2015
20252-215912-02 | Xcel Energy | 85 | 13781 | IOU | SRC041321 | 1000 | Solar |  |  | Withdrawn | Trade Secret | Trade | WCS | WCS061 | Community Solar Garden | Solar*Rewards Community | Trade Secret | 2015
20252-215912-02 | Xcel Energy | 85 | 13781 | IOU | SRC041322 | 1000 | Solar |  |  | Withdrawn | Trade Secret | Trade | WCS | WCS061 | Community Solar Garden | Solar*Rewards Community | Trade Secret | 2015
20252-215912-02 | Xcel Energy | 85 | 13781 | IOU | SRC041323 | 1000 | Solar |  |  | Withdrawn | Trade Secret | Trade | WCS | WCS061 | Community Solar Garden | Solar*Rewards Community | Trade Secret | 2015
20252-215912-02 | Xcel Energy | 85 | 13781 | IOU | SRC041324 | 1000 | Solar |  |  | Withdrawn | Trade Secret | Trade | LSP | LSP021 | Community Solar Garden | Solar*Rewards Community | Trade Secret | 2015
20252-215912-02 | Xcel Energy | 85 | 13781 | IOU | SRC041325 | 1000 | Solar |  |  | Withdrawn | Trade Secret | Trade | LSP | LSP021 | Community Solar Garden | Solar*Rewards Community | Trade Secret | 2015
20252-215912-02 | Xcel Energy | 85 | 13781 | IOU | SRC041326 | 1000 | Solar |  |  | Withdrawn | Trade Secret | Trade | LSP | LSP021 | Community Solar Garden | Solar*Rewards Community | Trade Secret | 2015
20252-215912-02 | Xcel Energy | 85 | 13781 | IOU | SRC041331 | 1000 | Solar |  |  | Withdrawn | Trade Secret | Trade |  |  | Community Solar Garden | Solar*Rewards Community | Trade Secret | 2015
20252-215912-02 | Xcel Energy | 85 | 13781 | IOU | SRC041332 | 1000 | Solar |  |  | Withdrawn | Trade Secret | Trade | LSP | LSP021 | Community Solar Garden | Solar*Rewards Community | Trade Secret | 2015
20252-215912-02 | Xcel Energy | 85 | 13781 | IOU | SRC041333 | 1000 | Solar |  |  | Withdrawn | Trade Secret | Trade | LSP | LSP021 | Community Solar Garden | Solar*Rewards Community | Trade Secret | 2015
20252-215912-02 | Xcel Energy | 85 | 13781 | IOU | SRC041334 | 1000 | Solar |  |  | Withdrawn | Trade Secret | Trade | LSP | LSP021 | Community Solar Garden | Solar*Rewards Community | Trade Secret | 2015
20252-215912-02 | Xcel Energy | 85 | 13781 | IOU | SRC041335 | 1000 | Solar |  |  | Withdrawn | Trade Secret | Trade | LSP | LSP021 | Community Solar Garden | Solar*Rewards Community | Trade Secret | 2015
20252-215912-02 | Xcel Energy | 85 | 13781 | IOU | SRC041336 | 1000 | Solar |  |  | Withdrawn | Trade Secret | Trade | LSP | LSP021 | Community Solar Garden | Solar*Rewards Community | Trade Secret | 2015
20252-215912-02 | Xcel Energy | 85 | 13781 | IOU | SRC041341 | 1000 | Solar |  |  | Withdrawn | Trade Secret | Trade | RAP | RAP081 | Community Solar Garden | Solar*Rewards Community | Trade Secret | 2015
20252-215912-02 | Xcel Energy | 85 | 13781 | IOU | SRC041342 | 1000 | Solar |  |  | Withdrawn | Trade Secret | Trade | RAP | RAP081 | Community Solar Garden | Solar*Rewards Community | Trade Secret | 2015
20252-215912-02 | Xcel Energy | 85 | 13781 | IOU | SRC041343 | 1000 | Solar |  |  | Withdrawn | Trade Secret | Trade | RAP | RAP081 | Community Solar Garden | Solar*Rewards Community | Trade Secret | 2015
20252-215912-02 | Xcel Energy | 85 | 13781 | IOU | SRC041344 | 1000 | Solar |  |  | Withdrawn | Trade Secret | Trade | RAP | RAP081 | Community Solar Garden | Solar*Rewards Community | Trade Secret | 2015
20252-215912-02 | Xcel Energy | 85 | 13781 | IOU | SRC041345 | 1000 | Solar |  |  | Withdrawn | Trade Secret | Trade | RAP | RAP081 | Community Solar Garden | Solar*Rewards Community | Trade Secret | 2015
20252-215912-02 | Xcel Energy | 85 | 13781 | IOU | SRC041389 | 972 | Solar |  |  | Withdrawn | Trade Secret | Trade | LAP | LAP311 | Community Solar Garden | Solar*Rewards Community | Trade Secret | 2015
20252-215912-02 | Xcel Energy | 85 | 13781 | IOU | SRC041390 | 972 | Solar |  |  | Withdrawn | Trade Secret | Trade | LAP | LAP311 | Community Solar Garden | Solar*Rewards Community | Trade Secret | 2015
20252-215912-02 | Xcel Energy | 85 | 13781 | IOU | SRC041391 | 1000 | Solar |  |  | Withdrawn | Trade Secret | Trade | WCS | WCS064 | Community Solar Garden | Solar*Rewards Community | Trade Secret | 2015
20252-215912-02 | Xcel Energy | 85 | 13781 | IOU | SRC041392 | 1000 | Solar |  |  | Withdrawn | Trade Secret | Trade | WCS | WCS064 | Community Solar Garden | Solar*Rewards Community | Trade Secret | 2015
20252-215912-02 | Xcel Energy | 85 | 13781 | IOU | SRC041393 | 1000 | Solar |  |  | Withdrawn | Trade Secret | Trade | WCS | WCS064 | Community Solar Garden | Solar*Rewards Community | Trade Secret | 2015
20252-215912-02 | Xcel Energy | 85 | 13781 | IOU | SRC041394 | 1000 | Solar |  |  | Withdrawn | Trade Secret | Trade | WCS | WCS064 | Community Solar Garden | Solar*Rewards Community | Trade Secret | 2015
20252-215912-02 | Xcel Energy | 85 | 13781 | IOU | SRC041395 | 1000 | Solar |  |  | Withdrawn | Trade Secret | Trade | WCS | WCS064 | Community Solar Garden | Solar*Rewards Community | Trade Secret | 2015
20252-215912-02 | Xcel Energy | 85 | 13781 | IOU | SRC041396 | 36 | Solar |  |  | Withdrawn | Trade Secret | Trade | MST | MST076 | Community Solar Garden | Solar*Rewards Community | Trade Secret | 2015
20252-215912-02 | Xcel Energy | 85 | 13781 | IOU | SRC041398 | 1000 | Solar |  |  | Withdrawn | Trade Secret | Trade |  |  | Community Solar Garden | Solar*Rewards Community | Trade Secret | 2015
20252-215912-02 | Xcel Energy | 85 | 13781 | IOU | SRC041400 | 1000 | Solar |  |  | Withdrawn | Trade Secret | Trade |  |  | Community Solar Garden | Solar*Rewards Community | Trade Secret | 2015
20252-215912-02 | Xcel Energy | 85 | 13781 | IOU | SRC041401 | 1000 | Solar |  |  | Withdrawn | Trade Secret | Trade |  |  | Community Solar Garden | Solar*Rewards Community | Trade Secret | 2015
20252-215912-02 | Xcel Energy | 85 | 13781 | IOU | SRC041402 | 1000 | Solar |  |  | Withdrawn | Trade Secret | Trade |  |  | Community Solar Garden | Solar*Rewards Community | Trade Secret | 2015
20252-215912-02 | Xcel Energy | 85 | 13781 | IOU | SRC041403 | 1000 | Solar |  |  | Withdrawn | Trade Secret | Trade |  |  | Community Solar Garden | Solar*Rewards Community | Trade Secret | 2015
20252-215912-02 | Xcel Energy | 85 | 13781 | IOU | SRC041446 | 1000 | Solar |  |  | Withdrawn | Trade Secret | Trade | LAE | LAE061 | Community Solar Garden | Solar*Rewards Community | Trade Secret | 2015
20252-215912-02 | Xcel Energy | 85 | 13781 | IOU | SRC041447 | 1000 | Solar |  |  | Withdrawn | Trade Secret | Trade | LAE | LAE061 | Community Solar Garden | Solar*Rewards Community | Trade Secret | 2015
20252-215912-02 | Xcel Energy | 85 | 13781 | IOU | SRC041448 | 1000 | Solar |  |  | Withdrawn | Trade Secret | Trade | LAE | LAE061 | Community Solar Garden | Solar*Rewards Community | Trade Secret | 2015
20252-215912-02 | Xcel Energy | 85 | 13781 | IOU | SRC041449 | 1000 | Solar |  |  | Withdrawn | Trade Secret | Trade | LAE | LAE061 | Community Solar Garden | Solar*Rewards Community | Trade Secret | 2015
20252-215912-02 | Xcel Energy | 85 | 13781 | IOU | SRC041450 | 1000 | Solar |  |  | Withdrawn | Trade Secret | Trade | LAE | LAE061 | Community Solar Garden | Solar*Rewards Community | Trade Secret | 2015
20252-215912-02 | Xcel Energy | 85 | 13781 | IOU | SRC041618 | 998 | Solar |  |  | Withdrawn | Trade Secret | Trade | ALB | ALB022 | Community Solar Garden | Solar*Rewards Community | Trade Secret | 2015
20252-215912-02 | Xcel Energy | 85 | 13781 | IOU | SRC041619 | 998 | Solar |  |  | Withdrawn | Trade Secret | Trade | ALB | ALB022 | Community Solar Garden | Solar*Rewards Community | Trade Secret | 2015
20252-215912-02 | Xcel Energy | 85 | 13781 | IOU | SRC041623 | 93 | Solar |  |  | Withdrawn | Trade Secret | Trade | STL | STLP084 | Community Solar Garden | Solar*Rewards Community | Trade Secret | 2015
20252-215912-02 | Xcel Energy | 85 | 13781 | IOU | SRC041625 | 972 | Solar |  |  | Withdrawn | Trade Secret | Trade | SOH | SOH001 | Community Solar Garden | Solar*Rewards Community | Trade Secret | 2015
20252-215912-02 | Xcel Energy | 85 | 13781 | IOU | SRC041626 | 972 | Solar |  |  | Withdrawn | Trade Secret | Trade | SOH | SOH001 | Community Solar Garden | Solar*Rewards Community | Trade Secret | 2015
20252-215912-02 | Xcel Energy | 85 | 13781 | IOU | SRC041627 | 972 | Solar |  |  | Withdrawn | Trade Secret | Trade | SOH | SOH001 | Community Solar Garden | Solar*Rewards Community | Trade Secret | 2015
20252-215912-02 | Xcel Energy | 85 | 13781 | IOU | SRC041628 | 972 | Solar |  |  | Withdrawn | Trade Secret | Trade | SOH | SOH001 | Community Solar Garden | Solar*Rewards Community | Trade Secret | 2015
20252-215912-02 | Xcel Energy | 85 | 13781 | IOU | SRC041632 | 1000 | Solar |  |  | Withdrawn | Trade Secret | Trade | FAP | FAP071 | Community Solar Garden | Solar*Rewards Community | Trade Secret | 2015
20252-215912-02 | Xcel Energy | 85 | 13781 | IOU | SRC041634 | 1000 | Solar |  |  | Withdrawn | Trade Secret | Trade | FAP | FAP071 | Community Solar Garden | Solar*Rewards Community | Trade Secret | 2015
20252-215912-02 | Xcel Energy | 85 | 13781 | IOU | SRC041635 | 1000 | Solar |  |  | Withdrawn | Trade Secret | Trade | FAP | FAP071 | Community Solar Garden | Solar*Rewards Community | Trade Secret | 2015
20252-215912-02 | Xcel Energy | 85 | 13781 | IOU | SRC041636 | 1000 | Solar |  |  | Withdrawn | Trade Secret | Trade | FAP | FAP071 | Community Solar Garden | Solar*Rewards Community | Trade Secret | 2015
20252-215912-02 | Xcel Energy | 85 | 13781 | IOU | SRC041637 | 1000 | Solar |  |  | Withdrawn | Trade Secret | Trade | FAP | FAP071 | Community Solar Garden | Solar*Rewards Community | Trade Secret | 2015
20252-215912-02 | Xcel Energy | 85 | 13781 | IOU | SRC041638 | 972 | Solar |  |  | Withdrawn | Trade Secret | Trade | COK | COK061 | Community Solar Garden | Solar*Rewards Community | Trade Secret | 2015
20252-215912-02 | Xcel Energy | 85 | 13781 | IOU | SRC041639 | 972 | Solar |  |  | Withdrawn | Trade Secret | Trade | COK | COK061 | Community Solar Garden | Solar*Rewards Community | Trade Secret | 2015
20252-215912-02 | Xcel Energy | 85 | 13781 | IOU | SRC041640 | 972 | Solar |  |  | Withdrawn | Trade Secret | Trade | COK | COK061 | Community Solar Garden | Solar*Rewards Community | Trade Secret | 2015
20252-215912-02 | Xcel Energy | 85 | 13781 | IOU | SRC041642 | 972 | Solar |  |  | Withdrawn | Trade Secret | Trade | LAP | LAP311 | Community Solar Garden | Solar*Rewards Community | Trade Secret | 2015
20252-215912-02 | Xcel Energy | 85 | 13781 | IOU | SRC041643 | 972 | Solar |  |  | Withdrawn | Trade Secret | Trade | LAP | LAP311 | Community Solar Garden | Solar*Rewards Community | Trade Secret | 2015
20252-215912-02 | Xcel Energy | 85 | 13781 | IOU | SRC041644 | 972 | Solar |  |  | Withdrawn | Trade Secret | Trade | LAP | LAP311 | Community Solar Garden | Solar*Rewards Community | Trade Secret | 2015
20252-215912-02 | Xcel Energy | 85 | 13781 | IOU | SRC041645 | 972 | Solar |  |  | Withdrawn | Trade Secret | Trade | LAP | LAP311 | Community Solar Garden | Solar*Rewards Community | Trade Secret | 2015
20252-215912-02 | Xcel Energy | 85 | 13781 | IOU | SRC041646 | 972 | Solar |  |  | Withdrawn | Trade Secret | Trade | LAP | LAP311 | Community Solar Garden | Solar*Rewards Community | Trade Secret | 2015
20252-215912-02 | Xcel Energy | 85 | 13781 | IOU | SRC041647 | 972 | Solar |  |  | Withdrawn | Trade Secret | Trade | SOH | SOH001 | Community Solar Garden | Solar*Rewards Community | Trade Secret | 2015
20252-215912-02 | Xcel Energy | 85 | 13781 | IOU | SRC041648 | 972 | Solar |  |  | Withdrawn | Trade Secret | Trade | SOH | SOH001 | Community Solar Garden | Solar*Rewards Community | Trade Secret | 2015
20252-215912-02 | Xcel Energy | 85 | 13781 | IOU | SRC041655 | 1000 | Solar |  |  | Withdrawn | Trade Secret | Trade | SCH | SCH211 | Community Solar Garden | Solar*Rewards Community | Trade Secret | 2015
20252-215912-02 | Xcel Energy | 85 | 13781 | IOU | SRC041678 | 1000 | Solar |  |  | Withdrawn | Trade Secret | Trade | HEC | HEC001 | Community Solar Garden | Solar*Rewards Community | Trade Secret | 2015
20252-215912-02 | Xcel Energy | 85 | 13781 | IOU | SRC041679 | 1000 | Solar |  |  | Withdrawn | Trade Secret | Trade | HEC | HEC001 | Community Solar Garden | Solar*Rewards Community | Trade Secret | 2015
20252-215912-02 | Xcel Energy | 85 | 13781 | IOU | SRC041688 | 972 | Solar |  |  | Withdrawn | Trade Secret | Trade | WTB | WTB021 | Community Solar Garden | Solar*Rewards Community | Trade Secret | 2015
20252-215912-02 | Xcel Energy | 85 | 13781 | IOU | SRC041689 | 972 | Solar |  |  | Withdrawn | Trade Secret | Trade | WTB | WTB021 | Community Solar Garden | Solar*Rewards Community | Trade Secret | 2015
20252-215912-02 | Xcel Energy | 85 | 13781 | IOU | SRC042080 | 1000 | Solar |  |  | Withdrawn | Trade Secret | Trade | SCL | SCL322 | Community Solar Garden | Solar*Rewards Community | Trade Secret | 2015
20252-215912-02 | Xcel Energy | 85 | 13781 | IOU | SRC042084 | 1000 | Solar |  |  | Withdrawn | Trade Secret | Trade | YAM | YAM031 | Community Solar Garden | Solar*Rewards Community | Trade Secret | 2015
20252-215912-02 | Xcel Energy | 85 | 13781 | IOU | SRC042086 | 1000 | Solar |  |  | Withdrawn | Trade Secret | Trade | YAM | YAM031 | Community Solar Garden | Solar*Rewards Community | Trade Secret | 2015
20252-215912-02 | Xcel Energy | 85 | 13781 | IOU | SRC042115 | 1000 | Solar |  |  | Withdrawn | Trade Secret | Trade | CTF | CTF021 | Community Solar Garden | Solar*Rewards Community | Trade Secret | 2015
20252-215912-02 | Xcel Energy | 85 | 13781 | IOU | SRC042121 | 1000 | Solar |  |  | Withdrawn | Trade Secret | Trade | LSP | LSP022 | Community Solar Garden | Solar*Rewards Community | Trade Secret | 2015
20252-215912-02 | Xcel Energy | 85 | 13781 | IOU | SRC042122 | 1000 | Solar |  |  | Withdrawn | Trade Secret | Trade | LSP | LSP022 | Community Solar Garden | Solar*Rewards Community | Trade Secret | 2015
20252-215912-02 | Xcel Energy | 85 | 13781 | IOU | SRC042123 | 1000 | Solar |  |  | Withdrawn | Trade Secret | Trade | LSP | LSP022 | Community Solar Garden | Solar*Rewards Community | Trade Secret | 2015
20252-215912-02 | Xcel Energy | 85 | 13781 | IOU | SRC042124 | 1000 | Solar |  |  | Withdrawn | Trade Secret | Trade | GFD | GFD021 | Community Solar Garden | Solar*Rewards Community | Trade Secret | 2015
20252-215912-02 | Xcel Energy | 85 | 13781 | IOU | SRC042125 | 1000 | Solar |  |  | Withdrawn | Trade Secret | Trade | GFD | GFD021 | Community Solar Garden | Solar*Rewards Community | Trade Secret | 2015
20252-215912-02 | Xcel Energy | 85 | 13781 | IOU | SRC042126 | 1000 | Solar |  |  | Withdrawn | Trade Secret | Trade | GFD | GFD021 | Community Solar Garden | Solar*Rewards Community | Trade Secret | 2015
20252-215912-02 | Xcel Energy | 85 | 13781 | IOU | SRC042127 | 1000 | Solar |  |  | Withdrawn | Trade Secret | Trade | CTF | CTF021 | Community Solar Garden | Solar*Rewards Community | Trade Secret | 2015
20252-215912-02 | Xcel Energy | 85 | 13781 | IOU | SRC042128 | 1000 | Solar |  |  | Withdrawn | Trade Secret | Trade | CTF | CTF021 | Community Solar Garden | Solar*Rewards Community | Trade Secret | 2015
20252-215912-02 | Xcel Energy | 85 | 13781 | IOU | SRC042129 | 1000 | Solar |  |  | Withdrawn | Trade Secret | Trade | CTF | CTF021 | Community Solar Garden | Solar*Rewards Community | Trade Secret | 2015
20252-215912-02 | Xcel Energy | 85 | 13781 | IOU | SRC042130 | 1000 | Solar |  |  | Withdrawn | Trade Secret | Trade | REW | REW021 | Community Solar Garden | Solar*Rewards Community | Trade Secret | 2015
20252-215912-02 | Xcel Energy | 85 | 13781 | IOU | SRC042131 | 1000 | Solar |  |  | Withdrawn | Trade Secret | Trade | ANN | ANN021 | Community Solar Garden | Solar*Rewards Community | Trade Secret | 2015
20252-215912-02 | Xcel Energy | 85 | 13781 | IOU | SRC042132 | 1000 | Solar |  |  | Withdrawn | Trade Secret | Trade | ANN | ANN021 | Community Solar Garden | Solar*Rewards Community | Trade Secret | 2015
20252-215912-02 | Xcel Energy | 85 | 13781 | IOU | SRC042133 | 1000 | Solar |  |  | Withdrawn | Trade Secret | Trade | ANN | ANN021 | Community Solar Garden | Solar*Rewards Community | Trade Secret | 2015
20252-215912-02 | Xcel Energy | 85 | 13781 | IOU | SRC042134 | 1000 | Solar |  |  | Withdrawn | Trade Secret | Trade | ANN | ANN021 | Community Solar Garden | Solar*Rewards Community | Trade Secret | 2015
20252-215912-02 | Xcel Energy | 85 | 13781 | IOU | SRC042135 | 1000 | Solar |  |  | Withdrawn | Trade Secret | Trade | ANN | ANN021 | Community Solar Garden | Solar*Rewards Community | Trade Secret | 2015
20252-215912-02 | Xcel Energy | 85 | 13781 | IOU | SRC042136 | 1000 | Solar |  |  | Withdrawn | Trade Secret | Trade | RAP | RAP081 | Community Solar Garden | Solar*Rewards Community | Trade Secret | 2015
20252-215912-02 | Xcel Energy | 85 | 13781 | IOU | SRC042138 | 1000 | Solar |  |  | Withdrawn | Trade Secret | Trade | LAF | LAF001 | Community Solar Garden | Solar*Rewards Community | Trade Secret | 2015
20252-215912-02 | Xcel Energy | 85 | 13781 | IOU | SRC042139 | 1000 | Solar |  |  | Withdrawn | Trade Secret | Trade | RAP | RAP081 | Community Solar Garden | Solar*Rewards Community | Trade Secret | 2015
20252-215912-02 | Xcel Energy | 85 | 13781 | IOU | SRC042140 | 1000 | Solar |  |  | Withdrawn | Trade Secret | Trade | LAF | LAF001 | Community Solar Garden | Solar*Rewards Community | Trade Secret | 2015
20252-215912-02 | Xcel Energy | 85 | 13781 | IOU | SRC042141 | 1000 | Solar |  |  | Withdrawn | Trade Secret | Trade | RAP | RAP081 | Community Solar Garden | Solar*Rewards Community | Trade Secret | 2015
20252-215912-02 | Xcel Energy | 85 | 13781 | IOU | SRC042142 | 1000 | Solar |  |  | Withdrawn | Trade Secret | Trade | RAP | RAP081 | Community Solar Garden | Solar*Rewards Community | Trade Secret | 2015
20252-215912-02 | Xcel Energy | 85 | 13781 | IOU | SRC042143 | 1000 | Solar |  |  | Withdrawn | Trade Secret | Trade | LAF | LAF001 | Community Solar Garden | Solar*Rewards Community | Trade Secret | 2015
20252-215912-02 | Xcel Energy | 85 | 13781 | IOU | SRC042144 | 1000 | Solar |  |  | Withdrawn | Trade Secret | Trade | LAF | LAF001 | Community Solar Garden | Solar*Rewards Community | Trade Secret | 2015
20252-215912-02 | Xcel Energy | 85 | 13781 | IOU | SRC042145 | 1000 | Solar |  |  | Withdrawn | Trade Secret | Trade | LAF | LAF001 | Community Solar Garden | Solar*Rewards Community | Trade Secret | 2015
20252-215912-02 | Xcel Energy | 85 | 13781 | IOU | SRC042146 | 1000 | Solar |  |  | Withdrawn | Trade Secret | Trade | ORO | ORO061 | Community Solar Garden | Solar*Rewards Community | Trade Secret | 2015
20252-215912-02 | Xcel Energy | 85 | 13781 | IOU | SRC042147 | 1000 | Solar |  |  | Withdrawn | Trade Secret | Trade | ORO | ORO061 | Community Solar Garden | Solar*Rewards Community | Trade Secret | 2015
20252-215912-02 | Xcel Energy | 85 | 13781 | IOU | SRC042148 | 1000 | Solar |  |  | Withdrawn | Trade Secret | Trade | MPN | MPN081 | Community Solar Garden | Solar*Rewards Community | Trade Secret | 2015
20252-215912-02 | Xcel Energy | 85 | 13781 | IOU | SRC042149 | 1000 | Solar |  |  | Withdrawn | Trade Secret | Trade | MPN | MPN081 | Community Solar Garden | Solar*Rewards Community | Trade Secret | 2015
20252-215912-02 | Xcel Energy | 85 | 13781 | IOU | SRC042150 | 1000 | Solar |  |  | Withdrawn | Trade Secret | Trade | ORO | ORO061 | Community Solar Garden | Solar*Rewards Community | Trade Secret | 2015
20252-215912-02 | Xcel Energy | 85 | 13781 | IOU | SRC042151 | 1000 | Solar |  |  | Withdrawn | Trade Secret | Trade | MPN | MPN081 | Community Solar Garden | Solar*Rewards Community | Trade Secret | 2015
20252-215912-02 | Xcel Energy | 85 | 13781 | IOU | SRC042152 | 1000 | Solar |  |  | Withdrawn | Trade Secret | Trade | ORO | ORO061 | Community Solar Garden | Solar*Rewards Community | Trade Secret | 2015
20252-215912-02 | Xcel Energy | 85 | 13781 | IOU | SRC042153 | 1000 | Solar |  |  | Withdrawn | Trade Secret | Trade | ORO | ORO061 | Community Solar Garden | Solar*Rewards Community | Trade Secret | 2015
20252-215912-02 | Xcel Energy | 85 | 13781 | IOU | SRC042154 | 1000 | Solar |  |  | Withdrawn | Trade Secret | Trade | BEK | BEK311 | Community Solar Garden | Solar*Rewards Community | Trade Secret | 2015
20252-215912-02 | Xcel Energy | 85 | 13781 | IOU | SRC042155 | 1000 | Solar |  |  | Withdrawn | Trade Secret | Trade | BEK | BEK311 | Community Solar Garden | Solar*Rewards Community | Trade Secret | 2015
20252-215912-02 | Xcel Energy | 85 | 13781 | IOU | SRC042156 | 1000 | Solar |  |  | Withdrawn | Trade Secret | Trade | BEK | BEK311 | Community Solar Garden | Solar*Rewards Community | Trade Secret | 2015
20252-215912-02 | Xcel Energy | 85 | 13781 | IOU | SRC042158 | 1000 | Solar |  |  | Withdrawn | Trade Secret | Trade | BEK | BEK311 | Community Solar Garden | Solar*Rewards Community | Trade Secret | 2015
20252-215912-02 | Xcel Energy | 85 | 13781 | IOU | SRC042159 | 1000 | Solar |  |  | Withdrawn | Trade Secret | Trade | BEK | BEK311 | Community Solar Garden | Solar*Rewards Community | Trade Secret | 2015
20252-215912-02 | Xcel Energy | 85 | 13781 | IOU | SRC042166 | 1000 | Solar |  |  | Withdrawn | Trade Secret | Trade | LAF | LAF001 | Community Solar Garden | Solar*Rewards Community | Trade Secret | 2015
20252-215912-02 | Xcel Energy | 85 | 13781 | IOU | SRC042167 | 1000 | Solar |  |  | Withdrawn | Trade Secret | Trade | LAF | LAF001 | Community Solar Garden | Solar*Rewards Community | Trade Secret | 2015
20252-215912-02 | Xcel Energy | 85 | 13781 | IOU | SRC042168 | 1000 | Solar |  |  | Withdrawn | Trade Secret | Trade | LAF | LAF001 | Community Solar Garden | Solar*Rewards Community | Trade Secret | 2015
20252-215912-02 | Xcel Energy | 85 | 13781 | IOU | SRC042169 | 1000 | Solar |  |  | Withdrawn | Trade Secret | Trade | LAF | LAF001 | Community Solar Garden | Solar*Rewards Community | Trade Secret | 2015
20252-215912-02 | Xcel Energy | 85 | 13781 | IOU | SRC042170 | 1000 | Solar |  |  | Withdrawn | Trade Secret | Trade | LAF | LAF001 | Community Solar Garden | Solar*Rewards Community | Trade Secret | 2015
20252-215912-02 | Xcel Energy | 85 | 13781 | IOU | SRC042172 | 1000 | Solar |  |  | Withdrawn | Trade Secret | Trade |  |  | Community Solar Garden | Solar*Rewards Community | Trade Secret | 2015
20252-215912-02 | Xcel Energy | 85 | 13781 | IOU | SRC042173 | 1000 | Solar |  |  | Withdrawn | Trade Secret | Trade |  |  | Community Solar Garden | Solar*Rewards Community | Trade Secret | 2015
20252-215912-02 | Xcel Energy | 85 | 13781 | IOU | SRC042174 | 1000 | Solar |  |  | Withdrawn | Trade Secret | Trade |  |  | Community Solar Garden | Solar*Rewards Community | Trade Secret | 2015
20252-215912-02 | Xcel Energy | 85 | 13781 | IOU | SRC042175 | 1000 | Solar |  |  | Withdrawn | Trade Secret | Trade |  |  | Community Solar Garden | Solar*Rewards Community | Trade Secret | 2015
20252-215912-02 | Xcel Energy | 85 | 13781 | IOU | SRC042180 | 1000 | Solar |  |  | Withdrawn | Trade Secret | Trade |  |  | Community Solar Garden | Solar*Rewards Community | Trade Secret | 2015
20252-215912-02 | Xcel Energy | 85 | 13781 | IOU | SRC042181 | 1000 | Solar |  |  | Withdrawn | Trade Secret | Trade |  |  | Community Solar Garden | Solar*Rewards Community | Trade Secret | 2015
20252-215912-02 | Xcel Energy | 85 | 13781 | IOU | SRC042182 | 1000 | Solar |  |  | Withdrawn | Trade Secret | Trade |  |  | Community Solar Garden | Solar*Rewards Community | Trade Secret | 2015
20252-215912-02 | Xcel Energy | 85 | 13781 | IOU | SRC042185 | 1000 | Solar |  |  | Withdrawn | Trade Secret | Trade |  |  | Community Solar Garden | Solar*Rewards Community | Trade Secret | 2015
20252-215912-02 | Xcel Energy | 85 | 13781 | IOU | SRC042186 | 1000 | Solar |  |  | Withdrawn | Trade Secret | Trade |  |  | Community Solar Garden | Solar*Rewards Community | Trade Secret | 2015
20252-215912-02 | Xcel Energy | 85 | 13781 | IOU | SRC042187 | 1000 | Solar |  |  | Withdrawn | Trade Secret | Trade |  |  | Community Solar Garden | Solar*Rewards Community | Trade Secret | 2015
20252-215912-02 | Xcel Energy | 85 | 13781 | IOU | SRC042188 | 1000 | Solar |  |  | Withdrawn | Trade Secret | Trade |  |  | Community Solar Garden | Solar*Rewards Community | Trade Secret | 2015
20252-215912-02 | Xcel Energy | 85 | 13781 | IOU | SRC042189 | 1000 | Solar |  |  | Withdrawn | Trade Secret | Trade |  |  | Community Solar Garden | Solar*Rewards Community | Trade Secret | 2015
20252-215912-02 | Xcel Energy | 85 | 13781 | IOU | SRC042190 | 1000 | Solar |  |  | Withdrawn | Trade Secret | Trade |  |  | Community Solar Garden | Solar*Rewards Community | Trade Secret | 2015
20252-215912-02 | Xcel Energy | 85 | 13781 | IOU | SRC042191 | 1000 | Solar |  |  | Withdrawn | Trade Secret | Trade |  |  | Community Solar Garden | Solar*Rewards Community | Trade Secret | 2015
20252-215912-02 | Xcel Energy | 85 | 13781 | IOU | SRC042194 | 1000 | Solar |  |  | Withdrawn | Trade Secret | Trade |  |  | Community Solar Garden | Solar*Rewards Community | Trade Secret | 2015
20252-215912-02 | Xcel Energy | 85 | 13781 | IOU | SRC042227 | 1000 | Solar |  |  | Withdrawn | Trade Secret | Trade | MGN | MGN211 | Community Solar Garden | Solar*Rewards Community | Trade Secret | 2015
20252-215912-02 | Xcel Energy | 85 | 13781 | IOU | SRC042228 | 1000 | Solar |  |  | Withdrawn | Trade Secret | Trade | MGN | MGN211 | Community Solar Garden | Solar*Rewards Community | Trade Secret | 2015
20252-215912-02 | Xcel Energy | 85 | 13781 | IOU | SRC042229 | 1000 | Solar |  |  | Withdrawn | Trade Secret | Trade | MGN | MGN211 | Community Solar Garden | Solar*Rewards Community | Trade Secret | 2015
20252-215912-02 | Xcel Energy | 85 | 13781 | IOU | SRC042230 | 1000 | Solar |  |  | Withdrawn | Trade Secret | Trade | MGN | MGN211 | Community Solar Garden | Solar*Rewards Community | Trade Secret | 2015
20252-215912-02 | Xcel Energy | 85 | 13781 | IOU | SRC042231 | 1000 | Solar |  |  | Withdrawn | Trade Secret | Trade | MGN | MGN211 | Community Solar Garden | Solar*Rewards Community | Trade Secret | 2015
20252-215912-02 | Xcel Energy | 85 | 13781 | IOU | SRC042232 | 1000 | Solar |  |  | Withdrawn | Trade Secret | Trade | MGN | MGN211 | Community Solar Garden | Solar*Rewards Community | Trade Secret | 2015
20252-215912-02 | Xcel Energy | 85 | 13781 | IOU | SRC042233 | 1000 | Solar |  |  | Withdrawn | Trade Secret | Trade | MGN | MGN211 | Community Solar Garden | Solar*Rewards Community | Trade Secret | 2015
20252-215912-02 | Xcel Energy | 85 | 13781 | IOU | SRC042234 | 1000 | Solar |  |  | Withdrawn | Trade Secret | Trade | MGN | MGN211 | Community Solar Garden | Solar*Rewards Community | Trade Secret | 2015
20252-215912-02 | Xcel Energy | 85 | 13781 | IOU | SRC042244 | 1000 | Solar |  |  | Withdrawn | Trade Secret | Trade | MTR | MTR021 | Community Solar Garden | Solar*Rewards Community | Trade Secret | 2015
20252-215912-02 | Xcel Energy | 85 | 13781 | IOU | SRC042245 | 1000 | Solar |  |  | Withdrawn | Trade Secret | Trade | MTR | MTR021 | Community Solar Garden | Solar*Rewards Community | Trade Secret | 2015
20252-215912-02 | Xcel Energy | 85 | 13781 | IOU | SRC042246 | 1000 | Solar |  |  | Withdrawn | Trade Secret | Trade | MTR | MTR021 | Community Solar Garden | Solar*Rewards Community | Trade Secret | 2015
20252-215912-02 | Xcel Energy | 85 | 13781 | IOU | SRC042247 | 1000 | Solar |  |  | Withdrawn | Trade Secret | Trade | MTR | MTR021 | Community Solar Garden | Solar*Rewards Community | Trade Secret | 2015
20252-215912-02 | Xcel Energy | 85 | 13781 | IOU | SRC042248 | 1000 | Solar |  |  | Withdrawn | Trade Secret | Trade | MTR | MTR021 | Community Solar Garden | Solar*Rewards Community | Trade Secret | 2015
20252-215912-02 | Xcel Energy | 85 | 13781 | IOU | SRC042249 | 1000 | Solar |  |  | Withdrawn | Trade Secret | Trade | WAV | WAV021 | Community Solar Garden | Solar*Rewards Community | Trade Secret | 2015
20252-215912-02 | Xcel Energy | 85 | 13781 | IOU | SRC042250 | 1000 | Solar |  |  | Withdrawn | Trade Secret | Trade | WAV | WAV021 | Community Solar Garden | Solar*Rewards Community | Trade Secret | 2015
20252-215912-02 | Xcel Energy | 85 | 13781 | IOU | SRC042251 | 1000 | Solar |  |  | Withdrawn | Trade Secret | Trade | WAV | WAV021 | Community Solar Garden | Solar*Rewards Community | Trade Secret | 2015
20252-215912-02 | Xcel Energy | 85 | 13781 | IOU | SRC042252 | 1000 | Solar |  |  | Withdrawn | Trade Secret | Trade | WAV | WAV021 | Community Solar Garden | Solar*Rewards Community | Trade Secret | 2015
20252-215912-02 | Xcel Energy | 85 | 13781 | IOU | SRC042253 | 1000 | Solar |  |  | Withdrawn | Trade Secret | Trade | WAV | WAV021 | Community Solar Garden | Solar*Rewards Community | Trade Secret | 2015
20252-215912-02 | Xcel Energy | 85 | 13781 | IOU | SRC042258 | 1000 | Solar |  |  | Withdrawn | Trade Secret | Trade | MTR | MTR021 | Community Solar Garden | Solar*Rewards Community | Trade Secret | 2015
20252-215912-02 | Xcel Energy | 85 | 13781 | IOU | SRC042259 | 1000 | Solar |  |  | Withdrawn | Trade Secret | Trade | MTR | MTR021 | Community Solar Garden | Solar*Rewards Community | Trade Secret | 2015
20252-215912-02 | Xcel Energy | 85 | 13781 | IOU | SRC042260 | 1000 | Solar |  |  | Withdrawn | Trade Secret | Trade | MTR | MTR021 | Community Solar Garden | Solar*Rewards Community | Trade Secret | 2015
20252-215912-02 | Xcel Energy | 85 | 13781 | IOU | SRC042261 | 1000 | Solar |  |  | Withdrawn | Trade Secret | Trade | MTR | MTR021 | Community Solar Garden | Solar*Rewards Community | Trade Secret | 2015
20252-215912-02 | Xcel Energy | 85 | 13781 | IOU | SRC042262 | 1000 | Solar |  |  | Withdrawn | Trade Secret | Trade | MTR | MTR021 | Community Solar Garden | Solar*Rewards Community | Trade Secret | 2015
20252-215912-02 | Xcel Energy | 85 | 13781 | IOU | SRC042263 | 1000 | Solar |  |  | Withdrawn | Trade Secret | Trade | WTN | WTN062 | Community Solar Garden | Solar*Rewards Community | Trade Secret | 2015
20252-215912-02 | Xcel Energy | 85 | 13781 | IOU | SRC042264 | 1000 | Solar |  |  | Withdrawn | Trade Secret | Trade | WTN | WTN062 | Community Solar Garden | Solar*Rewards Community | Trade Secret | 2015
20252-215912-02 | Xcel Energy | 85 | 13781 | IOU | SRC042265 | 1000 | Solar |  |  | Withdrawn | Trade Secret | Trade | WTN | WTN062 | Community Solar Garden | Solar*Rewards Community | Trade Secret | 2015
20252-215912-02 | Xcel Energy | 85 | 13781 | IOU | SRC042266 | 1000 | Solar |  |  | Withdrawn | Trade Secret | Trade | WTN | WTN062 | Community Solar Garden | Solar*Rewards Community | Trade Secret | 2015
20252-215912-02 | Xcel Energy | 85 | 13781 | IOU | SRC042267 | 1000 | Solar |  |  | Withdrawn | Trade Secret | Trade | WTN | WTN062 | Community Solar Garden | Solar*Rewards Community | Trade Secret | 2015
20252-215912-02 | Xcel Energy | 85 | 13781 | IOU | SRC042268 | 1000 | Solar |  |  | Withdrawn | Trade Secret | Trade | FAP | FAP061 | Community Solar Garden | Solar*Rewards Community | Trade Secret | 2015
20252-215912-02 | Xcel Energy | 85 | 13781 | IOU | SRC042269 | 1000 | Solar |  |  | Withdrawn | Trade Secret | Trade | FAP | FAP061 | Community Solar Garden | Solar*Rewards Community | Trade Secret | 2015
20252-215912-02 | Xcel Energy | 85 | 13781 | IOU | SRC042271 | 1000 | Solar |  |  | Withdrawn | Trade Secret | Trade | FAP | FAP061 | Community Solar Garden | Solar*Rewards Community | Trade Secret | 2015
20252-215912-02 | Xcel Energy | 85 | 13781 | IOU | SRC042272 | 1000 | Solar |  |  | Withdrawn | Trade Secret | Trade |  |  | Community Solar Garden | Solar*Rewards Community | Trade Secret | 2015
20252-215912-02 | Xcel Energy | 85 | 13781 | IOU | SRC042273 | 1000 | Solar |  |  | Withdrawn | Trade Secret | Trade |  |  | Community Solar Garden | Solar*Rewards Community | Trade Secret | 2015
20252-215912-02 | Xcel Energy | 85 | 13781 | IOU | SRC042274 | 1000 | Solar |  |  | Withdrawn | Trade Secret | Trade |  |  | Community Solar Garden | Solar*Rewards Community | Trade Secret | 2015
20252-215912-02 | Xcel Energy | 85 | 13781 | IOU | SRC042275 | 1000 | Solar |  |  | Withdrawn | Trade Secret | Trade |  |  | Community Solar Garden | Solar*Rewards Community | Trade Secret | 2015
20252-215912-02 | Xcel Energy | 85 | 13781 | IOU | SRC042277 | 1000 | Solar |  |  | Withdrawn | Trade Secret | Trade |  |  | Community Solar Garden | Solar*Rewards Community | Trade Secret | 2015
20252-215912-02 | Xcel Energy | 85 | 13781 | IOU | SRC042283 | 1000 | Solar |  |  | Withdrawn | Trade Secret | Trade | WTN | WTN061 | Community Solar Garden | Solar*Rewards Community | Trade Secret | 2015
20252-215912-02 | Xcel Energy | 85 | 13781 | IOU | SRC042284 | 1000 | Solar |  |  | Withdrawn | Trade Secret | Trade | WTN | WTN061 | Community Solar Garden | Solar*Rewards Community | Trade Secret | 2015
20252-215912-02 | Xcel Energy | 85 | 13781 | IOU | SRC042285 | 1000 | Solar |  |  | Withdrawn | Trade Secret | Trade | WTN | WTN061 | Community Solar Garden | Solar*Rewards Community | Trade Secret | 2015
20252-215912-02 | Xcel Energy | 85 | 13781 | IOU | SRC042289 | 1000 | Solar |  |  | Withdrawn | Trade Secret | Trade | GRC | GRC312 | Community Solar Garden | Solar*Rewards Community | Trade Secret | 2015
20252-215912-02 | Xcel Energy | 85 | 13781 | IOU | SRC042290 | 1000 | Solar |  |  | Withdrawn | Trade Secret | Trade | GRC | GRC312 | Community Solar Garden | Solar*Rewards Community | Trade Secret | 2015
20252-215912-02 | Xcel Energy | 85 | 13781 | IOU | SRC042299 | 1000 | Solar |  |  | Withdrawn | Trade Secret | Trade | JOR | JOR021 | Community Solar Garden | Solar*Rewards Community | Trade Secret | 2015
20252-215912-02 | Xcel Energy | 85 | 13781 | IOU | SRC042300 | 1000 | Solar |  |  | Withdrawn | Trade Secret | Trade | OPK | OPK073 | Community Solar Garden | Solar*Rewards Community | Trade Secret | 2015
20252-215912-02 | Xcel Energy | 85 | 13781 | IOU | SRC042301 | 1000 | Solar |  |  | Withdrawn | Trade Secret | Trade | OPK | OPK073 | Community Solar Garden | Solar*Rewards Community | Trade Secret | 2015
20252-215912-02 | Xcel Energy | 85 | 13781 | IOU | SRC042302 | 1000 | Solar |  |  | Withdrawn | Trade Secret | Trade | OPK | OPK073 | Community Solar Garden | Solar*Rewards Community | Trade Secret | 2015
20252-215912-02 | Xcel Energy | 85 | 13781 | IOU | SRC042304 | 1000 | Solar |  |  | Withdrawn | Trade Secret | Trade | OPK | OPK073 | Community Solar Garden | Solar*Rewards Community | Trade Secret | 2015
20252-215912-02 | Xcel Energy | 85 | 13781 | IOU | SRC042305 | 1000 | Solar |  |  | Withdrawn | Trade Secret | Trade | OPK | OPK073 | Community Solar Garden | Solar*Rewards Community | Trade Secret | 2015
20252-215912-02 | Xcel Energy | 85 | 13781 | IOU | SRC042308 | 1000 | Solar |  |  | Withdrawn | Trade Secret | Trade | EKO | EKO021 | Community Solar Garden | Solar*Rewards Community | Trade Secret | 2015
20252-215912-02 | Xcel Energy | 85 | 13781 | IOU | SRC042309 | 1000 | Solar |  |  | Withdrawn | Trade Secret | Trade | EKO | EKO021 | Community Solar Garden | Solar*Rewards Community | Trade Secret | 2015
20252-215912-02 | Xcel Energy | 85 | 13781 | IOU | SRC042310 | 1000 | Solar |  |  | Withdrawn | Trade Secret | Trade | BEL | BEL062 | Community Solar Garden | Solar*Rewards Community | Trade Secret | 2015
20252-215912-02 | Xcel Energy | 85 | 13781 | IOU | SRC042311 | 1000 | Solar |  |  | Withdrawn | Trade Secret | Trade | BEL | BEL062 | Community Solar Garden | Solar*Rewards Community | Trade Secret | 2015
20252-215912-02 | Xcel Energy | 85 | 13781 | IOU | SRC042312 | 1000 | Solar |  |  | Withdrawn | Trade Secret | Trade | BEL | BEL062 | Community Solar Garden | Solar*Rewards Community | Trade Secret | 2015
20252-215912-02 | Xcel Energy | 85 | 13781 | IOU | SRC042313 | 1000 | Solar |  |  | Withdrawn | Trade Secret | Trade | BEL | BEL062 | Community Solar Garden | Solar*Rewards Community | Trade Secret | 2015
20252-215912-02 | Xcel Energy | 85 | 13781 | IOU | SRC042314 | 1000 | Solar |  |  | Withdrawn | Trade Secret | Trade | BEL | BEL062 | Community Solar Garden | Solar*Rewards Community | Trade Secret | 2015
20252-215912-02 | Xcel Energy | 85 | 13781 | IOU | SRC042320 | 1000 | Solar |  |  | Withdrawn | Trade Secret | Trade | KAN | KAN022 | Community Solar Garden | Solar*Rewards Community | Trade Secret | 2015
20252-215912-02 | Xcel Energy | 85 | 13781 | IOU | SRC042321 | 1000 | Solar |  |  | Withdrawn | Trade Secret | Trade | KAN | KAN022 | Community Solar Garden | Solar*Rewards Community | Trade Secret | 2015
20252-215912-02 | Xcel Energy | 85 | 13781 | IOU | SRC042322 | 1000 | Solar |  |  | Withdrawn | Trade Secret | Trade | KAN | KAN022 | Community Solar Garden | Solar*Rewards Community | Trade Secret | 2015
20252-215912-02 | Xcel Energy | 85 | 13781 | IOU | SRC042324 | 250 | Solar |  |  | Withdrawn | Trade Secret | Trade | NOF | NOF061 | Community Solar Garden | Solar*Rewards Community | Trade Secret | 2015
20252-215912-02 | Xcel Energy | 85 | 13781 | IOU | SRC042325 | 250 | Solar |  |  | Withdrawn | Trade Secret | Trade | NOF | NOF061 | Community Solar Garden | Solar*Rewards Community | Trade Secret | 2015
20252-215912-02 | Xcel Energy | 85 | 13781 | IOU | SRC042326 | 250 | Solar |  |  | Withdrawn | Trade Secret | Trade | NOF | NOF061 | Community Solar Garden | Solar*Rewards Community | Trade Secret | 2015
20252-215912-02 | Xcel Energy | 85 | 13781 | IOU | SRC042327 | 250 | Solar |  |  | Withdrawn | Trade Secret | Trade | NOF | NOF061 | Community Solar Garden | Solar*Rewards Community | Trade Secret | 2015
20252-215912-02 | Xcel Energy | 85 | 13781 | IOU | SRC042328 | 250 | Solar |  |  | Withdrawn | Trade Secret | Trade | NOF | NOF061 | Community Solar Garden | Solar*Rewards Community | Trade Secret | 2015
20252-215912-02 | Xcel Energy | 85 | 13781 | IOU | SRC042329 | 250 | Solar |  |  | Withdrawn | Trade Secret | Trade | NOF | NOF061 | Community Solar Garden | Solar*Rewards Community | Trade Secret | 2015
20252-215912-02 | Xcel Energy | 85 | 13781 | IOU | SRC042330 | 250 | Solar |  |  | Withdrawn | Trade Secret | Trade | NOF | NOF061 | Community Solar Garden | Solar*Rewards Community | Trade Secret | 2015
20252-215912-02 | Xcel Energy | 85 | 13781 | IOU | SRC042331 | 250 | Solar |  |  | Withdrawn | Trade Secret | Trade | NOF | NOF061 | Community Solar Garden | Solar*Rewards Community | Trade Secret | 2015
20252-215912-02 | Xcel Energy | 85 | 13781 | IOU | SRC042334 | 250 | Solar |  |  | Withdrawn | Trade Secret | Trade | NOF | NOF061 | Community Solar Garden | Solar*Rewards Community | Trade Secret | 2015
20252-215912-02 | Xcel Energy | 85 | 13781 | IOU | SRC042335 | 998 | Solar |  |  | Withdrawn | Trade Secret | Trade | SCA | SCA021 | Community Solar Garden | Solar*Rewards Community | Trade Secret | 2015
20252-215912-02 | Xcel Energy | 85 | 13781 | IOU | SRC042336 | 998 | Solar |  |  | Withdrawn | Trade Secret | Trade | SCA | SCA021 | Community Solar Garden | Solar*Rewards Community | Trade Secret | 2015
20252-215912-02 | Xcel Energy | 85 | 13781 | IOU | SRC042337 | 250 | Solar |  |  | Withdrawn | Trade Secret | Trade | NOF | NOF061 | Community Solar Garden | Solar*Rewards Community | Trade Secret | 2015
20252-215912-02 | Xcel Energy | 85 | 13781 | IOU | SRC042338 | 998 | Solar |  |  | Withdrawn | Trade Secret | Trade | SCA | SCA021 | Community Solar Garden | Solar*Rewards Community | Trade Secret | 2015
20252-215912-02 | Xcel Energy | 85 | 13781 | IOU | SRC042339 | 998 | Solar |  |  | Withdrawn | Trade Secret | Trade | ALB | ALB022 | Community Solar Garden | Solar*Rewards Community | Trade Secret | 2015
20252-215912-02 | Xcel Energy | 85 | 13781 | IOU | SRC042340 | 250 | Solar |  |  | Withdrawn | Trade Secret | Trade | NOF | NOF061 | Community Solar Garden | Solar*Rewards Community | Trade Secret | 2015
20252-215912-02 | Xcel Energy | 85 | 13781 | IOU | SRC042341 | 250 | Solar |  |  | Withdrawn | Trade Secret | Trade | NOF | NOF061 | Community Solar Garden | Solar*Rewards Community | Trade Secret | 2015
20252-215912-02 | Xcel Energy | 85 | 13781 | IOU | SRC042342 | 998 | Solar |  |  | Withdrawn | Trade Secret | Trade | ALB | ALB022 | Community Solar Garden | Solar*Rewards Community | Trade Secret | 2015
20252-215912-02 | Xcel Energy | 85 | 13781 | IOU | SRC042343 | 1000 | Solar |  |  | Withdrawn | Trade Secret | Trade | ALT | ALT021 | Community Solar Garden | Solar*Rewards Community | Trade Secret | 2015
20252-215912-02 | Xcel Energy | 85 | 13781 | IOU | SRC042344 | 1000 | Solar |  |  | Withdrawn | Trade Secret | Trade | ALT | ALT021 | Community Solar Garden | Solar*Rewards Community | Trade Secret | 2015
20252-215912-02 | Xcel Energy | 85 | 13781 | IOU | SRC042345 | 250 | Solar |  |  | Withdrawn | Trade Secret | Trade | NOF | NOF061 | Community Solar Garden | Solar*Rewards Community | Trade Secret | 2015
20252-215912-02 | Xcel Energy | 85 | 13781 | IOU | SRC042346 | 250 | Solar |  |  | Withdrawn | Trade Secret | Trade | NOF | NOF061 | Community Solar Garden | Solar*Rewards Community | Trade Secret | 2015
20252-215912-02 | Xcel Energy | 85 | 13781 | IOU | SRC042347 | 998 | Solar |  |  | Withdrawn | Trade Secret | Trade | BEK | BEK311 | Community Solar Garden | Solar*Rewards Community | Trade Secret | 2015
20252-215912-02 | Xcel Energy | 85 | 13781 | IOU | SRC042348 | 1000 | Solar |  |  | Withdrawn | Trade Secret | Trade | AFT | AFT321 | Community Solar Garden | Solar*Rewards Community | Trade Secret | 2015
20252-215912-02 | Xcel Energy | 85 | 13781 | IOU | SRC042349 | 998 | Solar |  |  | Withdrawn | Trade Secret | Trade | BEK | BEK311 | Community Solar Garden | Solar*Rewards Community | Trade Secret | 2015
20252-215912-02 | Xcel Energy | 85 | 13781 | IOU | SRC042350 | 250 | Solar |  |  | Withdrawn | Trade Secret | Trade | NOF | NOF061 | Community Solar Garden | Solar*Rewards Community | Trade Secret | 2015
20252-215912-02 | Xcel Energy | 85 | 13781 | IOU | SRC042351 | 1000 | Solar |  |  | Withdrawn | Trade Secret | Trade | AFT | AFT321 | Community Solar Garden | Solar*Rewards Community | Trade Secret | 2015
20252-215912-02 | Xcel Energy | 85 | 13781 | IOU | SRC042352 | 250 | Solar |  |  | Withdrawn | Trade Secret | Trade | NOF | NOF061 | Community Solar Garden | Solar*Rewards Community | Trade Secret | 2015
20252-215912-02 | Xcel Energy | 85 | 13781 | IOU | SRC042353 | 1000 | Solar |  |  | Withdrawn | Trade Secret | Trade | KAN | KAN022 | Community Solar Garden | Solar*Rewards Community | Trade Secret | 2015
20252-215912-02 | Xcel Energy | 85 | 13781 | IOU | SRC042354 | 1000 | Solar |  |  | Withdrawn | Trade Secret | Trade | KAN | KAN022 | Community Solar Garden | Solar*Rewards Community | Trade Secret | 2015
20252-215912-02 | Xcel Energy | 85 | 13781 | IOU | SRC042374 | 1000 | Solar |  |  | Withdrawn | Trade Secret | Trade | LIN | LIN022 | Community Solar Garden | Solar*Rewards Community | Trade Secret | 2015
20252-215912-02 | Xcel Energy | 85 | 13781 | IOU | SRC042375 | 1000 | Solar |  |  | Withdrawn | Trade Secret | Trade | LIN | LIN022 | Community Solar Garden | Solar*Rewards Community | Trade Secret | 2015
20252-215912-02 | Xcel Energy | 85 | 13781 | IOU | SRC042378 | 1000 | Solar |  |  | Withdrawn | Trade Secret | Trade | NOF | NOF061 | Community Solar Garden | Solar*Rewards Community | Trade Secret | 2015
20252-215912-02 | Xcel Energy | 85 | 13781 | IOU | SRC042379 | 1000 | Solar |  |  | Withdrawn | Trade Secret | Trade | NOF | NOF061 | Community Solar Garden | Solar*Rewards Community | Trade Secret | 2015
20252-215912-02 | Xcel Energy | 85 | 13781 | IOU | SRC042380 | 1000 | Solar |  |  | Withdrawn | Trade Secret | Trade | NOF | NOF061 | Community Solar Garden | Solar*Rewards Community | Trade Secret | 2015
20252-215912-02 | Xcel Energy | 85 | 13781 | IOU | SRC042381 | 1000 | Solar |  |  | Withdrawn | Trade Secret | Trade | NOF | NOF061 | Community Solar Garden | Solar*Rewards Community | Trade Secret | 2015
20252-215912-02 | Xcel Energy | 85 | 13781 | IOU | SRC042382 | 1000 | Solar |  |  | Withdrawn | Trade Secret | Trade | NOF | NOF061 | Community Solar Garden | Solar*Rewards Community | Trade Secret | 2015
20252-215912-02 | Xcel Energy | 85 | 13781 | IOU | SRC042383 | 1000 | Solar |  |  | Withdrawn | Trade Secret | Trade | FRM | FRM071 | Community Solar Garden | Solar*Rewards Community | Trade Secret | 2015
20252-215912-02 | Xcel Energy | 85 | 13781 | IOU | SRC042384 | 1000 | Solar |  |  | Withdrawn | Trade Secret | Trade | FRM | FRM071 | Community Solar Garden | Solar*Rewards Community | Trade Secret | 2015
20252-215912-02 | Xcel Energy | 85 | 13781 | IOU | SRC042385 | 1000 | Solar |  |  | Withdrawn | Trade Secret | Trade | FRM | FRM071 | Community Solar Garden | Solar*Rewards Community | Trade Secret | 2015
20252-215912-02 | Xcel Energy | 85 | 13781 | IOU | SRC042386 | 1000 | Solar |  |  | Withdrawn | Trade Secret | Trade | FRM | FRM071 | Community Solar Garden | Solar*Rewards Community | Trade Secret | 2015
20252-215912-02 | Xcel Energy | 85 | 13781 | IOU | SRC042387 | 1000 | Solar |  |  | Withdrawn | Trade Secret | Trade | HUG | HUG312 | Community Solar Garden | Solar*Rewards Community | Trade Secret | 2015
20252-215912-02 | Xcel Energy | 85 | 13781 | IOU | SRC042388 | 1000 | Solar |  |  | Withdrawn | Trade Secret | Trade | HUG | HUG312 | Community Solar Garden | Solar*Rewards Community | Trade Secret | 2015
20252-215912-02 | Xcel Energy | 85 | 13781 | IOU | SRC042389 | 1000 | Solar |  |  | Withdrawn | Trade Secret | Trade | HUG | HUG312 | Community Solar Garden | Solar*Rewards Community | Trade Secret | 2015
20252-215912-02 | Xcel Energy | 85 | 13781 | IOU | SRC042390 | 1000 | Solar |  |  | Withdrawn | Trade Secret | Trade | HUG | HUG312 | Community Solar Garden | Solar*Rewards Community | Trade Secret | 2015
20252-215912-02 | Xcel Energy | 85 | 13781 | IOU | SRC042391 | 1000 | Solar |  |  | Withdrawn | Trade Secret | Trade | HUG | HUG312 | Community Solar Garden | Solar*Rewards Community | Trade Secret | 2015
20252-215912-02 | Xcel Energy | 85 | 13781 | IOU | SRC042397 | 1000 | Solar |  |  | Withdrawn | Trade Secret | Trade | WTN | WTN061 | Community Solar Garden | Solar*Rewards Community | Trade Secret | 2015
20252-215912-02 | Xcel Energy | 85 | 13781 | IOU | SRC042401 | 998 | Solar |  |  | Withdrawn | Trade Secret | Trade |  |  | Community Solar Garden | Solar*Rewards Community | Trade Secret | 2015
20252-215912-02 | Xcel Energy | 85 | 13781 | IOU | SRC042402 | 998 | Solar |  |  | Withdrawn | Trade Secret | Trade |  |  | Community Solar Garden | Solar*Rewards Community | Trade Secret | 2015
20252-215912-02 | Xcel Energy | 85 | 13781 | IOU | SRC042403 | 1000 | Solar |  |  | Withdrawn | Trade Secret | Trade | MTV | MTV022 | Community Solar Garden | Solar*Rewards Community | Trade Secret | 2015
20252-215912-02 | Xcel Energy | 85 | 13781 | IOU | SRC042404 | 1000 | Solar |  |  | Withdrawn | Trade Secret | Trade | MTV | MTV022 | Community Solar Garden | Solar*Rewards Community | Trade Secret | 2015
20252-215912-02 | Xcel Energy | 85 | 13781 | IOU | SRC042405 | 1000 | Solar |  |  | Withdrawn | Trade Secret | Trade | MTV | MTV022 | Community Solar Garden | Solar*Rewards Community | Trade Secret | 2015
20252-215912-02 | Xcel Energy | 85 | 13781 | IOU | SRC042406 | 1000 | Solar |  |  | Withdrawn | Trade Secret | Trade | MTV | MTV022 | Community Solar Garden | Solar*Rewards Community | Trade Secret | 2015
20252-215912-02 | Xcel Energy | 85 | 13781 | IOU | SRC042407 | 1000 | Solar |  |  | Withdrawn | Trade Secret | Trade | MTV | MTV022 | Community Solar Garden | Solar*Rewards Community | Trade Secret | 2015
20252-215912-02 | Xcel Energy | 85 | 13781 | IOU | SRC042408 | 1000 | Solar |  |  | Withdrawn | Trade Secret | Trade | MTV | MTV021 | Community Solar Garden | Solar*Rewards Community | Trade Secret | 2015
20252-215912-02 | Xcel Energy | 85 | 13781 | IOU | SRC042409 | 1000 | Solar |  |  | Withdrawn | Trade Secret | Trade | MTV | MTV021 | Community Solar Garden | Solar*Rewards Community | Trade Secret | 2015
20252-215912-02 | Xcel Energy | 85 | 13781 | IOU | SRC042410 | 1000 | Solar |  |  | Withdrawn | Trade Secret | Trade | MTV | MTV021 | Community Solar Garden | Solar*Rewards Community | Trade Secret | 2015
20252-215912-02 | Xcel Energy | 85 | 13781 | IOU | SRC042411 | 1000 | Solar |  |  | Withdrawn | Trade Secret | Trade | MTV | MTV021 | Community Solar Garden | Solar*Rewards Community | Trade Secret | 2015
20252-215912-02 | Xcel Energy | 85 | 13781 | IOU | SRC042412 | 1000 | Solar |  |  | Withdrawn | Trade Secret | Trade | mtv | mtv021 | Community Solar Garden | Solar*Rewards Community | Trade Secret | 2015
20252-215912-02 | Xcel Energy | 85 | 13781 | IOU | SRC042414 | 1000 | Solar |  |  | Withdrawn | Trade Secret | Trade | ZUF | ZUF021 | Community Solar Garden | Solar*Rewards Community | Trade Secret | 2015
20252-215912-02 | Xcel Energy | 85 | 13781 | IOU | SRC042415 | 1000 | Solar |  |  | Withdrawn | Trade Secret | Trade | ZUF | ZUF021 | Community Solar Garden | Solar*Rewards Community | Trade Secret | 2015
20252-215912-02 | Xcel Energy | 85 | 13781 | IOU | SRC042431 | 972 | Solar |  |  | Withdrawn | Trade Secret | Trade | KAN | KAN031 | Community Solar Garden | Solar*Rewards Community | Trade Secret | 2015
20252-215912-02 | Xcel Energy | 85 | 13781 | IOU | SRC042432 | 972 | Solar |  |  | Withdrawn | Trade Secret | Trade | KAN | KAN031 | Community Solar Garden | Solar*Rewards Community | Trade Secret | 2015
20252-215912-02 | Xcel Energy | 85 | 13781 | IOU | SRC042433 | 1000 | Solar |  |  | Withdrawn | Trade Secret | Trade | KAN | KAN031 | Community Solar Garden | Solar*Rewards Community | Trade Secret | 2015
20252-215912-02 | Xcel Energy | 85 | 13781 | IOU | SRC042434 | 1000 | Solar |  |  | Withdrawn | Trade Secret | Trade | KAN | KAN031 | Community Solar Garden | Solar*Rewards Community | Trade Secret | 2015
20252-215912-02 | Xcel Energy | 85 | 13781 | IOU | SRC042435 | 1000 | Solar |  |  | Withdrawn | Trade Secret | Trade | KAN | KAN031 | Community Solar Garden | Solar*Rewards Community | Trade Secret | 2015
20252-215912-02 | Xcel Energy | 85 | 13781 | IOU | SRC042442 | 1000 | Solar |  |  | Withdrawn | Trade Secret | Trade | WWK | WWK321 | Community Solar Garden | Solar*Rewards Community | Trade Secret | 2015
20252-215912-02 | Xcel Energy | 85 | 13781 | IOU | SRC042443 | 1000 | Solar |  |  | Withdrawn | Trade Secret | Trade | WWK | WWK321 | Community Solar Garden | Solar*Rewards Community | Trade Secret | 2015
20252-215912-02 | Xcel Energy | 85 | 13781 | IOU | SRC042444 | 1000 | Solar |  |  | Withdrawn | Trade Secret | Trade | WWK | WWK321 | Community Solar Garden | Solar*Rewards Community | Trade Secret | 2015
20252-215912-02 | Xcel Energy | 85 | 13781 | IOU | SRC042445 | 1000 | Solar |  |  | Withdrawn | Trade Secret | Trade | WWK | WWK321 | Community Solar Garden | Solar*Rewards Community | Trade Secret | 2015
20252-215912-02 | Xcel Energy | 85 | 13781 | IOU | SRC042446 | 1000 | Solar |  |  | Withdrawn | Trade Secret | Trade | WWK | WWK321 | Community Solar Garden | Solar*Rewards Community | Trade Secret | 2015
20252-215912-02 | Xcel Energy | 85 | 13781 | IOU | SRC042447 | 1000 | Solar |  |  | Withdrawn | Trade Secret | Trade | WCS | WCS064 | Community Solar Garden | Solar*Rewards Community | Trade Secret | 2015
20252-215912-02 | Xcel Energy | 85 | 13781 | IOU | SRC042448 | 1000 | Solar |  |  | Withdrawn | Trade Secret | Trade | WCS | WCS064 | Community Solar Garden | Solar*Rewards Community | Trade Secret | 2015
20252-215912-02 | Xcel Energy | 85 | 13781 | IOU | SRC042449 | 1000 | Solar |  |  | Withdrawn | Trade Secret | Trade | WCS | WCS064 | Community Solar Garden | Solar*Rewards Community | Trade Secret | 2015
20252-215912-02 | Xcel Energy | 85 | 13781 | IOU | SRC042450 | 1000 | Solar |  |  | Withdrawn | Trade Secret | Trade | WCS | WCS064 | Community Solar Garden | Solar*Rewards Community | Trade Secret | 2015
20252-215912-02 | Xcel Energy | 85 | 13781 | IOU | SRC042451 | 1000 | Solar |  |  | Withdrawn | Trade Secret | Trade | WCS | WCS064 | Community Solar Garden | Solar*Rewards Community | Trade Secret | 2015
20252-215912-02 | Xcel Energy | 85 | 13781 | IOU | SRC042468 | 950 | Solar |  |  | Withdrawn | Trade Secret | Trade | GIB | GIB021 | Community Solar Garden | Solar*Rewards Community | Trade Secret | 2015
20252-215912-02 | Xcel Energy | 85 | 13781 | IOU | SRC042469 | 1000 | Solar |  |  | Withdrawn | Trade Secret | Trade | WCS | WCS064 | Community Solar Garden | Solar*Rewards Community | Trade Secret | 2015
20252-215912-02 | Xcel Energy | 85 | 13781 | IOU | SRC042470 | 1000 | Solar |  |  | Withdrawn | Trade Secret | Trade | WCS | WCS064 | Community Solar Garden | Solar*Rewards Community | Trade Secret | 2015
20252-215912-02 | Xcel Energy | 85 | 13781 | IOU | SRC042471 | 950 | Solar |  |  | Withdrawn | Trade Secret | Trade | KEN | KEN022 | Community Solar Garden | Solar*Rewards Community | Trade Secret | 2015
20252-215912-02 | Xcel Energy | 85 | 13781 | IOU | SRC042472 | 950 | Solar |  |  | Withdrawn | Trade Secret | Trade | KEN | KEN022 | Community Solar Garden | Solar*Rewards Community | Trade Secret | 2015
20252-215912-02 | Xcel Energy | 85 | 13781 | IOU | SRC042475 | 950 | Solar |  |  | Withdrawn | Trade Secret | Trade | KEN | KEN022 | Community Solar Garden | Solar*Rewards Community | Trade Secret | 2015
20252-215912-02 | Xcel Energy | 85 | 13781 | IOU | SRC042476 | 950 | Solar |  |  | Withdrawn | Trade Secret | Trade | KEN | KEN022 | Community Solar Garden | Solar*Rewards Community | Trade Secret | 2015
20252-215912-02 | Xcel Energy | 85 | 13781 | IOU | SRC042477 | 950 | Solar |  |  | Withdrawn | Trade Secret | Trade | BUR | BUR032 | Community Solar Garden | Solar*Rewards Community | Trade Secret | 2015
20252-215912-02 | Xcel Energy | 85 | 13781 | IOU | SRC042478 | 950 | Solar |  |  | Withdrawn | Trade Secret | Trade | BUR | BUR032 | Community Solar Garden | Solar*Rewards Community | Trade Secret | 2015
20252-215912-02 | Xcel Energy | 85 | 13781 | IOU | SRC042479 | 950 | Solar |  |  | Withdrawn | Trade Secret | Trade | BUR | BUR032 | Community Solar Garden | Solar*Rewards Community | Trade Secret | 2015
20252-215912-02 | Xcel Energy | 85 | 13781 | IOU | SRC042481 | 950 | Solar |  |  | Withdrawn | Trade Secret | Trade | BUR | BUR032 | Community Solar Garden | Solar*Rewards Community | Trade Secret | 2015
20252-215912-02 | Xcel Energy | 85 | 13781 | IOU | SRC042482 | 950 | Solar |  |  | Withdrawn | Trade Secret | Trade | BUR | BUR032 | Community Solar Garden | Solar*Rewards Community | Trade Secret | 2015
20252-215912-02 | Xcel Energy | 85 | 13781 | IOU | SRC042487 | 950 | Solar |  |  | Withdrawn | Trade Secret | Trade | SDX | SDX311 | Community Solar Garden | Solar*Rewards Community | Trade Secret | 2015
20252-215912-02 | Xcel Energy | 85 | 13781 | IOU | SRC042488 | 1000 | Solar |  |  | Withdrawn | Trade Secret | Trade | LAF | LAF001 | Community Solar Garden | Solar*Rewards Community | Trade Secret | 2015
20252-215912-02 | Xcel Energy | 85 | 13781 | IOU | SRC042489 | 1000 | Solar |  |  | Withdrawn | Trade Secret | Trade | LAF | LAF001 | Community Solar Garden | Solar*Rewards Community | Trade Secret | 2015
20252-215912-02 | Xcel Energy | 85 | 13781 | IOU | SRC042490 | 1000 | Solar |  |  | Withdrawn | Trade Secret | Trade | LAF | LAF001 | Community Solar Garden | Solar*Rewards Community | Trade Secret | 2015
20252-215912-02 | Xcel Energy | 85 | 13781 | IOU | SRC042491 | 1000 | Solar |  |  | Withdrawn | Trade Secret | Trade | LAF | LAF001 | Community Solar Garden | Solar*Rewards Community | Trade Secret | 2015
20252-215912-02 | Xcel Energy | 85 | 13781 | IOU | SRC042492 | 1000 | Solar |  |  | Withdrawn | Trade Secret | Trade | LAF | LAF001 | Community Solar Garden | Solar*Rewards Community | Trade Secret | 2015
20252-215912-02 | Xcel Energy | 85 | 13781 | IOU | SRC042495 | 1000 | Solar |  |  | Withdrawn | Trade Secret | Trade | ORO | ORO061 | Community Solar Garden | Solar*Rewards Community | Trade Secret | 2015
20252-215912-02 | Xcel Energy | 85 | 13781 | IOU | SRC042496 | 1000 | Solar |  |  | Withdrawn | Trade Secret | Trade | ORO | ORO061 | Community Solar Garden | Solar*Rewards Community | Trade Secret | 2015
20252-215912-02 | Xcel Energy | 85 | 13781 | IOU | SRC042497 | 1000 | Solar |  |  | Withdrawn | Trade Secret | Trade | ORO | ORO061 | Community Solar Garden | Solar*Rewards Community | Trade Secret | 2015
20252-215912-02 | Xcel Energy | 85 | 13781 | IOU | SRC042498 | 1000 | Solar |  |  | Withdrawn | Trade Secret | Trade | ORO | ORO061 | Community Solar Garden | Solar*Rewards Community | Trade Secret | 2015
20252-215912-02 | Xcel Energy | 85 | 13781 | IOU | SRC042499 | 1000 | Solar |  |  | Withdrawn | Trade Secret | Trade | ORO | ORO061 | Community Solar Garden | Solar*Rewards Community | Trade Secret | 2015
20252-215912-02 | Xcel Energy | 85 | 13781 | IOU | SRC042500 | 1000 | Solar |  |  | Withdrawn | Trade Secret | Trade | BEK | BEK311 | Community Solar Garden | Solar*Rewards Community | Trade Secret | 2015
20252-215912-02 | Xcel Energy | 85 | 13781 | IOU | SRC042501 | 1000 | Solar |  |  | Withdrawn | Trade Secret | Trade | BEK | BEK311 | Community Solar Garden | Solar*Rewards Community | Trade Secret | 2015
20252-215912-02 | Xcel Energy | 85 | 13781 | IOU | SRC042502 | 1000 | Solar |  |  | Withdrawn | Trade Secret | Trade | BEK | BEK311 | Community Solar Garden | Solar*Rewards Community | Trade Secret | 2015
20252-215912-02 | Xcel Energy | 85 | 13781 | IOU | SRC042503 | 1000 | Solar |  |  | Withdrawn | Trade Secret | Trade | BEK | BEK311 | Community Solar Garden | Solar*Rewards Community | Trade Secret | 2015
20252-215912-02 | Xcel Energy | 85 | 13781 | IOU | SRC042504 | 1000 | Solar |  |  | Withdrawn | Trade Secret | Trade | BEK | BEK311 | Community Solar Garden | Solar*Rewards Community | Trade Secret | 2015
20252-215912-02 | Xcel Energy | 85 | 13781 | IOU | SRC042505 | 1000 | Solar |  |  | Withdrawn | Trade Secret | Trade | LCR | LCR311 | Community Solar Garden | Solar*Rewards Community | Trade Secret | 2015
20252-215912-02 | Xcel Energy | 85 | 13781 | IOU | SRC042506 | 1000 | Solar |  |  | Withdrawn | Trade Secret | Trade | LCR | LCR311 | Community Solar Garden | Solar*Rewards Community | Trade Secret | 2015
20252-215912-02 | Xcel Energy | 85 | 13781 | IOU | SRC042507 | 1000 | Solar |  |  | Withdrawn | Trade Secret | Trade | LCR | LCR311 | Community Solar Garden | Solar*Rewards Community | Trade Secret | 2015
20252-215912-02 | Xcel Energy | 85 | 13781 | IOU | SRC042508 | 1000 | Solar |  |  | Withdrawn | Trade Secret | Trade | LCR | LCR311 | Community Solar Garden | Solar*Rewards Community | Trade Secret | 2015
20252-215912-02 | Xcel Energy | 85 | 13781 | IOU | SRC042509 | 1000 | Solar |  |  | Withdrawn | Trade Secret | Trade | LCR | LCR311 | Community Solar Garden | Solar*Rewards Community | Trade Secret | 2015
20252-215912-02 | Xcel Energy | 85 | 13781 | IOU | SRC042510 | 950 | Solar |  |  | Withdrawn | Trade Secret | Trade | SCA | SCA021 | Community Solar Garden | Solar*Rewards Community | Trade Secret | 2015
20252-215912-02 | Xcel Energy | 85 | 13781 | IOU | SRC042511 | 950 | Solar |  |  | Withdrawn | Trade Secret | Trade | SCA | SCA021 | Community Solar Garden | Solar*Rewards Community | Trade Secret | 2015
20252-215912-02 | Xcel Energy | 85 | 13781 | IOU | SRC042512 | 950 | Solar |  |  | Withdrawn | Trade Secret | Trade | SCA | SCA021 | Community Solar Garden | Solar*Rewards Community | Trade Secret | 2015
20252-215912-02 | Xcel Energy | 85 | 13781 | IOU | SRC042513 | 950 | Solar |  |  | Withdrawn | Trade Secret | Trade | SCA | SCA021 | Community Solar Garden | Solar*Rewards Community | Trade Secret | 2015
20252-215912-02 | Xcel Energy | 85 | 13781 | IOU | SRC042514 | 950 | Solar |  |  | Withdrawn | Trade Secret | Trade | SCA | SCA021 | Community Solar Garden | Solar*Rewards Community | Trade Secret | 2015
20252-215912-02 | Xcel Energy | 85 | 13781 | IOU | SRC042519 | 950 | Solar |  |  | Withdrawn | Trade Secret | Trade | HSN | HSN312 | Community Solar Garden | Solar*Rewards Community | Trade Secret | 2015
20252-215912-02 | Xcel Energy | 85 | 13781 | IOU | SRC042520 | 950 | Solar |  |  | Withdrawn | Trade Secret | Trade | HSN | HSN312 | Community Solar Garden | Solar*Rewards Community | Trade Secret | 2015
20252-215912-02 | Xcel Energy | 85 | 13781 | IOU | SRC042522 | 950 | Solar |  |  | Withdrawn | Trade Secret | Trade | HSN | HSN312 | Community Solar Garden | Solar*Rewards Community | Trade Secret | 2015
20252-215912-02 | Xcel Energy | 85 | 13781 | IOU | SRC042523 | 950 | Solar |  |  | Withdrawn | Trade Secret | Trade | HSN | HSN312 | Community Solar Garden | Solar*Rewards Community | Trade Secret | 2015
20252-215912-02 | Xcel Energy | 85 | 13781 | IOU | SRC042524 | 950 | Solar |  |  | Withdrawn | Trade Secret | Trade | HSN | HSN312 | Community Solar Garden | Solar*Rewards Community | Trade Secret | 2015
20252-215912-02 | Xcel Energy | 85 | 13781 | IOU | SRC042525 | 950 | Solar |  |  | Withdrawn | Trade Secret | Trade | CRF | CRF061 | Community Solar Garden | Solar*Rewards Community | Trade Secret | 2015
20252-215912-02 | Xcel Energy | 85 | 13781 | IOU | SRC042526 | 950 | Solar |  |  | Withdrawn | Trade Secret | Trade | WAS | WAS092 | Community Solar Garden | Solar*Rewards Community | Trade Secret | 2015
20252-215912-02 | Xcel Energy | 85 | 13781 | IOU | SRC042527 | 950 | Solar |  |  | Withdrawn | Trade Secret | Trade | WAS | WAS092 | Community Solar Garden | Solar*Rewards Community | Trade Secret | 2015
20252-215912-02 | Xcel Energy | 85 | 13781 | IOU | SRC042528 | 950 | Solar |  |  | Withdrawn | Trade Secret | Trade | WAS | WAS092 | Community Solar Garden | Solar*Rewards Community | Trade Secret | 2015
20252-215912-02 | Xcel Energy | 85 | 13781 | IOU | SRC042529 | 950 | Solar |  |  | Withdrawn | Trade Secret | Trade | SMT | SMT082 | Community Solar Garden | Solar*Rewards Community | Trade Secret | 2015
20252-215912-02 | Xcel Energy | 85 | 13781 | IOU | SRC042530 | 950 | Solar |  |  | Withdrawn | Trade Secret | Trade | SMT | SMT082 | Community Solar Garden | Solar*Rewards Community | Trade Secret | 2015
20252-215912-02 | Xcel Energy | 85 | 13781 | IOU | SRC042531 | 950 | Solar |  |  | Withdrawn | Trade Secret | Trade | SMT | SMT072 | Community Solar Garden | Solar*Rewards Community | Trade Secret | 2015
20252-215912-02 | Xcel Energy | 85 | 13781 | IOU | SRC042533 | 998 | Solar |  |  | Withdrawn | Trade Secret | Trade | HAS | HAS021 | Community Solar Garden | Solar*Rewards Community | Trade Secret | 2015
20252-215912-02 | Xcel Energy | 85 | 13781 | IOU | SRC042534 | 998 | Solar |  |  | Withdrawn | Trade Secret | Trade | HAS | HAS021 | Community Solar Garden | Solar*Rewards Community | Trade Secret | 2015
20252-215912-02 | Xcel Energy | 85 | 13781 | IOU | SRC042537 | 1000 | Solar |  |  | Withdrawn | Trade Secret | Trade | BLL | BLL062 | Community Solar Garden | Solar*Rewards Community | Trade Secret | 2015
20252-215912-02 | Xcel Energy | 85 | 13781 | IOU | SRC042550 | 950 | Solar |  |  | Withdrawn | Trade Secret | Trade | PIL | PIL021 | Community Solar Garden | Solar*Rewards Community | Trade Secret | 2015
20252-215912-02 | Xcel Energy | 85 | 13781 | IOU | SRC042551 | 950 | Solar |  |  | Withdrawn | Trade Secret | Trade | PIL | PIL021 | Community Solar Garden | Solar*Rewards Community | Trade Secret | 2015
20252-215912-02 | Xcel Energy | 85 | 13781 | IOU | SRC042552 | 950 | Solar |  |  | Withdrawn | Trade Secret | Trade | PIL | PIL021 | Community Solar Garden | Solar*Rewards Community | Trade Secret | 2015
20252-215912-02 | Xcel Energy | 85 | 13781 | IOU | SRC042553 | 950 | Solar |  |  | Withdrawn | Trade Secret | Trade | PIL | PIL021 | Community Solar Garden | Solar*Rewards Community | Trade Secret | 2015
20252-215912-02 | Xcel Energy | 85 | 13781 | IOU | SRC042554 | 950 | Solar |  |  | Withdrawn | Trade Secret | Trade | PIL | PIL021 | Community Solar Garden | Solar*Rewards Community | Trade Secret | 2015
20252-215912-02 | Xcel Energy | 85 | 13781 | IOU | SRC042555 | 950 | Solar |  |  | Withdrawn | Trade Secret | Trade | SMT | SMT072 | Community Solar Garden | Solar*Rewards Community | Trade Secret | 2015
20252-215912-02 | Xcel Energy | 85 | 13781 | IOU | SRC042557 | 950 | Solar |  |  | Withdrawn | Trade Secret | Trade |  |  | Community Solar Garden | Solar*Rewards Community | Trade Secret | 2015
20252-215912-02 | Xcel Energy | 85 | 13781 | IOU | SRC042561 | 950 | Solar |  |  | Withdrawn | Trade Secret | Trade | PIP | PIP090 | Community Solar Garden | Solar*Rewards Community | Trade Secret | 2015
20252-215912-02 | Xcel Energy | 85 | 13781 | IOU | SRC042562 | 200 | Solar |  |  | Withdrawn | Trade Secret | Trade | PIP | PIP090 | Community Solar Garden | Solar*Rewards Community | Trade Secret | 2015
20252-215912-02 | Xcel Energy | 85 | 13781 | IOU | SRC042563 | 950 | Solar |  |  | Withdrawn | Trade Secret | Trade | PIP | PIP090 | Community Solar Garden | Solar*Rewards Community | Trade Secret | 2015
20252-215912-02 | Xcel Energy | 85 | 13781 | IOU | SRC042564 | 950 | Solar |  |  | Withdrawn | Trade Secret | Trade | PIP | PIP090 | Community Solar Garden | Solar*Rewards Community | Trade Secret | 2015
20252-215912-02 | Xcel Energy | 85 | 13781 | IOU | SRC042569 | 1000 | Solar |  |  | Withdrawn | Trade Secret | Trade | AFT | AFT322 | Community Solar Garden | Solar*Rewards Community | Trade Secret | 2015
20252-215912-02 | Xcel Energy | 85 | 13781 | IOU | SRC042570 | 1000 | Solar |  |  | Withdrawn | Trade Secret | Trade | AFT | AFT322 | Community Solar Garden | Solar*Rewards Community | Trade Secret | 2015
20252-215912-02 | Xcel Energy | 85 | 13781 | IOU | SRC042571 | 1000 | Solar |  |  | Withdrawn | Trade Secret | Trade | AFT | AFT322 | Community Solar Garden | Solar*Rewards Community | Trade Secret | 2015
20252-215912-02 | Xcel Energy | 85 | 13781 | IOU | SRC042572 | 1000 | Solar |  |  | Withdrawn | Trade Secret | Trade | AFT | AFT322 | Community Solar Garden | Solar*Rewards Community | Trade Secret | 2015
20252-215912-02 | Xcel Energy | 85 | 13781 | IOU | SRC042573 | 1000 | Solar |  |  | Withdrawn | Trade Secret | Trade | AFT | AFT322 | Community Solar Garden | Solar*Rewards Community | Trade Secret | 2015
20252-215912-02 | Xcel Energy | 85 | 13781 | IOU | SRC042577 | 1000 | Solar |  |  | Withdrawn | Trade Secret | Trade | NOF | NOF061 | Community Solar Garden | Solar*Rewards Community | Trade Secret | 2015
20252-215912-02 | Xcel Energy | 85 | 13781 | IOU | SRC042578 | 1000 | Solar |  |  | Withdrawn | Trade Secret | Trade | NOF | NOF061 | Community Solar Garden | Solar*Rewards Community | Trade Secret | 2015
20252-215912-02 | Xcel Energy | 85 | 13781 | IOU | SRC042585 | 1000 | Solar |  |  | Withdrawn | Trade Secret | Trade | NOF | NOF061 | Community Solar Garden | Solar*Rewards Community | Trade Secret | 2015
20252-215912-02 | Xcel Energy | 85 | 13781 | IOU | SRC042586 | 1000 | Solar |  |  | Withdrawn | Trade Secret | Trade | NOF | NOF061 | Community Solar Garden | Solar*Rewards Community | Trade Secret | 2015
20252-215912-02 | Xcel Energy | 85 | 13781 | IOU | SRC042587 | 1000 | Solar |  |  | Withdrawn | Trade Secret | Trade | NOF | NOF061 | Community Solar Garden | Solar*Rewards Community | Trade Secret | 2015
20252-215912-02 | Xcel Energy | 85 | 13781 | IOU | SRC042588 | 1000 | Solar |  |  | Withdrawn | Trade Secret | Trade | NOF | NOF061 | Community Solar Garden | Solar*Rewards Community | Trade Secret | 2015
20252-215912-02 | Xcel Energy | 85 | 13781 | IOU | SRC042589 | 1000 | Solar |  |  | Withdrawn | Trade Secret | Trade | NOF | NOF061 | Community Solar Garden | Solar*Rewards Community | Trade Secret | 2015
20252-215912-02 | Xcel Energy | 85 | 13781 | IOU | SRC042593 | 950 | Solar |  |  | Withdrawn | Trade Secret | Trade | MRN | MRN021 | Community Solar Garden | Solar*Rewards Community | Trade Secret | 2015
20252-215912-02 | Xcel Energy | 85 | 13781 | IOU | SRC042594 | 950 | Solar |  |  | Withdrawn | Trade Secret | Trade | MRN | MRN021 | Community Solar Garden | Solar*Rewards Community | Trade Secret | 2015
20252-215912-02 | Xcel Energy | 85 | 13781 | IOU | SRC042595 | 950 | Solar |  |  | Withdrawn | Trade Secret | Trade | MRN | MRN021 | Community Solar Garden | Solar*Rewards Community | Trade Secret | 2015
20252-215912-02 | Xcel Energy | 85 | 13781 | IOU | SRC042596 | 950 | Solar |  |  | Withdrawn | Trade Secret | Trade | MRN | MRN021 | Community Solar Garden | Solar*Rewards Community | Trade Secret | 2015
20252-215912-02 | Xcel Energy | 85 | 13781 | IOU | SRC042597 | 950 | Solar |  |  | Withdrawn | Trade Secret | Trade | FRA | FRA001 | Community Solar Garden | Solar*Rewards Community | Trade Secret | 2015
20252-215912-02 | Xcel Energy | 85 | 13781 | IOU | SRC042598 | 950 | Solar |  |  | Withdrawn | Trade Secret | Trade | FRA | FRA001 | Community Solar Garden | Solar*Rewards Community | Trade Secret | 2015
20252-215912-02 | Xcel Energy | 85 | 13781 | IOU | SRC042600 | 950 | Solar |  |  | Withdrawn | Trade Secret | Trade | FRA | FRA001 | Community Solar Garden | Solar*Rewards Community | Trade Secret | 2015
20252-215912-02 | Xcel Energy | 85 | 13781 | IOU | SRC042603 | 950 | Solar |  |  | Withdrawn | Trade Secret | Trade | FRA | FRA001 | Community Solar Garden | Solar*Rewards Community | Trade Secret | 2015
20252-215912-02 | Xcel Energy | 85 | 13781 | IOU | SRC042604 | 950 | Solar |  |  | Withdrawn | Trade Secret | Trade | MRN | MRN021 | Community Solar Garden | Solar*Rewards Community | Trade Secret | 2015
20252-215912-02 | Xcel Energy | 85 | 13781 | IOU | SRC042605 | 950 | Solar |  |  | Withdrawn | Trade Secret | Trade | FRA | FRA001 | Community Solar Garden | Solar*Rewards Community | Trade Secret | 2015
20252-215912-02 | Xcel Energy | 85 | 13781 | IOU | SRC042607 | 950 | Solar |  |  | Withdrawn | Trade Secret | Trade | MTV | MTV022 | Community Solar Garden | Solar*Rewards Community | Trade Secret | 2015
20252-215912-02 | Xcel Energy | 85 | 13781 | IOU | SRC042608 | 950 | Solar |  |  | Withdrawn | Trade Secret | Trade | HEC | HEC001 | Community Solar Garden | Solar*Rewards Community | Trade Secret | 2015
20252-215912-02 | Xcel Energy | 85 | 13781 | IOU | SRC042609 | 950 | Solar |  |  | Withdrawn | Trade Secret | Trade | MTV | MTV022 | Community Solar Garden | Solar*Rewards Community | Trade Secret | 2015
20252-215912-02 | Xcel Energy | 85 | 13781 | IOU | SRC042610 | 950 | Solar |  |  | Withdrawn | Trade Secret | Trade | MTV | MTV022 | Community Solar Garden | Solar*Rewards Community | Trade Secret | 2015
20252-215912-02 | Xcel Energy | 85 | 13781 | IOU | SRC042611 | 950 | Solar |  |  | Withdrawn | Trade Secret | Trade | MTV | MTV022 | Community Solar Garden | Solar*Rewards Community | Trade Secret | 2015
20252-215912-02 | Xcel Energy | 85 | 13781 | IOU | SRC042612 | 950 | Solar |  |  | Withdrawn | Trade Secret | Trade | MTV | MTV022 | Community Solar Garden | Solar*Rewards Community | Trade Secret | 2015
20252-215912-02 | Xcel Energy | 85 | 13781 | IOU | SRC042613 | 950 | Solar |  |  | Withdrawn | Trade Secret | Trade | HEC | HEC001 | Community Solar Garden | Solar*Rewards Community | Trade Secret | 2015
20252-215912-02 | Xcel Energy | 85 | 13781 | IOU | SRC042614 | 950 | Solar |  |  | Withdrawn | Trade Secret | Trade |  |  | Community Solar Garden | Solar*Rewards Community | Trade Secret | 2015
20252-215912-02 | Xcel Energy | 85 | 13781 | IOU | SRC042615 | 950 | Solar |  |  | Withdrawn | Trade Secret | Trade |  |  | Community Solar Garden | Solar*Rewards Community | Trade Secret | 2015
20252-215912-02 | Xcel Energy | 85 | 13781 | IOU | SRC042616 | 950 | Solar |  |  | Withdrawn | Trade Secret | Trade |  |  | Community Solar Garden | Solar*Rewards Community | Trade Secret | 2015
20252-215912-02 | Xcel Energy | 85 | 13781 | IOU | SRC042617 | 950 | Solar |  |  | Withdrawn | Trade Secret | Trade |  |  | Community Solar Garden | Solar*Rewards Community | Trade Secret | 2015
20252-215912-02 | Xcel Energy | 85 | 13781 | IOU | SRC042618 | 950 | Solar |  |  | Withdrawn | Trade Secret | Trade |  |  | Community Solar Garden | Solar*Rewards Community | Trade Secret | 2015
20252-215912-02 | Xcel Energy | 85 | 13781 | IOU | SRC042619 | 950 | Solar |  |  | Withdrawn | Trade Secret | Trade | SAK | SAK311 | Community Solar Garden | Solar*Rewards Community | Trade Secret | 2015
20252-215912-02 | Xcel Energy | 85 | 13781 | IOU | SRC042620 | 950 | Solar |  |  | Withdrawn | Trade Secret | Trade | SAK | SAK311 | Community Solar Garden | Solar*Rewards Community | Trade Secret | 2015
20252-215912-02 | Xcel Energy | 85 | 13781 | IOU | SRC042621 | 950 | Solar |  |  | Withdrawn | Trade Secret | Trade |  |  | Community Solar Garden | Solar*Rewards Community | Trade Secret | 2015
20252-215912-02 | Xcel Energy | 85 | 13781 | IOU | SRC042622 | 950 | Solar |  |  | Withdrawn | Trade Secret | Trade |  |  | Community Solar Garden | Solar*Rewards Community | Trade Secret | 2015
20252-215912-02 | Xcel Energy | 85 | 13781 | IOU | SRC042623 | 950 | Solar |  |  | Withdrawn | Trade Secret | Trade |  |  | Community Solar Garden | Solar*Rewards Community | Trade Secret | 2015
20252-215912-02 | Xcel Energy | 85 | 13781 | IOU | SRC042624 | 950 | Solar |  |  | Withdrawn | Trade Secret | Trade |  |  | Community Solar Garden | Solar*Rewards Community | Trade Secret | 2015
20252-215912-02 | Xcel Energy | 85 | 13781 | IOU | SRC042625 | 950 | Solar |  |  | Withdrawn | Trade Secret | Trade |  |  | Community Solar Garden | Solar*Rewards Community | Trade Secret | 2015
20252-215912-02 | Xcel Energy | 85 | 13781 | IOU | SRC042626 | 950 | Solar |  |  | Withdrawn | Trade Secret | Trade | FRA | FRA001 | Community Solar Garden | Solar*Rewards Community | Trade Secret | 2015
20252-215912-02 | Xcel Energy | 85 | 13781 | IOU | SRC042627 | 950 | Solar |  |  | Withdrawn | Trade Secret | Trade |  |  | Community Solar Garden | Solar*Rewards Community | Trade Secret | 2015
20252-215912-02 | Xcel Energy | 85 | 13781 | IOU | SRC042629 | 950 | Solar |  |  | Withdrawn | Trade Secret | Trade | WWK | WWK311 | Community Solar Garden | Solar*Rewards Community | Trade Secret | 2015
20252-215912-02 | Xcel Energy | 85 | 13781 | IOU | SRC042630 | 950 | Solar |  |  | Withdrawn | Trade Secret | Trade | FRA | FRA001 | Community Solar Garden | Solar*Rewards Community | Trade Secret | 2015
20252-215912-02 | Xcel Energy | 85 | 13781 | IOU | SRC042631 | 950 | Solar |  |  | Withdrawn | Trade Secret | Trade | WWK | WWK311 | Community Solar Garden | Solar*Rewards Community | Trade Secret | 2015
20252-215912-02 | Xcel Energy | 85 | 13781 | IOU | SRC042633 | 950 | Solar |  |  | Withdrawn | Trade Secret | Trade | FRA | FRA211 | Community Solar Garden | Solar*Rewards Community | Trade Secret | 2015
20252-215912-02 | Xcel Energy | 85 | 13781 | IOU | SRC042634 | 950 | Solar |  |  | Withdrawn | Trade Secret | Trade | FRA | FRA001 | Community Solar Garden | Solar*Rewards Community | Trade Secret | 2015
20252-215912-02 | Xcel Energy | 85 | 13781 | IOU | SRC042635 | 950 | Solar |  |  | Withdrawn | Trade Secret | Trade | FRA | FRA001 | Community Solar Garden | Solar*Rewards Community | Trade Secret | 2015
20252-215912-02 | Xcel Energy | 85 | 13781 | IOU | SRC042636 | 950 | Solar |  |  | Withdrawn | Trade Secret | Trade | FRA | FRA001 | Community Solar Garden | Solar*Rewards Community | Trade Secret | 2015
20252-215912-02 | Xcel Energy | 85 | 13781 | IOU | SRC042637 | 950 | Solar |  |  | Withdrawn | Trade Secret | Trade | FRA | FRA001 | Community Solar Garden | Solar*Rewards Community | Trade Secret | 2015
20252-215912-02 | Xcel Energy | 85 | 13781 | IOU | SRC042638 | 950 | Solar |  |  | Withdrawn | Trade Secret | Trade | FRA | FRA001 | Community Solar Garden | Solar*Rewards Community | Trade Secret | 2015
20252-215912-02 | Xcel Energy | 85 | 13781 | IOU | SRC042639 | 950 | Solar |  |  | Withdrawn | Trade Secret | Trade |  |  | Community Solar Garden | Solar*Rewards Community | Trade Secret | 2015
20252-215912-02 | Xcel Energy | 85 | 13781 | IOU | SRC042640 | 950 | Solar |  |  | Withdrawn | Trade Secret | Trade | DGC | DGC061 | Community Solar Garden | Solar*Rewards Community | Trade Secret | 2015
20252-215912-02 | Xcel Energy | 85 | 13781 | IOU | SRC042641 | 950 | Solar |  |  | Withdrawn | Trade Secret | Trade | WWK | WWK311 | Community Solar Garden | Solar*Rewards Community | Trade Secret | 2015
20252-215912-02 | Xcel Energy | 85 | 13781 | IOU | SRC042642 | 950 | Solar |  |  | Withdrawn | Trade Secret | Trade | DGC | DGC061 | Community Solar Garden | Solar*Rewards Community | Trade Secret | 2015
20252-215912-02 | Xcel Energy | 85 | 13781 | IOU | SRC042643 | 950 | Solar |  |  | Withdrawn | Trade Secret | Trade | NOF | NOF061 | Community Solar Garden | Solar*Rewards Community | Trade Secret | 2015
20252-215912-02 | Xcel Energy | 85 | 13781 | IOU | SRC042644 | 950 | Solar |  |  | Withdrawn | Trade Secret | Trade | NOF | NOF061 | Community Solar Garden | Solar*Rewards Community | Trade Secret | 2015
20252-215912-02 | Xcel Energy | 85 | 13781 | IOU | SRC042645 | 950 | Solar |  |  | Withdrawn | Trade Secret | Trade | NOF | NOF061 | Community Solar Garden | Solar*Rewards Community | Trade Secret | 2015
20252-215912-02 | Xcel Energy | 85 | 13781 | IOU | SRC042646 | 950 | Solar |  |  | Withdrawn | Trade Secret | Trade | WWK | WWK311 | Community Solar Garden | Solar*Rewards Community | Trade Secret | 2015
20252-215912-02 | Xcel Energy | 85 | 13781 | IOU | SRC042647 | 950 | Solar |  |  | Withdrawn | Trade Secret | Trade | NOF | NOF061 | Community Solar Garden | Solar*Rewards Community | Trade Secret | 2015
20252-215912-02 | Xcel Energy | 85 | 13781 | IOU | SRC042648 | 950 | Solar |  |  | Withdrawn | Trade Secret | Trade | WWK | WWK311 | Community Solar Garden | Solar*Rewards Community | Trade Secret | 2015
20252-215912-02 | Xcel Energy | 85 | 13781 | IOU | SRC042649 | 950 | Solar |  |  | Withdrawn | Trade Secret | Trade | NOF | NOF061 | Community Solar Garden | Solar*Rewards Community | Trade Secret | 2015
20252-215912-02 | Xcel Energy | 85 | 13781 | IOU | SRC042650 | 1000 | Solar |  |  | Withdrawn | Trade Secret | Trade | LAE | LAE061 | Community Solar Garden | Solar*Rewards Community | Trade Secret | 2015
20252-215912-02 | Xcel Energy | 85 | 13781 | IOU | SRC042651 | 1000 | Solar |  |  | Withdrawn | Trade Secret | Trade | LAE | LAE061 | Community Solar Garden | Solar*Rewards Community | Trade Secret | 2015
20252-215912-02 | Xcel Energy | 85 | 13781 | IOU | SRC042653 | 1000 | Solar |  |  | Withdrawn | Trade Secret | Trade | LAE | LAE061 | Community Solar Garden | Solar*Rewards Community | Trade Secret | 2015
20252-215912-02 | Xcel Energy | 85 | 13781 | IOU | SRC042654 | 1000 | Solar |  |  | Withdrawn | Trade Secret | Trade | LAE | LAE061 | Community Solar Garden | Solar*Rewards Community | Trade Secret | 2015
20252-215912-02 | Xcel Energy | 85 | 13781 | IOU | SRC042656 | 1000 | Solar |  |  | Withdrawn | Trade Secret | Trade | LAE | LAE061 | Community Solar Garden | Solar*Rewards Community | Trade Secret | 2015
20252-215912-02 | Xcel Energy | 85 | 13781 | IOU | SRC042658 | 1000 | Solar |  |  | Withdrawn | Trade Secret | Trade | ALB | ALB022 | Community Solar Garden | Solar*Rewards Community | Trade Secret | 2015
20252-215912-02 | Xcel Energy | 85 | 13781 | IOU | SRC042660 | 1000 | Solar |  |  | Withdrawn | Trade Secret | Trade | ALB | ALB022 | Community Solar Garden | Solar*Rewards Community | Trade Secret | 2015
20252-215912-02 | Xcel Energy | 85 | 13781 | IOU | SRC042661 | 1000 | Solar |  |  | Withdrawn | Trade Secret | Trade | ALB | ALB022 | Community Solar Garden | Solar*Rewards Community | Trade Secret | 2015
20252-215912-02 | Xcel Energy | 85 | 13781 | IOU | SRC042663 | 1000 | Solar |  |  | Withdrawn | Trade Secret | Trade | ALB | ALB022 | Community Solar Garden | Solar*Rewards Community | Trade Secret | 2015
20252-215912-02 | Xcel Energy | 85 | 13781 | IOU | SRC042664 | 1000 | Solar |  |  | Withdrawn | Trade Secret | Trade | ALB | ALB022 | Community Solar Garden | Solar*Rewards Community | Trade Secret | 2015
20252-215912-02 | Xcel Energy | 85 | 13781 | IOU | SRC042665 | 950 | Solar |  |  | Withdrawn | Trade Secret | Trade | WCS | WCS064 | Community Solar Garden | Solar*Rewards Community | Trade Secret | 2015
20252-215912-02 | Xcel Energy | 85 | 13781 | IOU | SRC042666 | 1000 | Solar |  |  | Withdrawn | Trade Secret | Trade |  |  | Community Solar Garden | Solar*Rewards Community | Trade Secret | 2015
20252-215912-02 | Xcel Energy | 85 | 13781 | IOU | SRC042668 | 1000 | Solar |  |  | Withdrawn | Trade Secret | Trade |  |  | Community Solar Garden | Solar*Rewards Community | Trade Secret | 2015
20252-215912-02 | Xcel Energy | 85 | 13781 | IOU | SRC042669 | 1000 | Solar |  |  | Withdrawn | Trade Secret | Trade |  |  | Community Solar Garden | Solar*Rewards Community | Trade Secret | 2015
20252-215912-02 | Xcel Energy | 85 | 13781 | IOU | SRC042670 | 1000 | Solar |  |  | Withdrawn | Trade Secret | Trade |  |  | Community Solar Garden | Solar*Rewards Community | Trade Secret | 2015
20252-215912-02 | Xcel Energy | 85 | 13781 | IOU | SRC042671 | 950 | Solar |  |  | Withdrawn | Trade Secret | Trade | KEN | KEN022 | Community Solar Garden | Solar*Rewards Community | Trade Secret | 2015
20252-215912-02 | Xcel Energy | 85 | 13781 | IOU | SRC042672 | 1000 | Solar |  |  | Withdrawn | Trade Secret | Trade |  |  | Community Solar Garden | Solar*Rewards Community | Trade Secret | 2015
20252-215912-02 | Xcel Energy | 85 | 13781 | IOU | SRC042673 | 950 | Solar |  |  | Withdrawn | Trade Secret | Trade | KEN | KEN022 | Community Solar Garden | Solar*Rewards Community | Trade Secret | 2015
20252-215912-02 | Xcel Energy | 85 | 13781 | IOU | SRC042674 | 950 | Solar |  |  | Withdrawn | Trade Secret | Trade | KEN | KEN022 | Community Solar Garden | Solar*Rewards Community | Trade Secret | 2015
20252-215912-02 | Xcel Energy | 85 | 13781 | IOU | SRC042676 | 950 | Solar |  |  | Withdrawn | Trade Secret | Trade | KEN | KEN022 | Community Solar Garden | Solar*Rewards Community | Trade Secret | 2015
20252-215912-02 | Xcel Energy | 85 | 13781 | IOU | SRC042678 | 950 | Solar |  |  | Withdrawn | Trade Secret | Trade | KEN | KEN022 | Community Solar Garden | Solar*Rewards Community | Trade Secret | 2015
20252-215912-02 | Xcel Energy | 85 | 13781 | IOU | SRC042679 | 950 | Solar |  |  | Withdrawn | Trade Secret | Trade | PIL | PIL021 | Community Solar Garden | Solar*Rewards Community | Trade Secret | 2015
20252-215912-02 | Xcel Energy | 85 | 13781 | IOU | SRC042681 | 950 | Solar |  |  | Withdrawn | Trade Secret | Trade | PIL | PIL021 | Community Solar Garden | Solar*Rewards Community | Trade Secret | 2015
20252-215912-02 | Xcel Energy | 85 | 13781 | IOU | SRC042682 | 950 | Solar |  |  | Withdrawn | Trade Secret | Trade | PIL | PIL021 | Community Solar Garden | Solar*Rewards Community | Trade Secret | 2015
20252-215912-02 | Xcel Energy | 85 | 13781 | IOU | SRC042683 | 950 | Solar |  |  | Withdrawn | Trade Secret | Trade | PIL | PIL021 | Community Solar Garden | Solar*Rewards Community | Trade Secret | 2015
20252-215912-02 | Xcel Energy | 85 | 13781 | IOU | SRC042684 | 950 | Solar |  |  | Withdrawn | Trade Secret | Trade | PIL | PIL021 | Community Solar Garden | Solar*Rewards Community | Trade Secret | 2015
20252-215912-02 | Xcel Energy | 85 | 13781 | IOU | SRC042691 | 950 | Solar |  |  | Withdrawn | Trade Secret | Trade | WCS | WCS064 | Community Solar Garden | Solar*Rewards Community | Trade Secret | 2015
20252-215912-02 | Xcel Energy | 85 | 13781 | IOU | SRC042692 | 950 | Solar |  |  | Withdrawn | Trade Secret | Trade | WCS | WCS064 | Community Solar Garden | Solar*Rewards Community | Trade Secret | 2015
20252-215912-02 | Xcel Energy | 85 | 13781 | IOU | SRC042693 | 950 | Solar |  |  | Withdrawn | Trade Secret | Trade | WCS | WCS064 | Community Solar Garden | Solar*Rewards Community | Trade Secret | 2015
20252-215912-02 | Xcel Energy | 85 | 13781 | IOU | SRC042695 | 950 | Solar |  |  | Withdrawn | Trade Secret | Trade | GRC | GRC311 | Community Solar Garden | Solar*Rewards Community | Trade Secret | 2015
20252-215912-02 | Xcel Energy | 85 | 13781 | IOU | SRC042701 | 950 | Solar |  |  | Withdrawn | Trade Secret | Trade |  |  | Community Solar Garden | Solar*Rewards Community | Trade Secret | 2015
20252-215912-02 | Xcel Energy | 85 | 13781 | IOU | SRC042702 | 950 | Solar |  |  | Withdrawn | Trade Secret | Trade | REW | REW021 | Community Solar Garden | Solar*Rewards Community | Trade Secret | 2015
20252-215912-02 | Xcel Energy | 85 | 13781 | IOU | SRC042703 | 950 | Solar |  |  | Withdrawn | Trade Secret | Trade |  |  | Community Solar Garden | Solar*Rewards Community | Trade Secret | 2015
20252-215912-02 | Xcel Energy | 85 | 13781 | IOU | SRC042704 | 950 | Solar |  |  | Withdrawn | Trade Secret | Trade | REW | REW021 | Community Solar Garden | Solar*Rewards Community | Trade Secret | 2015
20252-215912-02 | Xcel Energy | 85 | 13781 | IOU | SRC042705 | 950 | Solar |  |  | Withdrawn | Trade Secret | Trade |  |  | Community Solar Garden | Solar*Rewards Community | Trade Secret | 2015
20252-215912-02 | Xcel Energy | 85 | 13781 | IOU | SRC042706 | 950 | Solar |  |  | Withdrawn | Trade Secret | Trade |  |  | Community Solar Garden | Solar*Rewards Community | Trade Secret | 2015
20252-215912-02 | Xcel Energy | 85 | 13781 | IOU | SRC042707 | 950 | Solar |  |  | Withdrawn | Trade Secret | Trade | AFT | AFT321 | Community Solar Garden | Solar*Rewards Community | Trade Secret | 2015
20252-215912-02 | Xcel Energy | 85 | 13781 | IOU | SRC042708 | 950 | Solar |  |  | Withdrawn | Trade Secret | Trade |  |  | Community Solar Garden | Solar*Rewards Community | Trade Secret | 2015
20252-215912-02 | Xcel Energy | 85 | 13781 | IOU | SRC042709 | 950 | Solar |  |  | Withdrawn | Trade Secret | Trade | AFT | AFT321 | Community Solar Garden | Solar*Rewards Community | Trade Secret | 2015
20252-215912-02 | Xcel Energy | 85 | 13781 | IOU | SRC042710 | 950 | Solar |  |  | Withdrawn | Trade Secret | Trade | BUR | BUR032 | Community Solar Garden | Solar*Rewards Community | Trade Secret | 2015
20252-215912-02 | Xcel Energy | 85 | 13781 | IOU | SRC042711 | 950 | Solar |  |  | Withdrawn | Trade Secret | Trade | BUR | BUR032 | Community Solar Garden | Solar*Rewards Community | Trade Secret | 2015
20252-215912-02 | Xcel Energy | 85 | 13781 | IOU | SRC042712 | 950 | Solar |  |  | Withdrawn | Trade Secret | Trade | BUR | BUR032 | Community Solar Garden | Solar*Rewards Community | Trade Secret | 2015
20252-215912-02 | Xcel Energy | 85 | 13781 | IOU | SRC042713 | 950 | Solar |  |  | Withdrawn | Trade Secret | Trade | BUR | BUR032 | Community Solar Garden | Solar*Rewards Community | Trade Secret | 2015
20252-215912-02 | Xcel Energy | 85 | 13781 | IOU | SRC042718 | 950 | Solar |  |  | Withdrawn | Trade Secret | Trade | BUR | BUR032 | Community Solar Garden | Solar*Rewards Community | Trade Secret | 2015
20252-215912-02 | Xcel Energy | 85 | 13781 | IOU | SRC042719 | 950 | Solar |  |  | Withdrawn | Trade Secret | Trade | MNL | MNL001 | Community Solar Garden | Solar*Rewards Community | Trade Secret | 2015
20252-215912-02 | Xcel Energy | 85 | 13781 | IOU | SRC042720 | 950 | Solar |  |  | Withdrawn | Trade Secret | Trade | MNL | MNL001 | Community Solar Garden | Solar*Rewards Community | Trade Secret | 2015
20252-215912-02 | Xcel Energy | 85 | 13781 | IOU | SRC042721 | 950 | Solar |  |  | Withdrawn | Trade Secret | Trade | MTV | MTV022 | Community Solar Garden | Solar*Rewards Community | Trade Secret | 2015
20252-215912-02 | Xcel Energy | 85 | 13781 | IOU | SRC042723 | 950 | Solar |  |  | Withdrawn | Trade Secret | Trade | MTV | MTV022 | Community Solar Garden | Solar*Rewards Community | Trade Secret | 2015
20252-215912-02 | Xcel Energy | 85 | 13781 | IOU | SRC042724 | 950 | Solar |  |  | Withdrawn | Trade Secret | Trade | MTV | MTV022 | Community Solar Garden | Solar*Rewards Community | Trade Secret | 2015
20252-215912-02 | Xcel Energy | 85 | 13781 | IOU | SRC042726 | 950 | Solar |  |  | Withdrawn | Trade Secret | Trade | MTV | MTV022 | Community Solar Garden | Solar*Rewards Community | Trade Secret | 2015
20252-215912-02 | Xcel Energy | 85 | 13781 | IOU | SRC042728 | 950 | Solar |  |  | Withdrawn | Trade Secret | Trade | MTV | MTV022 | Community Solar Garden | Solar*Rewards Community | Trade Secret | 2015
20252-215912-02 | Xcel Energy | 85 | 13781 | IOU | SRC042729 | 950 | Solar |  |  | Withdrawn | Trade Secret | Trade | SMT | SMT072 | Community Solar Garden | Solar*Rewards Community | Trade Secret | 2015
20252-215912-02 | Xcel Energy | 85 | 13781 | IOU | SRC042730 | 950 | Solar |  |  | Withdrawn | Trade Secret | Trade | SAK | SAK311 | Community Solar Garden | Solar*Rewards Community | Trade Secret | 2015
20252-215912-02 | Xcel Energy | 85 | 13781 | IOU | SRC042731 | 950 | Solar |  |  | Withdrawn | Trade Secret | Trade | SAK | SAK311 | Community Solar Garden | Solar*Rewards Community | Trade Secret | 2015
20252-215912-02 | Xcel Energy | 85 | 13781 | IOU | SRC042732 | 950 | Solar |  |  | Withdrawn | Trade Secret | Trade | SMT | SMT072 | Community Solar Garden | Solar*Rewards Community | Trade Secret | 2015
20252-215912-02 | Xcel Energy | 85 | 13781 | IOU | SRC042733 | 950 | Solar |  |  | Withdrawn | Trade Secret | Trade | SMT | SMT072 | Community Solar Garden | Solar*Rewards Community | Trade Secret | 2015
20252-215912-02 | Xcel Energy | 85 | 13781 | IOU | SRC042735 | 950 | Solar |  |  | Withdrawn | Trade Secret | Trade | SMT | SMT072 | Community Solar Garden | Solar*Rewards Community | Trade Secret | 2015
20252-215912-02 | Xcel Energy | 85 | 13781 | IOU | SRC042737 | 950 | Solar |  |  | Withdrawn | Trade Secret | Trade | SMT | SMT072 | Community Solar Garden | Solar*Rewards Community | Trade Secret | 2015
20252-215912-02 | Xcel Energy | 85 | 13781 | IOU | SRC042743 | 1000 | Solar |  |  | Withdrawn | Trade Secret | Trade | PLA | PLA022 | Community Solar Garden | Solar*Rewards Community | Trade Secret | 2015
20252-215912-02 | Xcel Energy | 85 | 13781 | IOU | SRC042744 | 1000 | Solar |  |  | Withdrawn | Trade Secret | Trade | PLA | PLA022 | Community Solar Garden | Solar*Rewards Community | Trade Secret | 2015
20252-215912-02 | Xcel Energy | 85 | 13781 | IOU | SRC042747 | 1000 | Solar |  |  | Withdrawn | Trade Secret | Trade | WTN | WTN062 | Community Solar Garden | Solar*Rewards Community | Trade Secret | 2015
20252-215912-02 | Xcel Energy | 85 | 13781 | IOU | SRC042753 | 1000 | Solar |  |  | Withdrawn | Trade Secret | Trade | WTN | WTN062 | Community Solar Garden | Solar*Rewards Community | Trade Secret | 2015
20252-215912-02 | Xcel Energy | 85 | 13781 | IOU | SRC042754 | 1000 | Solar |  |  | Withdrawn | Trade Secret | Trade | WTN | WTN062 | Community Solar Garden | Solar*Rewards Community | Trade Secret | 2015
20252-215912-02 | Xcel Energy | 85 | 13781 | IOU | SRC042755 | 1000 | Solar |  |  | Withdrawn | Trade Secret | Trade | WTN | WTN062 | Community Solar Garden | Solar*Rewards Community | Trade Secret | 2015
20252-215912-02 | Xcel Energy | 85 | 13781 | IOU | SRC042758 | 950 | Solar |  |  | Withdrawn | Trade Secret | Trade | KAN | KAN031 | Community Solar Garden | Solar*Rewards Community | Trade Secret | 2015
20252-215912-02 | Xcel Energy | 85 | 13781 | IOU | SRC042759 | 950 | Solar |  |  | Withdrawn | Trade Secret | Trade | KAN | KAN031 | Community Solar Garden | Solar*Rewards Community | Trade Secret | 2015
20252-215912-02 | Xcel Energy | 85 | 13781 | IOU | SRC042760 | 950 | Solar |  |  | Withdrawn | Trade Secret | Trade | KAN | KAN031 | Community Solar Garden | Solar*Rewards Community | Trade Secret | 2015
20252-215912-02 | Xcel Energy | 85 | 13781 | IOU | SRC042761 | 950 | Solar |  |  | Withdrawn | Trade Secret | Trade | KAN | KAN031 | Community Solar Garden | Solar*Rewards Community | Trade Secret | 2015
20252-215912-02 | Xcel Energy | 85 | 13781 | IOU | SRC042762 | 950 | Solar |  |  | Withdrawn | Trade Secret | Trade | KAN | KAN031 | Community Solar Garden | Solar*Rewards Community | Trade Secret | 2015
20252-215912-02 | Xcel Energy | 85 | 13781 | IOU | SRC042763 | 950 | Solar |  |  | Withdrawn | Trade Secret | Trade | WCS | WCS064 | Community Solar Garden | Solar*Rewards Community | Trade Secret | 2015
20252-215912-02 | Xcel Energy | 85 | 13781 | IOU | SRC042764 | 950 | Solar |  |  | Withdrawn | Trade Secret | Trade | WCS | WCS064 | Community Solar Garden | Solar*Rewards Community | Trade Secret | 2015
20252-215912-02 | Xcel Energy | 85 | 13781 | IOU | SRC042765 | 950 | Solar |  |  | Withdrawn | Trade Secret | Trade | WCS | WCS064 | Community Solar Garden | Solar*Rewards Community | Trade Secret | 2015
20252-215912-02 | Xcel Energy | 85 | 13781 | IOU | SRC042782 | 950 | Solar |  |  | Withdrawn | Trade Secret | Trade | WCS | WCS064 | Community Solar Garden | Solar*Rewards Community | Trade Secret | 2015
20252-215912-02 | Xcel Energy | 85 | 13781 | IOU | SRC042786 | 950 | Solar |  |  | Withdrawn | Trade Secret | Trade | WCS | WCS064 | Community Solar Garden | Solar*Rewards Community | Trade Secret | 2015
20252-215912-02 | Xcel Energy | 85 | 13781 | IOU | SRC042790 | 950 | Solar |  |  | Withdrawn | Trade Secret | Trade | DOC | DOC031 | Community Solar Garden | Solar*Rewards Community | Trade Secret | 2015
20252-215912-02 | Xcel Energy | 85 | 13781 | IOU | SRC042791 | 950 | Solar |  |  | Withdrawn | Trade Secret | Trade | DOC | DOC031 | Community Solar Garden | Solar*Rewards Community | Trade Secret | 2015
20252-215912-02 | Xcel Energy | 85 | 13781 | IOU | SRC042792 | 950 | Solar |  |  | Withdrawn | Trade Secret | Trade | DOC | DOC031 | Community Solar Garden | Solar*Rewards Community | Trade Secret | 2015
20252-215912-02 | Xcel Energy | 85 | 13781 | IOU | SRC042793 | 950 | Solar |  |  | Withdrawn | Trade Secret | Trade | DOC | DOC031 | Community Solar Garden | Solar*Rewards Community | Trade Secret | 2015
20252-215912-02 | Xcel Energy | 85 | 13781 | IOU | SRC042794 | 950 | Solar |  |  | Withdrawn | Trade Secret | Trade | DOC | DOC031 | Community Solar Garden | Solar*Rewards Community | Trade Secret | 2015
20252-215912-02 | Xcel Energy | 85 | 13781 | IOU | SRC042795 | 950 | Solar |  |  | Withdrawn | Trade Secret | Trade | WAV | WAV021 | Community Solar Garden | Solar*Rewards Community | Trade Secret | 2015
20252-215912-02 | Xcel Energy | 85 | 13781 | IOU | SRC042796 | 950 | Solar |  |  | Withdrawn | Trade Secret | Trade | WAV | WAV021 | Community Solar Garden | Solar*Rewards Community | Trade Secret | 2015
20252-215912-02 | Xcel Energy | 85 | 13781 | IOU | SRC042797 | 950 | Solar |  |  | Withdrawn | Trade Secret | Trade | WAV | WAV021 | Community Solar Garden | Solar*Rewards Community | Trade Secret | 2015
20252-215912-02 | Xcel Energy | 85 | 13781 | IOU | SRC042798 | 950 | Solar |  |  | Withdrawn | Trade Secret | Trade | WAV | WAV021 | Community Solar Garden | Solar*Rewards Community | Trade Secret | 2015
20252-215912-02 | Xcel Energy | 85 | 13781 | IOU | SRC042799 | 950 | Solar |  |  | Withdrawn | Trade Secret | Trade | WAV | WAV021 | Community Solar Garden | Solar*Rewards Community | Trade Secret | 2015
20252-215912-02 | Xcel Energy | 85 | 13781 | IOU | SRC042800 | 950 | Solar |  |  | Withdrawn | Trade Secret | Trade | DOC | DOC031 | Community Solar Garden | Solar*Rewards Community | Trade Secret | 2015
20252-215912-02 | Xcel Energy | 85 | 13781 | IOU | SRC042801 | 950 | Solar |  |  | Withdrawn | Trade Secret | Trade | DOC | DOC031 | Community Solar Garden | Solar*Rewards Community | Trade Secret | 2015
20252-215912-02 | Xcel Energy | 85 | 13781 | IOU | SRC042803 | 950 | Solar |  |  | Withdrawn | Trade Secret | Trade | DOC | DOC031 | Community Solar Garden | Solar*Rewards Community | Trade Secret | 2015
20252-215912-02 | Xcel Energy | 85 | 13781 | IOU | SRC042804 | 950 | Solar |  |  | Withdrawn | Trade Secret | Trade | DOC | DOC031 | Community Solar Garden | Solar*Rewards Community | Trade Secret | 2015
20252-215912-02 | Xcel Energy | 85 | 13781 | IOU | SRC042805 | 950 | Solar |  |  | Withdrawn | Trade Secret | Trade | DOC | DOC031 | Community Solar Garden | Solar*Rewards Community | Trade Secret | 2015
20252-215912-02 | Xcel Energy | 85 | 13781 | IOU | SRC042811 | 1000 | Solar |  |  | Withdrawn | Trade Secret | Trade | LIN | LIN031 | Community Solar Garden | Solar*Rewards Community | Trade Secret | 2015
20252-215912-02 | Xcel Energy | 85 | 13781 | IOU | SRC042812 | 1000 | Solar |  |  | Withdrawn | Trade Secret | Trade | LIN | LIN031 | Community Solar Garden | Solar*Rewards Community | Trade Secret | 2015
20252-215912-02 | Xcel Energy | 85 | 13781 | IOU | SRC042813 | 1000 | Solar |  |  | Withdrawn | Trade Secret | Trade | LIN | LIN031 | Community Solar Garden | Solar*Rewards Community | Trade Secret | 2015
20252-215912-02 | Xcel Energy | 85 | 13781 | IOU | SRC042814 | 1000 | Solar |  |  | Withdrawn | Trade Secret | Trade | LIN | LIN031 | Community Solar Garden | Solar*Rewards Community | Trade Secret | 2015
20252-215912-02 | Xcel Energy | 85 | 13781 | IOU | SRC042815 | 1000 | Solar |  |  | Withdrawn | Trade Secret | Trade | LIN | LIN031 | Community Solar Garden | Solar*Rewards Community | Trade Secret | 2015
20252-215912-02 | Xcel Energy | 85 | 13781 | IOU | SRC042888 |  | Solar |  |  | Withdrawn | Trade Secret | Trade |  |  | Community Solar Garden | Solar*Rewards Community | Trade Secret | 2015
20252-215912-02 | Xcel Energy | 85 | 13781 | IOU | SRC042889 |  | Solar |  |  | Withdrawn | Trade Secret | Trade |  |  | Community Solar Garden | Solar*Rewards Community | Trade Secret | 2015
20252-215912-02 | Xcel Energy | 85 | 13781 | IOU | SRC042890 |  | Solar |  |  | Withdrawn | Trade Secret | Trade |  |  | Community Solar Garden | Solar*Rewards Community | Trade Secret | 2015
20252-215912-02 | Xcel Energy | 85 | 13781 | IOU | SRC043368 | 35 | Solar |  |  | Withdrawn | Trade Secret | Trade |  |  | Community Solar Garden | Solar*Rewards Community | Trade Secret | 2015
20252-215912-02 | Xcel Energy | 85 | 13781 | IOU | SRC043881 | 248 | Solar |  |  | Withdrawn | Trade Secret | Trade |  |  | Community Solar Garden | Solar*Rewards Community | Trade Secret | 2015
20252-215912-02 | Xcel Energy | 85 | 13781 | IOU | SRC043882 | 950 | Solar |  |  | Withdrawn | Trade Secret | Trade |  |  | Community Solar Garden | Solar*Rewards Community | Trade Secret | 2015
20252-215912-02 | Xcel Energy | 85 | 13781 | IOU | SRC043883 | 745.2 | Solar |  |  | Withdrawn | Trade Secret | Trade |  |  | Community Solar Garden | Solar*Rewards Community | Trade Secret | 2015
20252-215912-02 | Xcel Energy | 85 | 13781 | IOU | SRC043956 | 1000 | Solar |  |  | Withdrawn | Trade Secret | Trade |  |  | Community Solar Garden | Solar*Rewards Community | Trade Secret | 2015
20252-215912-02 | Xcel Energy | 85 | 13781 | IOU | SRC044939 | 1000 | Solar |  |  | Withdrawn | Trade Secret | Trade | MND | MND063 | Community Solar Garden | Solar*Rewards Community | Trade Secret | 2016
20252-215912-02 | Xcel Energy | 85 | 13781 | IOU | SRC044940 | 1000 | Solar |  |  | Withdrawn | Trade Secret | Trade |  |  | Community Solar Garden | Solar*Rewards Community | Trade Secret | 2016
20252-215912-02 | Xcel Energy | 85 | 13781 | IOU | SRC044941 | 1000 | Solar |  |  | Withdrawn | Trade Secret | Trade |  |  | Community Solar Garden | Solar*Rewards Community | Trade Secret | 2016
20252-215912-02 | Xcel Energy | 85 | 13781 | IOU | SRC044943 | 1000 | Solar |  |  | Withdrawn | Trade Secret | Trade | JOR | JOR021 | Community Solar Garden | Solar*Rewards Community | Trade Secret | 2016
20252-215912-02 | Xcel Energy | 85 | 13781 | IOU | SRC044945 | 240 | Solar |  |  | Withdrawn | Trade Secret | Trade |  |  | Community Solar Garden | Solar*Rewards Community | Trade Secret | 2016
20252-215912-02 | Xcel Energy | 85 | 13781 | IOU | SRC044947 | 1000 | Solar |  |  | Withdrawn | Trade Secret | Trade | HUG | HUG321 | Community Solar Garden | Solar*Rewards Community | Trade Secret | 2016
20252-215912-02 | Xcel Energy | 85 | 13781 | IOU | SRC044950 | 1000 | Solar |  |  | Withdrawn | Trade Secret | Trade |  |  | Community Solar Garden | Solar*Rewards Community | Trade Secret | 2016
20252-215912-02 | Xcel Energy | 85 | 13781 | IOU | SRC044989 | 1000 | Solar |  |  | Withdrawn | Trade Secret | Trade |  |  | Community Solar Garden | Solar*Rewards Community | Trade Secret | 2016
20252-215912-02 | Xcel Energy | 85 | 13781 | IOU | SRC044992 | 1000 | Solar |  |  | Withdrawn | Trade Secret | Trade |  |  | Community Solar Garden | Solar*Rewards Community | Trade Secret | 2016
20252-215912-02 | Xcel Energy | 85 | 13781 | IOU | SRC044993 | 1000 | Solar |  |  | Withdrawn | Trade Secret | Trade |  |  | Community Solar Garden | Solar*Rewards Community | Trade Secret | 2016
20252-215912-02 | Xcel Energy | 85 | 13781 | IOU | SRC045436 | 990 | Solar |  |  | Withdrawn | Trade Secret | Trade |  |  | Community Solar Garden | Solar*Rewards Community | Trade Secret | 2016
20252-215912-02 | Xcel Energy | 85 | 13781 | IOU | SRC045437 | 990 | Solar |  |  | Withdrawn | Trade Secret | Trade |  |  | Community Solar Garden | Solar*Rewards Community | Trade Secret | 2016
20252-215912-02 | Xcel Energy | 85 | 13781 | IOU | SRC045529 | 1000 | Solar |  |  | Withdrawn | Trade Secret | Trade |  |  | Community Solar Garden | Solar*Rewards Community | Trade Secret | 2016
20252-215912-02 | Xcel Energy | 85 | 13781 | IOU | SRC045690 | 1000 | Solar |  |  | Withdrawn | Trade Secret | Trade |  |  | Community Solar Garden | Solar*Rewards Community | Trade Secret | 2016
20252-215912-02 | Xcel Energy | 85 | 13781 | IOU | SRC045691 | 1000 | Solar |  |  | Withdrawn | Trade Secret | Trade |  |  | Community Solar Garden | Solar*Rewards Community | Trade Secret | 2016
20252-215912-02 | Xcel Energy | 85 | 13781 | IOU | SRC045692 | 1000 | Solar |  |  | Withdrawn | Trade Secret | Trade |  |  | Community Solar Garden | Solar*Rewards Community | Trade Secret | 2016
20252-215912-02 | Xcel Energy | 85 | 13781 | IOU | SRC045693 | 1000 | Solar |  |  | Withdrawn | Trade Secret | Trade |  |  | Community Solar Garden | Solar*Rewards Community | Trade Secret | 2016
20252-215912-02 | Xcel Energy | 85 | 13781 | IOU | SRC045695 | 1000 | Solar |  |  | Withdrawn | Trade Secret | Trade |  |  | Community Solar Garden | Solar*Rewards Community | Trade Secret | 2016
20252-215912-02 | Xcel Energy | 85 | 13781 | IOU | SRC045696 | 1000 | Solar |  |  | Withdrawn | Trade Secret | Trade |  |  | Community Solar Garden | Solar*Rewards Community | Trade Secret | 2016
20252-215912-02 | Xcel Energy | 85 | 13781 | IOU | SRC045930 | 250 | Solar |  |  | Withdrawn | Trade Secret | Trade | NER | NER021 | Community Solar Garden | Solar*Rewards Community | Trade Secret | 2016
20252-215912-02 | Xcel Energy | 85 | 13781 | IOU | SRC046067 | 2500 | Solar |  |  | Withdrawn | Trade Secret | Trade |  |  | Community Solar Garden | Solar*Rewards Community | Trade Secret | 2016
20252-215912-02 | Xcel Energy | 85 | 13781 | IOU | SRC046068 | 2000 | Solar |  |  | Withdrawn | Trade Secret | Trade |  |  | Community Solar Garden | Solar*Rewards Community | Trade Secret | 2016
20252-215912-02 | Xcel Energy | 85 | 13781 | IOU | SRC046069 | 2500 | Solar |  |  | Withdrawn | Trade Secret | Trade |  |  | Community Solar Garden | Solar*Rewards Community | Trade Secret | 2016
20252-215912-02 | Xcel Energy | 85 | 13781 | IOU | SRC047081 | 1000 | Solar |  |  | Withdrawn | Trade Secret | Trade |  |  | Community Solar Garden | Solar*Rewards Community | Trade Secret | 2016
20252-215912-02 | Xcel Energy | 85 | 13781 | IOU | SRC047082 | 1000 | Solar |  |  | Withdrawn | Trade Secret | Trade | YAM | YAM031 | Community Solar Garden | Solar*Rewards Community | Trade Secret | 2016
20252-215912-02 | Xcel Energy | 85 | 13781 | IOU | SRC047169 | 57.6 | Solar |  |  | Withdrawn | Trade Secret | Trade | ECK | ECK063 | Community Solar Garden | Solar*Rewards Community | Trade Secret | 2016
20252-215912-02 | Xcel Energy | 85 | 13781 | IOU | SRC047591 | 250 | Solar |  |  | Withdrawn | Trade Secret | Trade | DBL | DBL061 | Community Solar Garden | Solar*Rewards Community | Trade Secret | 2016
20252-215912-02 | Xcel Energy | 85 | 13781 | IOU | SRC047601 | 990 | Solar |  |  | Withdrawn | Trade Secret | Trade |  |  | Community Solar Garden | Solar*Rewards Community | Trade Secret | 2016
20252-215912-02 | Xcel Energy | 85 | 13781 | IOU | SRC047962 | 1000 | Solar |  |  | Withdrawn | Trade Secret | Trade |  |  | Community Solar Garden | Solar*Rewards Community | Trade Secret | 2016
20252-215912-02 | Xcel Energy | 85 | 13781 | IOU | SRC047967 | 1000 | Solar |  |  | Withdrawn | Trade Secret | Trade |  |  | Community Solar Garden | Solar*Rewards Community | Trade Secret | 2016
20252-215912-02 | Xcel Energy | 85 | 13781 | IOU | SRC048170 | 1000 | Solar |  |  | Withdrawn | Trade Secret | Trade |  |  | Community Solar Garden | Solar*Rewards Community | Trade Secret | 2016
20252-215912-02 | Xcel Energy | 85 | 13781 | IOU | SRC048172 | 1000 | Solar |  |  | Withdrawn | Trade Secret | Trade |  |  | Community Solar Garden | Solar*Rewards Community | Trade Secret | 2016
20252-215912-02 | Xcel Energy | 85 | 13781 | IOU | SRC048174 | 1000 | Solar |  |  | Withdrawn | Trade Secret | Trade |  |  | Community Solar Garden | Solar*Rewards Community | Trade Secret | 2016
20252-215912-02 | Xcel Energy | 85 | 13781 | IOU | SRC048335 |  | Solar |  |  | Withdrawn | Trade Secret | Trade |  |  | Community Solar Garden | Solar*Rewards Community | Trade Secret | 2016
20252-215912-02 | Xcel Energy | 85 | 13781 | IOU | SRC048496 | 1000 | Solar |  |  | Withdrawn | Trade Secret | Trade |  |  | Community Solar Garden | Solar*Rewards Community | Trade Secret | 2016
20252-215912-02 | Xcel Energy | 85 | 13781 | IOU | SRC048499 | 1000 | Solar |  |  | Withdrawn | Trade Secret | Trade |  |  | Community Solar Garden | Solar*Rewards Community | Trade Secret | 2016
20252-215912-02 | Xcel Energy | 85 | 13781 | IOU | SRC048500 | 1000 | Solar |  |  | Withdrawn | Trade Secret | Trade |  |  | Community Solar Garden | Solar*Rewards Community | Trade Secret | 2016
20252-215912-02 | Xcel Energy | 85 | 13781 | IOU | SRC049067 | 1000 | Solar |  |  | Withdrawn | Trade Secret | Trade |  |  | Community Solar Garden | Solar*Rewards Community | Trade Secret | 2016
20252-215912-02 | Xcel Energy | 85 | 13781 | IOU | SRC049069 | 1000 | Solar |  |  | Withdrawn | Trade Secret | Trade |  |  | Community Solar Garden | Solar*Rewards Community | Trade Secret | 2016
20252-215912-02 | Xcel Energy | 85 | 13781 | IOU | SRC049071 | 1000 | Solar |  |  | Withdrawn | Trade Secret | Trade |  |  | Community Solar Garden | Solar*Rewards Community | Trade Secret | 2016
20252-215912-02 | Xcel Energy | 85 | 13781 | IOU | SRC049073 | 1000 | Solar |  |  | Withdrawn | Trade Secret | Trade |  |  | Community Solar Garden | Solar*Rewards Community | Trade Secret | 2016
20252-215912-02 | Xcel Energy | 85 | 13781 | IOU | SRC049075 | 1000 | Solar |  |  | Withdrawn | Trade Secret | Trade |  |  | Community Solar Garden | Solar*Rewards Community | Trade Secret | 2016
20252-215912-02 | Xcel Energy | 85 | 13781 | IOU | SRC049243 | 1000 | Solar |  |  | Withdrawn | Trade Secret | Trade | WAT | WAT081 | Community Solar Garden | Solar*Rewards Community | Trade Secret | 2016
20252-215912-02 | Xcel Energy | 85 | 13781 | IOU | SRC049327 | 1000 | Solar |  |  | Withdrawn | Trade Secret | Trade |  |  | Community Solar Garden | Solar*Rewards Community | Trade Secret | 2016
20252-215912-02 | Xcel Energy | 85 | 13781 | IOU | SRC049568 | 240 | Solar |  |  | Withdrawn | Trade Secret | Trade |  |  | Community Solar Garden | Solar*Rewards Community | Trade Secret | 2016
20252-215912-02 | Xcel Energy | 85 | 13781 | IOU | SRC049577 | 1000 | Solar |  |  | Withdrawn | Trade Secret | Trade | DOC | DOC211 | Community Solar Garden | Solar*Rewards Community | Trade Secret | 2016
20252-215912-02 | Xcel Energy | 85 | 13781 | IOU | SRC049579 | 1000 | Solar |  |  | Withdrawn | Trade Secret | Trade | WTN | WTN061 | Community Solar Garden | Solar*Rewards Community | Trade Secret | 2016
20252-215912-02 | Xcel Energy | 85 | 13781 | IOU | SRC049580 | 1000 | Solar |  |  | Withdrawn | Trade Secret | Trade | GAY | GAY002 | Community Solar Garden | Solar*Rewards Community | Trade Secret | 2016
20252-215912-02 | Xcel Energy | 85 | 13781 | IOU | SRC049582 | 1000 | Solar |  |  | Withdrawn | Trade Secret | Trade | RNV | RNV021 | Community Solar Garden | Solar*Rewards Community | Trade Secret | 2016
20252-215912-02 | Xcel Energy | 85 | 13781 | IOU | SRC049584 | 1000 | Solar |  |  | Withdrawn | Trade Secret | Trade | RAP | RAP081 | Community Solar Garden | Solar*Rewards Community | Trade Secret | 2016
20252-215912-02 | Xcel Energy | 85 | 13781 | IOU | SRC049586 | 1000 | Solar |  |  | Withdrawn | Trade Secret | Trade | KIM | KIM021 | Community Solar Garden | Solar*Rewards Community | Trade Secret | 2016
20252-215912-02 | Xcel Energy | 85 | 13781 | IOU | SRC049587 |  | Solar |  |  | Withdrawn | Trade Secret | Trade |  |  | Community Solar Garden | Solar*Rewards Community | Trade Secret | 2016
20252-215912-02 | Xcel Energy | 85 | 13781 | IOU | SRC049594 | 1000 | Solar |  |  | Withdrawn | Trade Secret | Trade | FRO | FRO021 | Community Solar Garden | Solar*Rewards Community | Trade Secret | 2016
20252-215912-02 | Xcel Energy | 85 | 13781 | IOU | SRC049638 | 1000 | Solar |  |  | Withdrawn | Trade Secret | Trade | ALB | ALB022 | Community Solar Garden | Solar*Rewards Community | Trade Secret | 2016
20252-215912-02 | Xcel Energy | 85 | 13781 | IOU | SRC049641 | 1000 | Solar |  |  | Withdrawn | Trade Secret | Trade | BEL | BEL061 | Community Solar Garden | Solar*Rewards Community | Trade Secret | 2016
20252-215912-02 | Xcel Energy | 85 | 13781 | IOU | SRC049642 | 1000 | Solar |  |  | Withdrawn | Trade Secret | Trade |  |  | Community Solar Garden | Solar*Rewards Community | Trade Secret | 2016
20252-215912-02 | Xcel Energy | 85 | 13781 | IOU | SRC049643 | 1000 | Solar |  |  | Withdrawn | Trade Secret | Trade |  |  | Community Solar Garden | Solar*Rewards Community | Trade Secret | 2016
20252-215912-02 | Xcel Energy | 85 | 13781 | IOU | SRC050639 | 1000 | Solar |  |  | Withdrawn | Trade Secret | Trade | NER | NER021 | Community Solar Garden | Solar*Rewards Community | Trade Secret | 2016
20252-215912-02 | Xcel Energy | 85 | 13781 | IOU | SRC050641 | 1000 | Solar |  |  | Withdrawn | Trade Secret | Trade | NER | NER021 | Community Solar Garden | Solar*Rewards Community | Trade Secret | 2016
20252-215912-02 | Xcel Energy | 85 | 13781 | IOU | SRC050642 | 1000 | Solar |  |  | Withdrawn | Trade Secret | Trade |  |  | Community Solar Garden | Solar*Rewards Community | Trade Secret | 2016
20252-215912-02 | Xcel Energy | 85 | 13781 | IOU | SRC050643 | 1000 | Solar |  |  | Withdrawn | Trade Secret | Trade |  |  | Community Solar Garden | Solar*Rewards Community | Trade Secret | 2016
20252-215912-02 | Xcel Energy | 85 | 13781 | IOU | SRC050645 | 1000 | Solar |  |  | Withdrawn | Trade Secret | Trade | MEI | MEI021 | Community Solar Garden | Solar*Rewards Community | Trade Secret | 2016
20252-215912-02 | Xcel Energy | 85 | 13781 | IOU | SRC050646 | 1000 | Solar |  |  | Withdrawn | Trade Secret | Trade |  |  | Community Solar Garden | Solar*Rewards Community | Trade Secret | 2016
20252-215912-02 | Xcel Energy | 85 | 13781 | IOU | SRC050647 | 250 | Solar |  |  | Withdrawn | Trade Secret | Trade |  |  | Community Solar Garden | Solar*Rewards Community | Trade Secret | 2016
20252-215912-02 | Xcel Energy | 85 | 13781 | IOU | SRC050649 | 250 | Solar |  |  | Withdrawn | Trade Secret | Trade | SCH | SCH211 | Community Solar Garden | Solar*Rewards Community | Trade Secret | 2016
20252-215912-02 | Xcel Energy | 85 | 13781 | IOU | SRC050650 | 250 | Solar |  |  | Withdrawn | Trade Secret | Trade |  |  | Community Solar Garden | Solar*Rewards Community | Trade Secret | 2016
20252-215912-02 | Xcel Energy | 85 | 13781 | IOU | SRC050651 | 210 | Solar |  |  | Withdrawn | Trade Secret | Trade | FRA | FRA001 | Community Solar Garden | Solar*Rewards Community | Trade Secret | 2016
20252-215912-02 | Xcel Energy | 85 | 13781 | IOU | SRC050655 | 1000 | Solar |  |  | Withdrawn | Trade Secret | Trade |  |  | Community Solar Garden | Solar*Rewards Community | Trade Secret | 2016
20252-215912-02 | Xcel Energy | 85 | 13781 | IOU | SRC050656 | 1000 | Solar |  |  | Withdrawn | Trade Secret | Trade | LIL | LIL021 | Community Solar Garden | Solar*Rewards Community | Trade Secret | 2016
20252-215912-02 | Xcel Energy | 85 | 13781 | IOU | SRC050659 | 810 | Solar |  |  | Withdrawn | Trade Secret | Trade |  |  | Community Solar Garden | Solar*Rewards Community | Trade Secret | 2016
20252-215912-02 | Xcel Energy | 85 | 13781 | IOU | SRC051380 | 250 | Solar |  |  | Withdrawn | Trade Secret | Trade |  |  | Community Solar Garden | Solar*Rewards Community | Trade Secret | 2016
20252-215912-02 | Xcel Energy | 85 | 13781 | IOU | SRC051584 | 556 | Solar |  |  | Withdrawn | Trade Secret | Trade |  |  | Community Solar Garden | Solar*Rewards Community | Trade Secret | 2016
20252-215912-02 | Xcel Energy | 85 | 13781 | IOU | SRC051586 | 1000 | Solar |  |  | Withdrawn | Trade Secret | Trade | HUG | HUG321 | Community Solar Garden | Solar*Rewards Community | Trade Secret | 2016
20252-215912-02 | Xcel Energy | 85 | 13781 | IOU | SRC051588 | 1000 | Solar |  |  | Withdrawn | Trade Secret | Trade | EKO | EKO021 | Community Solar Garden | Solar*Rewards Community | Trade Secret | 2016
20252-215912-02 | Xcel Energy | 85 | 13781 | IOU | SRC051592 | 1000 | Solar |  |  | Withdrawn | Trade Secret | Trade | AFT | AFT322 | Community Solar Garden | Solar*Rewards Community | Trade Secret | 2016
20252-215912-02 | Xcel Energy | 85 | 13781 | IOU | SRC051595 | 1000 | Solar |  |  | Withdrawn | Trade Secret | Trade | SCA | SCA021 | Community Solar Garden | Solar*Rewards Community | Trade Secret | 2016
20252-215912-02 | Xcel Energy | 85 | 13781 | IOU | SRC051596 | 1000 | Solar |  |  | Withdrawn | Trade Secret | Trade | WCS | WCS064 | Community Solar Garden | Solar*Rewards Community | Trade Secret | 2016
20252-215912-02 | Xcel Energy | 85 | 13781 | IOU | SRC051683 | 1000 | Solar |  |  | Withdrawn | Trade Secret | Trade | LAK | LAK032 | Community Solar Garden | Solar*Rewards Community | Trade Secret | 2016
20252-215912-02 | Xcel Energy | 85 | 13781 | IOU | SRC051999 | 1000 | Solar |  |  | Withdrawn | Trade Secret | Trade |  |  | Community Solar Garden | Solar*Rewards Community | Trade Secret | 2016
20252-215912-02 | Xcel Energy | 85 | 13781 | IOU | SRC052000 | 1000 | Solar |  |  | Withdrawn | Trade Secret | Trade |  |  | Community Solar Garden | Solar*Rewards Community | Trade Secret | 2016
20252-215912-02 | Xcel Energy | 85 | 13781 | IOU | SRC052001 | 1000 | Solar |  |  | Withdrawn | Trade Secret | Trade |  |  | Community Solar Garden | Solar*Rewards Community | Trade Secret | 2016
20252-215912-02 | Xcel Energy | 85 | 13781 | IOU | SRC052002 | 1000 | Solar |  |  | Withdrawn | Trade Secret | Trade |  |  | Community Solar Garden | Solar*Rewards Community | Trade Secret | 2016
20252-215912-02 | Xcel Energy | 85 | 13781 | IOU | SRC052003 | 1000 | Solar |  |  | Withdrawn | Trade Secret | Trade |  |  | Community Solar Garden | Solar*Rewards Community | Trade Secret | 2016
20252-215912-02 | Xcel Energy | 85 | 13781 | IOU | SRC052285 | 1000 | Solar |  |  | Withdrawn | Trade Secret | Trade |  |  | Community Solar Garden | Solar*Rewards Community | Trade Secret | 2016
20252-215912-02 | Xcel Energy | 85 | 13781 | IOU | SRC052286 | 1000 | Solar |  |  | Withdrawn | Trade Secret | Trade |  |  | Community Solar Garden | Solar*Rewards Community | Trade Secret | 2016
20252-215912-02 | Xcel Energy | 85 | 13781 | IOU | SRC052287 | 1000 | Solar |  |  | Withdrawn | Trade Secret | Trade |  |  | Community Solar Garden | Solar*Rewards Community | Trade Secret | 2016
20252-215912-02 | Xcel Energy | 85 | 13781 | IOU | SRC052288 | 1000 | Solar |  |  | Withdrawn | Trade Secret | Trade |  |  | Community Solar Garden | Solar*Rewards Community | Trade Secret | 2016
20252-215912-02 | Xcel Energy | 85 | 13781 | IOU | SRC052289 | 1000 | Solar |  |  | Withdrawn | Trade Secret | Trade |  |  | Community Solar Garden | Solar*Rewards Community | Trade Secret | 2016
20252-215912-02 | Xcel Energy | 85 | 13781 | IOU | SRC052290 | 1000 | Solar |  |  | Withdrawn | Trade Secret | Trade |  |  | Community Solar Garden | Solar*Rewards Community | Trade Secret | 2016
20252-215912-02 | Xcel Energy | 85 | 13781 | IOU | SRC052291 | 1000 | Solar |  |  | Withdrawn | Trade Secret | Trade |  |  | Community Solar Garden | Solar*Rewards Community | Trade Secret | 2016
20252-215912-02 | Xcel Energy | 85 | 13781 | IOU | SRC052292 | 1000 | Solar |  |  | Withdrawn | Trade Secret | Trade |  |  | Community Solar Garden | Solar*Rewards Community | Trade Secret | 2016
20252-215912-02 | Xcel Energy | 85 | 13781 | IOU | SRC052293 | 1000 | Solar |  |  | Withdrawn | Trade Secret | Trade |  |  | Community Solar Garden | Solar*Rewards Community | Trade Secret | 2016
20252-215912-02 | Xcel Energy | 85 | 13781 | IOU | SRC052294 | 1000 | Solar |  |  | Withdrawn | Trade Secret | Trade |  |  | Community Solar Garden | Solar*Rewards Community | Trade Secret | 2016
20252-215912-02 | Xcel Energy | 85 | 13781 | IOU | SRC052295 | 1000 | Solar |  |  | Withdrawn | Trade Secret | Trade |  |  | Community Solar Garden | Solar*Rewards Community | Trade Secret | 2016
20252-215912-02 | Xcel Energy | 85 | 13781 | IOU | SRC052296 | 1000 | Solar |  |  | Withdrawn | Trade Secret | Trade |  |  | Community Solar Garden | Solar*Rewards Community | Trade Secret | 2016
20252-215912-02 | Xcel Energy | 85 | 13781 | IOU | SRC052297 | 1000 | Solar |  |  | Withdrawn | Trade Secret | Trade |  |  | Community Solar Garden | Solar*Rewards Community | Trade Secret | 2016
20252-215912-02 | Xcel Energy | 85 | 13781 | IOU | SRC052298 | 1000 | Solar |  |  | Withdrawn | Trade Secret | Trade |  |  | Community Solar Garden | Solar*Rewards Community | Trade Secret | 2016
20252-215912-02 | Xcel Energy | 85 | 13781 | IOU | SRC052299 | 1000 | Solar |  |  | Withdrawn | Trade Secret | Trade |  |  | Community Solar Garden | Solar*Rewards Community | Trade Secret | 2016
20252-215912-02 | Xcel Energy | 85 | 13781 | IOU | SRC052300 | 1000 | Solar |  |  | Withdrawn | Trade Secret | Trade |  |  | Community Solar Garden | Solar*Rewards Community | Trade Secret | 2016
20252-215912-02 | Xcel Energy | 85 | 13781 | IOU | SRC052301 | 1000 | Solar |  |  | Withdrawn | Trade Secret | Trade |  |  | Community Solar Garden | Solar*Rewards Community | Trade Secret | 2016
20252-215912-02 | Xcel Energy | 85 | 13781 | IOU | SRC052302 | 1000 | Solar |  |  | Withdrawn | Trade Secret | Trade |  |  | Community Solar Garden | Solar*Rewards Community | Trade Secret | 2016
20252-215912-02 | Xcel Energy | 85 | 13781 | IOU | SRC052303 | 1000 | Solar |  |  | Withdrawn | Trade Secret | Trade |  |  | Community Solar Garden | Solar*Rewards Community | Trade Secret | 2016
20252-215912-02 | Xcel Energy | 85 | 13781 | IOU | SRC052433 | 1000 | Solar |  |  | Withdrawn | Trade Secret | Trade | HUG | HUG321 | Community Solar Garden | Solar*Rewards Community | Trade Secret | 2016
20252-215912-02 | Xcel Energy | 85 | 13781 | IOU | SRC052435 | 1000 | Solar |  |  | Withdrawn | Trade Secret | Trade | NOF | NOF061 | Community Solar Garden | Solar*Rewards Community | Trade Secret | 2016
20252-215912-02 | Xcel Energy | 85 | 13781 | IOU | SRC052437 | 1000 | Solar |  |  | Withdrawn | Trade Secret | Trade | SCA | SCA021 | Community Solar Garden | Solar*Rewards Community | Trade Secret | 2016
20252-215912-02 | Xcel Energy | 85 | 13781 | IOU | SRC052445 | 133.2 | Solar |  |  | Withdrawn | Trade Secret | Trade | RLK | RLK069 | Community Solar Garden | Solar*Rewards Community | Trade Secret | 2016
20252-215912-02 | Xcel Energy | 85 | 13781 | IOU | SRC052566 | 250 | Solar |  |  | Withdrawn | Trade Secret | Trade | GVW | GVW031 | Community Solar Garden | Solar*Rewards Community | Trade Secret | 2016
20252-215912-02 | Xcel Energy | 85 | 13781 | IOU | SRC052567 | 810 | Solar |  |  | Withdrawn | Trade Secret | Trade |  |  | Community Solar Garden | Solar*Rewards Community | Trade Secret | 2016
20252-215912-02 | Xcel Energy | 85 | 13781 | IOU | SRC052568 | 250 | Solar |  |  | Withdrawn | Trade Secret | Trade |  |  | Community Solar Garden | Solar*Rewards Community | Trade Secret | 2016
20252-215912-02 | Xcel Energy | 85 | 13781 | IOU | SRC052569 | 250 | Solar |  |  | Withdrawn | Trade Secret | Trade |  |  | Community Solar Garden | Solar*Rewards Community | Trade Secret | 2016
20252-215912-02 | Xcel Energy | 85 | 13781 | IOU | SRC052570 | 468 | Solar |  |  | Withdrawn | Trade Secret | Trade | NOF | NOF061 | Community Solar Garden | Solar*Rewards Community | Trade Secret | 2016
20252-215912-02 | Xcel Energy | 85 | 13781 | IOU | SRC052694 | 1000 | Solar |  |  | Withdrawn | Trade Secret | Trade | PIP | PIP090 | Community Solar Garden | Solar*Rewards Community | Trade Secret | 2016
20252-215912-02 | Xcel Energy | 85 | 13781 | IOU | SRC052695 | 1000 | Solar |  |  | Withdrawn | Trade Secret | Trade |  |  | Community Solar Garden | Solar*Rewards Community | Trade Secret | 2016
20252-215912-02 | Xcel Energy | 85 | 13781 | IOU | SRC052696 | 1000 | Solar |  |  | Withdrawn | Trade Secret | Trade |  |  | Community Solar Garden | Solar*Rewards Community | Trade Secret | 2016
20252-215912-02 | Xcel Energy | 85 | 13781 | IOU | SRC052697 | 1000 | Solar |  |  | Withdrawn | Trade Secret | Trade |  |  | Community Solar Garden | Solar*Rewards Community | Trade Secret | 2016
20252-215912-02 | Xcel Energy | 85 | 13781 | IOU | SRC052700 | 1000 | Solar |  |  | Withdrawn | Trade Secret | Trade | MTW | MTW021 | Community Solar Garden | Solar*Rewards Community | Trade Secret | 2016
20252-215912-02 | Xcel Energy | 85 | 13781 | IOU | SRC052701 | 1000 | Solar |  |  | Withdrawn | Trade Secret | Trade |  |  | Community Solar Garden | Solar*Rewards Community | Trade Secret | 2016
20252-215912-02 | Xcel Energy | 85 | 13781 | IOU | SRC052702 | 1000 | Solar |  |  | Withdrawn | Trade Secret | Trade |  |  | Community Solar Garden | Solar*Rewards Community | Trade Secret | 2016
20252-215912-02 | Xcel Energy | 85 | 13781 | IOU | SRC052703 | 1000 | Solar |  |  | Withdrawn | Trade Secret | Trade |  |  | Community Solar Garden | Solar*Rewards Community | Trade Secret | 2016
20252-215912-02 | Xcel Energy | 85 | 13781 | IOU | SRC052704 | 1000 | Solar |  |  | Withdrawn | Trade Secret | Trade |  |  | Community Solar Garden | Solar*Rewards Community | Trade Secret | 2016
20252-215912-02 | Xcel Energy | 85 | 13781 | IOU | SRC052705 | 1000 | Solar |  |  | Withdrawn | Trade Secret | Trade | BEK | BEK311 | Community Solar Garden | Solar*Rewards Community | Trade Secret | 2016
20252-215912-02 | Xcel Energy | 85 | 13781 | IOU | SRC052706 | 1000 | Solar |  |  | Withdrawn | Trade Secret | Trade |  |  | Community Solar Garden | Solar*Rewards Community | Trade Secret | 2016
20252-215912-02 | Xcel Energy | 85 | 13781 | IOU | SRC052707 | 500 | Solar |  |  | Withdrawn | Trade Secret | Trade |  |  | Community Solar Garden | Solar*Rewards Community | Trade Secret | 2016
20252-215912-02 | Xcel Energy | 85 | 13781 | IOU | SRC052709 | 250 | Solar |  |  | Withdrawn | Trade Secret | Trade | ELP | ELP086 | Community Solar Garden | Solar*Rewards Community | Trade Secret | 2016
20252-215912-02 | Xcel Energy | 85 | 13781 | IOU | SRC052710 | 1000 | Solar |  |  | Withdrawn | Trade Secret | Trade | ALB | ALB022 | Community Solar Garden | Solar*Rewards Community | Trade Secret | 2016
20252-215912-02 | Xcel Energy | 85 | 13781 | IOU | SRC052711 | 1000 | Solar |  |  | Withdrawn | Trade Secret | Trade | ZUF | ZUF021 | Community Solar Garden | Solar*Rewards Community | Trade Secret | 2016
20252-215912-02 | Xcel Energy | 85 | 13781 | IOU | SRC052713 | 1000 | Solar |  |  | Withdrawn | Trade Secret | Trade | CAF | CAF022 | Community Solar Garden | Solar*Rewards Community | Trade Secret | 2016
20252-215912-02 | Xcel Energy | 85 | 13781 | IOU | SRC052714 | 1000 | Solar |  |  | Withdrawn | Trade Secret | Trade | ZUF | ZUF021 | Community Solar Garden | Solar*Rewards Community | Trade Secret | 2016
20252-215912-02 | Xcel Energy | 85 | 13781 | IOU | SRC052720 | 1000 | Solar |  |  | Withdrawn | Trade Secret | Trade | LAC | LAC063 | Community Solar Garden | Solar*Rewards Community | Trade Secret | 2016
20252-215912-02 | Xcel Energy | 85 | 13781 | IOU | SRC052729 | 1000 | Solar |  |  | Withdrawn | Trade Secret | Trade | HAS | HAS021 | Community Solar Garden | Solar*Rewards Community | Trade Secret | 2016
20252-215912-02 | Xcel Energy | 85 | 13781 | IOU | SRC052730 | 1000 | Solar |  |  | Withdrawn | Trade Secret | Trade | HOW | HOW061 | Community Solar Garden | Solar*Rewards Community | Trade Secret | 2016
20252-215912-02 | Xcel Energy | 85 | 13781 | IOU | SRC052731 | 1000 | Solar |  |  | Withdrawn | Trade Secret | Trade | BUR | BUR032 | Community Solar Garden | Solar*Rewards Community | Trade Secret | 2016
20252-215912-02 | Xcel Energy | 85 | 13781 | IOU | SRC052734 | 1000 | Solar |  |  | Withdrawn | Trade Secret | Trade | MTW | MTW021 | Community Solar Garden | Solar*Rewards Community | Trade Secret | 2016
20252-215912-02 | Xcel Energy | 85 | 13781 | IOU | SRC052736 | 1000 | Solar |  |  | Withdrawn | Trade Secret | Trade |  |  | Community Solar Garden | Solar*Rewards Community | Trade Secret | 2016
20252-215912-02 | Xcel Energy | 85 | 13781 | IOU | SRC052747 | 250 | Solar |  |  | Withdrawn | Trade Secret | Trade |  |  | Community Solar Garden | Solar*Rewards Community | Trade Secret | 2017
20252-215912-02 | Xcel Energy | 85 | 13781 | IOU | SRC052749 | 1000 | Solar |  |  | Withdrawn | Trade Secret | Trade | MHW | MHW311 | Community Solar Garden | Solar*Rewards Community | Trade Secret | 2017
20252-215912-02 | Xcel Energy | 85 | 13781 | IOU | SRC052753 | 1000 | Solar |  |  | Withdrawn | Trade Secret | Trade | JOR | JOR022 | Community Solar Garden | Solar*Rewards Community | Trade Secret | 2017
20252-215912-02 | Xcel Energy | 85 | 13781 | IOU | SRC052756 | 1000 | Solar |  |  | Withdrawn | Trade Secret | Trade | SCA | SCA021 | Community Solar Garden | Solar*Rewards Community | Trade Secret | 2017
20252-215912-02 | Xcel Energy | 85 | 13781 | IOU | SRC052758 | 1000 | Solar |  |  | Withdrawn | Trade Secret | Trade | NOF | NOF061 | Community Solar Garden | Solar*Rewards Community | Trade Secret | 2017
20252-215912-02 | Xcel Energy | 85 | 13781 | IOU | SRC052762 | 1000 | Solar |  |  | Withdrawn | Trade Secret | Trade | HSN | HSN312 | Community Solar Garden | Solar*Rewards Community | Trade Secret | 2017
20252-215912-02 | Xcel Energy | 85 | 13781 | IOU | SRC052764 | 1000 | Solar |  |  | Withdrawn | Trade Secret | Trade |  |  | Community Solar Garden | Solar*Rewards Community | Trade Secret | 2017
20252-215912-02 | Xcel Energy | 85 | 13781 | IOU | SRC052767 | 1000 | Solar |  |  | Withdrawn | Trade Secret | Trade |  |  | Community Solar Garden | Solar*Rewards Community | Trade Secret | 2017
20252-215912-02 | Xcel Energy | 85 | 13781 | IOU | SRC052768 | 1000 | Solar |  |  | Withdrawn | Trade Secret | Trade | LSP | LSP021 | Community Solar Garden | Solar*Rewards Community | Trade Secret | 2017
20252-215912-02 | Xcel Energy | 85 | 13781 | IOU | SRC052769 | 1000 | Solar |  |  | Withdrawn | Trade Secret | Trade | CGR | CGR063 | Community Solar Garden | Solar*Rewards Community | Trade Secret | 2017
20252-215912-02 | Xcel Energy | 85 | 13781 | IOU | SRC052771 | 200 | Solar |  |  | Withdrawn | Trade Secret | Trade | CDV | CDV061 | Community Solar Garden | Solar*Rewards Community | Trade Secret | 2017
20252-215912-02 | Xcel Energy | 85 | 13781 | IOU | SRC052772 | 60 | Solar |  |  | Withdrawn | Trade Secret | Trade | CDV | CDV061 | Community Solar Garden | Solar*Rewards Community | Trade Secret | 2017
20252-215912-02 | Xcel Energy | 85 | 13781 | IOU | SRC052773 | 1000 | Solar |  |  | Withdrawn | Trade Secret | Trade |  |  | Community Solar Garden | Solar*Rewards Community | Trade Secret | 2017
20252-215912-02 | Xcel Energy | 85 | 13781 | IOU | SRC052774 | 1000 | Solar |  |  | Withdrawn | Trade Secret | Trade |  |  | Community Solar Garden | Solar*Rewards Community | Trade Secret | 2017
20252-215912-02 | Xcel Energy | 85 | 13781 | IOU | SRC052775 | 225 | Solar |  |  | Withdrawn | Trade Secret | Trade | HYL | HYL065 | Community Solar Garden | Solar*Rewards Community | Trade Secret | 2017
20252-215912-02 | Xcel Energy | 85 | 13781 | IOU | SRC052776 | 115 | Solar |  |  | Withdrawn | Trade Secret | Trade | CEL | CEL064 | Community Solar Garden | Solar*Rewards Community | Trade Secret | 2017
20252-215912-02 | Xcel Energy | 85 | 13781 | IOU | SRC052777 | 60 | Solar |  |  | Withdrawn | Trade Secret | Trade |  |  | Community Solar Garden | Solar*Rewards Community | Trade Secret | 2017
20252-215912-02 | Xcel Energy | 85 | 13781 | IOU | SRC052778 | 250 | Solar |  |  | Withdrawn | Trade Secret | Trade |  |  | Community Solar Garden | Solar*Rewards Community | Trade Secret | 2017
20252-215912-02 | Xcel Energy | 85 | 13781 | IOU | SRC052779 | 125 | Solar |  |  | Withdrawn | Trade Secret | Trade |  |  | Community Solar Garden | Solar*Rewards Community | Trade Secret | 2017
20252-215912-02 | Xcel Energy | 85 | 13781 | IOU | SRC052780 | 450 | Solar |  |  | Withdrawn | Trade Secret | Trade |  |  | Community Solar Garden | Solar*Rewards Community | Trade Secret | 2017
20252-215912-02 | Xcel Energy | 85 | 13781 | IOU | SRC052783 | 1000 | Solar |  |  | Withdrawn | Trade Secret | Trade | CHE | CHE063 | Community Solar Garden | Solar*Rewards Community | Trade Secret | 2017
20252-215912-02 | Xcel Energy | 85 | 13781 | IOU | SRC052786 | 1000 | Solar |  |  | Withdrawn | Trade Secret | Trade | SCL | SCL322 | Community Solar Garden | Solar*Rewards Community | Trade Secret | 2017
20252-215912-02 | Xcel Energy | 85 | 13781 | IOU | SRC052787 | 1000 | Solar |  |  | Withdrawn | Trade Secret | Trade |  |  | Community Solar Garden | Solar*Rewards Community | Trade Secret | 2017
20252-215912-02 | Xcel Energy | 85 | 13781 | IOU | SRC052788 | 1000 | Solar |  |  | Withdrawn | Trade Secret | Trade | SCL | SCL322 | Community Solar Garden | Solar*Rewards Community | Trade Secret | 2017
20252-215912-02 | Xcel Energy | 85 | 13781 | IOU | SRC052789 | 1000 | Solar |  |  | Withdrawn | Trade Secret | Trade | WAS | WAS091 | Community Solar Garden | Solar*Rewards Community | Trade Secret | 2017
20252-215912-02 | Xcel Energy | 85 | 13781 | IOU | SRC052790 | 1000 | Solar |  |  | Withdrawn | Trade Secret | Trade |  |  | Community Solar Garden | Solar*Rewards Community | Trade Secret | 2017
20252-215912-02 | Xcel Energy | 85 | 13781 | IOU | SRC052791 | 1000 | Solar |  |  | Withdrawn | Trade Secret | Trade | LOK | LOK082 | Community Solar Garden | Solar*Rewards Community | Trade Secret | 2017
20252-215912-02 | Xcel Energy | 85 | 13781 | IOU | SRC052792 | 1000 | Solar |  |  | Withdrawn | Trade Secret | Trade | LOK | LOK082 | Community Solar Garden | Solar*Rewards Community | Trade Secret | 2017
20252-215912-02 | Xcel Energy | 85 | 13781 | IOU | SRC052793 | 1000 | Solar |  |  | Withdrawn | Trade Secret | Trade | SCL | SCL322 | Community Solar Garden | Solar*Rewards Community | Trade Secret | 2017
20252-215912-02 | Xcel Energy | 85 | 13781 | IOU | SRC052794 | 1000 | Solar |  |  | Withdrawn | Trade Secret | Trade |  |  | Community Solar Garden | Solar*Rewards Community | Trade Secret | 2017
20252-215912-02 | Xcel Energy | 85 | 13781 | IOU | SRC052800 | 600 | Solar |  |  | Withdrawn | Trade Secret | Trade |  |  | Community Solar Garden | Solar*Rewards Community | Trade Secret | 2017
20252-215912-02 | Xcel Energy | 85 | 13781 | IOU | SRC052802 | 1000 | Solar |  |  | Withdrawn | Trade Secret | Trade |  |  | Community Solar Garden | Solar*Rewards Community | Trade Secret | 2017
20252-215912-02 | Xcel Energy | 85 | 13781 | IOU | SRC052805 | 1000 | Solar |  |  | Withdrawn | Trade Secret | Trade |  |  | Community Solar Garden | Solar*Rewards Community | Trade Secret | 2017
20252-215912-02 | Xcel Energy | 85 | 13781 | IOU | SRC052807 | 1000 | Solar |  |  | Withdrawn | Trade Secret | Trade |  |  | Community Solar Garden | Solar*Rewards Community | Trade Secret | 2017
20252-215912-02 | Xcel Energy | 85 | 13781 | IOU | SRC052808 | 1000 | Solar |  |  | Withdrawn | Trade Secret | Trade | HUG | HUG321 | Community Solar Garden | Solar*Rewards Community | Trade Secret | 2017
20252-215912-02 | Xcel Energy | 85 | 13781 | IOU | SRC052812 | 1000 | Solar |  |  | Withdrawn | Trade Secret | Trade |  |  | Community Solar Garden | Solar*Rewards Community | Trade Secret | 2017
20252-215912-02 | Xcel Energy | 85 | 13781 | IOU | SRC052815 | 1000 | Solar |  |  | Withdrawn | Trade Secret | Trade | SCL | SCL322 | Community Solar Garden | Solar*Rewards Community | Trade Secret | 2017
20252-215912-02 | Xcel Energy | 85 | 13781 | IOU | SRC052816 | 1000 | Solar |  |  | Withdrawn | Trade Secret | Trade | SCL | SCL322 | Community Solar Garden | Solar*Rewards Community | Trade Secret | 2017
20252-215912-02 | Xcel Energy | 85 | 13781 | IOU | SRC052817 | 1000 | Solar |  |  | Withdrawn | Trade Secret | Trade |  |  | Community Solar Garden | Solar*Rewards Community | Trade Secret | 2017
20252-215912-02 | Xcel Energy | 85 | 13781 | IOU | SRC052818 | 1000 | Solar |  |  | Withdrawn | Trade Secret | Trade | SCL | SCL322 | Community Solar Garden | Solar*Rewards Community | Trade Secret | 2017
20252-215912-02 | Xcel Energy | 85 | 13781 | IOU | SRC052819 | 1000 | Solar |  |  | Withdrawn | Trade Secret | Trade |  |  | Community Solar Garden | Solar*Rewards Community | Trade Secret | 2017
20252-215912-02 | Xcel Energy | 85 | 13781 | IOU | SRC052820 | 1000 | Solar |  |  | Withdrawn | Trade Secret | Trade |  |  | Community Solar Garden | Solar*Rewards Community | Trade Secret | 2017
20252-215912-02 | Xcel Energy | 85 | 13781 | IOU | SRC052821 | 1000 | Solar |  |  | Withdrawn | Trade Secret | Trade |  |  | Community Solar Garden | Solar*Rewards Community | Trade Secret | 2017
20252-215912-02 | Xcel Energy | 85 | 13781 | IOU | SRC052822 | 1000 | Solar |  |  | Withdrawn | Trade Secret | Trade |  |  | Community Solar Garden | Solar*Rewards Community | Trade Secret | 2017
20252-215912-02 | Xcel Energy | 85 | 13781 | IOU | SRC052823 | 1000 | Solar |  |  | Withdrawn | Trade Secret | Trade |  |  | Community Solar Garden | Solar*Rewards Community | Trade Secret | 2017
20252-215912-02 | Xcel Energy | 85 | 13781 | IOU | SRC052826 | 1000 | Solar |  |  | Withdrawn | Trade Secret | Trade | HUG | HUG321 | Community Solar Garden | Solar*Rewards Community | Trade Secret | 2017
20252-215912-02 | Xcel Energy | 85 | 13781 | IOU | SRC052833 | 1000 | Solar |  |  | Withdrawn | Trade Secret | Trade | MTW | MTW021 | Community Solar Garden | Solar*Rewards Community | Trade Secret | 2017
20252-215912-02 | Xcel Energy | 85 | 13781 | IOU | SRC052835 | 1000 | Solar |  |  | Withdrawn | Trade Secret | Trade | EGL | EGL021 | Community Solar Garden | Solar*Rewards Community | Trade Secret | 2017
20252-215912-02 | Xcel Energy | 85 | 13781 | IOU | SRC052836 | 1000 | Solar |  |  | Withdrawn | Trade Secret | Trade | BUR | BUR032 | Community Solar Garden | Solar*Rewards Community | Trade Secret | 2017
20252-215912-02 | Xcel Energy | 85 | 13781 | IOU | SRC052840 | 1000 | Solar |  |  | Withdrawn | Trade Secret | Trade | WTN | WTN061 | Community Solar Garden | Solar*Rewards Community | Trade Secret | 2017
20252-215912-02 | Xcel Energy | 85 | 13781 | IOU | SRC052841 | 1000 | Solar |  |  | Withdrawn | Trade Secret | Trade | LAE | LAE061 | Community Solar Garden | Solar*Rewards Community | Trade Secret | 2017
20252-215912-02 | Xcel Energy | 85 | 13781 | IOU | SRC052842 | 250 | Solar |  |  | Withdrawn | Trade Secret | Trade |  |  | Community Solar Garden | Solar*Rewards Community | Trade Secret | 2017
20252-215912-02 | Xcel Energy | 85 | 13781 | IOU | SRC052843 | 250 | Solar |  |  | Withdrawn | Trade Secret | Trade |  |  | Community Solar Garden | Solar*Rewards Community | Trade Secret | 2017
20252-215912-02 | Xcel Energy | 85 | 13781 | IOU | SRC052844 | 1000 | Solar |  |  | Withdrawn | Trade Secret | Trade | SCA | SCA021 | Community Solar Garden | Solar*Rewards Community | Trade Secret | 2017
20252-215912-02 | Xcel Energy | 85 | 13781 | IOU | SRC059877 | 96.87 | Solar |  |  | Withdrawn | Trade Secret | Trade |  |  | Community Solar Garden | Solar*Rewards Community | Trade Secret | 2017
20252-215912-02 | Xcel Energy | 85 | 13781 | IOU | SRC062799 | 1000 | Solar |  |  | Withdrawn | Trade Secret | Trade | LAP | LAP311 | Community Solar Garden | Solar*Rewards Community | Trade Secret | 2017
20252-215912-02 | Xcel Energy | 85 | 13781 | IOU | SRC062806 | 1000 | Solar |  |  | Withdrawn | Trade Secret | Trade | PLA | PLA022 | Community Solar Garden | Solar*Rewards Community | Trade Secret | 2017
20252-215912-02 | Xcel Energy | 85 | 13781 | IOU | SRC062807 | 1000 | Solar |  |  | Withdrawn | Trade Secret | Trade | ECK | ECK322 | Community Solar Garden | Solar*Rewards Community | Trade Secret | 2017
20252-215912-02 | Xcel Energy | 85 | 13781 | IOU | SRC062808 | 1000 | Solar |  |  | Withdrawn | Trade Secret | Trade | ROC | ROC090 | Community Solar Garden | Solar*Rewards Community | Trade Secret | 2017
20252-215912-02 | Xcel Energy | 85 | 13781 | IOU | SRC062813 | 1000 | Solar |  |  | Withdrawn | Trade Secret | Trade | ATW | ATW061 | Community Solar Garden | Solar*Rewards Community | Trade Secret | 2017
20252-215912-02 | Xcel Energy | 85 | 13781 | IOU | SRC062817 | 1000 | Solar |  |  | Withdrawn | Trade Secret | Trade | LAP | LAP311 | Community Solar Garden | Solar*Rewards Community | Trade Secret | 2017
20252-215912-02 | Xcel Energy | 85 | 13781 | IOU | SRC062868 | 1000 | Solar |  |  | Withdrawn | Trade Secret | Trade | SRD | SRD211 | Community Solar Garden | Solar*Rewards Community | Trade Secret | 2017
20252-215912-02 | Xcel Energy | 85 | 13781 | IOU | SRC063297 | 500 | Solar |  |  | Withdrawn | Trade Secret | Trade | ROC | ROC090 | Community Solar Garden | Solar*Rewards Community | Trade Secret | 2017
20252-215912-02 | Xcel Energy | 85 | 13781 | IOU | SRC063298 | 1000 | Solar |  |  | Withdrawn | Trade Secret | Trade | VIL | VIL021 | Community Solar Garden | Solar*Rewards Community | Trade Secret | 2017
20252-215912-02 | Xcel Energy | 85 | 13781 | IOU | SRC063505 | 1000 | Solar |  |  | Withdrawn | Trade Secret | Trade |  |  | Community Solar Garden | Solar*Rewards Community | Trade Secret | 2017
20252-215912-02 | Xcel Energy | 85 | 13781 | IOU | SRC063635 | 1000 | Solar |  |  | Withdrawn | Trade Secret | Trade | ATW | ATW061 | Community Solar Garden | Solar*Rewards Community | Trade Secret | 2017
20252-215912-02 | Xcel Energy | 85 | 13781 | IOU | SRC063640 | 1000 | Solar |  |  | Withdrawn | Trade Secret | Trade |  |  | Community Solar Garden | Solar*Rewards Community | Trade Secret | 2017
20252-215912-02 | Xcel Energy | 85 | 13781 | IOU | SRC063641 | 1000 | Solar |  |  | Withdrawn | Trade Secret | Trade | CTF | CTF022 | Community Solar Garden | Solar*Rewards Community | Trade Secret | 2017
20252-215912-02 | Xcel Energy | 85 | 13781 | IOU | SRC063643 | 1000 | Solar |  |  | Withdrawn | Trade Secret | Trade | WAS | WAS092 | Community Solar Garden | Solar*Rewards Community | Trade Secret | 2017
20252-215912-02 | Xcel Energy | 85 | 13781 | IOU | SRC063644 | 1000 | Solar |  |  | Withdrawn | Trade Secret | Trade |  |  | Community Solar Garden | Solar*Rewards Community | Trade Secret | 2017
20252-215912-02 | Xcel Energy | 85 | 13781 | IOU | SRC064069 | 1000 | Solar |  |  | Withdrawn | Trade Secret | Trade | REW | REW023 | Community Solar Garden | Solar*Rewards Community | Trade Secret | 2017
20252-215912-02 | Xcel Energy | 85 | 13781 | IOU | SRC064071 | 1000 | Solar |  |  | Withdrawn | Trade Secret | Trade | RCH | RCH061 | Community Solar Garden | Solar*Rewards Community | Trade Secret | 2017
20252-215912-02 | Xcel Energy | 85 | 13781 | IOU | SRC064074 | 1000 | Solar |  |  | Withdrawn | Trade Secret | Trade | SOH | SOH001 | Community Solar Garden | Solar*Rewards Community | Trade Secret | 2017
20252-215912-02 | Xcel Energy | 85 | 13781 | IOU | SRC064255 | 1000 | Solar |  |  | Withdrawn | Trade Secret | Trade |  |  | Community Solar Garden | Solar*Rewards Community | Trade Secret | 2018
20252-215912-02 | Xcel Energy | 85 | 13781 | IOU | SRC064256 | 10 | Solar |  |  | Withdrawn | Trade Secret | Trade |  |  | Community Solar Garden | Solar*Rewards Community | Trade Secret | 2018
20252-215912-02 | Xcel Energy | 85 | 13781 | IOU | SRC064299 | 1000 | Solar |  |  | Withdrawn | Trade Secret | Trade |  |  | Community Solar Garden | Solar*Rewards Community | Trade Secret | 2018
20252-215912-02 | Xcel Energy | 85 | 13781 | IOU | SRC064300 | 1000 | Solar |  |  | Withdrawn | Trade Secret | Trade |  |  | Community Solar Garden | Solar*Rewards Community | Trade Secret | 2018
20252-215912-02 | Xcel Energy | 85 | 13781 | IOU | SRC064301 | 1000 | Solar |  |  | Withdrawn | Trade Secret | Trade |  |  | Community Solar Garden | Solar*Rewards Community | Trade Secret | 2018
20252-215912-02 | Xcel Energy | 85 | 13781 | IOU | SRC064302 | 1000 | Solar |  |  | Withdrawn | Trade Secret | Trade |  |  | Community Solar Garden | Solar*Rewards Community | Trade Secret | 2018
20252-215912-02 | Xcel Energy | 85 | 13781 | IOU | SRC064303 | 1000 | Solar |  |  | Withdrawn | Trade Secret | Trade |  |  | Community Solar Garden | Solar*Rewards Community | Trade Secret | 2018
20252-215912-02 | Xcel Energy | 85 | 13781 | IOU | SRC064852 | 1000 | Solar |  |  | Withdrawn | Trade Secret | Trade | SRD | SRD211 | Community Solar Garden | Solar*Rewards Community | Trade Secret | 2018
20252-215912-02 | Xcel Energy | 85 | 13781 | IOU | SRC064854 | 1000 | Solar |  |  | Withdrawn | Trade Secret | Trade | LSP | LSP022 | Community Solar Garden | Solar*Rewards Community | Trade Secret | 2018
20252-215912-02 | Xcel Energy | 85 | 13781 | IOU | SRC064855 | 1000 | Solar |  |  | Withdrawn | Trade Secret | Trade | PAT | PAT312 | Community Solar Garden | Solar*Rewards Community | Trade Secret | 2018
20252-215912-02 | Xcel Energy | 85 | 13781 | IOU | SRC064982 | 1000 | Solar |  |  | Withdrawn | Trade Secret | Trade | AVR | AVR081 | Community Solar Garden | Solar*Rewards Community | Trade Secret | 2018
20252-215912-02 | Xcel Energy | 85 | 13781 | IOU | SRC065235 | 1000 | Solar |  |  | Withdrawn | Trade Secret | Trade | LSP | LSP021 | Community Solar Garden | Solar*Rewards Community | Trade Secret | 2018
20252-215912-02 | Xcel Energy | 85 | 13781 | IOU | SRC065657 | 1000 | Solar |  |  | Withdrawn | Trade Secret | Trade | MEI | MEI021 | Community Solar Garden | Solar*Rewards Community | Trade Secret | 2018
20252-215912-02 | Xcel Energy | 85 | 13781 | IOU | SRC065659 | 1000 | Solar |  |  | Withdrawn | Trade Secret | Trade | MGN | MGN211 | Community Solar Garden | Solar*Rewards Community | Trade Secret | 2018
20252-215912-02 | Xcel Energy | 85 | 13781 | IOU | SRC065660 | 320 | Solar |  |  | Withdrawn | Trade Secret | Trade |  |  | Community Solar Garden | Solar*Rewards Community | Trade Secret | 2018
20252-215912-02 | Xcel Energy | 85 | 13781 | IOU | SRC065912 | 1000 | Solar |  |  | Withdrawn | Trade Secret | Trade | HEC | HEC001 | Community Solar Garden | Solar*Rewards Community | Trade Secret | 2018
20252-215912-02 | Xcel Energy | 85 | 13781 | IOU | SRC065955 | 200 | Solar |  |  | Withdrawn | Trade Secret | Trade |  |  | Community Solar Garden | Solar*Rewards Community | Trade Secret | 2018
20252-215912-02 | Xcel Energy | 85 | 13781 | IOU | SRC065956 | 500 | Solar |  |  | Withdrawn | Trade Secret | Trade |  |  | Community Solar Garden | Solar*Rewards Community | Trade Secret | 2018
20252-215912-02 | Xcel Energy | 85 | 13781 | IOU | SRC065958 | 1000 | Solar |  |  | Withdrawn | Trade Secret | Trade | BEL | BEL061 | Community Solar Garden | Solar*Rewards Community | Trade Secret | 2018
20252-215912-02 | Xcel Energy | 85 | 13781 | IOU | SRC065959 | 1000 | Solar |  |  | Withdrawn | Trade Secret | Trade | WKN | WKN001 | Community Solar Garden | Solar*Rewards Community | Trade Secret | 2018
20252-215912-02 | Xcel Energy | 85 | 13781 | IOU | SRC065960 | 1000 | Solar |  |  | Withdrawn | Trade Secret | Trade |  |  | Community Solar Garden | Solar*Rewards Community | Trade Secret | 2018
20252-215912-02 | Xcel Energy | 85 | 13781 | IOU | SRC065965 | 1000 | Solar |  |  | Withdrawn | Trade Secret | Trade | WWK | WWK311 | Community Solar Garden | Solar*Rewards Community | Trade Secret | 2018
20252-215912-02 | Xcel Energy | 85 | 13781 | IOU | SRC065966 | 1000 | Solar |  |  | Withdrawn | Trade Secret | Trade | DAN | DAN021 | Community Solar Garden | Solar*Rewards Community | Trade Secret | 2018
20252-215912-02 | Xcel Energy | 85 | 13781 | IOU | SRC066093 | 1000 | Solar |  |  | Withdrawn | Trade Secret | Trade |  |  | Community Solar Garden | Solar*Rewards Community | Trade Secret | 2018
20252-215912-02 | Xcel Energy | 85 | 13781 | IOU | SRC066094 | 1000 | Solar |  |  | Withdrawn | Trade Secret | Trade |  |  | Community Solar Garden | Solar*Rewards Community | Trade Secret | 2018
20252-215912-02 | Xcel Energy | 85 | 13781 | IOU | SRC066181 | 1000 | Solar |  |  | Withdrawn | Trade Secret | Trade |  |  | Community Solar Garden | Solar*Rewards Community | Trade Secret | 2018
20252-215912-02 | Xcel Energy | 85 | 13781 | IOU | SRC066182 | 1000 | Solar |  |  | Withdrawn | Trade Secret | Trade |  |  | Community Solar Garden | Solar*Rewards Community | Trade Secret | 2018
20252-215912-02 | Xcel Energy | 85 | 13781 | IOU | SRC066183 | 1000 | Solar |  |  | Withdrawn | Trade Secret | Trade |  |  | Community Solar Garden | Solar*Rewards Community | Trade Secret | 2018
20252-215912-02 | Xcel Energy | 85 | 13781 | IOU | SRC066184 | 1000 | Solar |  |  | Withdrawn | Trade Secret | Trade |  |  | Community Solar Garden | Solar*Rewards Community | Trade Secret | 2018
20252-215912-02 | Xcel Energy | 85 | 13781 | IOU | SRC066767 | 1000 | Solar |  |  | Withdrawn | Trade Secret | Trade |  |  | Community Solar Garden | Solar*Rewards Community | Trade Secret | 2018
20252-215912-02 | Xcel Energy | 85 | 13781 | IOU | SRC067626 | 1000 | Solar |  |  | Withdrawn | Trade Secret | Trade | ALB | ALB021 | Community Solar Garden | Solar*Rewards Community | Trade Secret | 2018
20252-215912-02 | Xcel Energy | 85 | 13781 | IOU | SRC067627 | 1000 | Solar |  |  | Withdrawn | Trade Secret | Trade |  |  | Community Solar Garden | Solar*Rewards Community | Trade Secret | 2018
20252-215912-02 | Xcel Energy | 85 | 13781 | IOU | SRC067628 | 1000 | Solar |  |  | Withdrawn | Trade Secret | Trade | CGR | CGR063 | Community Solar Garden | Solar*Rewards Community | Trade Secret | 2018
20252-215912-02 | Xcel Energy | 85 | 13781 | IOU | SRC067633 | 1000 | Solar |  |  | Withdrawn | Trade Secret | Trade | PAT | PAT312 | Community Solar Garden | Solar*Rewards Community | Trade Secret | 2018
20252-215912-02 | Xcel Energy | 85 | 13781 | IOU | SRC067861 | 1000 | Solar |  |  | Withdrawn | Trade Secret | Trade | PAT | PAT312 | Community Solar Garden | Solar*Rewards Community | Trade Secret | 2018
20252-215912-02 | Xcel Energy | 85 | 13781 | IOU | SRC067958 | 1000 | Solar |  |  | Withdrawn | Trade Secret | Trade |  |  | Community Solar Garden | Solar*Rewards Community | Trade Secret | 2018
20252-215912-02 | Xcel Energy | 85 | 13781 | IOU | SRC067959 | 1000 | Solar |  |  | Withdrawn | Trade Secret | Trade | WEL | WEL021 | Community Solar Garden | Solar*Rewards Community | Trade Secret | 2018
20252-215912-02 | Xcel Energy | 85 | 13781 | IOU | SRC067960 | 1000 | Solar |  |  | Withdrawn | Trade Secret | Trade | WEL | WEL021 | Community Solar Garden | Solar*Rewards Community | Trade Secret | 2018
20252-215912-02 | Xcel Energy | 85 | 13781 | IOU | SRC067963 | 1000 | Solar |  |  | Withdrawn | Trade Secret | Trade | CHI | CHI311 | Community Solar Garden | Solar*Rewards Community | Trade Secret | 2018
20252-215912-02 | Xcel Energy | 85 | 13781 | IOU | SRC068007 | 1000 | Solar |  |  | Withdrawn | Trade Secret | Trade | WAT | WAT081 | Community Solar Garden | Solar*Rewards Community | Trade Secret | 2018
20252-215912-02 | Xcel Energy | 85 | 13781 | IOU | SRC068008 | 1000 | Solar |  |  | Withdrawn | Trade Secret | Trade |  |  | Community Solar Garden | Solar*Rewards Community | Trade Secret | 2018
20252-215912-02 | Xcel Energy | 85 | 13781 | IOU | SRC068263 | 1000 | Solar |  |  | Withdrawn | Trade Secret | Trade | PAT | PAT312 | Community Solar Garden | Solar*Rewards Community | Trade Secret | 2018
20252-215912-02 | Xcel Energy | 85 | 13781 | IOU | SRC068264 | 1000 | Solar |  |  | Withdrawn | Trade Secret | Trade | SMT | SMT072 | Community Solar Garden | Solar*Rewards Community | Trade Secret | 2018
20252-215912-02 | Xcel Energy | 85 | 13781 | IOU | SRC068268 | 1000 | Solar |  |  | Withdrawn | Trade Secret | Trade | ALB | ALB022 | Community Solar Garden | Solar*Rewards Community | Trade Secret | 2018
20252-215912-02 | Xcel Energy | 85 | 13781 | IOU | SRC068269 | 1000 | Solar |  |  | Withdrawn | Trade Secret | Trade | ALT | ALT021 | Community Solar Garden | Solar*Rewards Community | Trade Secret | 2018
20252-215912-02 | Xcel Energy | 85 | 13781 | IOU | SRC068439 | 1000 | Solar |  |  | Withdrawn | Trade Secret | Trade | SWN | SWN022 | Community Solar Garden | Solar*Rewards Community | Trade Secret | 2018
20252-215912-02 | Xcel Energy | 85 | 13781 | IOU | SRC068441 | 1000 | Solar |  |  | Withdrawn | Trade Secret | Trade | WAS | WAS092 | Community Solar Garden | Solar*Rewards Community | Trade Secret | 2018
20252-215912-02 | Xcel Energy | 85 | 13781 | IOU | SRC068442 | 1000 | Solar |  |  | Withdrawn | Trade Secret | Trade | ANN | ANN021 | Community Solar Garden | Solar*Rewards Community | Trade Secret | 2018
20252-215912-02 | Xcel Energy | 85 | 13781 | IOU | SRC068449 | 1000 | Solar |  |  | Withdrawn | Trade Secret | Trade | ALB | ALB022 | Community Solar Garden | Solar*Rewards Community | Trade Secret | 2018
20252-215912-02 | Xcel Energy | 85 | 13781 | IOU | SRC068578 | 1000 | Solar |  |  | Withdrawn | Trade Secret | Trade | FAB | FAB063 | Community Solar Garden | Solar*Rewards Community | Trade Secret | 2018
20252-215912-02 | Xcel Energy | 85 | 13781 | IOU | SRC068636 | 1000 | Solar |  |  | Withdrawn | Trade Secret | Trade |  |  | Community Solar Garden | Solar*Rewards Community | Trade Secret | 2018
20252-215912-02 | Xcel Energy | 85 | 13781 | IOU | SRC068770 | 1000 | Solar |  |  | Withdrawn | Trade Secret | Trade | WAT | WAT081 | Community Solar Garden | Solar*Rewards Community | Trade Secret | 2018
20252-215912-02 | Xcel Energy | 85 | 13781 | IOU | SRC068910 | 1000 | Solar |  |  | Withdrawn | Trade Secret | Trade | MHW | MHW311 | Community Solar Garden | Solar*Rewards Community | Trade Secret | 2018
20252-215912-02 | Xcel Energy | 85 | 13781 | IOU | SRC068914 | 1000 | Solar |  |  | Withdrawn | Trade Secret | Trade |  |  | Community Solar Garden | Solar*Rewards Community | Trade Secret | 2018
20252-215912-02 | Xcel Energy | 85 | 13781 | IOU | SRC068915 | 1000 | Solar |  |  | Withdrawn | Trade Secret | Trade |  |  | Community Solar Garden | Solar*Rewards Community | Trade Secret | 2018
20252-215912-02 | Xcel Energy | 85 | 13781 | IOU | SRC068916 | 1000 | Solar |  |  | Withdrawn | Trade Secret | Trade |  |  | Community Solar Garden | Solar*Rewards Community | Trade Secret | 2018
20252-215912-02 | Xcel Energy | 85 | 13781 | IOU | SRC068917 | 1000 | Solar |  |  | Withdrawn | Trade Secret | Trade |  |  | Community Solar Garden | Solar*Rewards Community | Trade Secret | 2018
20252-215912-02 | Xcel Energy | 85 | 13781 | IOU | SRC068920 | 1000 | Solar |  |  | Withdrawn | Trade Secret | Trade | AVN | AVN021 | Community Solar Garden | Solar*Rewards Community | Trade Secret | 2018
20252-215912-02 | Xcel Energy | 85 | 13781 | IOU | SRC068964 | 1000 | Solar |  |  | Withdrawn | Trade Secret | Trade | NOF | NOF072 | Community Solar Garden | Solar*Rewards Community | Trade Secret | 2018
20252-215912-02 | Xcel Energy | 85 | 13781 | IOU | SRC068967 | 1000 | Solar |  |  | Withdrawn | Trade Secret | Trade |  |  | Community Solar Garden | Solar*Rewards Community | Trade Secret | 2018
20252-215912-02 | Xcel Energy | 85 | 13781 | IOU | SRC068968 | 1000 | Solar |  |  | Withdrawn | Trade Secret | Trade |  |  | Community Solar Garden | Solar*Rewards Community | Trade Secret | 2018
20252-215912-02 | Xcel Energy | 85 | 13781 | IOU | SRC068969 | 1000 | Solar |  |  | Withdrawn | Trade Secret | Trade |  |  | Community Solar Garden | Solar*Rewards Community | Trade Secret | 2018
20252-215912-02 | Xcel Energy | 85 | 13781 | IOU | SRC068970 | 1000 | Solar |  |  | Withdrawn | Trade Secret | Trade |  |  | Community Solar Garden | Solar*Rewards Community | Trade Secret | 2018
20252-215912-02 | Xcel Energy | 85 | 13781 | IOU | SRC068971 | 1000 | Solar |  |  | Withdrawn | Trade Secret | Trade |  |  | Community Solar Garden | Solar*Rewards Community | Trade Secret | 2018
20252-215912-02 | Xcel Energy | 85 | 13781 | IOU | SRC068972 | 1000 | Solar |  |  | Withdrawn | Trade Secret | Trade |  |  | Community Solar Garden | Solar*Rewards Community | Trade Secret | 2018
20252-215912-02 | Xcel Energy | 85 | 13781 | IOU | SRC068973 | 1000 | Solar |  |  | Withdrawn | Trade Secret | Trade |  |  | Community Solar Garden | Solar*Rewards Community | Trade Secret | 2018
20252-215912-02 | Xcel Energy | 85 | 13781 | IOU | SRC068974 | 1000 | Solar |  |  | Withdrawn | Trade Secret | Trade |  |  | Community Solar Garden | Solar*Rewards Community | Trade Secret | 2018
20252-215912-02 | Xcel Energy | 85 | 13781 | IOU | SRC068975 | 1000 | Solar |  |  | Withdrawn | Trade Secret | Trade |  |  | Community Solar Garden | Solar*Rewards Community | Trade Secret | 2018
20252-215912-02 | Xcel Energy | 85 | 13781 | IOU | SRC068976 | 1000 | Solar |  |  | Withdrawn | Trade Secret | Trade |  |  | Community Solar Garden | Solar*Rewards Community | Trade Secret | 2018
20252-215912-02 | Xcel Energy | 85 | 13781 | IOU | SRC068977 | 1000 | Solar |  |  | Withdrawn | Trade Secret | Trade |  |  | Community Solar Garden | Solar*Rewards Community | Trade Secret | 2018
20252-215912-02 | Xcel Energy | 85 | 13781 | IOU | SRC068987 | 1000 | Solar |  |  | Withdrawn | Trade Secret | Trade | SWN | SWN022 | Community Solar Garden | Solar*Rewards Community | Trade Secret | 2018
20252-215912-02 | Xcel Energy | 85 | 13781 | IOU | SRC069414 | 1000 | Solar |  |  | Withdrawn | Trade Secret | Trade | GLD | GLD021 | Community Solar Garden | Solar*Rewards Community | Trade Secret | 2018
20252-215912-02 | Xcel Energy | 85 | 13781 | IOU | SRC069416 | 1000 | Solar |  |  | Withdrawn | Trade Secret | Trade | SWN | SWN022 | Community Solar Garden | Solar*Rewards Community | Trade Secret | 2018
20252-215912-02 | Xcel Energy | 85 | 13781 | IOU | SRC069418 | 1000 | Solar |  |  | Withdrawn | Trade Secret | Trade |  |  | Community Solar Garden | Solar*Rewards Community | Trade Secret | 2018
20252-215912-02 | Xcel Energy | 85 | 13781 | IOU | SRC069428 | 1000 | Solar |  |  | Withdrawn | Trade Secret | Trade | SLW | SLW061 | Community Solar Garden | Solar*Rewards Community | Trade Secret | 2018
20252-215912-02 | Xcel Energy | 85 | 13781 | IOU | SRC069429 | 1000 | Solar |  |  | Withdrawn | Trade Secret | Trade |  |  | Community Solar Garden | Solar*Rewards Community | Trade Secret | 2018
20252-215912-02 | Xcel Energy | 85 | 13781 | IOU | SRC069430 | 1000 | Solar |  |  | Withdrawn | Trade Secret | Trade |  |  | Community Solar Garden | Solar*Rewards Community | Trade Secret | 2018
20252-215912-02 | Xcel Energy | 85 | 13781 | IOU | SRC069431 | 1000 | Solar |  |  | Withdrawn | Trade Secret | Trade |  |  | Community Solar Garden | Solar*Rewards Community | Trade Secret | 2018
20252-215912-02 | Xcel Energy | 85 | 13781 | IOU | SRC069432 | 1000 | Solar |  |  | Withdrawn | Trade Secret | Trade |  |  | Community Solar Garden | Solar*Rewards Community | Trade Secret | 2018
20252-215912-02 | Xcel Energy | 85 | 13781 | IOU | SRC069435 | 1000 | Solar |  |  | Withdrawn | Trade Secret | Trade | CAF | CAF022 | Community Solar Garden | Solar*Rewards Community | Trade Secret | 2018
20252-215912-02 | Xcel Energy | 85 | 13781 | IOU | SRC069436 | 1000 | Solar |  |  | Withdrawn | Trade Secret | Trade |  |  | Community Solar Garden | Solar*Rewards Community | Trade Secret | 2018
20252-215912-02 | Xcel Energy | 85 | 13781 | IOU | SRC069438 | 1000 | Solar |  |  | Withdrawn | Trade Secret | Trade | ANN | ANN021 | Community Solar Garden | Solar*Rewards Community | Trade Secret | 2018
20252-215912-02 | Xcel Energy | 85 | 13781 | IOU | SRC069524 | 1000 | Solar |  |  | Withdrawn | Trade Secret | Trade | MHW | MHW311 | Community Solar Garden | Solar*Rewards Community | Trade Secret | 2018
20252-215912-02 | Xcel Energy | 85 | 13781 | IOU | SRC069526 | 1000 | Solar |  |  | Withdrawn | Trade Secret | Trade | WEL | WEL021 | Community Solar Garden | Solar*Rewards Community | Trade Secret | 2018
20252-215912-02 | Xcel Energy | 85 | 13781 | IOU | SRC069527 | 1000 | Solar |  |  | Withdrawn | Trade Secret | Trade | ALB | ALB022 | Community Solar Garden | Solar*Rewards Community | Trade Secret | 2018
20252-215912-02 | Xcel Energy | 85 | 13781 | IOU | SRC069529 | 540 | Solar |  |  | Withdrawn | Trade Secret | Trade | HYL | HYL075 | Community Solar Garden | Solar*Rewards Community | Trade Secret | 2018
20252-215912-02 | Xcel Energy | 85 | 13781 | IOU | SRC069530 | 1000 | Solar |  |  | Withdrawn | Trade Secret | Trade | HSN | HSN312 | Community Solar Garden | Solar*Rewards Community | Trade Secret | 2018
20252-215912-02 | Xcel Energy | 85 | 13781 | IOU | SRC069531 | 480 | Solar |  |  | Withdrawn | Trade Secret | Trade | TWL | TWL082 | Community Solar Garden | Solar*Rewards Community | Trade Secret | 2018
20252-215912-02 | Xcel Energy | 85 | 13781 | IOU | SRC069533 | 1000 | Solar |  |  | Withdrawn | Trade Secret | Trade | RMT | RMT311 | Community Solar Garden | Solar*Rewards Community | Trade Secret | 2018
20252-215912-02 | Xcel Energy | 85 | 13781 | IOU | SRC069870 | 1000 | Solar |  |  | Withdrawn | Trade Secret | Trade | AFT | AFT321 | Community Solar Garden | Solar*Rewards Community | Trade Secret | 2018
20252-215912-02 | Xcel Energy | 85 | 13781 | IOU | SRC069872 | 1000 | Solar |  |  | Withdrawn | Trade Secret | Trade | LIN | LIN031 | Community Solar Garden | Solar*Rewards Community | Trade Secret | 2018
20252-215912-02 | Xcel Energy | 85 | 13781 | IOU | SRC069876 | 1000 | Solar |  |  | Withdrawn | Trade Secret | Trade | WAT | WAT081 | Community Solar Garden | Solar*Rewards Community | Trade Secret | 2018
20252-215912-02 | Xcel Energy | 85 | 13781 | IOU | SRC069877 | 1000 | Solar |  |  | Withdrawn | Trade Secret | Trade |  |  | Community Solar Garden | Solar*Rewards Community | Trade Secret | 2018
20252-215912-02 | Xcel Energy | 85 | 13781 | IOU | SRC069878 | 1000 | Solar |  |  | Withdrawn | Trade Secret | Trade | CTF | CTF021 | Community Solar Garden | Solar*Rewards Community | Trade Secret | 2018
20252-215912-02 | Xcel Energy | 85 | 13781 | IOU | SRC069881 | 1000 | Solar |  |  | Withdrawn | Trade Secret | Trade | CSR | CSR001 | Community Solar Garden | Solar*Rewards Community | Trade Secret | 2018
20252-215912-02 | Xcel Energy | 85 | 13781 | IOU | SRC069883 | 1000 | Solar |  |  | Withdrawn | Trade Secret | Trade | CTF | CTF021 | Community Solar Garden | Solar*Rewards Community | Trade Secret | 2018
20252-215912-02 | Xcel Energy | 85 | 13781 | IOU | SRC069884 | 1000 | Solar |  |  | Withdrawn | Trade Secret | Trade | PAT | PAT312 | Community Solar Garden | Solar*Rewards Community | Trade Secret | 2018
20252-215912-02 | Xcel Energy | 85 | 13781 | IOU | SRC069885 | 1000 | Solar |  |  | Withdrawn | Trade Secret | Trade | CHI | CHI311 | Community Solar Garden | Solar*Rewards Community | Trade Secret | 2018
20252-215912-02 | Xcel Energy | 85 | 13781 | IOU | SRC069886 | 1000 | Solar |  |  | Withdrawn | Trade Secret | Trade |  |  | Community Solar Garden | Solar*Rewards Community | Trade Secret | 2018
20252-215912-02 | Xcel Energy | 85 | 13781 | IOU | SRC069889 | 1000 | Solar |  |  | Withdrawn | Trade Secret | Trade | MHW | MHW311 | Community Solar Garden | Solar*Rewards Community | Trade Secret | 2018
20252-215912-02 | Xcel Energy | 85 | 13781 | IOU | SRC069892 | 1000 | Solar |  |  | Withdrawn | Trade Secret | Trade | SCL | SCL311 | Community Solar Garden | Solar*Rewards Community | Trade Secret | 2018
20252-215912-02 | Xcel Energy | 85 | 13781 | IOU | SRC069895 | 1000 | Solar |  |  | Withdrawn | Trade Secret | Trade | MRN | MRN021 | Community Solar Garden | Solar*Rewards Community | Trade Secret | 2018
20252-215912-02 | Xcel Energy | 85 | 13781 | IOU | SRC069979 | 1000 | Solar |  |  | Withdrawn | Trade Secret | Trade | ANN | ANN021 | Community Solar Garden | Solar*Rewards Community | Trade Secret | 2018
20252-215912-02 | Xcel Energy | 85 | 13781 | IOU | SRC069980 | 1000 | Solar |  |  | Withdrawn | Trade Secret | Trade | ZUF | ZUF021 | Community Solar Garden | Solar*Rewards Community | Trade Secret | 2018
20252-215912-02 | Xcel Energy | 85 | 13781 | IOU | SRC069981 | 1000 | Solar |  |  | Withdrawn | Trade Secret | Trade |  |  | Community Solar Garden | Solar*Rewards Community | Trade Secret | 2018
20252-215912-02 | Xcel Energy | 85 | 13781 | IOU | SRC069982 | 1000 | Solar |  |  | Withdrawn | Trade Secret | Trade |  |  | Community Solar Garden | Solar*Rewards Community | Trade Secret | 2018
20252-215912-02 | Xcel Energy | 85 | 13781 | IOU | SRC069983 | 1000 | Solar |  |  | Withdrawn | Trade Secret | Trade | ZUM | ZUM022 | Community Solar Garden | Solar*Rewards Community | Trade Secret | 2018
20252-215912-02 | Xcel Energy | 85 | 13781 | IOU | SRC070623 | 1000 | Solar |  |  | Withdrawn | Trade Secret | Trade | LIN | LIN031 | Community Solar Garden | Solar*Rewards Community | Trade Secret | 2018
20252-215912-02 | Xcel Energy | 85 | 13781 | IOU | SRC070931 | 1000 | Solar |  |  | Withdrawn | Trade Secret | Trade |  |  | Community Solar Garden | Solar*Rewards Community | Trade Secret | 2018
20252-215912-02 | Xcel Energy | 85 | 13781 | IOU | SRC070932 | 1000 | Solar |  |  | Withdrawn | Trade Secret | Trade | MRN | MRN021 | Community Solar Garden | Solar*Rewards Community | Trade Secret | 2018
20252-215912-02 | Xcel Energy | 85 | 13781 | IOU | SRC071103 | 1000 | Solar |  |  | Withdrawn | Trade Secret | Trade | PAT | PAT312 | Community Solar Garden | Solar*Rewards Community | Trade Secret | 2018
20252-215912-02 | Xcel Energy | 85 | 13781 | IOU | SRC071105 | 1000 | Solar |  |  | Withdrawn | Trade Secret | Trade |  |  | Community Solar Garden | Solar*Rewards Community | Trade Secret | 2018
20252-215912-02 | Xcel Energy | 85 | 13781 | IOU | SRC071110 | 1000 | Solar |  |  | Withdrawn | Trade Secret | Trade |  |  | Community Solar Garden | Solar*Rewards Community | Trade Secret | 2019
20252-215912-02 | Xcel Energy | 85 | 13781 | IOU | SRC071111 | 1000 | Solar |  |  | Withdrawn | Trade Secret | Trade |  |  | Community Solar Garden | Solar*Rewards Community | Trade Secret | 2019
20252-215912-02 | Xcel Energy | 85 | 13781 | IOU | SRC071112 | 1000 | Solar |  |  | Withdrawn | Trade Secret | Trade |  |  | Community Solar Garden | Solar*Rewards Community | Trade Secret | 2019
20252-215912-02 | Xcel Energy | 85 | 13781 | IOU | SRC071113 | 1000 | Solar |  |  | Withdrawn | Trade Secret | Trade |  |  | Community Solar Garden | Solar*Rewards Community | Trade Secret | 2019
20252-215912-02 | Xcel Energy | 85 | 13781 | IOU | SRC071172 | 1000 | Solar |  |  | Withdrawn | Trade Secret | Trade |  |  | Community Solar Garden | Solar*Rewards Community | Trade Secret | 2019
20252-215912-02 | Xcel Energy | 85 | 13781 | IOU | SRC071174 | 1000 | Solar |  |  | Withdrawn | Trade Secret | Trade | GLD | GLD021 | Community Solar Garden | Solar*Rewards Community | Trade Secret | 2019
20252-215912-02 | Xcel Energy | 85 | 13781 | IOU | SRC071175 | 1000 | Solar |  |  | Withdrawn | Trade Secret | Trade | CHE | CHE075 | Community Solar Garden | Solar*Rewards Community | Trade Secret | 2019
20252-215912-02 | Xcel Energy | 85 | 13781 | IOU | SRC071176 | 1000 | Solar |  |  | Withdrawn | Trade Secret | Trade |  |  | Community Solar Garden | Solar*Rewards Community | Trade Secret | 2019
20252-215912-02 | Xcel Energy | 85 | 13781 | IOU | SRC071261 | 1000 | Solar |  |  | Withdrawn | Trade Secret | Trade |  |  | Community Solar Garden | Solar*Rewards Community | Trade Secret | 2019
20252-215912-02 | Xcel Energy | 85 | 13781 | IOU | SRC071406 | 1000 | Solar |  |  | Withdrawn | Trade Secret | Trade |  |  | Community Solar Garden | Solar*Rewards Community | Trade Secret | 2019
20252-215912-02 | Xcel Energy | 85 | 13781 | IOU | SRC071407 | 1000 | Solar |  |  | Withdrawn | Trade Secret | Trade |  |  | Community Solar Garden | Solar*Rewards Community | Trade Secret | 2019
20252-215912-02 | Xcel Energy | 85 | 13781 | IOU | SRC071530 | 1000 | Solar |  |  | Withdrawn | Trade Secret | Trade |  |  | Community Solar Garden | Solar*Rewards Community | Trade Secret | 2019
20252-215912-02 | Xcel Energy | 85 | 13781 | IOU | SRC071531 | 1000 | Solar |  |  | Withdrawn | Trade Secret | Trade |  |  | Community Solar Garden | Solar*Rewards Community | Trade Secret | 2019
20252-215912-02 | Xcel Energy | 85 | 13781 | IOU | SRC071532 | 1000 | Solar |  |  | Withdrawn | Trade Secret | Trade | PAT | PAT312 | Community Solar Garden | Solar*Rewards Community | Trade Secret | 2019
20252-215912-02 | Xcel Energy | 85 | 13781 | IOU | SRC071534 | 1000 | Solar |  |  | Withdrawn | Trade Secret | Trade | WEL | WEL021 | Community Solar Garden | Solar*Rewards Community | Trade Secret | 2019
20252-215912-02 | Xcel Energy | 85 | 13781 | IOU | SRC071535 | 1000 | Solar |  |  | Withdrawn | Trade Secret | Trade | CHI | CHI311 | Community Solar Garden | Solar*Rewards Community | Trade Secret | 2019
20252-215912-02 | Xcel Energy | 85 | 13781 | IOU | SRC071808 | 1000 | Solar |  |  | Withdrawn | Trade Secret | Trade | ALB | ALB022 | Community Solar Garden | Solar*Rewards Community | Trade Secret | 2019
20252-215912-02 | Xcel Energy | 85 | 13781 | IOU | SRC071809 | 1000 | Solar |  |  | Withdrawn | Trade Secret | Trade | OPK | OPK077 | Community Solar Garden | Solar*Rewards Community | Trade Secret | 2019
20252-215912-02 | Xcel Energy | 85 | 13781 | IOU | SRC072232 | 1000 | Solar |  |  | Withdrawn | Trade Secret | Trade | BEG | BEG001 | Community Solar Garden | Solar*Rewards Community | Trade Secret | 2019
20252-215912-02 | Xcel Energy | 85 | 13781 | IOU | SRC072360 | 1000 | Solar |  |  | Withdrawn | Trade Secret | Trade | VES | VES021 | Community Solar Garden | Solar*Rewards Community | Trade Secret | 2019
20252-215912-02 | Xcel Energy | 85 | 13781 | IOU | SRC072572 | 1000 | Solar |  |  | Withdrawn | Trade Secret | Trade | WAB | WAB031 | Community Solar Garden | Solar*Rewards Community | Trade Secret | 2019
20252-215912-02 | Xcel Energy | 85 | 13781 | IOU | SRC072574 | 1000 | Solar |  |  | Withdrawn | Trade Secret | Trade | WEF | WEF071 | Community Solar Garden | Solar*Rewards Community | Trade Secret | 2019
20252-215912-02 | Xcel Energy | 85 | 13781 | IOU | SRC072575 | 1000 | Solar |  |  | Withdrawn | Trade Secret | Trade |  |  | Community Solar Garden | Solar*Rewards Community | Trade Secret | 2019
20252-215912-02 | Xcel Energy | 85 | 13781 | IOU | SRC072578 | 1000 | Solar |  |  | Withdrawn | Trade Secret | Trade | KIM | KIM021 | Community Solar Garden | Solar*Rewards Community | Trade Secret | 2019
20252-215912-02 | Xcel Energy | 85 | 13781 | IOU | SRC072579 | 1000 | Solar |  |  | Withdrawn | Trade Secret | Trade | LSP | LSP022 | Community Solar Garden | Solar*Rewards Community | Trade Secret | 2019
20252-215912-02 | Xcel Energy | 85 | 13781 | IOU | SRC072580 | 1000 | Solar |  |  | Withdrawn | Trade Secret | Trade | MEI | MEI021 | Community Solar Garden | Solar*Rewards Community | Trade Secret | 2019
20252-215912-02 | Xcel Energy | 85 | 13781 | IOU | SRC072628 | 1000 | Solar |  |  | Withdrawn | Trade Secret | Trade | ALB | ALB022 | Community Solar Garden | Solar*Rewards Community | Trade Secret | 2019
20252-215912-02 | Xcel Energy | 85 | 13781 | IOU | SRC072632 | 1000 | Solar |  |  | Withdrawn | Trade Secret | Trade |  |  | Community Solar Garden | Solar*Rewards Community | Trade Secret | 2019
20252-215912-02 | Xcel Energy | 85 | 13781 | IOU | SRC072759 | 1000 | Solar |  |  | Withdrawn | Trade Secret | Trade | DOC | DOC211 | Community Solar Garden | Solar*Rewards Community | Trade Secret | 2019
20252-215912-02 | Xcel Energy | 85 | 13781 | IOU | SRC072813 | 1000 | Solar |  |  | Withdrawn | Trade Secret | Trade | CHI | CHI311 | Community Solar Garden | Solar*Rewards Community | Trade Secret | 2019
20252-215912-02 | Xcel Energy | 85 | 13781 | IOU | SRC072911 | 1000 | Solar |  |  | Withdrawn | Trade Secret | Trade | SWN | SWN022 | Community Solar Garden | Solar*Rewards Community | Trade Secret | 2019
20252-215912-02 | Xcel Energy | 85 | 13781 | IOU | SRC073039 | 1000 | Solar |  |  | Withdrawn | Trade Secret | Trade |  |  | Community Solar Garden | Solar*Rewards Community | Trade Secret | 2019
20252-215912-02 | Xcel Energy | 85 | 13781 | IOU | SRC073040 | 1000 | Solar |  |  | Withdrawn | Trade Secret | Trade |  |  | Community Solar Garden | Solar*Rewards Community | Trade Secret | 2019
20252-215912-02 | Xcel Energy | 85 | 13781 | IOU | SRC073041 | 1000 | Solar |  |  | Withdrawn | Trade Secret | Trade |  |  | Community Solar Garden | Solar*Rewards Community | Trade Secret | 2019
20252-215912-02 | Xcel Energy | 85 | 13781 | IOU | SRC073042 | 1000 | Solar |  |  | Withdrawn | Trade Secret | Trade |  |  | Community Solar Garden | Solar*Rewards Community | Trade Secret | 2019
20252-215912-02 | Xcel Energy | 85 | 13781 | IOU | SRC073043 | 1000 | Solar |  |  | Withdrawn | Trade Secret | Trade |  |  | Community Solar Garden | Solar*Rewards Community | Trade Secret | 2019
20252-215912-02 | Xcel Energy | 85 | 13781 | IOU | SRC073044 | 1000 | Solar |  |  | Withdrawn | Trade Secret | Trade |  |  | Community Solar Garden | Solar*Rewards Community | Trade Secret | 2019
20252-215912-02 | Xcel Energy | 85 | 13781 | IOU | SRC073045 | 1000 | Solar |  |  | Withdrawn | Trade Secret | Trade |  |  | Community Solar Garden | Solar*Rewards Community | Trade Secret | 2019
20252-215912-02 | Xcel Energy | 85 | 13781 | IOU | SRC073046 | 1000 | Solar |  |  | Withdrawn | Trade Secret | Trade |  |  | Community Solar Garden | Solar*Rewards Community | Trade Secret | 2019
20252-215912-02 | Xcel Energy | 85 | 13781 | IOU | SRC073047 | 1000 | Solar |  |  | Withdrawn | Trade Secret | Trade |  |  | Community Solar Garden | Solar*Rewards Community | Trade Secret | 2019
20252-215912-02 | Xcel Energy | 85 | 13781 | IOU | SRC073048 | 1000 | Solar |  |  | Withdrawn | Trade Secret | Trade |  |  | Community Solar Garden | Solar*Rewards Community | Trade Secret | 2019
20252-215912-02 | Xcel Energy | 85 | 13781 | IOU | SRC073049 | 1000 | Solar |  |  | Withdrawn | Trade Secret | Trade |  |  | Community Solar Garden | Solar*Rewards Community | Trade Secret | 2019
20252-215912-02 | Xcel Energy | 85 | 13781 | IOU | SRC073050 | 1000 | Solar |  |  | Withdrawn | Trade Secret | Trade |  |  | Community Solar Garden | Solar*Rewards Community | Trade Secret | 2019
20252-215912-02 | Xcel Energy | 85 | 13781 | IOU | SRC073051 | 1000 | Solar |  |  | Withdrawn | Trade Secret | Trade |  |  | Community Solar Garden | Solar*Rewards Community | Trade Secret | 2019
20252-215912-02 | Xcel Energy | 85 | 13781 | IOU | SRC073052 | 1000 | Solar |  |  | Withdrawn | Trade Secret | Trade |  |  | Community Solar Garden | Solar*Rewards Community | Trade Secret | 2019
20252-215912-02 | Xcel Energy | 85 | 13781 | IOU | SRC073053 | 1000 | Solar |  |  | Withdrawn | Trade Secret | Trade |  |  | Community Solar Garden | Solar*Rewards Community | Trade Secret | 2019
20252-215912-02 | Xcel Energy | 85 | 13781 | IOU | SRC073054 | 1000 | Solar |  |  | Withdrawn | Trade Secret | Trade |  |  | Community Solar Garden | Solar*Rewards Community | Trade Secret | 2019
20252-215912-02 | Xcel Energy | 85 | 13781 | IOU | SRC073055 | 1000 | Solar |  |  | Withdrawn | Trade Secret | Trade |  |  | Community Solar Garden | Solar*Rewards Community | Trade Secret | 2019
20252-215912-02 | Xcel Energy | 85 | 13781 | IOU | SRC074193 | 1000 | Solar |  |  | Withdrawn | Trade Secret | Trade |  |  | Community Solar Garden | Solar*Rewards Community | Trade Secret | 2019
20252-215912-02 | Xcel Energy | 85 | 13781 | IOU | SRC074364 | 1000 | Solar |  |  | Withdrawn | Trade Secret | Trade | CHI | CHI311 | Community Solar Garden | Solar*Rewards Community | Trade Secret | 2019
20252-215912-02 | Xcel Energy | 85 | 13781 | IOU | SRC074491 | 1000 | Solar |  |  | Withdrawn | Trade Secret | Trade |  |  | Community Solar Garden | Solar*Rewards Community | Trade Secret | 2019
20252-215912-02 | Xcel Energy | 85 | 13781 | IOU | SRC074492 | 1000 | Solar |  |  | Withdrawn | Trade Secret | Trade |  |  | Community Solar Garden | Solar*Rewards Community | Trade Secret | 2019
20252-215912-02 | Xcel Energy | 85 | 13781 | IOU | SRC074493 | 1000 | Solar |  |  | Withdrawn | Trade Secret | Trade |  |  | Community Solar Garden | Solar*Rewards Community | Trade Secret | 2019
20252-215912-02 | Xcel Energy | 85 | 13781 | IOU | SRC074494 | 1000 | Solar |  |  | Withdrawn | Trade Secret | Trade |  |  | Community Solar Garden | Solar*Rewards Community | Trade Secret | 2019
20252-215912-02 | Xcel Energy | 85 | 13781 | IOU | SRC074495 | 1000 | Solar |  |  | Withdrawn | Trade Secret | Trade |  |  | Community Solar Garden | Solar*Rewards Community | Trade Secret | 2019
20252-215912-02 | Xcel Energy | 85 | 13781 | IOU | SRC074496 | 1000 | Solar |  |  | Withdrawn | Trade Secret | Trade |  |  | Community Solar Garden | Solar*Rewards Community | Trade Secret | 2019
20252-215912-02 | Xcel Energy | 85 | 13781 | IOU | SRC074497 | 1000 | Solar |  |  | Withdrawn | Trade Secret | Trade |  |  | Community Solar Garden | Solar*Rewards Community | Trade Secret | 2019
20252-215912-02 | Xcel Energy | 85 | 13781 | IOU | SRC074632 | 1000 | Solar |  |  | Withdrawn | Trade Secret | Trade | WIN | WIN043 | Community Solar Garden | Solar*Rewards Community | Trade Secret | 2019
20252-215912-02 | Xcel Energy | 85 | 13781 | IOU | SRC074633 | 1000 | Solar |  |  | Withdrawn | Trade Secret | Trade | LOW | LOW021 | Community Solar Garden | Solar*Rewards Community | Trade Secret | 2019
20252-215912-02 | Xcel Energy | 85 | 13781 | IOU | SRC074634 | 550 | Solar |  |  | Withdrawn | Trade Secret | Trade | MAZ | MAZ021 | Community Solar Garden | Solar*Rewards Community | Trade Secret | 2019
20252-215912-02 | Xcel Energy | 85 | 13781 | IOU | SRC074638 | 1000 | Solar |  |  | Withdrawn | Trade Secret | Trade | BRO | BRO021 | Community Solar Garden | Solar*Rewards Community | Trade Secret | 2019
20252-215912-02 | Xcel Energy | 85 | 13781 | IOU | SRC074639 | 1000 | Solar |  |  | Withdrawn | Trade Secret | Trade | PAT | PAT312 | Community Solar Garden | Solar*Rewards Community | Trade Secret | 2019
20252-215912-02 | Xcel Energy | 85 | 13781 | IOU | SRC074640 | 523 | Solar |  |  | Withdrawn | Trade Secret | Trade | ZUF | ZUF021 | Community Solar Garden | Solar*Rewards Community | Trade Secret | 2019
20252-215912-02 | Xcel Energy | 85 | 13781 | IOU | SRC074725 | 1000 | Solar |  |  | Withdrawn | Trade Secret | Trade | FAB | FAB063 | Community Solar Garden | Solar*Rewards Community | Trade Secret | 2019
20252-215912-02 | Xcel Energy | 85 | 13781 | IOU | SRC074727 | 1000 | Solar |  |  | Withdrawn | Trade Secret | Trade | BRO | BRO021 | Community Solar Garden | Solar*Rewards Community | Trade Secret | 2019
20252-215912-02 | Xcel Energy | 85 | 13781 | IOU | SRC074854 | 1000 | Solar |  |  | Withdrawn | Trade Secret | Trade |  |  | Community Solar Garden | Solar*Rewards Community | Trade Secret | 2019
20252-215912-02 | Xcel Energy | 85 | 13781 | IOU | SRC074907 | 250 | Solar |  |  | Withdrawn | Trade Secret | Trade |  |  | Community Solar Garden | Solar*Rewards Community | Trade Secret | 2019
20252-215912-02 | Xcel Energy | 85 | 13781 | IOU | SRC074918 | 1000 | Solar |  |  | Withdrawn | Trade Secret | Trade | BRO | BRO021 | Community Solar Garden | Solar*Rewards Community | Trade Secret | 2019
20252-215912-02 | Xcel Energy | 85 | 13781 | IOU | SRC074919 | 1000 | Solar |  |  | Withdrawn | Trade Secret | Trade | LAP | LAP311 | Community Solar Garden | Solar*Rewards Community | Trade Secret | 2019
20252-215912-02 | Xcel Energy | 85 | 13781 | IOU | SRC075018 | 1000 | Solar |  |  | Withdrawn | Trade Secret | Trade | FAB | FAB063 | Community Solar Garden | Solar*Rewards Community | Trade Secret | 2019
20252-215912-02 | Xcel Energy | 85 | 13781 | IOU | SRC075027 | 1000 | Solar |  |  | Withdrawn | Trade Secret | Trade | HAD | HAD021 | Community Solar Garden | Solar*Rewards Community | Trade Secret | 2019
20252-215912-02 | Xcel Energy | 85 | 13781 | IOU | SRC075336 | 1000 | Solar |  |  | Withdrawn | Trade Secret | Trade | LIL | LIL021 | Community Solar Garden | Solar*Rewards Community | Trade Secret | 2019
20252-215912-02 | Xcel Energy | 85 | 13781 | IOU | SRC075337 | 1000 | Solar |  |  | Withdrawn | Trade Secret | Trade | LAC | LAC062 | Community Solar Garden | Solar*Rewards Community | Trade Secret | 2019
20252-215912-02 | Xcel Energy | 85 | 13781 | IOU | SRC075339 | 1000 | Solar |  |  | Withdrawn | Trade Secret | Trade | LAY | LAY061 | Community Solar Garden | Solar*Rewards Community | Trade Secret | 2019
20252-215912-02 | Xcel Energy | 85 | 13781 | IOU | SRC075890 | 1000 | Solar |  |  | Withdrawn | Trade Secret | Trade | LAY | LAY061 | Community Solar Garden | Solar*Rewards Community | Trade Secret | 2019
20252-215912-02 | Xcel Energy | 85 | 13781 | IOU | SRC075893 | 1000 | Solar |  |  | Withdrawn | Trade Secret | Trade | GLD | GLD021 | Community Solar Garden | Solar*Rewards Community | Trade Secret | 2019
20252-215912-02 | Xcel Energy | 85 | 13781 | IOU | SRC076566 | 1000 | Solar |  |  | Withdrawn | Trade Secret | Trade | WAT | WAT221 | Community Solar Garden | Solar*Rewards Community | Trade Secret | 2019
20252-215912-02 | Xcel Energy | 85 | 13781 | IOU | SRC076567 | 1000 | Solar |  |  | Withdrawn | Trade Secret | Trade |  |  | Community Solar Garden | Solar*Rewards Community | Trade Secret | 2019
20252-215912-02 | Xcel Energy | 85 | 13781 | IOU | SRC076611 | 1000 | Solar |  |  | Withdrawn | Trade Secret | Trade | WAS | WAS092 | Community Solar Garden | Solar*Rewards Community | Trade Secret | 2019
20252-215912-02 | Xcel Energy | 85 | 13781 | IOU | SRC076784 | 1000 | Solar |  |  | Withdrawn | Trade Secret | Trade | SED | SED061 | Community Solar Garden | Solar*Rewards Community | Trade Secret | 2019
20252-215912-02 | Xcel Energy | 85 | 13781 | IOU | SRO12634 | 333 | Solar |  |  | Withdrawn | Trade Secret | Trade |  |  |  | Solar*Rewards | Trade Secret | 2010
20252-215912-02 | Xcel Energy | 85 | 13781 | IOU | SRO12635 | 333 | Solar |  |  | Withdrawn | Trade Secret | Trade |  |  |  | Solar*Rewards | Trade Secret | 2010
20252-215912-02 | Xcel Energy | 85 | 13781 | IOU | SRO12636 | 34.2 | Solar |  |  | Withdrawn | Trade Secret | Trade |  |  | Residential | Solar*Rewards | Trade Secret | 2010
20252-215912-02 | Xcel Energy | 85 | 13781 | IOU | SRO12643 | 5 | Solar |  |  | Withdrawn | Trade Secret | Trade |  |  |  | Solar*Rewards | Trade Secret | 2010
20252-215912-02 | Xcel Energy | 85 | 13781 | IOU | SRO12645 | 9.995 | Solar |  |  | Withdrawn | Trade Secret | Trade | APA | APA078 | Commercial | Solar*Rewards | Trade Secret | 2010
20252-215912-02 | Xcel Energy | 85 | 13781 | IOU | SRO12646 | 9.995 | Solar |  |  | Withdrawn | Trade Secret | Trade | BRP | BRP062 | Commercial | Solar*Rewards | Trade Secret | 2010
20252-215912-02 | Xcel Energy | 85 | 13781 | IOU | SRO12648 | 9.995 | Solar |  |  | Withdrawn | Trade Secret | Trade | STY | STY061 | Commercial | Solar*Rewards | Trade Secret | 2010
20252-215912-02 | Xcel Energy | 85 | 13781 | IOU | SRO12649 | 6 | Solar |  |  | Withdrawn | Trade Secret | Trade | TER | TER083 | Commercial | Solar*Rewards | Trade Secret | 2010
20252-215912-02 | Xcel Energy | 85 | 13781 | IOU | SRO12655 | 9.995 | Solar |  |  | Withdrawn | Trade Secret | Trade | MOL | MOL078 | Commercial | Solar*Rewards | Trade Secret | 2010
20252-215912-02 | Xcel Energy | 85 | 13781 | IOU | SRO12660 | 9.995 | Solar |  |  | Withdrawn | Trade Secret | Trade | PRR | PRR062 | Commercial | Solar*Rewards | Trade Secret | 2010
20252-215912-02 | Xcel Energy | 85 | 13781 | IOU | SRO12661 | 9.995 | Solar |  |  | Withdrawn | Trade Secret | Trade | PRR | PRR062 | Commercial | Solar*Rewards | Trade Secret | 2010
20252-215912-02 | Xcel Energy | 85 | 13781 | IOU | SRO12662 | 9.6 | Solar |  |  | Withdrawn | Trade Secret | Trade | ALD | ALD082 | Commercial | Solar*Rewards | Trade Secret | 2010
20252-215912-02 | Xcel Energy | 85 | 13781 | IOU | SRO12665 | 9.995 | Solar |  |  | Withdrawn | Trade Secret | Trade | HYL | HYL062 | Commercial | Solar*Rewards | Trade Secret | 2010
20252-215912-02 | Xcel Energy | 85 | 13781 | IOU | SRO12671 | 0.57 | Solar |  |  | Withdrawn | Trade Secret | Trade | LEX | LEX333 | Residential | Solar*Rewards | Trade Secret | 2010
20252-215912-02 | Xcel Energy | 85 | 13781 | IOU | SRO12678 | 3 | Solar |  |  | Withdrawn | Trade Secret | Trade |  |  |  | Solar*Rewards | Trade Secret | 2010
20252-215912-02 | Xcel Energy | 85 | 13781 | IOU | SRO12681 | 2 | Solar |  |  | Withdrawn | Trade Secret | Trade |  |  |  | Solar*Rewards | Trade Secret | 2010
20252-215912-02 | Xcel Energy | 85 | 13781 | IOU | SRO12690 | 0.875 | Solar |  | X | Withdrawn | Trade Secret | Trade |  |  |  | Solar*Rewards | Trade Secret | 2010
20252-215912-02 | Xcel Energy | 85 | 13781 | IOU | SRO12693 | 9.6 | Solar |  |  | Withdrawn | Trade Secret | Trade | UPP | UPP063 | Commercial | Solar*Rewards | Trade Secret | 2010
20252-215912-02 | Xcel Energy | 85 | 13781 | IOU | SRO12698 | 9.6 | Solar |  |  | Withdrawn | Trade Secret | Trade | WDY | WDY322 | Commercial | Solar*Rewards | Trade Secret | 2010
20252-215912-02 | Xcel Energy | 85 | 13781 | IOU | SRO12701 |  | Solar |  |  | Withdrawn | Trade Secret | Trade |  |  |  | Solar*Rewards | Trade Secret | 2010
20252-215912-02 | Xcel Energy | 85 | 13781 | IOU | SRO12708 | 0.76 | Solar |  | X | Withdrawn | Trade Secret | Trade |  |  |  | Solar*Rewards | Trade Secret | 2010
20252-215912-02 | Xcel Energy | 85 | 13781 | IOU | SRO12709 |  | Solar |  |  | Withdrawn | Trade Secret | Trade | LIN | LIN022 | Commercial | Solar*Rewards | Trade Secret | 2010
20252-215912-02 | Xcel Energy | 85 | 13781 | IOU | SRO12724 | 39.98 | Solar |  |  | Withdrawn | Trade Secret | Trade | MST | MST074 | Commercial | Solar*Rewards | Trade Secret | 2010
20252-215912-02 | Xcel Energy | 85 | 13781 | IOU | SRO12725 | 10.5 | Solar |  |  | Withdrawn | Trade Secret | Trade | MOL | MOL078 | Commercial | Solar*Rewards | Trade Secret | 2010
20252-215912-02 | Xcel Energy | 85 | 13781 | IOU | SRO12726 | 9.6 | Solar |  |  | Withdrawn | Trade Secret | Trade | TWL | TWL063 | Commercial | Solar*Rewards | Trade Secret | 2010
20252-215912-02 | Xcel Energy | 85 | 13781 | IOU | SRO12727 | 39.98 | Solar |  |  | Withdrawn | Trade Secret | Trade | MEL | MEL082 | Commercial | Solar*Rewards | Trade Secret | 2010
20252-215912-02 | Xcel Energy | 85 | 13781 | IOU | SRO12731 | 9.6 | Solar |  |  | Withdrawn | Trade Secret | Trade | ELP | ELP082 | Commercial | Solar*Rewards | Trade Secret | 2010
20252-215912-02 | Xcel Energy | 85 | 13781 | IOU | SRO12739 | 6 | Solar |  | X | Withdrawn | Trade Secret | Trade | WWK | WWK321 | Residential | Solar*Rewards | Trade Secret | 2010
20252-215912-02 | Xcel Energy | 85 | 13781 | IOU | SRO12744 | 6 | Solar |  |  | Withdrawn | Trade Secret | Trade | CGR | CGR071 | Residential | Solar*Rewards | Trade Secret | 2010
20252-215912-02 | Xcel Energy | 85 | 13781 | IOU | SRO12746 |  | Solar |  |  | Withdrawn | Trade Secret | Trade | TER | TER071 | Residential | Solar*Rewards | Trade Secret | 2010
20252-215912-02 | Xcel Energy | 85 | 13781 | IOU | SRO12764 | 2.7 | Solar |  |  | Withdrawn | Trade Secret | Trade |  |  |  | Solar*Rewards | Trade Secret | 2010
20252-215912-02 | Xcel Energy | 85 | 13781 | IOU | SRO12765 | 36 | Solar |  |  | Withdrawn | Trade Secret | Trade | ECK | ECK322 | Commercial | Solar*Rewards | Trade Secret | 2010
20252-215912-02 | Xcel Energy | 85 | 13781 | IOU | SRO12774 | 999 | Solar |  |  | Withdrawn | Trade Secret | Trade |  |  |  | Solar*Rewards | Trade Secret | 2010
20252-215912-02 | Xcel Energy | 85 | 13781 | IOU | SRO12777 | 0.19 | Solar |  |  | Withdrawn | Trade Secret | Trade | GRC | GRC312 | Residential | Solar*Rewards | Trade Secret | 2010
20252-215912-02 | Xcel Energy | 85 | 13781 | IOU | SRO12779 | 9.6 | Solar |  |  | Withdrawn | Trade Secret | Trade | MPK | MPK087 | Commercial | Solar*Rewards | Trade Secret | 2010
20252-215912-02 | Xcel Energy | 85 | 13781 | IOU | SRO12801 |  | Solar |  |  | Withdrawn | Trade Secret | Trade | SLP | SLP074 | Residential | Solar*Rewards | Trade Secret | 2010
20252-215912-02 | Xcel Energy | 85 | 13781 | IOU | SRO12806 | 2.7 | Solar |  |  | Withdrawn | Trade Secret | Trade | SOU | SOU079 | Residential | Solar*Rewards | Trade Secret | 2010
20252-215912-02 | Xcel Energy | 85 | 13781 | IOU | SRO12819 | 8 | Solar |  |  | Withdrawn | Trade Secret | Trade | ALB | ALB022 | Residential | Solar*Rewards | Trade Secret | 2010
20252-215912-02 | Xcel Energy | 85 | 13781 | IOU | SRO12846 | 2.28 | Solar |  |  | Withdrawn | Trade Secret | Trade | ALD | ALD084 | Residential | Solar*Rewards | Trade Secret | 2010
20252-215912-02 | Xcel Energy | 85 | 13781 | IOU | SRO12861 | 5000 | Solar |  |  | Withdrawn | Trade Secret | Trade | HUG | HUG321 | Commercial | Solar*Rewards | Trade Secret | 2010
20252-215912-02 | Xcel Energy | 85 | 13781 | IOU | SRO12872 | 9.6 | Solar |  |  | Withdrawn | Trade Secret | Trade | ALD | ALD084 | Commercial | Solar*Rewards | Trade Secret | 2010
20252-215912-02 | Xcel Energy | 85 | 13781 | IOU | SRO12873 | 9.6 | Solar |  |  | Withdrawn | Trade Secret | Trade | ALK | ALK067 | Commercial | Solar*Rewards | Trade Secret | 2010
20252-215912-02 | Xcel Energy | 85 | 13781 | IOU | SRO12901 |  | Solar |  |  | Withdrawn | Trade Secret | Trade |  |  |  | Solar*Rewards | Trade Secret | 2010
20252-215912-02 | Xcel Energy | 85 | 13781 | IOU | SRO12920 | 11.4 | Solar |  |  | Withdrawn | Trade Secret | Trade | MGN | MGN211 | Commercial | Solar*Rewards | Trade Secret | 2010
20252-215912-02 | Xcel Energy | 85 | 13781 | IOU | SRO12945 | 5.1 | Solar |  |  | Withdrawn | Trade Secret | Trade | GSL | GSL341 | Residential | Solar*Rewards | Trade Secret | 2010
20252-215912-02 | Xcel Energy | 85 | 13781 | IOU | SRO12971 | 5 | Solar |  |  | Withdrawn | Trade Secret | Trade | CLC | CLC221 | Residential | Solar*Rewards | Trade Secret | 2010
20252-215912-02 | Xcel Energy | 85 | 13781 | IOU | SRO12973 | 5 | Solar |  |  | Withdrawn | Trade Secret | Trade | GRC | GRC313 | Commercial | Solar*Rewards | Trade Secret | 2010
20252-215912-02 | Xcel Energy | 85 | 13781 | IOU | SRO12977 | 50 | Solar |  |  | Withdrawn | Trade Secret | Trade |  |  | Residential | Solar*Rewards | Trade Secret | 2010
20252-215912-02 | Xcel Energy | 85 | 13781 | IOU | SRO13018 | 4 | Solar |  |  | Withdrawn | Trade Secret | Trade | MPK | MPK084 | Commercial | Solar*Rewards | Trade Secret | 2010
20252-215912-02 | Xcel Energy | 85 | 13781 | IOU | SRO13143 | 3.037 | Solar |  |  | Withdrawn | Trade Secret | Trade |  |  |  | Solar*Rewards | Trade Secret | 2010
20252-215912-02 | Xcel Energy | 85 | 13781 | IOU | SRO13152 | 4 | Solar |  |  | Withdrawn | Trade Secret | Trade | RRK | RRK082 | Commercial | Solar*Rewards | Trade Secret | 2010
20252-215912-02 | Xcel Energy | 85 | 13781 | IOU | SRO13153 | 9.6 | Solar |  |  | Withdrawn | Trade Secret | Trade | MST | MST070 | Commercial | Solar*Rewards | Trade Secret | 2010
20252-215912-02 | Xcel Energy | 85 | 13781 | IOU | SRO13188 | 2.8 | Solar |  |  | Withdrawn | Trade Secret | Trade | SCH | SCH211 | Residential | Solar*Rewards | Trade Secret | 2011
20252-215912-02 | Xcel Energy | 85 | 13781 | IOU | SRO13193 |  | Solar |  |  | Withdrawn | Trade Secret | Trade |  |  | Residential | Solar*Rewards | Trade Secret | 2010
20252-215912-02 | Xcel Energy | 85 | 13781 | IOU | SRO13195 | 4 | Solar |  |  | Withdrawn | Trade Secret | Trade | MTV | MTV021 | Residential | Solar*Rewards | Trade Secret | 2010
20252-215912-02 | Xcel Energy | 85 | 13781 | IOU | SRO13196 | 4 | Solar |  |  | Withdrawn | Trade Secret | Trade | MTV | MTV021 | Commercial | Solar*Rewards | Trade Secret | 2010
20252-215912-02 | Xcel Energy | 85 | 13781 | IOU | SRO13204 | 14.4 | Solar |  |  | Withdrawn | Trade Secret | Trade | APA | APA075 | Commercial | Solar*Rewards | Trade Secret | 2010
20252-215912-02 | Xcel Energy | 85 | 13781 | IOU | SRO13218 | 9.6 | Solar |  |  | Withdrawn | Trade Secret | Trade | WSG | WSG074 | Commercial | Solar*Rewards | Trade Secret | 2010
20252-215912-02 | Xcel Energy | 85 | 13781 | IOU | SRO13261 | 4.18 | Solar |  |  | Withdrawn | Trade Secret | Trade | GVW | GVW021 | Residential | Solar*Rewards | Trade Secret | 2010
20252-215912-02 | Xcel Energy | 85 | 13781 | IOU | SRO13301 | 50 | Solar |  |  | Withdrawn | Trade Secret | Trade | WIN | WIN033 | Residential | Solar*Rewards | Trade Secret | 2010
20252-215912-02 | Xcel Energy | 85 | 13781 | IOU | SRO13333 |  | Solar |  |  | Withdrawn | Trade Secret | Trade |  |  |  | Solar*Rewards | Trade Secret | 2010
20252-215912-02 | Xcel Energy | 85 | 13781 | IOU | SRO13342 | 1200 | Solar |  |  | Withdrawn | Trade Secret | Trade | KAN | KAN031 | Residential | Solar*Rewards | Trade Secret | 2010
20252-215912-02 | Xcel Energy | 85 | 13781 | IOU | SRO13346 | 100 | Solar |  |  | Withdrawn | Trade Secret | Trade | MST | MST075 | Commercial | Solar*Rewards | Trade Secret | 2010
20252-215912-02 | Xcel Energy | 85 | 13781 | IOU | SRO13393 | 666 | Solar |  | X | Withdrawn | Trade Secret | Trade |  |  |  | Solar*Rewards | Trade Secret | 2010
20252-215912-02 | Xcel Energy | 85 | 13781 | IOU | SRO13469 |  | Solar |  |  | Withdrawn | Trade Secret | Trade |  |  |  | Solar*Rewards | Trade Secret | 2010
20252-215912-02 | Xcel Energy | 85 | 13781 | IOU | SRO13470 | 1.9 | Solar |  |  | Withdrawn | Trade Secret | Trade | WSG | WSG076 | Residential | Solar*Rewards | Trade Secret | 2010
20252-215912-02 | Xcel Energy | 85 | 13781 | IOU | SRO13479 | 3.3 | Solar |  |  | Withdrawn | Trade Secret | Trade | MPK | MPK084 | Commercial | Solar*Rewards | Trade Secret | 2010
20252-215912-02 | Xcel Energy | 85 | 13781 | IOU | SRO13639 | 5 | Solar |  |  | Withdrawn | Trade Secret | Trade |  |  |  | Solar*Rewards | Trade Secret | 2010
20252-215912-02 | Xcel Energy | 85 | 13781 | IOU | SRO13640 | 333 | Solar |  |  | Withdrawn | Trade Secret | Trade |  |  |  | Solar*Rewards | Trade Secret | 2010
20252-215912-02 | Xcel Energy | 85 | 13781 | IOU | SRO13691 | 2.6 | Solar |  |  | Withdrawn | Trade Secret | Trade | BRP | BRP072 | Residential | Solar*Rewards | Trade Secret | 2010
20252-215912-02 | Xcel Energy | 85 | 13781 | IOU | SRO13818 | 4.5 | Solar |  | X | Withdrawn | Trade Secret | Trade | DPN | DPN063 | Residential | Solar*Rewards | Trade Secret | 2010
20252-215912-02 | Xcel Energy | 85 | 13781 | IOU | SRO13838 | 39.98 | Solar |  |  | Withdrawn | Trade Secret | Trade | HSN | HSN321 | Commercial | Solar*Rewards | Trade Secret | 2010
20252-215912-02 | Xcel Energy | 85 | 13781 | IOU | SRO13868 |  | Solar |  |  | Withdrawn | Trade Secret | Trade | GRC | GRC063 | Residential | Solar*Rewards | Trade Secret | 2010
20252-215912-02 | Xcel Energy | 85 | 13781 | IOU | SRO13971 | 6 | Solar |  |  | Withdrawn | Trade Secret | Trade | TWL | TWL068 | Residential | Solar*Rewards | Trade Secret | 2010
20252-215912-02 | Xcel Energy | 85 | 13781 | IOU | SRO14146 |  | Solar |  |  | Withdrawn | Trade Secret | Trade |  |  |  | Solar*Rewards | Trade Secret | 2010
20252-215912-02 | Xcel Energy | 85 | 13781 | IOU | SRO14147 |  | Solar |  |  | Withdrawn | Trade Secret | Trade |  |  |  | Solar*Rewards | Trade Secret | 2010
20252-215912-02 | Xcel Energy | 85 | 13781 | IOU | SRO14242 |  | Solar |  |  | Withdrawn | Trade Secret | Trade | STY | STY062 | Residential | Solar*Rewards | Trade Secret | 2010
20252-215912-02 | Xcel Energy | 85 | 13781 | IOU | SRO14243 |  | Solar |  |  | Withdrawn | Trade Secret | Trade |  |  |  | Solar*Rewards | Trade Secret | 2010
20252-215912-02 | Xcel Energy | 85 | 13781 | IOU | SRO14252 | 2.09 | Solar |  |  | Withdrawn | Trade Secret | Trade | ALD | ALD084 | Residential | Solar*Rewards | Trade Secret | 2010
20252-215912-02 | Xcel Energy | 85 | 13781 | IOU | SRO14452 | 4.8 | Solar |  |  | Withdrawn | Trade Secret | Trade | LEX | LEX075 | Residential | Solar*Rewards | Trade Secret | 2010
20252-215912-02 | Xcel Energy | 85 | 13781 | IOU | SRO14457 |  | Solar |  |  | Withdrawn | Trade Secret | Trade | LLK | LLK071 | Residential | Solar*Rewards | Trade Secret | 2010
20252-215912-02 | Xcel Energy | 85 | 13781 | IOU | SRO14476 | 328.7 |  |  |  | Withdrawn | Trade Secret | Trade | LOK | LOK083 | Commercial | Other | Trade Secret | 2010
20252-215912-02 | Xcel Energy | 85 | 13781 | IOU | SRO14477 |  | Solar |  |  | Withdrawn | Trade Secret | Trade | WIL | WIL075 | Commercial | Solar*Rewards | Trade Secret | 2010
20252-215912-02 | Xcel Energy | 85 | 13781 | IOU | SRO14628 | 31.92 | Solar |  |  | Withdrawn | Trade Secret | Trade | SCA | SCA021 | Commercial | Solar*Rewards | Trade Secret | 2010
20252-215912-02 | Xcel Energy | 85 | 13781 | IOU | SRO14638 | 4 | Solar |  |  | Withdrawn | Trade Secret | Trade | SCL | SCL311 | Commercial | Solar*Rewards | Trade Secret | 2010
20252-215912-02 | Xcel Energy | 85 | 13781 | IOU | SRO14670 |  | Solar |  |  | Withdrawn | Trade Secret | Trade |  |  |  | Solar*Rewards | Trade Secret | 2010
20252-215912-02 | Xcel Energy | 85 | 13781 | IOU | SRO14671 |  | Solar |  |  | Withdrawn | Trade Secret | Trade |  |  |  | Solar*Rewards | Trade Secret | 2010
20252-215912-02 | Xcel Energy | 85 | 13781 | IOU | SRO14672 | 11.4 | Solar |  |  | Withdrawn | Trade Secret | Trade | TSS | TSS061 | Commercial | Solar*Rewards | Trade Secret | 2010
20252-215912-02 | Xcel Energy | 85 | 13781 | IOU | SRO14676 | 12.54 | Solar |  |  | Withdrawn | Trade Secret | Trade | CGR | CGR063 | Commercial | Solar*Rewards | Trade Secret | 2010
20252-215912-02 | Xcel Energy | 85 | 13781 | IOU | SRO14677 | 13.3 | Solar |  |  | Withdrawn | Trade Secret | Trade | MTV | MTV021 | Commercial | Solar*Rewards | Trade Secret | 2010
20252-215912-02 | Xcel Energy | 85 | 13781 | IOU | SRO14685 | 38.95 | Solar |  |  | Withdrawn | Trade Secret | Trade | WIL | WIL075 | Commercial | Solar*Rewards | Trade Secret | 2010
20252-215912-02 | Xcel Energy | 85 | 13781 | IOU | SRO14686 | 38.95 | Solar |  |  | Withdrawn | Trade Secret | Trade | LOK | LOK083 | Commercial | Solar*Rewards | Trade Secret | 2010
20252-215912-02 | Xcel Energy | 85 | 13781 | IOU | SRO14687 | 38.95 | Solar |  |  | Withdrawn | Trade Secret | Trade | LOK | LOK083 | Commercial | Solar*Rewards | Trade Secret | 2010
20252-215912-02 | Xcel Energy | 85 | 13781 | IOU | SRO14803 |  | Solar |  |  | Withdrawn | Trade Secret | Trade |  |  |  | Solar*Rewards | Trade Secret | 2010
20252-215912-02 | Xcel Energy | 85 | 13781 | IOU | SRO14806 |  | Solar |  |  | Withdrawn | Trade Secret | Trade | HYL | HYL072 | Commercial | Solar*Rewards | Trade Secret | 2010
20252-215912-02 | Xcel Energy | 85 | 13781 | IOU | SRO14874 | 22.8 | Solar |  |  | Withdrawn | Trade Secret | Trade | MEL | MEL089 | Commercial | Solar*Rewards | Trade Secret | 2010
20252-215912-02 | Xcel Energy | 85 | 13781 | IOU | SRO14979 |  | Solar |  |  | Withdrawn | Trade Secret | Trade |  |  |  | Solar*Rewards | Trade Secret | 2010
20252-215912-02 | Xcel Energy | 85 | 13781 | IOU | SRO15002 |  | Solar |  |  | Withdrawn | Trade Secret | Trade | ELP | ELP062 | Commercial | Solar*Rewards | Trade Secret | 2010
20252-215912-02 | Xcel Energy | 85 | 13781 | IOU | SRO15012 |  | Solar |  |  | Withdrawn | Trade Secret | Trade | ELP | ELP062 | Commercial | Solar*Rewards | Trade Secret | 2010
20252-215912-02 | Xcel Energy | 85 | 13781 | IOU | SRO15013 |  | Solar |  |  | Withdrawn | Trade Secret | Trade |  |  |  | Solar*Rewards | Trade Secret | 2010
20252-215912-02 | Xcel Energy | 85 | 13781 | IOU | SRO15065 | 4.62 | Solar |  |  | Withdrawn | Trade Secret | Trade | PIP | PIP090 | Commercial | Solar*Rewards | Trade Secret | 2010
20252-215912-02 | Xcel Energy | 85 | 13781 | IOU | SRO15066 | 2.66 | Solar |  |  | Withdrawn | Trade Secret | Trade | XRD | XRD062 | Residential | Solar*Rewards | Trade Secret | 2010
20252-215912-02 | Xcel Energy | 85 | 13781 | IOU | SRO15077 |  | Solar |  |  | Withdrawn | Trade Secret | Trade | ELP | ELP062 | Commercial | Solar*Rewards | Trade Secret | 2010
20252-215912-02 | Xcel Energy | 85 | 13781 | IOU | SRO15349 | 5 | Solar |  |  | Withdrawn | Trade Secret | Trade | RPO | RPO312 | Residential | Solar*Rewards | Trade Secret | 2010
20252-215912-02 | Xcel Energy | 85 | 13781 | IOU | SRO15402 |  | Solar |  |  | Withdrawn | Trade Secret | Trade | WIL | WIL075 | Commercial | Solar*Rewards | Trade Secret | 2010
20252-215912-02 | Xcel Energy | 85 | 13781 | IOU | SRO15417 |  | Solar |  |  | Withdrawn | Trade Secret | Trade | WIL | WIL075 | Commercial | Solar*Rewards | Trade Secret | 2010
20252-215912-02 | Xcel Energy | 85 | 13781 | IOU | SRO15429 | 25 | Solar |  |  | Withdrawn | Trade Secret | Trade |  |  |  | Solar*Rewards | Trade Secret | 2010
20252-215912-02 | Xcel Energy | 85 | 13781 | IOU | SRO15477 |  | Solar |  |  | Withdrawn | Trade Secret | Trade | WIL | WIL075 | Commercial | Solar*Rewards | Trade Secret | 2010
20252-215912-02 | Xcel Energy | 85 | 13781 | IOU | SRO15501 | 25 | Solar |  |  | Withdrawn | Trade Secret | Trade |  |  |  | Solar*Rewards | Trade Secret | 2011
20252-215912-02 | Xcel Energy | 85 | 13781 | IOU | SRO15529 |  | Solar |  |  | Withdrawn | Trade Secret | Trade |  |  |  | Other | Trade Secret | 2010
20252-215912-02 | Xcel Energy | 85 | 13781 | IOU | SRO15530 | 40 | Solar |  |  | Withdrawn | Trade Secret | Trade | LOK | LOK083 | Commercial | Solar*Rewards | Trade Secret | 2010
20252-215912-02 | Xcel Energy | 85 | 13781 | IOU | SRO15532 | 40 | Solar |  |  | Withdrawn | Trade Secret | Trade | WIL | WIL075 | Commercial | Solar*Rewards | Trade Secret | 2010
20252-215912-02 | Xcel Energy | 85 | 13781 | IOU | SRO15548 | 7.2 | Solar |  |  | Withdrawn | Trade Secret | Trade | ALB | ALB022 | Residential | Solar*Rewards | Trade Secret | 2010
20252-215912-02 | Xcel Energy | 85 | 13781 | IOU | SRO15562 |  | Solar |  |  | Withdrawn | Trade Secret | Trade |  |  |  | Other | Trade Secret | 2010
20252-215912-02 | Xcel Energy | 85 | 13781 | IOU | SRO15572 | 40 | Solar |  |  | Withdrawn | Trade Secret | Trade | DBL | DBL082 | Commercial | Solar*Rewards | Trade Secret | 2010
20252-215912-02 | Xcel Energy | 85 | 13781 | IOU | SRO15573 | 40 | Solar |  |  | Withdrawn | Trade Secret | Trade | MST | MST071 | Commercial | Solar*Rewards | Trade Secret | 2010
20252-215912-02 | Xcel Energy | 85 | 13781 | IOU | SRO15575 | 40 | Solar |  |  | Withdrawn | Trade Secret | Trade | ALD | ALD085 | Commercial | Solar*Rewards | Trade Secret | 2010
20252-215912-02 | Xcel Energy | 85 | 13781 | IOU | SRO15590 | 40 | Solar |  |  | Withdrawn | Trade Secret | Trade | TER | TER082 | Commercial | Solar*Rewards | Trade Secret | 2010
20252-215912-02 | Xcel Energy | 85 | 13781 | IOU | SRO15592 | 40 | Solar |  |  | Withdrawn | Trade Secret | Trade | SOU | SOU088 | Commercial | Solar*Rewards | Trade Secret | 2010
20252-215912-02 | Xcel Energy | 85 | 13781 | IOU | SRO15598 | 3.42 | Solar |  |  | Withdrawn | Trade Secret | Trade | WIN | WIN043 | Residential | Solar*Rewards | Trade Secret | 2010
20252-215912-02 | Xcel Energy | 85 | 13781 | IOU | SRO15632 | 20 | Solar |  |  | Withdrawn | Trade Secret | Trade | BRP | BRP062 | Commercial | Solar*Rewards | Trade Secret | 2010
20252-215912-02 | Xcel Energy | 85 | 13781 | IOU | SRO15691 | 24 | Solar |  |  | Withdrawn | Trade Secret | Trade | WAK | WAK321 | Commercial | Solar*Rewards | Trade Secret | 2010
20252-215912-02 | Xcel Energy | 85 | 13781 | IOU | SRO15767 | 15 | Solar |  |  | Withdrawn | Trade Secret | Trade | VMR | VMR063 | Commercial | Solar*Rewards | Trade Secret | 2010
20252-215912-02 | Xcel Energy | 85 | 13781 | IOU | SRO15770 | 4.2 | Solar |  |  | Withdrawn | Trade Secret | Trade | MEL | MEL076 | Commercial | Solar*Rewards | Trade Secret | 2011
20252-215912-02 | Xcel Energy | 85 | 13781 | IOU | SRO15909 |  | Solar |  |  | Withdrawn | Trade Secret | Trade | EBL | EBL087 | Commercial | Solar*Rewards | Trade Secret | 2010
20252-215912-02 | Xcel Energy | 85 | 13781 | IOU | SRO15966 | 40 | Solar |  |  | Withdrawn | Trade Secret | Trade | WCS | WCS071 | Commercial | Solar*Rewards | Trade Secret | 2010
20252-215912-02 | Xcel Energy | 85 | 13781 | IOU | SRO16005 | 40 | Solar |  |  | Withdrawn | Trade Secret | Trade | RWD | RWD082 | Commercial | Solar*Rewards | Trade Secret | 2010
20252-215912-02 | Xcel Energy | 85 | 13781 | IOU | SRO16085 | 36 | Solar |  |  | Withdrawn | Trade Secret | Trade | EBL | EBL087 | Commercial | Solar*Rewards | Trade Secret | 2010
20252-215912-02 | Xcel Energy | 85 | 13781 | IOU | SRO16102 | 4 | Solar |  |  | Withdrawn | Trade Secret | Trade | ESW | ESW081 | Residential | Solar*Rewards | Trade Secret | 2010
20252-215912-02 | Xcel Energy | 85 | 13781 | IOU | SRO16168 | 34.2 | Solar |  |  | Withdrawn | Trade Secret | Trade | PKL | PKL081 | Commercial | Solar*Rewards | Trade Secret | 2011
20252-215912-02 | Xcel Energy | 85 | 13781 | IOU | SRO16490 | 10 | Solar |  |  | Withdrawn | Trade Secret | Trade | MST | MST071 | Commercial | Solar*Rewards | Trade Secret | 2011
20252-215912-02 | Xcel Energy | 85 | 13781 | IOU | SRO16552 |  | Solar |  |  | Withdrawn | Trade Secret | Trade | WCR | WCR322 | Residential | Solar*Rewards | Trade Secret | 2011
20252-215912-02 | Xcel Energy | 85 | 13781 | IOU | SRO16566 |  | Solar |  |  | Withdrawn | Trade Secret | Trade | WSG | WSG071 | Residential | Solar*Rewards | Trade Secret | 2011
20252-215912-02 | Xcel Energy | 85 | 13781 | IOU | SRO16608 |  | Solar |  |  | Withdrawn | Trade Secret | Trade | WCR | WCR322 | Residential | Solar*Rewards | Trade Secret | 2011
20252-215912-02 | Xcel Energy | 85 | 13781 | IOU | SRO16708 | 10 | Solar |  |  | Withdrawn | Trade Secret | Trade | PKL | PKL085 | Commercial | Solar*Rewards | Trade Secret | 2011
20252-215912-02 | Xcel Energy | 85 | 13781 | IOU | SRO16727 |  | Solar |  |  | Withdrawn | Trade Secret | Trade | MPK | MPK085 | Residential | Solar*Rewards | Trade Secret | 2011
20252-215912-02 | Xcel Energy | 85 | 13781 | IOU | SRO16733 | 40 | Solar |  |  | Withdrawn | Trade Secret | Trade | WDY | WDY321 | Commercial | Solar*Rewards | Trade Secret | 2011
20252-215912-02 | Xcel Energy | 85 | 13781 | IOU | SRO16753 | 40 | Solar |  |  | Withdrawn | Trade Secret | Trade | DBL | DBL082 | Commercial | Solar*Rewards | Trade Secret | 2011
20252-215912-02 | Xcel Energy | 85 | 13781 | IOU | SRO16755 | 40 | Solar |  |  | Withdrawn | Trade Secret | Trade | ALD | ALD076 | Commercial | Solar*Rewards | Trade Secret | 2011
20252-215912-02 | Xcel Energy | 85 | 13781 | IOU | SRO16756 | 40 | Solar |  |  | Withdrawn | Trade Secret | Trade | MDT | MDT071 | Commercial | Solar*Rewards | Trade Secret | 2011
20252-215912-02 | Xcel Energy | 85 | 13781 | IOU | SRO17088 | 40 | Solar |  |  | Withdrawn | Trade Secret | Trade | WSG | WSG074 | Commercial | Solar*Rewards | Trade Secret | 2011
20252-215912-02 | Xcel Energy | 85 | 13781 | IOU | SRO17129 |  | Solar |  |  | Withdrawn | Trade Secret | Trade | WIL | WIL082 | Commercial | Solar*Rewards | Trade Secret | 2011
20252-215912-02 | Xcel Energy | 85 | 13781 | IOU | SRO17138 | 190.18 | Solar |  |  | Withdrawn | Trade Secret | Trade | NMC | NMC093 | Residential | Solar*Rewards | Trade Secret | 2011
20252-215912-02 | Xcel Energy | 85 | 13781 | IOU | SRO17151 | 36 | Solar |  |  | Withdrawn | Trade Secret | Trade | OSS | OSS062 | Commercial | Solar*Rewards | Trade Secret | 2011
20252-215912-02 | Xcel Energy | 85 | 13781 | IOU | SRO17166 |  | Solar |  |  | Withdrawn | Trade Secret | Trade |  |  |  | Solar*Rewards | Trade Secret | 2011
20252-215912-02 | Xcel Energy | 85 | 13781 | IOU | SRO17171 | 40 | Solar |  |  | Withdrawn | Trade Secret | Trade |  |  |  | Solar*Rewards | Trade Secret | 2011
20252-215912-02 | Xcel Energy | 85 | 13781 | IOU | SRO17173 | 40 | Solar |  |  | Withdrawn | Trade Secret | Trade | ECK | ECK341 | Commercial | Solar*Rewards | Trade Secret | 2011
20252-215912-02 | Xcel Energy | 85 | 13781 | IOU | SRO17760 | 40 | Solar |  |  | Withdrawn | Trade Secret | Trade | WIL | WIL082 | Commercial | Solar*Rewards | Trade Secret | 2011
20252-215912-02 | Xcel Energy | 85 | 13781 | IOU | SRO17882 | 30.24 | Solar |  |  | Withdrawn | Trade Secret | Trade | SCL | SCL311 | Commercial | Solar*Rewards | Trade Secret | 2011
20252-215912-02 | Xcel Energy | 85 | 13781 | IOU | SRO17896 |  | Solar |  |  | Withdrawn | Trade Secret | Trade |  |  |  | Solar*Rewards | Trade Secret | 2011
20252-215912-02 | Xcel Energy | 85 | 13781 | IOU | SRO17897 | 25000 | Solar |  |  | Withdrawn | Trade Secret | Trade | ECK | ECK341 | Commercial | Solar*Rewards | Trade Secret | 2011
20252-215912-02 | Xcel Energy | 85 | 13781 | IOU | SRO17951 |  | Solar |  |  | Withdrawn | Trade Secret | Trade | WCR | WCR322 | Residential | Solar*Rewards | Trade Secret | 2011
20252-215912-02 | Xcel Energy | 85 | 13781 | IOU | SRO17959 | 2.1 | Solar |  |  | Withdrawn | Trade Secret | Trade | MTR | MTR021 | Residential | Solar*Rewards | Trade Secret | 2011
20252-215912-02 | Xcel Energy | 85 | 13781 | IOU | SRO17995 |  | Solar |  |  | Withdrawn | Trade Secret | Trade | SLP | SLP322 | Commercial | Solar*Rewards | Trade Secret | 2011
20252-215912-02 | Xcel Energy | 85 | 13781 | IOU | SRO18016 |  | Solar |  |  | Withdrawn | Trade Secret | Trade |  |  |  | Solar*Rewards | Trade Secret | 2011
20252-215912-02 | Xcel Energy | 85 | 13781 | IOU | SRO18017 | 40 | Solar |  |  | Interconnected | Trade Secret | Trade | OAD | OAD065 | Commercial | Solar*Rewards | Trade Secret | 2011 | 2012
20252-215912-02 | Xcel Energy | 85 | 13781 | IOU | SRO18028 | 40 | Solar |  |  | Withdrawn | Trade Secret | Trade | OAD | OAD065 | Commercial | Solar*Rewards | Trade Secret | 2011
20252-215912-02 | Xcel Energy | 85 | 13781 | IOU | SRO18032 | 40 | Solar |  |  | Withdrawn | Trade Secret | Trade | WDY | WDY322 | Commercial | Solar*Rewards | Trade Secret | 2011
20252-215912-02 | Xcel Energy | 85 | 13781 | IOU | SRO18047 | 40 | Solar |  |  | Withdrawn | Trade Secret | Trade | WRR | WRR081 | Commercial | Solar*Rewards | Trade Secret | 2011
20252-215912-02 | Xcel Energy | 85 | 13781 | IOU | SRO18055 | 4 | Solar |  |  | Withdrawn | Trade Secret | Trade | LOW | LOW021 | Residential | Solar*Rewards | Trade Secret | 2011
20252-215912-02 | Xcel Energy | 85 | 13781 | IOU | SRO18069 | 40 | Solar |  |  | Withdrawn | Trade Secret | Trade | TER | TER063 | Commercial | Solar*Rewards | Trade Secret | 2011
20252-215912-02 | Xcel Energy | 85 | 13781 | IOU | SRO18083 | 7.5 | Solar |  |  | Withdrawn | Trade Secret | Trade | PIL | PIL021 | Residential | Solar*Rewards | Trade Secret | 2011
20252-215912-02 | Xcel Energy | 85 | 13781 | IOU | SRO18091 |  | Solar |  |  | Withdrawn | Trade Secret | Trade |  |  |  | Other | Trade Secret | 2011
20252-215912-02 | Xcel Energy | 85 | 13781 | IOU | SRO18183 | 2.1 | Solar |  |  | Withdrawn | Trade Secret | Trade | SMT | SMT091 | Residential | Solar*Rewards | Trade Secret | 2011
20252-215912-02 | Xcel Energy | 85 | 13781 | IOU | SRO18194 | 11.4 | Solar |  |  | Withdrawn | Trade Secret | Trade | SLP | SLP322 | Commercial | Solar*Rewards | Trade Secret | 2011
20252-215912-02 | Xcel Energy | 85 | 13781 | IOU | SRO18307 | 15 | Solar |  |  | Withdrawn | Trade Secret | Trade | ELP | ELP063 | Commercial | Solar*Rewards | Trade Secret | 2011
20252-215912-02 | Xcel Energy | 85 | 13781 | IOU | SRO18311 | 10 | Solar |  |  | Withdrawn | Trade Secret | Trade |  |  |  | Solar*Rewards | Trade Secret | 2011
20252-215912-02 | Xcel Energy | 85 | 13781 | IOU | SRO18336 | 15 | Solar |  |  | Withdrawn | Trade Secret | Trade | PIL | PIL021 | Residential | Solar*Rewards | Trade Secret | 2011
20252-215912-02 | Xcel Energy | 85 | 13781 | IOU | SRO18392 | 2.28 | Solar |  |  | Withdrawn | Trade Secret | Trade | GRC | GRC062 | Commercial | Solar*Rewards | Trade Secret | 2011
20252-215912-02 | Xcel Energy | 85 | 13781 | IOU | SRO18403 |  | Solar |  |  | Withdrawn | Trade Secret | Trade |  |  |  | Solar*Rewards | Trade Secret | 2011
20252-215912-02 | Xcel Energy | 85 | 13781 | IOU | SRO18416 | 5.1 | Solar |  |  | Withdrawn | Trade Secret | Trade | TER | TER061 | Commercial | Solar*Rewards | Trade Secret | 2011
20252-215912-02 | Xcel Energy | 85 | 13781 | IOU | SRO18417 | 10.45 | Solar |  |  | Withdrawn | Trade Secret | Trade | WES | WES074 | Commercial | Solar*Rewards | Trade Secret | 2011
20252-215912-02 | Xcel Energy | 85 | 13781 | IOU | SRO18438 | 8 | Solar |  |  | Withdrawn | Trade Secret | Trade | NMC | NMC082 | Residential | Solar*Rewards | Trade Secret | 2011
20252-215912-02 | Xcel Energy | 85 | 13781 | IOU | SRO18455 |  | Solar |  |  | Withdrawn | Trade Secret | Trade | TER | TER061 | Commercial | Solar*Rewards | Trade Secret | 2011
20252-215912-02 | Xcel Energy | 85 | 13781 | IOU | SRO18516 |  | Solar |  |  | Withdrawn | Trade Secret | Trade | MOL | MOL062 | Commercial | Solar*Rewards | Trade Secret | 2011
20252-215912-02 | Xcel Energy | 85 | 13781 | IOU | SRO18517 |  | Solar |  |  | Withdrawn | Trade Secret | Trade | LEX | LEX064 | Commercial | Solar*Rewards | Trade Secret | 2011
20252-215912-02 | Xcel Energy | 85 | 13781 | IOU | SRO18518 | 40 | Solar |  |  | Withdrawn | Trade Secret | Trade | MOL | MOL062 | Commercial | Solar*Rewards | Trade Secret | 2011
20252-215912-02 | Xcel Energy | 85 | 13781 | IOU | SRO18520 | 40 | Solar |  |  | Withdrawn | Trade Secret | Trade | LEX | LEX064 | Commercial | Solar*Rewards | Trade Secret | 2011
20252-215912-02 | Xcel Energy | 85 | 13781 | IOU | SRO18522 |  | Solar |  |  | Withdrawn | Trade Secret | Trade | MOL | MOL062 | Commercial | Solar*Rewards | Trade Secret | 2011
20252-215912-02 | Xcel Energy | 85 | 13781 | IOU | SRO18523 | 40 | Solar |  |  | Withdrawn | Trade Secret | Trade | LEX | LEX064 | Commercial | Solar*Rewards | Trade Secret | 2011
20252-215912-02 | Xcel Energy | 85 | 13781 | IOU | SRO18524 |  | Solar |  |  | Withdrawn | Trade Secret | Trade |  |  |  | Other | Trade Secret | 2011
20252-215912-02 | Xcel Energy | 85 | 13781 | IOU | SRO18558 | 2 | Solar |  |  | Withdrawn | Trade Secret | Trade | HWW | HWW075 | Commercial | Solar*Rewards | Trade Secret | 2011
20252-215912-02 | Xcel Energy | 85 | 13781 | IOU | SRO18571 | 40 | Solar |  |  | Interconnected | Trade Secret | Trade | WIN | WIN043 | Commercial | Solar*Rewards | Trade Secret | 2011 | 2012
20252-215912-02 | Xcel Energy | 85 | 13781 | IOU | SRO18577 | 7.5 | Solar |  |  | Withdrawn | Trade Secret | Trade | WTN | WTN062 | Residential | Solar*Rewards | Trade Secret | 2011
20252-215912-02 | Xcel Energy | 85 | 13781 | IOU | SRO18655 |  | Solar |  |  | Withdrawn | Trade Secret | Trade | EDP | EDP072 | Commercial | Solar*Rewards | Trade Secret | 2011
20252-215912-02 | Xcel Energy | 85 | 13781 | IOU | SRO18656 | 10 | Solar |  |  | Withdrawn | Trade Secret | Trade | EDP | EDP072 | Commercial | Solar*Rewards | Trade Secret | 2011
20252-215912-02 | Xcel Energy | 85 | 13781 | IOU | SRO18661 | 8 | Solar |  |  | Withdrawn | Trade Secret | Trade | WAB | WAB031 | Residential | Solar*Rewards | Trade Secret | 2011
20252-215912-02 | Xcel Energy | 85 | 13781 | IOU | SRO18662 | 25 | Solar |  |  | Withdrawn | Trade Secret | Trade | APA | APA078 | Commercial | Solar*Rewards | Trade Secret | 2011
20252-215912-02 | Xcel Energy | 85 | 13781 | IOU | SRO18678 | 5 | Solar |  |  | Withdrawn | Trade Secret | Trade | CLC | CLC221 | Residential | Solar*Rewards | Trade Secret | 2011
20252-215912-02 | Xcel Energy | 85 | 13781 | IOU | SRO18692 | 0.19 | Solar |  |  | Withdrawn | Trade Secret | Trade | MOL | MOL072 | Residential | Solar*Rewards | Trade Secret | 2011
20252-215912-02 | Xcel Energy | 85 | 13781 | IOU | SRO18695 | 40 | Solar |  |  | Withdrawn | Trade Secret | Trade |  |  | Residential | Solar*Rewards | Trade Secret | 2011
20252-215912-02 | Xcel Energy | 85 | 13781 | IOU | SRO18696 | 30 | Solar |  |  | Withdrawn | Trade Secret | Trade | DBL | DBL061 | Commercial | Solar*Rewards | Trade Secret | 2011
20252-215912-02 | Xcel Energy | 85 | 13781 | IOU | SRO18697 | 40 | Solar |  |  | Withdrawn | Trade Secret | Trade | SLP | SLP096 | Commercial | Solar*Rewards | Trade Secret | 2011
20252-215912-02 | Xcel Energy | 85 | 13781 | IOU | SRO18698 | 40 | Solar |  |  | Withdrawn | Trade Secret | Trade | AFT | AFT321 | Commercial | Solar*Rewards | Trade Secret | 2011
20252-215912-02 | Xcel Energy | 85 | 13781 | IOU | SRO18699 | 40 | Solar |  |  | Withdrawn | Trade Secret | Trade | AFT | AFT321 | Commercial | Solar*Rewards | Trade Secret | 2011
20252-215912-02 | Xcel Energy | 85 | 13781 | IOU | SRO18700 | 3.15 | Solar |  |  | Withdrawn | Trade Secret | Trade | SLP | SLP092 | Residential | Solar*Rewards | Trade Secret | 2011
20252-215912-02 | Xcel Energy | 85 | 13781 | IOU | SRO18717 | 40 | Solar |  |  | Withdrawn | Trade Secret | Trade | EDP | EDP095 | Commercial | Solar*Rewards | Trade Secret | 2011
20252-215912-02 | Xcel Energy | 85 | 13781 | IOU | SRO18739 | 50 | Solar |  |  | Withdrawn | Trade Secret | Trade | ESW | ESW062 | Commercial | Solar*Rewards | Trade Secret | 2011
20252-215912-02 | Xcel Energy | 85 | 13781 | IOU | SRO18779 |  | Solar |  |  | Withdrawn | Trade Secret | Trade |  |  |  | Solar*Rewards | Trade Secret | 2011
20252-215912-02 | Xcel Energy | 85 | 13781 | IOU | SRO18820 | 3.3 | Solar |  |  | Withdrawn | Trade Secret | Trade | LIN | LIN031 | Commercial | Solar*Rewards | Trade Secret | 2011
20252-215912-02 | Xcel Energy | 85 | 13781 | IOU | SRO18825 | 2.58 | Solar |  |  | Withdrawn | Trade Secret | Trade | ALD | ALD076 | Commercial | Solar*Rewards | Trade Secret | 2011
20252-215912-02 | Xcel Energy | 85 | 13781 | IOU | SRO18837 | 3.01 | Solar |  |  | Withdrawn | Trade Secret | Trade | HSN | HSN311 | Residential | Solar*Rewards | Trade Secret | 2011
20252-215912-02 | Xcel Energy | 85 | 13781 | IOU | SRO18857 | 40 | Solar |  |  | Withdrawn | Trade Secret | Trade | LLK | LLK072 | Commercial | Solar*Rewards | Trade Secret | 2011
20252-215912-02 | Xcel Energy | 85 | 13781 | IOU | SRO18860 | 40 | Solar |  |  | Withdrawn | Trade Secret | Trade | TLK | TLK066 | Commercial | Solar*Rewards | Trade Secret | 2011
20252-215912-02 | Xcel Energy | 85 | 13781 | IOU | SRO18905 | 21 | Solar |  |  | Withdrawn | Trade Secret | Trade | CLC | CLC221 | Residential | Solar*Rewards | Trade Secret | 2011
20252-215912-02 | Xcel Energy | 85 | 13781 | IOU | SRO18917 | 36 | Solar |  |  | Withdrawn | Trade Secret | Trade | GRC | GRC313 | Commercial | Solar*Rewards | Trade Secret | 2011
20252-215912-02 | Xcel Energy | 85 | 13781 | IOU | SRO18933 |  | Solar |  |  | Withdrawn | Trade Secret | Trade |  |  |  | Solar*Rewards | Trade Secret | 2011
20252-215912-02 | Xcel Energy | 85 | 13781 | IOU | SRO18938 |  | Solar |  |  | Withdrawn | Trade Secret | Trade | WIL | WIL082 | Commercial | Solar*Rewards | Trade Secret | 2011
20252-215912-02 | Xcel Energy | 85 | 13781 | IOU | SRO18985 | 25 | Solar |  |  | Withdrawn | Trade Secret | Trade | SOU | SOU086 | Commercial | Solar*Rewards | Trade Secret | 2011
20252-215912-02 | Xcel Energy | 85 | 13781 | IOU | SRO18996 | 30 | Solar |  |  | Withdrawn | Trade Secret | Trade | KAN | KAN021 | Commercial | Solar*Rewards | Trade Secret | 2011
20252-215912-02 | Xcel Energy | 85 | 13781 | IOU | SRO19014 | 35 | Solar |  |  | Withdrawn | Trade Secret | Trade | RPL | RPL071 | Commercial | Solar*Rewards | Trade Secret | 2012
20252-215912-02 | Xcel Energy | 85 | 13781 | IOU | SRO19037 | 10 | Solar |  |  | Withdrawn | Trade Secret | Trade | UPP | UPP005 | Commercial | Solar*Rewards | Trade Secret | 2011
20252-215912-02 | Xcel Energy | 85 | 13781 | IOU | SRO19038 | 40 | Solar |  |  | Withdrawn | Trade Secret | Trade | PBE | PBE061 | Commercial | Solar*Rewards | Trade Secret | 2011
20252-215912-02 | Xcel Energy | 85 | 13781 | IOU | SRO19043 | 7 | Solar |  |  | Withdrawn | Trade Secret | Trade | YLM | YLM212 | Residential | Solar*Rewards | Trade Secret | 2011
20252-215912-02 | Xcel Energy | 85 | 13781 | IOU | SRO19069 | 40 | Solar |  |  | Withdrawn | Trade Secret | Trade | EDA | EDA061 | Commercial | Solar*Rewards | Trade Secret | 2011
20252-215912-02 | Xcel Energy | 85 | 13781 | IOU | SRO19105 | 34.2 | Solar |  |  | Withdrawn | Trade Secret | Trade | REW | REW031 | Commercial | Solar*Rewards | Trade Secret | 2011
20252-215912-02 | Xcel Energy | 85 | 13781 | IOU | SRO19106 | 29.985 | Solar |  |  | Withdrawn | Trade Secret | Trade |  |  | Residential | Solar*Rewards | Trade Secret | 2011
20252-215912-02 | Xcel Energy | 85 | 13781 | IOU | SRO19109 | 34.2 | Solar |  |  | Withdrawn | Trade Secret | Trade | SIP | SIP072 | Commercial | Solar*Rewards | Trade Secret | 2011
20252-215912-02 | Xcel Energy | 85 | 13781 | IOU | SRO19110 | 34.2 | Solar |  |  | Withdrawn | Trade Secret | Trade | GVW | GVW031 | Commercial | Solar*Rewards | Trade Secret | 2011
20252-215912-02 | Xcel Energy | 85 | 13781 | IOU | SRO19111 | 34.2 | Solar |  |  | Withdrawn | Trade Secret | Trade |  |  | Residential | Solar*Rewards | Trade Secret | 2011
20252-215912-02 | Xcel Energy | 85 | 13781 | IOU | SRO19112 | 34.2 | Solar |  |  | Withdrawn | Trade Secret | Trade | NOF | NOF061 | Commercial | Solar*Rewards | Trade Secret | 2011
20252-215912-02 | Xcel Energy | 85 | 13781 | IOU | SRO19117 | 27 | Solar |  |  | Withdrawn | Trade Secret | Trade | EDA | EDA066 | Commercial | Solar*Rewards | Trade Secret | 2011
20252-215912-02 | Xcel Energy | 85 | 13781 | IOU | SRO19119 | 34.2 | Solar |  |  | Withdrawn | Trade Secret | Trade | WWK | WWK311 | Commercial | Solar*Rewards | Trade Secret | 2011
20252-215912-02 | Xcel Energy | 85 | 13781 | IOU | SRO19143 | 34.2 | Solar |  |  | Withdrawn | Trade Secret | Trade | WSG | WSG362 | Commercial | Solar*Rewards | Trade Secret | 2011
20252-215912-02 | Xcel Energy | 85 | 13781 | IOU | SRO19144 | 34.2 | Solar |  |  | Withdrawn | Trade Secret | Trade | SMT | SMT092 | Commercial | Solar*Rewards | Trade Secret | 2011
20252-215912-02 | Xcel Energy | 85 | 13781 | IOU | SRO19145 | 29.985 | Solar |  |  | Withdrawn | Trade Secret | Trade | WIN | WIN033 | Commercial | Solar*Rewards | Trade Secret | 2011
20252-215912-02 | Xcel Energy | 85 | 13781 | IOU | SRO19146 | 34.2 | Solar |  |  | Withdrawn | Trade Secret | Trade |  |  | Residential | Solar*Rewards | Trade Secret | 2011
20252-215912-02 | Xcel Energy | 85 | 13781 | IOU | SRO19148 | 34.2 | Solar |  |  | Withdrawn | Trade Secret | Trade | WIN | WIN032 | Commercial | Solar*Rewards | Trade Secret | 2011
20252-215912-02 | Xcel Energy | 85 | 13781 | IOU | SRO19149 | 34.2 | Solar |  |  | Withdrawn | Trade Secret | Trade | ESW | ESW061 | Commercial | Solar*Rewards | Trade Secret | 2011
20252-215912-02 | Xcel Energy | 85 | 13781 | IOU | SRO19151 | 34.2 | Solar |  |  | Withdrawn | Trade Secret | Trade | WYO | WYO032 | Commercial | Solar*Rewards | Trade Secret | 2011
20252-215912-02 | Xcel Energy | 85 | 13781 | IOU | SRO19152 | 34.2 | Solar |  |  | Withdrawn | Trade Secret | Trade | WAB | WAB031 | Commercial | Solar*Rewards | Trade Secret | 2011
20252-215912-02 | Xcel Energy | 85 | 13781 | IOU | SRO19153 | 34.2 | Solar |  |  | Withdrawn | Trade Secret | Trade | ALK | ALK072 | Commercial | Solar*Rewards | Trade Secret | 2011
20252-215912-02 | Xcel Energy | 85 | 13781 | IOU | SRO19154 | 34.2 | Solar |  |  | Withdrawn | Trade Secret | Trade | BEL | BEL061 | Commercial | Solar*Rewards | Trade Secret | 2011
20252-215912-02 | Xcel Energy | 85 | 13781 | IOU | SRO19155 | 29.985 | Solar |  |  | Withdrawn | Trade Secret | Trade | CNC | CNC062 | Commercial | Solar*Rewards | Trade Secret | 2011
20252-215912-02 | Xcel Energy | 85 | 13781 | IOU | SRO19156 | 29.985 | Solar |  |  | Withdrawn | Trade Secret | Trade | WIN | WIN043 | Commercial | Solar*Rewards | Trade Secret | 2011
20252-215912-02 | Xcel Energy | 85 | 13781 | IOU | SRO19157 | 40 | Solar |  |  | Withdrawn | Trade Secret | Trade | RWD | RWD082 | Commercial | Solar*Rewards | Trade Secret | 2011
20252-215912-02 | Xcel Energy | 85 | 13781 | IOU | SRO19165 | 29.985 | Solar |  |  | Withdrawn | Trade Secret | Trade | BUR | BUR032 | Commercial | Solar*Rewards | Trade Secret | 2011
20252-215912-02 | Xcel Energy | 85 | 13781 | IOU | SRO19167 | 29.985 | Solar |  |  | Withdrawn | Trade Secret | Trade | AFT | AFT321 | Commercial | Solar*Rewards | Trade Secret | 2011
20252-215912-02 | Xcel Energy | 85 | 13781 | IOU | SRO19168 | 29.985 | Solar |  |  | Withdrawn | Trade Secret | Trade | PKL | PKL071 | Commercial | Solar*Rewards | Trade Secret | 2011
20252-215912-02 | Xcel Energy | 85 | 13781 | IOU | SRO19184 | 40 | Solar |  |  | Withdrawn | Trade Secret | Trade | EDA | EDA061 | Commercial | Solar*Rewards | Trade Secret | 2011
20252-215912-02 | Xcel Energy | 85 | 13781 | IOU | SRO19196 | 45 | Solar |  |  | Withdrawn | Trade Secret | Trade | OSS | OSS063 | Commercial | Solar*Rewards | Trade Secret | 2012
20252-215912-02 | Xcel Energy | 85 | 13781 | IOU | SRO19201 | 45 | Solar |  |  | Withdrawn | Trade Secret | Trade | OSS | OSS075 | Commercial | Solar*Rewards | Trade Secret | 2012
20252-215912-02 | Xcel Energy | 85 | 13781 | IOU | SRO19203 | 30 | Solar |  |  | Withdrawn | Trade Secret | Trade | ALD | ALD092 | Commercial | Solar*Rewards | Trade Secret | 2012
20252-215912-02 | Xcel Energy | 85 | 13781 | IOU | SRO19246 | 25 | Solar |  |  | Withdrawn | Trade Secret | Trade | ALD | ALD073 | Commercial | Solar*Rewards | Trade Secret | 2011
20252-215912-02 | Xcel Energy | 85 | 13781 | IOU | SRO19273 |  | Solar |  |  | Withdrawn | Trade Secret | Trade |  |  | Commercial | Solar*Rewards | Trade Secret | 2011
20252-215912-02 | Xcel Energy | 85 | 13781 | IOU | SRO19280 | 45 | Solar |  |  | Withdrawn | Trade Secret | Trade | OAD | OAD065 | Commercial | Solar*Rewards | Trade Secret | 2011
20252-215912-02 | Xcel Energy | 85 | 13781 | IOU | SRO19281 | 5 | Solar |  |  | Withdrawn | Trade Secret | Trade | MDT | MDT074 | Residential | Solar*Rewards | Trade Secret | 2011
20252-215912-02 | Xcel Energy | 85 | 13781 | IOU | SRO19332 | 45 | Solar |  |  | Withdrawn | Trade Secret | Trade | MEL | MEL074 | Commercial | Solar*Rewards | Trade Secret | 2011
20252-215912-02 | Xcel Energy | 85 | 13781 | IOU | SRO19352 |  | Solar |  |  | Withdrawn | Trade Secret | Trade |  |  |  | Solar*Rewards | Trade Secret | 2011
20252-215912-02 | Xcel Energy | 85 | 13781 | IOU | SRO19553 | 3.01 | Solar |  |  | Withdrawn | Trade Secret | Trade | GVW | GVW021 | Residential | Solar*Rewards | Trade Secret | 2011
20252-215912-02 | Xcel Energy | 85 | 13781 | IOU | SRO19588 | 36.12 | Solar |  |  | Withdrawn | Trade Secret | Trade |  |  | Commercial | Solar*Rewards | Trade Secret | 2011
20252-215912-02 | Xcel Energy | 85 | 13781 | IOU | SRO19610 | 7 | Solar |  |  | Withdrawn | Trade Secret | Trade | NMC | NMC082 | Residential | Solar*Rewards | Trade Secret | 2011
20252-215912-02 | Xcel Energy | 85 | 13781 | IOU | SRO19703 | 45 | Solar |  |  | Withdrawn | Trade Secret | Trade | WIL | WIL074 | Commercial | Solar*Rewards | Trade Secret | 2012
20252-215912-02 | Xcel Energy | 85 | 13781 | IOU | SRO19705 | 45 | Solar |  |  | Withdrawn | Trade Secret | Trade | TLK | TLK062 | Commercial | Solar*Rewards | Trade Secret | 2012
20252-215912-02 | Xcel Energy | 85 | 13781 | IOU | SRO19707 | 45 | Solar |  |  | Withdrawn | Trade Secret | Trade | TLK | TLK073 | Commercial | Solar*Rewards | Trade Secret | 2012
20252-215912-02 | Xcel Energy | 85 | 13781 | IOU | SRO19708 | 45 | Solar |  |  | Withdrawn | Trade Secret | Trade | OSS | OSS071 | Commercial | Solar*Rewards | Trade Secret | 2012
20252-215912-02 | Xcel Energy | 85 | 13781 | IOU | SRO19709 | 45 | Solar |  |  | Withdrawn | Trade Secret | Trade | EDP | EDP083 | Commercial | Solar*Rewards | Trade Secret | 2012
20252-215912-02 | Xcel Energy | 85 | 13781 | IOU | SRO19710 | 45 | Solar |  |  | Withdrawn | Trade Secret | Trade | EDP | EDP073 | Commercial | Solar*Rewards | Trade Secret | 2012
20252-215912-02 | Xcel Energy | 85 | 13781 | IOU | SRO19711 | 45 | Solar |  |  | Withdrawn | Trade Secret | Trade | HAS | HAS033 | Commercial | Solar*Rewards | Trade Secret | 2012
20252-215912-02 | Xcel Energy | 85 | 13781 | IOU | SRO19712 | 45 | Solar |  |  | Withdrawn | Trade Secret | Trade | MOL | MOL065 | Commercial | Solar*Rewards | Trade Secret | 2012
20252-215912-02 | Xcel Energy | 85 | 13781 | IOU | SRO19713 | 45 | Solar |  |  | Withdrawn | Trade Secret | Trade | WES | WES062 | Commercial | Solar*Rewards | Trade Secret | 2012
20252-215912-02 | Xcel Energy | 85 | 13781 | IOU | SRO19714 | 45 | Solar |  |  | Withdrawn | Trade Secret | Trade | WIL | WIL077 | Commercial | Solar*Rewards | Trade Secret | 2012
20252-215912-02 | Xcel Energy | 85 | 13781 | IOU | SRO19715 | 45 | Solar |  |  | Withdrawn | Trade Secret | Trade | WRR | WRR061 | Commercial | Solar*Rewards | Trade Secret | 2012
20252-215912-02 | Xcel Energy | 85 | 13781 | IOU | SRO19822 | 18 | Solar |  |  | Withdrawn | Trade Secret | Trade | HWW | HWW063 | Commercial | Solar*Rewards | Trade Secret | 2012
20252-215912-02 | Xcel Energy | 85 | 13781 | IOU | SRO19830 | 2.58 | Solar |  |  | Withdrawn | Trade Secret | Trade | RAM | RAM077 | Residential | Solar*Rewards | Trade Secret | 2011
20252-215912-02 | Xcel Energy | 85 | 13781 | IOU | SRO19833 | 10 | Solar |  |  | Withdrawn | Trade Secret | Trade | UPP | UPP063 | Commercial | Solar*Rewards | Trade Secret | 2012
20252-215912-02 | Xcel Energy | 85 | 13781 | IOU | SRO19920 |  | Solar |  |  | Withdrawn | Trade Secret | Trade | NOF | NOF073 | Residential | Solar*Rewards | Trade Secret | 2011
20252-215912-02 | Xcel Energy | 85 | 13781 | IOU | SRO19930 |  | Solar |  |  | Withdrawn | Trade Secret | Trade | NOF | NOF073 | Commercial | Solar*Rewards | Trade Secret | 2011
20252-215912-02 | Xcel Energy | 85 | 13781 | IOU | SRO20056 | 40 | Solar |  |  | Withdrawn | Trade Secret | Trade | DHL | DHL061 | Commercial | Solar*Rewards | Trade Secret | 2011
20252-215912-02 | Xcel Energy | 85 | 13781 | IOU | SRO20102 | 5 | Solar |  |  | Withdrawn | Trade Secret | Trade | UPP | UPP063 | Commercial | Solar*Rewards | Trade Secret | 2011
20252-215912-02 | Xcel Energy | 85 | 13781 | IOU | SRO20104 | 8.6 | Solar |  |  | Withdrawn | Trade Secret | Trade | LSP | LSP021 | Commercial | Solar*Rewards | Trade Secret | 2011
20252-215912-02 | Xcel Energy | 85 | 13781 | IOU | SRO20174 | 5 | Solar |  |  | Withdrawn | Trade Secret | Trade | EDA | EDA073 | Residential | Solar*Rewards | Trade Secret | 2011
20252-215912-02 | Xcel Energy | 85 | 13781 | IOU | SRO20204 | 3 | Solar |  |  | Withdrawn | Trade Secret | Trade | LIN | LIN031 | Residential | Solar*Rewards | Trade Secret | 2012
20252-215912-02 | Xcel Energy | 85 | 13781 | IOU | SRO20243 | 10 | Solar |  |  | Withdrawn | Trade Secret | Trade | FRO | FRO021 | Residential | Solar*Rewards | Trade Secret | 2011
20252-215912-02 | Xcel Energy | 85 | 13781 | IOU | SRO20248 | 21.285 | Solar |  |  | Withdrawn | Trade Secret | Trade | PIL | PIL021 | Commercial | Solar*Rewards | Trade Secret | 2011
20252-215912-02 | Xcel Energy | 85 | 13781 | IOU | SRO20280 | 45 | Solar |  |  | Withdrawn | Trade Secret | Trade | WRR | WRR064 | Commercial | Solar*Rewards | Trade Secret | 2011
20252-215912-02 | Xcel Energy | 85 | 13781 | IOU | SRO20622 | 3.44 | Solar |  |  | Withdrawn | Trade Secret | Trade | SLP | SLP092 | Residential | Solar*Rewards | Trade Secret | 2011
20252-215912-02 | Xcel Energy | 85 | 13781 | IOU | SRO20643 | 4.73 | Solar |  |  | Withdrawn | Trade Secret | Trade |  |  |  | Solar*Rewards | Trade Secret | 2011
20252-215912-02 | Xcel Energy | 85 | 13781 | IOU | SRO20716 | 4.9 | Solar |  |  | Withdrawn | Trade Secret | Trade | GLD | GLD021 | Residential | Solar*Rewards | Trade Secret | 2012
20252-215912-02 | Xcel Energy | 85 | 13781 | IOU | SRO20739 | 35 | Solar |  |  | Withdrawn | Trade Secret | Trade | ANN | ANN021 | Commercial | Solar*Rewards | Trade Secret | 2012
20252-215912-02 | Xcel Energy | 85 | 13781 | IOU | SRO20782 | 30 | Solar |  |  | Withdrawn | Trade Secret | Trade | ELP | ELP062 | Commercial | Solar*Rewards | Trade Secret | 2011
20252-215912-02 | Xcel Energy | 85 | 13781 | IOU | SRO20783 | 30 | Solar |  |  | Withdrawn | Trade Secret | Trade | SOU | SOU082 | Commercial | Solar*Rewards | Trade Secret | 2011
20252-215912-02 | Xcel Energy | 85 | 13781 | IOU | SRO20812 | 19.99 | Solar |  |  | Withdrawn | Trade Secret | Trade | TLK | TLK066 | Commercial | Solar*Rewards | Trade Secret | 2011
20252-215912-02 | Xcel Energy | 85 | 13781 | IOU | SRO20816 | 5 | Solar |  |  | Withdrawn | Trade Secret | Trade | NMC | NMC082 | Residential | Solar*Rewards | Trade Secret | 2011
20252-215912-02 | Xcel Energy | 85 | 13781 | IOU | SRO20865 | 40 | Solar |  |  | Withdrawn | Trade Secret | Trade | BCR | BCR062 | Commercial | Solar*Rewards | Trade Secret | 2011
20252-215912-02 | Xcel Energy | 85 | 13781 | IOU | SRO20926 | 20 | Solar |  |  | Withdrawn | Trade Secret | Trade | DHL | DHL061 | Commercial | Solar*Rewards | Trade Secret | 2011
20252-215912-02 | Xcel Energy | 85 | 13781 | IOU | SRO21014 | 11.4 | Solar |  |  | Withdrawn | Trade Secret | Trade | AFT | AFT314 | Residential | Solar*Rewards | Trade Secret | 2011
20252-215912-02 | Xcel Energy | 85 | 13781 | IOU | SRO21118 | 2.28 | Solar |  |  | Withdrawn | Trade Secret | Trade | HUG | HUG322 | Residential | Solar*Rewards | Trade Secret | 2012
20252-215912-02 | Xcel Energy | 85 | 13781 | IOU | SRO21153 | 40 | Solar |  |  | Withdrawn | Trade Secret | Trade | MGN | MGN211 | Commercial | Solar*Rewards | Trade Secret | 2012
20252-215912-02 | Xcel Energy | 85 | 13781 | IOU | SRO21811 | 40 | Solar |  |  | Withdrawn | Trade Secret | Trade | SLP | SLP075 | Commercial | Solar*Rewards | Trade Secret | 2012
20252-215912-02 | Xcel Energy | 85 | 13781 | IOU | SRO21845 |  | Solar |  |  | Withdrawn | Trade Secret | Trade | SLP | SLP082 | Commercial | Solar*Rewards | Trade Secret | 2012
20252-215912-02 | Xcel Energy | 85 | 13781 | IOU | SRO21891 | 15.265 | Solar |  |  | Withdrawn | Trade Secret | Trade | GVW | GVW021 | Commercial | Solar*Rewards | Trade Secret | 2012
20252-215912-02 | Xcel Energy | 85 | 13781 | IOU | SRO21893 | 4.945 | Solar |  |  | Withdrawn | Trade Secret | Trade | GVW | GVW021 | Commercial | Solar*Rewards | Trade Secret | 2012
20252-215912-02 | Xcel Energy | 85 | 13781 | IOU | SRO21894 | 4.085 | Solar |  |  | Withdrawn | Trade Secret | Trade | GVW | GVW021 | Commercial | Solar*Rewards | Trade Secret | 2012
20252-215912-02 | Xcel Energy | 85 | 13781 | IOU | SRO21895 | 16.77 | Solar |  |  | Withdrawn | Trade Secret | Trade | ZUF | ZUF021 | Residential | Solar*Rewards | Trade Secret | 2012
20252-215912-02 | Xcel Energy | 85 | 13781 | IOU | SRO21902 | 36 | Solar |  |  | Withdrawn | Trade Secret | Trade | HSN | HSN321 | Commercial | Solar*Rewards | Trade Secret | 2012
20252-215912-02 | Xcel Energy | 85 | 13781 | IOU | SRO21912 | 29.67 | Solar |  |  | Withdrawn | Trade Secret | Trade | ELP | ELP86X | Commercial | Solar*Rewards | Trade Secret | 2012
20252-215912-02 | Xcel Energy | 85 | 13781 | IOU | SRO21948 | 5 | Solar |  |  | Withdrawn | Trade Secret | Trade | SLP | SLP092 | Residential | Solar*Rewards | Trade Secret | 2012
20252-215912-02 | Xcel Energy | 85 | 13781 | IOU | SRO21995 | 30 | Solar |  |  | Withdrawn | Trade Secret | Trade |  |  |  | Solar*Rewards | Trade Secret | 2012
20252-215912-02 | Xcel Energy | 85 | 13781 | IOU | SRO22002 | 17 | Solar |  |  | Withdrawn | Trade Secret | Trade | EGL | EGL021 | Commercial | Solar*Rewards | Trade Secret | 2012
20252-215912-02 | Xcel Energy | 85 | 13781 | IOU | SRO22003 | 19 | Solar |  |  | Withdrawn | Trade Secret | Trade | EGL | EGL021 | Residential | Solar*Rewards | Trade Secret | 2012
20252-215912-02 | Xcel Energy | 85 | 13781 | IOU | SRO22089 | 5.16 | Solar |  |  | Withdrawn | Trade Secret | Trade | ALD | ALD088 | Commercial | Solar*Rewards | Trade Secret | 2012
20252-215912-02 | Xcel Energy | 85 | 13781 | IOU | SRO22172 | 26.875 | Solar |  |  | Withdrawn | Trade Secret | Trade | GNL | GNL072 | Commercial | Solar*Rewards | Trade Secret | 2012
20252-215912-02 | Xcel Energy | 85 | 13781 | IOU | SRO22178 | 5.16 | Solar |  |  | Withdrawn | Trade Secret | Trade | DND | DND072 | Residential | Solar*Rewards | Trade Secret | 2012
20252-215912-02 | Xcel Energy | 85 | 13781 | IOU | SRO22179 | 2.5 | Solar |  |  | Withdrawn | Trade Secret | Trade | NOF | NOF073 | Commercial | Solar*Rewards | Trade Secret | 2012
20252-215912-02 | Xcel Energy | 85 | 13781 | IOU | SRO22248 | 40 | Solar |  |  | Withdrawn | Trade Secret | Trade | MPK | MPK078 | Commercial | Solar*Rewards | Trade Secret | 2012
20252-215912-02 | Xcel Energy | 85 | 13781 | IOU | SRO22285 | 39.6 | Solar |  |  | Withdrawn | Trade Secret | Trade | HWW | HWW063 | Commercial | Solar*Rewards | Trade Secret | 2012
20252-215912-02 | Xcel Energy | 85 | 13781 | IOU | SRO22301 | 6.88 | Solar |  |  | Withdrawn | Trade Secret | Trade | SAK | SAK321 | Residential | Solar*Rewards | Trade Secret | 2012
20252-215912-02 | Xcel Energy | 85 | 13781 | IOU | SRO22306 | 7.525 | Solar |  |  | Withdrawn | Trade Secret | Trade | BCH | BCH311 | Residential | Solar*Rewards | Trade Secret | 2012
20252-215912-02 | Xcel Energy | 85 | 13781 | IOU | SRO22307 | 6.02 | Solar |  |  | Withdrawn | Trade Secret | Trade | HAS | HAS021 | Commercial | Solar*Rewards | Trade Secret | 2012
20252-215912-02 | Xcel Energy | 85 | 13781 | IOU | SRO22311 | 3 | Solar |  |  | Withdrawn | Trade Secret | Trade | MEL | MEL078 | Residential | Solar*Rewards | Trade Secret | 2012
20252-215912-02 | Xcel Energy | 85 | 13781 | IOU | SRO22346 | 36 | Solar |  |  | Withdrawn | Trade Secret | Trade | RLK | RLK079 | Commercial | Solar*Rewards | Trade Secret | 2012
20252-215912-02 | Xcel Energy | 85 | 13781 | IOU | SRO22351 | 35 | Solar |  |  | Withdrawn | Trade Secret | Trade | TER | TER083 | Commercial | Solar*Rewards | Trade Secret | 2012
20252-215912-02 | Xcel Energy | 85 | 13781 | IOU | SRO22352 | 35 | Solar |  |  | Withdrawn | Trade Secret | Trade | TER | TER083 | Commercial | Solar*Rewards | Trade Secret | 2012
20252-215912-02 | Xcel Energy | 85 | 13781 | IOU | SRO22370 | 2.7 | Solar |  |  | Withdrawn | Trade Secret | Trade | CEL | CEL066 | Residential | Solar*Rewards | Trade Secret | 2012
20252-215912-02 | Xcel Energy | 85 | 13781 | IOU | SRO22384 | 22.8 | Solar |  |  | Withdrawn | Trade Secret | Trade |  |  |  | Solar*Rewards | Trade Secret | 2012
20252-215912-02 | Xcel Energy | 85 | 13781 | IOU | SRO22385 | 13.8 | Solar |  |  | Withdrawn | Trade Secret | Trade | WDY | WDY312 | Commercial | Solar*Rewards | Trade Secret | 2012
20252-215912-02 | Xcel Energy | 85 | 13781 | IOU | SRO22386 | 12.6 | Solar |  |  | Withdrawn | Trade Secret | Trade | WDY | WDY312 | Commercial | Solar*Rewards | Trade Secret | 2012
20252-215912-02 | Xcel Energy | 85 | 13781 | IOU | SRO22390 | 9.995 | Solar |  |  | Withdrawn | Trade Secret | Trade | ALD | ALD072 | Commercial | Solar*Rewards | Trade Secret | 2012
20252-215912-02 | Xcel Energy | 85 | 13781 | IOU | SRO22401 | 0.215 | Solar |  |  | Withdrawn | Trade Secret | Trade | LAC | LAC063 | Residential | Solar*Rewards | Trade Secret | 2012
20252-215912-02 | Xcel Energy | 85 | 13781 | IOU | SRO22409 | 4 | Solar |  |  | Withdrawn | Trade Secret | Trade | WSG | WSG065 | Residential | Solar*Rewards | Trade Secret | 2012
20252-215912-02 | Xcel Energy | 85 | 13781 | IOU | SRO22425 | 30 | Solar |  |  | Withdrawn | Trade Secret | Trade | RLK | RLK079 | Commercial | Solar*Rewards | Trade Secret | 2012
20252-215912-02 | Xcel Energy | 85 | 13781 | IOU | SRO22426 | 30 | Solar |  |  | Withdrawn | Trade Secret | Trade | LOK | LOK093 | Commercial | Solar*Rewards | Trade Secret | 2012
20252-215912-02 | Xcel Energy | 85 | 13781 | IOU | SRO22429 | 15.265 | Solar |  |  | Withdrawn | Trade Secret | Trade | SCL | SCL322 | Residential | Solar*Rewards | Trade Secret | 2012
20252-215912-02 | Xcel Energy | 85 | 13781 | IOU | SRO22451 | 3.225 | Solar |  |  | Withdrawn | Trade Secret | Trade | SOU | SOU069 | Residential | Solar*Rewards | Trade Secret | 2012
20252-215912-02 | Xcel Energy | 85 | 13781 | IOU | SRO22453 | 30 | Solar |  |  | Withdrawn | Trade Secret | Trade | NMC | NMC092 | Commercial | Solar*Rewards | Trade Secret | 2012
20252-215912-02 | Xcel Energy | 85 | 13781 | IOU | SRO22459 | 40 | Solar |  |  | Withdrawn | Trade Secret | Trade | MST | MST074 | Commercial | Solar*Rewards | Trade Secret | 2012
20252-215912-02 | Xcel Energy | 85 | 13781 | IOU | SRO22461 | 1.52 | Solar |  |  | Withdrawn | Trade Secret | Trade | SCL | SCL312 | Residential | Solar*Rewards | Trade Secret | 2012
20252-215912-02 | Xcel Energy | 85 | 13781 | IOU | SRO22466 | 6.02 | Solar |  |  | Withdrawn | Trade Secret | Trade | SCL | SCL312 | Residential | Solar*Rewards | Trade Secret | 2012
20252-215912-02 | Xcel Energy | 85 | 13781 | IOU | SRO22467 | 7.31 | Solar |  |  | Withdrawn | Trade Secret | Trade | GRC | GRC062 | Residential | Solar*Rewards | Trade Secret | 2012
20252-215912-02 | Xcel Energy | 85 | 13781 | IOU | SRO22475 | 344 | Solar |  |  | Withdrawn | Trade Secret | Trade | ALD | ALD083 | Residential | Solar*Rewards | Trade Secret | 2012
20252-215912-02 | Xcel Energy | 85 | 13781 | IOU | SRO22501 | 8.17 | Solar |  |  | Withdrawn | Trade Secret | Trade | MPK | MPK087 | Commercial | Solar*Rewards | Trade Secret | 2012
20252-215912-02 | Xcel Energy | 85 | 13781 | IOU | SRO22648 | 11.4 | Solar |  |  | Withdrawn | Trade Secret | Trade | ESW | ESW082 | Commercial | Solar*Rewards | Trade Secret | 2012
20252-215912-02 | Xcel Energy | 85 | 13781 | IOU | SRO22649 | 36 | Solar |  |  | Withdrawn | Trade Secret | Trade | ALT | ALT021 | Residential | Solar*Rewards | Trade Secret | 2012
20252-215912-02 | Xcel Energy | 85 | 13781 | IOU | SRO22682 | 35 | Solar |  |  | Withdrawn | Trade Secret | Trade | HWW | HWW063 | Commercial | Solar*Rewards | Trade Secret | 2012
20252-215912-02 | Xcel Energy | 85 | 13781 | IOU | SRO22704 | 40 | Solar |  |  | Withdrawn | Trade Secret | Trade | JOR | JOR022 | Commercial | Solar*Rewards | Trade Secret | 2012
20252-215912-02 | Xcel Energy | 85 | 13781 | IOU | SRO22707 | 35 | Solar |  |  | Withdrawn | Trade Secret | Trade | MPK | MPK065 | Commercial | Solar*Rewards | Trade Secret | 2012
20252-215912-02 | Xcel Energy | 85 | 13781 | IOU | SRO22737 | 9995 | Solar |  |  | Withdrawn | Trade Secret | Trade | HUG | HUG311 | Residential | Solar*Rewards | Trade Secret | 2012
20252-215912-02 | Xcel Energy | 85 | 13781 | IOU | SRO23335 | 5.805 | Solar |  |  | Withdrawn | Trade Secret | Trade | WAK | WAK321 | Residential | Solar*Rewards | Trade Secret | 2012
20252-215912-02 | Xcel Energy | 85 | 13781 | IOU | SRO23428 | 3.01 | Solar |  |  | Withdrawn | Trade Secret | Trade | SLP | SLP095 | Residential | Solar*Rewards | Trade Secret | 2012
20252-215912-02 | Xcel Energy | 85 | 13781 | IOU | SRO23446 |  | Solar |  |  | Withdrawn | Trade Secret | Trade |  |  |  | Other | Trade Secret | 2012
20252-215912-02 | Xcel Energy | 85 | 13781 | IOU | SRO23447 |  | Solar |  |  | Withdrawn | Trade Secret | Trade |  |  |  | Other | Trade Secret | 2012
20252-215912-02 | Xcel Energy | 85 | 13781 | IOU | SRO23448 | 1.72 | Solar |  |  | Withdrawn | Trade Secret | Trade | APA | APA075 | Residential | Solar*Rewards | Trade Secret | 2012
20252-215912-02 | Xcel Energy | 85 | 13781 | IOU | SRO23456 | 35 | Solar |  |  | Withdrawn | Trade Secret | Trade |  |  | Residential | Solar*Rewards | Trade Secret | 2012
20252-215912-02 | Xcel Energy | 85 | 13781 | IOU | SRO23488 | 1.72 | Solar |  |  | Withdrawn | Trade Secret | Trade | TLK | TLK075 | Commercial | Solar*Rewards | Trade Secret | 2012
20252-215912-02 | Xcel Energy | 85 | 13781 | IOU | SRO23502 | 39.98 | Solar |  |  | Withdrawn | Trade Secret | Trade | EDA | EDA088 | Commercial | Solar*Rewards | Trade Secret | 2012
20252-215912-02 | Xcel Energy | 85 | 13781 | IOU | SRO23559 | 30 | Solar |  |  | Withdrawn | Trade Secret | Trade | NMC | NMC092 | Commercial | Solar*Rewards | Trade Secret | 2012
20252-215912-02 | Xcel Energy | 85 | 13781 | IOU | SRO23698 | 36 | Solar |  |  | Withdrawn | Trade Secret | Trade | WAT | WAT021 | Commercial | Solar*Rewards | Trade Secret | 2012
20252-215912-02 | Xcel Energy | 85 | 13781 | IOU | SRO23711 | 40 | Solar |  |  | Withdrawn | Trade Secret | Trade | HWW | HWW063 | Commercial | Solar*Rewards | Trade Secret | 2012
20252-215912-02 | Xcel Energy | 85 | 13781 | IOU | SRO23713 | 39.98 | Solar |  |  | Withdrawn | Trade Secret | Trade | SLP | SLP094 | Commercial | Solar*Rewards | Trade Secret | 2012
20252-215912-02 | Xcel Energy | 85 | 13781 | IOU | SRO23714 |  | Solar |  |  | Withdrawn | Trade Secret | Trade | GNL | GNL062 | Residential | Solar*Rewards | Trade Secret | 2012
20252-215912-02 | Xcel Energy | 85 | 13781 | IOU | SRO23756 | 4 | Solar |  |  | Withdrawn | Trade Secret | Trade | GNL | GNL062 | Residential | Solar*Rewards | Trade Secret | 2012
20252-215912-02 | Xcel Energy | 85 | 13781 | IOU | SRO23757 | 36 | Solar |  |  | Withdrawn | Trade Secret | Trade | SMT | SMT081 | Commercial | Solar*Rewards | Trade Secret | 2012
20252-215912-02 | Xcel Energy | 85 | 13781 | IOU | SRO23763 | 6.45 | Solar |  |  | Withdrawn | Trade Secret | Trade | GNL | GNL072 | Residential | Solar*Rewards | Trade Secret | 2012
20252-215912-02 | Xcel Energy | 85 | 13781 | IOU | SRO23779 | 6 | Solar |  |  | Withdrawn | Trade Secret | Trade | LLK | LLK071 | Commercial | Solar*Rewards | Trade Secret | 2012
20252-215912-02 | Xcel Energy | 85 | 13781 | IOU | SRO23953 | 22.8 | Solar |  |  | Withdrawn | Trade Secret | Trade | TWL | TWL064 | Commercial | Solar*Rewards | Trade Secret | 2012
20252-215912-02 | Xcel Energy | 85 | 13781 | IOU | SRO23956 | 34.2 | Solar |  |  | Withdrawn | Trade Secret | Trade |  |  | Residential | Solar*Rewards | Trade Secret | 2012
20252-215912-02 | Xcel Energy | 85 | 13781 | IOU | SRO23960 | 35 | Solar |  |  | Withdrawn | Trade Secret | Trade | TWL | TWL072 | Commercial | Solar*Rewards | Trade Secret | 2012
20252-215912-02 | Xcel Energy | 85 | 13781 | IOU | SRO23981 | 9.995 | Solar |  |  | Withdrawn | Trade Secret | Trade | APA | APA078 | Commercial | Solar*Rewards | Trade Secret | 2012
20252-215912-02 | Xcel Energy | 85 | 13781 | IOU | SRO23982 | 30 | Solar |  |  | Withdrawn | Trade Secret | Trade | BRP | BRP073 | Commercial | Solar*Rewards | Trade Secret | 2012
20252-215912-02 | Xcel Energy | 85 | 13781 | IOU | SRO23985 | 22.5 | Solar |  |  | Withdrawn | Trade Secret | Trade | TWL | TWL074 | Commercial | Solar*Rewards | Trade Secret | 2012
20252-215912-02 | Xcel Energy | 85 | 13781 | IOU | SRO23986 | 34.2 | Solar |  |  | Withdrawn | Trade Secret | Trade | BUR | BUR022 | Commercial | Solar*Rewards | Trade Secret | 2012
20252-215912-02 | Xcel Energy | 85 | 13781 | IOU | SRO23996 | 8 | Solar |  |  | Withdrawn | Trade Secret | Trade | AFT | AFT322 | Residential | Solar*Rewards | Trade Secret | 2012
20252-215912-02 | Xcel Energy | 85 | 13781 | IOU | SRO24012 | 8.2 | Solar |  |  | Withdrawn | Trade Secret | Trade | MST | MST070 | Residential | Solar*Rewards | Trade Secret | 2012
20252-215912-02 | Xcel Energy | 85 | 13781 | IOU | SRO24106 | 36 | Solar |  |  | Withdrawn | Trade Secret | Trade | MEL | MEL062 | Commercial | Solar*Rewards | Trade Secret | 2012
20252-215912-02 | Xcel Energy | 85 | 13781 | IOU | SRO24120 | 9 | Solar |  |  | Withdrawn | Trade Secret | Trade | AFT | AFT322 | Residential | Solar*Rewards | Trade Secret | 2012
20252-215912-02 | Xcel Energy | 85 | 13781 | IOU | SRO24132 | 35 | Solar |  |  | Withdrawn | Trade Secret | Trade | MPK | MPK065 | Commercial | Solar*Rewards | Trade Secret | 2012
20252-215912-02 | Xcel Energy | 85 | 13781 | IOU | SRO24161 | 36 | Solar |  |  | Withdrawn | Trade Secret | Trade | LOK | LOK093 | Commercial | Solar*Rewards | Trade Secret | 2012
20252-215912-02 | Xcel Energy | 85 | 13781 | IOU | SRO24198 | 30 | Solar |  |  | Withdrawn | Trade Secret | Trade | GNL | GNL072 | Commercial | Solar*Rewards | Trade Secret | 2012
20252-215912-02 | Xcel Energy | 85 | 13781 | IOU | SRO24275 | 3.8 | Solar |  |  | Withdrawn | Trade Secret | Trade | DPN | DPN073 | Residential | Solar*Rewards | Trade Secret | 2012
20252-215912-02 | Xcel Energy | 85 | 13781 | IOU | SRO24303 | 34.2 | Solar |  |  | Withdrawn | Trade Secret | Trade | SWN | SWN021 | Commercial | Solar*Rewards | Trade Secret | 2012
20252-215912-02 | Xcel Energy | 85 | 13781 | IOU | SRO24304 | 22.8 | Solar |  |  | Withdrawn | Trade Secret | Trade | SWN | SWN021 | Commercial | Solar*Rewards | Trade Secret | 2012
20252-215912-02 | Xcel Energy | 85 | 13781 | IOU | SRO24314 | 9.995 | Solar |  |  | Withdrawn | Trade Secret | Trade | SWN | SWN021 | Commercial | Solar*Rewards | Trade Secret | 2012
20252-215912-02 | Xcel Energy | 85 | 13781 | IOU | SRO24315 | 9.995 | Solar |  |  | Withdrawn | Trade Secret | Trade | SMT | SMT082 | Residential | Solar*Rewards | Trade Secret | 2012
20252-215912-02 | Xcel Energy | 85 | 13781 | IOU | SRO24316 | 3 | Solar |  |  | Withdrawn | Trade Secret | Trade | OSS | OSS077 | Residential | Solar*Rewards | Trade Secret | 2012
20252-215912-02 | Xcel Energy | 85 | 13781 | IOU | SRO24317 |  | Solar |  |  | Withdrawn | Trade Secret | Trade | KOL | KOL073 | Residential | Solar*Rewards | Trade Secret | 2012
20252-215912-02 | Xcel Energy | 85 | 13781 | IOU | SRO24331 | 13.33 | Solar |  |  | Withdrawn | Trade Secret | Trade | BYT | BYT071 | Commercial | Solar*Rewards | Trade Secret | 2012
20252-215912-02 | Xcel Energy | 85 | 13781 | IOU | SRO24364 | 34.2 | Solar |  |  | Withdrawn | Trade Secret | Trade | WIL | WIL062 | Commercial | Solar*Rewards | Trade Secret | 2012
20252-215912-02 | Xcel Energy | 85 | 13781 | IOU | SRO24383 | 29.985 | Solar |  |  | Withdrawn | Trade Secret | Trade | MPK | MPK074 | Commercial | Solar*Rewards | Trade Secret | 2012
20252-215912-02 | Xcel Energy | 85 | 13781 | IOU | SRO24385 | 20 | Solar |  |  | Withdrawn | Trade Secret | Trade |  |  |  | Solar*Rewards | Trade Secret | 2012
20252-215912-02 | Xcel Energy | 85 | 13781 | IOU | SRO24386 | 30 | Solar |  |  | Withdrawn | Trade Secret | Trade | APA | APA073 | Commercial | Solar*Rewards | Trade Secret | 2012
20252-215912-02 | Xcel Energy | 85 | 13781 | IOU | SRO24388 | 36 | Solar |  |  | Withdrawn | Trade Secret | Trade | SMT | SMT092 | Commercial | Solar*Rewards | Trade Secret | 2012
20252-215912-02 | Xcel Energy | 85 | 13781 | IOU | SRO24390 | 35 | Solar |  |  | Withdrawn | Trade Secret | Trade | WBP | WBP062 | Commercial | Solar*Rewards | Trade Secret | 2012
20252-215912-02 | Xcel Energy | 85 | 13781 | IOU | SRO24391 | 34.2 | Solar |  |  | Withdrawn | Trade Secret | Trade | ALD | ALD084 | Commercial | Solar*Rewards | Trade Secret | 2012
20252-215912-02 | Xcel Energy | 85 | 13781 | IOU | SRO24392 | 33.3 | Solar |  |  | Withdrawn | Trade Secret | Trade | MPK | MPK087 | Commercial | Solar*Rewards | Trade Secret | 2012
20252-215912-02 | Xcel Energy | 85 | 13781 | IOU | SRO24393 | 34.2 | Solar |  |  | Withdrawn | Trade Secret | Trade | HUG | HUG321 | Commercial | Solar*Rewards | Trade Secret | 2012
20252-215912-02 | Xcel Energy | 85 | 13781 | IOU | SRO24396 | 10 | Solar |  |  | Withdrawn | Trade Secret | Trade | RPL | RPL063 | Residential | Solar*Rewards | Trade Secret | 2012
20252-215912-02 | Xcel Energy | 85 | 13781 | IOU | SRO24398 | 34.2 | Solar |  |  | Withdrawn | Trade Secret | Trade | SOU | SOU082 | Commercial | Solar*Rewards | Trade Secret | 2012
20252-215912-02 | Xcel Energy | 85 | 13781 | IOU | SRO24475 | 7.5 | Solar |  |  | Withdrawn | Trade Secret | Trade | STY | STY071 | Residential | Solar*Rewards | Trade Secret | 2012
20252-215912-02 | Xcel Energy | 85 | 13781 | IOU | SRO24524 | 5.1 | Solar |  |  | Withdrawn | Trade Secret | Trade | BCR | BCR062 | Residential | Solar*Rewards | Trade Secret | 2012
20252-215912-02 | Xcel Energy | 85 | 13781 | IOU | SRO24535 | 9.995 | Solar |  |  | Withdrawn | Trade Secret | Trade | CGR | CGR063 | Residential | Solar*Rewards | Trade Secret | 2012
20252-215912-02 | Xcel Energy | 85 | 13781 | IOU | SRO24601 | 5.1 | Solar |  |  | Withdrawn | Trade Secret | Trade | MPK | MPK071 | Residential | Solar*Rewards | Trade Secret | 2012
20252-215912-02 | Xcel Energy | 85 | 13781 | IOU | SRO24713 | 2 | Solar |  |  | Withdrawn | Trade Secret | Trade | MPK | MPK064 | Residential | Solar*Rewards | Trade Secret | 2012
20252-215912-02 | Xcel Energy | 85 | 13781 | IOU | SRO24723 | 30 | Solar |  |  | Withdrawn | Trade Secret | Trade | TER | TER083 | Commercial | Solar*Rewards | Trade Secret | 2012
20252-215912-02 | Xcel Energy | 85 | 13781 | IOU | SRO24745 | 45 | Solar |  |  | Withdrawn | Trade Secret | Trade | TER | TER083 | Commercial | Solar*Rewards | Trade Secret | 2012
20252-215912-02 | Xcel Energy | 85 | 13781 | IOU | SRO24811 | 45.6 | Solar |  |  | Withdrawn | Trade Secret | Trade | WIL | WIL072 | Commercial | Solar*Rewards | Trade Secret | 2012
20252-215912-02 | Xcel Energy | 85 | 13781 | IOU | SRO24883 | 0.696 | Solar |  |  | Withdrawn | Trade Secret | Trade | TER | TER075 | Residential | Solar*Rewards | Trade Secret | 2012
20252-215912-02 | Xcel Energy | 85 | 13781 | IOU | SRO24888 | 34.2 | Solar |  |  | Withdrawn | Trade Secret | Trade |  |  |  | Solar*Rewards | Trade Secret | 2012
20252-215912-02 | Xcel Energy | 85 | 13781 | IOU | SRO24895 | 45 | Solar |  |  | Withdrawn | Trade Secret | Trade | ALD | ALD084 | Commercial | Solar*Rewards | Trade Secret | 2012
20252-215912-02 | Xcel Energy | 85 | 13781 | IOU | SRO24919 | 4 | Solar |  |  | Withdrawn | Trade Secret | Trade | GNL | GNL062 | Residential | Solar*Rewards | Trade Secret | 2012
20252-215912-02 | Xcel Energy | 85 | 13781 | IOU | SRO24945 | 42 | Solar |  |  | Withdrawn | Trade Secret | Trade | TER | TER082 | Commercial | Solar*Rewards | Trade Secret | 2012
20252-215912-02 | Xcel Energy | 85 | 13781 | IOU | SRO24991 | 3.6 | Solar |  |  | Withdrawn | Trade Secret | Trade | RAM | RAM077 | Residential | Solar*Rewards | Trade Secret | 2012
20252-215912-02 | Xcel Energy | 85 | 13781 | IOU | SRO25026 |  | Solar |  |  | Withdrawn | Trade Secret | Trade | ALD | ALD083 | Residential | Solar*Rewards | Trade Secret | 2012
20252-215912-02 | Xcel Energy | 85 | 13781 | IOU | SRO25043 | 36 | Solar |  |  | Withdrawn | Trade Secret | Trade | APA | APA077 | Commercial | Solar*Rewards | Trade Secret | 2012
20252-215912-02 | Xcel Energy | 85 | 13781 | IOU | SRO25054 | 6.45 | Solar |  |  | Withdrawn | Trade Secret | Trade | LAC | LAC062 | Commercial | Solar*Rewards | Trade Secret | 2012
20252-215912-02 | Xcel Energy | 85 | 13781 | IOU | SRO25091 | 45 | Solar |  |  | Withdrawn | Trade Secret | Trade | SMT | SMT061 | Commercial | Solar*Rewards | Trade Secret | 2012
20252-215912-02 | Xcel Energy | 85 | 13781 | IOU | SRO25350 | 35 | Solar |  |  | Withdrawn | Trade Secret | Trade |  |  |  | Solar*Rewards | Trade Secret | 2012
20252-215912-02 | Xcel Energy | 85 | 13781 | IOU | SRO25357 | 9 | Solar |  |  | Withdrawn | Trade Secret | Trade | ALD | ALD072 | Commercial | Solar*Rewards | Trade Secret | 2012
20252-215912-02 | Xcel Energy | 85 | 13781 | IOU | SRO25376 | 5 | Solar |  |  | Withdrawn | Trade Secret | Trade | WSG | WSG352 | Residential | Solar*Rewards | Trade Secret | 2012
20252-215912-02 | Xcel Energy | 85 | 13781 | IOU | SRO25399 |  | Solar |  |  | Withdrawn | Trade Secret | Trade | SLP | SLP083 | Residential | Solar*Rewards | Trade Secret | 2012
20252-215912-02 | Xcel Energy | 85 | 13781 | IOU | SRO25403 | 5 | Solar |  |  | Withdrawn | Trade Secret | Trade | SLP | SLP083 | Residential | Solar*Rewards | Trade Secret | 2012
20252-215912-02 | Xcel Energy | 85 | 13781 | IOU | SRO25430 | 12 | Solar |  |  | Withdrawn | Trade Secret | Trade | WRR | WRR064 | Commercial | Solar*Rewards | Trade Secret | 2012
20252-215912-02 | Xcel Energy | 85 | 13781 | IOU | SRO25431 | 30 | Solar |  |  | Withdrawn | Trade Secret | Trade | DND | DND071 | Commercial | Solar*Rewards | Trade Secret | 2012
20252-215912-02 | Xcel Energy | 85 | 13781 | IOU | SRO25432 | 34.2 | Solar |  |  | Withdrawn | Trade Secret | Trade |  |  |  | Solar*Rewards | Trade Secret | 2012
20252-215912-02 | Xcel Energy | 85 | 13781 | IOU | SRO25433 | 34.2 | Solar |  |  | Withdrawn | Trade Secret | Trade | MPK | MPK087 | Commercial | Solar*Rewards | Trade Secret | 2012
20252-215912-02 | Xcel Energy | 85 | 13781 | IOU | SRO25442 |  | Solar |  |  | Withdrawn | Trade Secret | Trade |  |  |  | Other | Trade Secret | 2012
20252-215912-02 | Xcel Energy | 85 | 13781 | IOU | SRO25445 | 45 | Solar |  |  | Withdrawn | Trade Secret | Trade |  |  | Residential | Solar*Rewards | Trade Secret | 2012
20252-215912-02 | Xcel Energy | 85 | 13781 | IOU | SRO25446 | 45 | Solar |  |  | Withdrawn | Trade Secret | Trade |  |  | Residential | Solar*Rewards | Trade Secret | 2012
20252-215912-02 | Xcel Energy | 85 | 13781 | IOU | SRO25478 | 6 | Solar |  |  | Withdrawn | Trade Secret | Trade | SLP | SLP084 | Residential | Solar*Rewards | Trade Secret | 2012
20252-215912-02 | Xcel Energy | 85 | 13781 | IOU | SRO25480 | 8.6 | Solar |  |  | Withdrawn | Trade Secret | Trade | EDA | EDA073 | Residential | Solar*Rewards | Trade Secret | 2012
20252-215912-02 | Xcel Energy | 85 | 13781 | IOU | SRO25519 | 10 | Solar |  |  | Withdrawn | Trade Secret | Trade | BYT | BYT061 | Residential | Solar*Rewards | Trade Secret | 2012
20252-215912-02 | Xcel Energy | 85 | 13781 | IOU | SRO25546 | 39.98 | Solar |  |  | Withdrawn | Trade Secret | Trade | LAC | LAC063 | Commercial | Solar*Rewards | Trade Secret | 2012
20252-215912-02 | Xcel Energy | 85 | 13781 | IOU | SRO25563 | 45 | Solar |  |  | Withdrawn | Trade Secret | Trade |  |  |  | Solar*Rewards | Trade Secret | 2012
20252-215912-02 | Xcel Energy | 85 | 13781 | IOU | SRO25564 | 45 | Solar |  |  | Withdrawn | Trade Secret | Trade |  |  |  | Solar*Rewards | Trade Secret | 2012
20252-215912-02 | Xcel Energy | 85 | 13781 | IOU | SRO25575 | 35 | Solar |  |  | Withdrawn | Trade Secret | Trade | CHE | CHE065 | Commercial | Solar*Rewards | Trade Secret | 2012
20252-215912-02 | Xcel Energy | 85 | 13781 | IOU | SRO25601 | 6 | Solar |  |  | Withdrawn | Trade Secret | Trade | BLH | BLH061 | Residential | Solar*Rewards | Trade Secret | 2012
20252-215912-02 | Xcel Energy | 85 | 13781 | IOU | SRO25638 | 8.6 | Solar |  |  | Withdrawn | Trade Secret | Trade | MDT | MDT073 | Residential | Solar*Rewards | Trade Secret | 2012
20252-215912-02 | Xcel Energy | 85 | 13781 | IOU | SRO25658 | 3.6 | Solar |  |  | Withdrawn | Trade Secret | Trade | WCS | WCS072 | Residential | Solar*Rewards | Trade Secret | 2012
20252-215912-02 | Xcel Energy | 85 | 13781 | IOU | SRO25680 | 10 | Solar |  |  | Withdrawn | Trade Secret | Trade | ALD | ALD095 | Commercial | Solar*Rewards | Trade Secret | 2012
20252-215912-02 | Xcel Energy | 85 | 13781 | IOU | SRO25706 | 10 | Solar |  |  | Withdrawn | Trade Secret | Trade | MPK | MPK074 | Commercial | Solar*Rewards | Trade Secret | 2012
20252-215912-02 | Xcel Energy | 85 | 13781 | IOU | SRO25803 | 3.6 | Solar |  |  | Withdrawn | Trade Secret | Trade | SOU | SOU063 | Residential | Solar*Rewards | Trade Secret | 2012
20252-215912-02 | Xcel Energy | 85 | 13781 | IOU | SRO25824 | 5 | Solar |  |  | Withdrawn | Trade Secret | Trade | CRL | CRL065 | Residential | Solar*Rewards | Trade Secret | 2012
20252-215912-02 | Xcel Energy | 85 | 13781 | IOU | SRO25877 | 3.01 | Solar |  |  | Withdrawn | Trade Secret | Trade | WES | WES073 | Residential | Solar*Rewards | Trade Secret | 2012
20252-215912-02 | Xcel Energy | 85 | 13781 | IOU | SRO25893 | 5 | Solar |  |  | Withdrawn | Trade Secret | Trade | APA | APA077 | Residential | Solar*Rewards | Trade Secret | 2012
20252-215912-02 | Xcel Energy | 85 | 13781 | IOU | SRO25928 | 31.39 | Solar |  |  | Withdrawn | Trade Secret | Trade | HSN | HSN321 | Commercial | Solar*Rewards | Trade Secret | 2012
20252-215912-02 | Xcel Energy | 85 | 13781 | IOU | SRO25929 | 22.8 | Solar |  |  | Withdrawn | Trade Secret | Trade | HSN | HSN321 | Commercial | Solar*Rewards | Trade Secret | 2012
20252-215912-02 | Xcel Energy | 85 | 13781 | IOU | SRO25930 | 34.2 | Solar |  |  | Withdrawn | Trade Secret | Trade | ALD | ALD091 | Commercial | Solar*Rewards | Trade Secret | 2012
20252-215912-02 | Xcel Energy | 85 | 13781 | IOU | SRO25931 | 36 | Solar |  |  | Withdrawn | Trade Secret | Trade | ECK | ECK322 | Commercial | Solar*Rewards | Trade Secret | 2012
20252-215912-02 | Xcel Energy | 85 | 13781 | IOU | SRO25932 | 34.2 | Solar |  |  | Withdrawn | Trade Secret | Trade | ECK | ECK322 | Commercial | Solar*Rewards | Trade Secret | 2012
20252-215912-02 | Xcel Energy | 85 | 13781 | IOU | SRO25933 | 34.2 | Solar |  |  | Withdrawn | Trade Secret | Trade | ECK | ECK322 | Commercial | Solar*Rewards | Trade Secret | 2012
20252-215912-02 | Xcel Energy | 85 | 13781 | IOU | SRO25934 | 24 | Solar |  |  | Withdrawn | Trade Secret | Trade | ECK | ECK322 | Commercial | Solar*Rewards | Trade Secret | 2012
20252-215912-02 | Xcel Energy | 85 | 13781 | IOU | SRO26048 | 14.88 | Solar |  |  | Withdrawn | Trade Secret | Trade | LSP | LSP021 | Residential | Solar*Rewards | Trade Secret | 2012
20252-215912-02 | Xcel Energy | 85 | 13781 | IOU | SRO26065 | 3.44 | Solar |  |  | Withdrawn | Trade Secret | Trade | LLK | LLK072 | Residential | Solar*Rewards | Trade Secret | 2012
20252-215912-02 | Xcel Energy | 85 | 13781 | IOU | SRO26150 | 8.64 | Solar |  |  | Withdrawn | Trade Secret | Trade | RAM | RAM073 | Residential | Solar*Rewards | Trade Secret | 2012
20252-215912-02 | Xcel Energy | 85 | 13781 | IOU | SRO26263 | 3 | Solar |  |  | Withdrawn | Trade Secret | Trade | WIL | WIL063 | Residential | Solar*Rewards | Trade Secret | 2012
20252-215912-02 | Xcel Energy | 85 | 13781 | IOU | SRO26464 | 36 | Solar |  |  | Withdrawn | Trade Secret | Trade |  |  |  | Solar*Rewards | Trade Secret | 2012
20252-215912-02 | Xcel Energy | 85 | 13781 | IOU | SRO26483 | 10 | Solar |  |  | Withdrawn | Trade Secret | Trade | MDT | MDT071 | Commercial | Solar*Rewards | Trade Secret | 2012
20252-215912-02 | Xcel Energy | 85 | 13781 | IOU | SRO26484 | 11.4 | Solar |  |  | Withdrawn | Trade Secret | Trade |  |  |  | Solar*Rewards | Trade Secret | 2012
20252-215912-02 | Xcel Energy | 85 | 13781 | IOU | SRO26485 | 22.8 | Solar |  |  | Withdrawn | Trade Secret | Trade |  |  |  | Solar*Rewards | Trade Secret | 2012
20252-215912-02 | Xcel Energy | 85 | 13781 | IOU | SRO26559 | 10 | Solar |  |  | Withdrawn | Trade Secret | Trade |  |  |  | Solar*Rewards | Trade Secret | 2012
20252-215912-02 | Xcel Energy | 85 | 13781 | IOU | SRO26594 | 4.2 | Solar |  |  | Withdrawn | Trade Secret | Trade |  |  |  | Solar*Rewards | Trade Secret | 2012
20252-215912-02 | Xcel Energy | 85 | 13781 | IOU | SRO26595 | 5 | Solar |  |  | Withdrawn | Trade Secret | Trade | GFD | GFD022 | Commercial | Solar*Rewards | Trade Secret | 2012
20252-215912-02 | Xcel Energy | 85 | 13781 | IOU | SRO26645 | 4.8 | Solar |  |  | Withdrawn | Trade Secret | Trade | SOU | SOU079 | Residential | Solar*Rewards | Trade Secret | 2012
20252-215912-02 | Xcel Energy | 85 | 13781 | IOU | SRO26657 | 14.4 | Solar |  |  | Withdrawn | Trade Secret | Trade | WES | WES073 | Residential | Solar*Rewards | Trade Secret | 2012
20252-215912-02 | Xcel Energy | 85 | 13781 | IOU | SRO26811 | 5.3 | Solar |  |  | Withdrawn | Trade Secret | Trade | GNL | GNL062 | Residential | Solar*Rewards | Trade Secret | 2012
20252-215912-02 | Xcel Energy | 85 | 13781 | IOU | SRO26863 | 7.2 | Solar |  |  | Withdrawn | Trade Secret | Trade | RPO | RPO312 | Residential | Solar*Rewards | Trade Secret | 2012
20252-215912-02 | Xcel Energy | 85 | 13781 | IOU | SRO26960 | 5.76 | Solar |  |  | Withdrawn | Trade Secret | Trade | TER | TER061 | Residential | Solar*Rewards | Trade Secret | 2012
20252-215912-02 | Xcel Energy | 85 | 13781 | IOU | SRO26968 | 1.759 | Solar |  |  | Withdrawn | Trade Secret | Trade | UPP | UPP084 | Residential | Solar*Rewards | Trade Secret | 2012
20252-215912-02 | Xcel Energy | 85 | 13781 | IOU | SRO27095 |  | Solar |  |  | Withdrawn | Trade Secret | Trade |  |  |  | Other | Trade Secret | 2012
20252-215912-02 | Xcel Energy | 85 | 13781 | IOU | SRO27175 | 5 | Solar |  |  | Withdrawn | Trade Secret | Trade | MPK | MPK074 | Residential | Solar*Rewards | Trade Secret | 2012
20252-215912-02 | Xcel Energy | 85 | 13781 | IOU | SRO27176 | 6.45 | Solar |  |  | Withdrawn | Trade Secret | Trade | TER | TER071 | Residential | Solar*Rewards | Trade Secret | 2012
20252-215912-02 | Xcel Energy | 85 | 13781 | IOU | SRO27191 | 10.32 | Solar |  |  | Withdrawn | Trade Secret | Trade | OPK | OPK077 | Residential | Solar*Rewards | Trade Secret | 2012
20252-215912-02 | Xcel Energy | 85 | 13781 | IOU | SRO27329 | 9.46 | Solar |  |  | Withdrawn | Trade Secret | Trade | RAM | RAM064 | Residential | Solar*Rewards | Trade Secret | 2012
20252-215912-02 | Xcel Energy | 85 | 13781 | IOU | SRO27339 | 5 | Solar |  |  | Withdrawn | Trade Secret | Trade | LEX | LEX333 | Residential | Solar*Rewards | Trade Secret | 2012
20252-215912-02 | Xcel Energy | 85 | 13781 | IOU | SRO27392 | 4.945 | Solar |  |  | Withdrawn | Trade Secret | Trade | SOU | SOU064 | Residential | Solar*Rewards | Trade Secret | 2012
20252-215912-02 | Xcel Energy | 85 | 13781 | IOU | SRO27450 | 7.2 | Solar |  |  | Withdrawn | Trade Secret | Trade | EDA | EDA084 | Residential | Solar*Rewards | Trade Secret | 2012
20252-215912-02 | Xcel Energy | 85 | 13781 | IOU | SRO27729 |  | Solar |  |  | Withdrawn | Trade Secret | Trade |  |  |  | Other | Trade Secret | 2012
20252-215912-02 | Xcel Energy | 85 | 13781 | IOU | SRO27800 | 5 | Solar |  |  | Withdrawn | Trade Secret | Trade | EDA | EDA074 | Residential | Solar*Rewards | Trade Secret | 2012
20252-215912-02 | Xcel Energy | 85 | 13781 | IOU | SRO27802 | 7.2 | Solar |  |  | Withdrawn | Trade Secret | Trade | MEL | MEL079 | Residential | Solar*Rewards | Trade Secret | 2012
20252-215912-02 | Xcel Energy | 85 | 13781 | IOU | SRO27813 | 15 | Solar |  |  | Withdrawn | Trade Secret | Trade | DPN | DPN072 | Commercial | Solar*Rewards | Trade Secret | 2012
20252-215912-02 | Xcel Energy | 85 | 13781 | IOU | SRO27840 | 3.44 | Solar |  |  | Withdrawn | Trade Secret | Trade | SCA | SCA021 | Residential | Solar*Rewards | Trade Secret | 2012
20252-215912-02 | Xcel Energy | 85 | 13781 | IOU | SRO27846 | 6 | Solar |  |  | Withdrawn | Trade Secret | Trade | HWW | HWW072 | Residential | Solar*Rewards | Trade Secret | 2012
20252-215912-02 | Xcel Energy | 85 | 13781 | IOU | SRO27870 | 5 | Solar |  |  | Withdrawn | Trade Secret | Trade |  |  |  | Solar*Rewards | Trade Secret | 2012
20252-215912-02 | Xcel Energy | 85 | 13781 | IOU | SRO27872 | 45 | Solar |  |  | Withdrawn | Trade Secret | Trade | SOU | SOU066 | Commercial | Solar*Rewards | Trade Secret | 2012
20252-215912-02 | Xcel Energy | 85 | 13781 | IOU | SRO27873 | 45 | Solar |  |  | Withdrawn | Trade Secret | Trade | SOU | SOU066 | Commercial | Solar*Rewards | Trade Secret | 2012
20252-215912-02 | Xcel Energy | 85 | 13781 | IOU | SRO27879 |  | Solar |  |  | Withdrawn | Trade Secret | Trade |  |  |  | Other | Trade Secret | 2012
20252-215912-02 | Xcel Energy | 85 | 13781 | IOU | SRO27881 |  | Solar |  |  | Withdrawn | Trade Secret | Trade |  |  |  | Other | Trade Secret | 2012
20252-215912-02 | Xcel Energy | 85 | 13781 | IOU | SRO27882 |  | Solar |  |  | Withdrawn | Trade Secret | Trade |  |  |  | Solar*Rewards | Trade Secret | 2012
20252-215912-02 | Xcel Energy | 85 | 13781 | IOU | SRO27883 |  | Solar |  |  | Withdrawn | Trade Secret | Trade |  |  |  | Other | Trade Secret | 2012
20252-215912-02 | Xcel Energy | 85 | 13781 | IOU | SRO28247 |  | Solar |  |  | Withdrawn | Trade Secret | Trade |  |  |  | Other | Trade Secret | 2013
20252-215912-02 | Xcel Energy | 85 | 13781 | IOU | SRO28340 |  | Solar |  |  | Withdrawn | Trade Secret | Trade |  |  |  | Other | Trade Secret | 2013
20252-215912-02 | Xcel Energy | 85 | 13781 | IOU | SRO28496 |  | Solar |  |  | Withdrawn | Trade Secret | Trade |  |  |  | Other | Trade Secret | 2013
20252-215912-02 | Xcel Energy | 85 | 13781 | IOU | SRO28526 |  | Solar |  |  | Withdrawn | Trade Secret | Trade |  |  |  | Solar*Rewards | Trade Secret | 2013
20252-215912-02 | Xcel Energy | 85 | 13781 | IOU | SRO28624 |  | Solar |  |  | Withdrawn | Trade Secret | Trade |  |  |  | Other | Trade Secret | 2013
20252-215912-02 | Xcel Energy | 85 | 13781 | IOU | SRO28667 |  | Solar |  |  | Withdrawn | Trade Secret | Trade |  |  |  | Other | Trade Secret | 2013
20252-215912-02 | Xcel Energy | 85 | 13781 | IOU | SRO28668 |  | Solar |  |  | Withdrawn | Trade Secret | Trade |  |  |  | Other | Trade Secret | 2013
20252-215912-02 | Xcel Energy | 85 | 13781 | IOU | SRO28732 |  | Solar |  |  | Withdrawn | Trade Secret | Trade |  |  |  | Other | Trade Secret | 2013
20252-215912-02 | Xcel Energy | 85 | 13781 | IOU | SRO28733 |  | Solar |  |  | Withdrawn | Trade Secret | Trade |  |  |  | Other | Trade Secret | 2013
20252-215912-02 | Xcel Energy | 85 | 13781 | IOU | SRO28734 |  | Solar |  |  | Withdrawn | Trade Secret | Trade |  |  |  | Other | Trade Secret | 2013
20252-215912-02 | Xcel Energy | 85 | 13781 | IOU | SRO28764 |  | Solar |  |  | Withdrawn | Trade Secret | Trade |  |  |  | Other | Trade Secret | 2013
20252-215912-02 | Xcel Energy | 85 | 13781 | IOU | SRO28766 |  | Solar |  |  | Withdrawn | Trade Secret | Trade |  |  |  | Other | Trade Secret | 2013
20252-215912-02 | Xcel Energy | 85 | 13781 | IOU | SRO28795 |  | Solar |  |  | Withdrawn | Trade Secret | Trade |  |  |  | Other | Trade Secret | 2013
20252-215912-02 | Xcel Energy | 85 | 13781 | IOU | SRO28796 |  | Solar |  |  | Withdrawn | Trade Secret | Trade |  |  |  | Other | Trade Secret | 2013
20252-215912-02 | Xcel Energy | 85 | 13781 | IOU | SRO28797 |  | Solar |  |  | Withdrawn | Trade Secret | Trade |  |  |  | Other | Trade Secret | 2013
20252-215912-02 | Xcel Energy | 85 | 13781 | IOU | SRO28798 |  | Solar |  |  | Withdrawn | Trade Secret | Trade |  |  |  | Other | Trade Secret | 2013
20252-215912-02 | Xcel Energy | 85 | 13781 | IOU | SRO28878 | 7.5 | Solar |  |  | Withdrawn | Trade Secret | Trade | RIV | RIV062 | Commercial | Solar*Rewards | Trade Secret | 2013
20252-215912-02 | Xcel Energy | 85 | 13781 | IOU | SRO28882 |  | Solar |  |  | Withdrawn | Trade Secret | Trade |  |  |  | Other | Trade Secret | 2013
20252-215912-02 | Xcel Energy | 85 | 13781 | IOU | SRO28883 |  | Solar |  |  | Withdrawn | Trade Secret | Trade |  |  |  | Other | Trade Secret | 2013
20252-215912-02 | Xcel Energy | 85 | 13781 | IOU | SRO28884 |  | Solar |  |  | Withdrawn | Trade Secret | Trade |  |  |  | Other | Trade Secret | 2013
20252-215912-02 | Xcel Energy | 85 | 13781 | IOU | SRO28885 |  | Solar |  |  | Withdrawn | Trade Secret | Trade |  |  |  | Other | Trade Secret | 2013
20252-215912-02 | Xcel Energy | 85 | 13781 | IOU | SRO28886 |  | Solar |  |  | Withdrawn | Trade Secret | Trade |  |  |  | Other | Trade Secret | 2013
20252-215912-02 | Xcel Energy | 85 | 13781 | IOU | SRO28912 |  | Solar |  |  | Withdrawn | Trade Secret | Trade |  |  |  | Other | Trade Secret | 2013
20252-215912-02 | Xcel Energy | 85 | 13781 | IOU | SRO28921 |  | Solar |  |  | Withdrawn | Trade Secret | Trade |  |  |  | Other | Trade Secret | 2013
20252-215912-02 | Xcel Energy | 85 | 13781 | IOU | SRO28982 | 45 | Solar |  |  | Withdrawn | Trade Secret | Trade | ALB | ALB022 | Commercial | Solar*Rewards | Trade Secret | 2013
20252-215912-02 | Xcel Energy | 85 | 13781 | IOU | SRO29057 | 4.515 | Solar |  |  | Withdrawn | Trade Secret | Trade | LAC | LAC063 | Residential | Solar*Rewards | Trade Secret | 2013
20252-215912-02 | Xcel Energy | 85 | 13781 | IOU | SRO29070 |  | Solar |  |  | Withdrawn | Trade Secret | Trade |  |  |  | Other | Trade Secret | 2013
20252-215912-02 | Xcel Energy | 85 | 13781 | IOU | SRO29099 |  | Solar |  |  | Withdrawn | Trade Secret | Trade |  |  |  | Solar*Rewards | Trade Secret | 2013
20252-215912-02 | Xcel Energy | 85 | 13781 | IOU | SRO29183 |  | Solar |  |  | Withdrawn | Trade Secret | Trade |  |  |  | Other | Trade Secret | 2013
20252-215912-02 | Xcel Energy | 85 | 13781 | IOU | SRO29185 |  | Solar |  |  | Withdrawn | Trade Secret | Trade |  |  |  | Other | Trade Secret | 2013
20252-215912-02 | Xcel Energy | 85 | 13781 | IOU | SRO29206 |  | Solar |  |  | Withdrawn | Trade Secret | Trade |  |  |  | Solar*Rewards | Trade Secret | 2013
20252-215912-02 | Xcel Energy | 85 | 13781 | IOU | SRO29213 |  | Solar |  |  | Withdrawn | Trade Secret | Trade |  |  |  | Solar*Rewards | Trade Secret | 2013
20252-215912-02 | Xcel Energy | 85 | 13781 | IOU | SRO29214 |  | Solar |  |  | Withdrawn | Trade Secret | Trade | WOB | WOB022 | Residential | Solar*Rewards | Trade Secret | 2013
20252-215912-02 | Xcel Energy | 85 | 13781 | IOU | SRO29215 |  | Solar |  |  | Withdrawn | Trade Secret | Trade |  |  |  | Solar*Rewards | Trade Secret | 2013
20252-215912-02 | Xcel Energy | 85 | 13781 | IOU | SRO29219 |  | Solar |  |  | Withdrawn | Trade Secret | Trade |  |  |  | Other | Trade Secret | 2013
20252-215912-02 | Xcel Energy | 85 | 13781 | IOU | SRO29229 |  | Solar |  |  | Withdrawn | Trade Secret | Trade |  |  |  | Other | Trade Secret | 2013
20252-215912-02 | Xcel Energy | 85 | 13781 | IOU | SRO29250 |  | Solar |  |  | Withdrawn | Trade Secret | Trade |  |  |  | Other | Trade Secret | 2013
20252-215912-02 | Xcel Energy | 85 | 13781 | IOU | SRO29251 |  | Solar |  |  | Withdrawn | Trade Secret | Trade |  |  |  | Other | Trade Secret | 2013
20252-215912-02 | Xcel Energy | 85 | 13781 | IOU | SRO29252 |  | Solar |  |  | Withdrawn | Trade Secret | Trade |  |  |  | Other | Trade Secret | 2013
20252-215912-02 | Xcel Energy | 85 | 13781 | IOU | SRO29254 | 3.9 | Solar |  |  | Withdrawn | Trade Secret | Trade | NOF | NOF071 | Residential | Solar*Rewards | Trade Secret | 2013
20252-215912-02 | Xcel Energy | 85 | 13781 | IOU | SRO29256 |  | Solar |  |  | Withdrawn | Trade Secret | Trade |  |  |  | Other | Trade Secret | 2013
20252-215912-02 | Xcel Energy | 85 | 13781 | IOU | SRO29258 |  | Solar |  |  | Withdrawn | Trade Secret | Trade |  |  |  | Other | Trade Secret | 2013
20252-215912-02 | Xcel Energy | 85 | 13781 | IOU | SRO29260 |  | Solar |  |  | Withdrawn | Trade Secret | Trade |  |  |  | Other | Trade Secret | 2013
20252-215912-02 | Xcel Energy | 85 | 13781 | IOU | SRO29298 |  | Solar |  |  | Withdrawn | Trade Secret | Trade |  |  |  | Other | Trade Secret | 2013
20252-215912-02 | Xcel Energy | 85 | 13781 | IOU | SRO29299 |  | Solar |  |  | Withdrawn | Trade Secret | Trade |  |  |  | Other | Trade Secret | 2013
20252-215912-02 | Xcel Energy | 85 | 13781 | IOU | SRO29300 |  | Solar |  |  | Withdrawn | Trade Secret | Trade |  |  |  | Other | Trade Secret | 2013
20252-215912-02 | Xcel Energy | 85 | 13781 | IOU | SRO29307 | 40 | Solar |  |  | Withdrawn | Trade Secret | Trade | DBL | DBL004 | Commercial | Solar*Rewards | Trade Secret | 2013
20252-215912-02 | Xcel Energy | 85 | 13781 | IOU | SRO29328 |  | Solar |  |  | Withdrawn | Trade Secret | Trade |  |  |  | Other | Trade Secret | 2013
20252-215912-02 | Xcel Energy | 85 | 13781 | IOU | SRO29342 | 7.525 | Solar |  |  | Withdrawn | Trade Secret | Trade | GVW | GVW023 | Residential | Solar*Rewards | Trade Secret | 2013
20252-215912-02 | Xcel Energy | 85 | 13781 | IOU | SRO29373 | 9.6 | Solar |  |  | Withdrawn | Trade Secret | Trade | SOU | SOU077 | Residential | Solar*Rewards | Trade Secret | 2013
20252-215912-02 | Xcel Energy | 85 | 13781 | IOU | SRO29401 |  | Solar |  |  | Withdrawn | Trade Secret | Trade |  |  |  | Other | Trade Secret | 2013
20252-215912-02 | Xcel Energy | 85 | 13781 | IOU | SRO29402 |  | Solar |  |  | Withdrawn | Trade Secret | Trade |  |  |  | Other | Trade Secret | 2013
20252-215912-02 | Xcel Energy | 85 | 13781 | IOU | SRO29415 |  | Solar |  |  | Withdrawn | Trade Secret | Trade |  |  |  | Other | Trade Secret | 2013
20252-215912-02 | Xcel Energy | 85 | 13781 | IOU | SRO29434 |  | Solar |  |  | Withdrawn | Trade Secret | Trade |  |  |  | Other | Trade Secret | 2013
20252-215912-02 | Xcel Energy | 85 | 13781 | IOU | SRO29437 |  | Solar |  |  | Withdrawn | Trade Secret | Trade |  |  |  | Other | Trade Secret | 2013
20252-215912-02 | Xcel Energy | 85 | 13781 | IOU | SRO29438 |  | Solar |  |  | Withdrawn | Trade Secret | Trade |  |  |  | Other | Trade Secret | 2013
20252-215912-02 | Xcel Energy | 85 | 13781 | IOU | SRO29439 |  | Solar |  |  | Withdrawn | Trade Secret | Trade |  |  |  | Other | Trade Secret | 2013
20252-215912-02 | Xcel Energy | 85 | 13781 | IOU | SRO29440 |  | Solar |  |  | Withdrawn | Trade Secret | Trade |  |  |  | Other | Trade Secret | 2013
20252-215912-02 | Xcel Energy | 85 | 13781 | IOU | SRO29441 | 45 | Solar |  |  | Withdrawn | Trade Secret | Trade | WIL | WIL072 | Commercial | Solar*Rewards | Trade Secret | 2013
20252-215912-02 | Xcel Energy | 85 | 13781 | IOU | SRO29444 |  | Solar |  |  | Withdrawn | Trade Secret | Trade |  |  |  | Other | Trade Secret | 2013
20252-215912-02 | Xcel Energy | 85 | 13781 | IOU | SRO29445 | 27 | Solar |  |  | Interconnected | Trade Secret | Trade | RWD | RWD082 | Commercial | Solar*Rewards | Trade Secret | 2013 | 2015
20252-215912-02 | Xcel Energy | 85 | 13781 | IOU | SRO29446 | 34.2 | Solar |  |  | Withdrawn | Trade Secret | Trade | NOF | NOF061 | Commercial | Solar*Rewards | Trade Secret | 2013
20252-215912-02 | Xcel Energy | 85 | 13781 | IOU | SRO29448 |  | Solar |  |  | Withdrawn | Trade Secret | Trade |  |  |  | Other | Trade Secret | 2013
20252-215912-02 | Xcel Energy | 85 | 13781 | IOU | SRO29449 | 3.225 | Solar |  |  | Withdrawn | Trade Secret | Trade | ESW | ESW073 | Residential | Solar*Rewards | Trade Secret | 2013
20252-215912-02 | Xcel Energy | 85 | 13781 | IOU | SRO29450 |  | Solar |  |  | Withdrawn | Trade Secret | Trade |  |  |  | Other | Trade Secret | 2013
20252-215912-02 | Xcel Energy | 85 | 13781 | IOU | SRO29451 |  | Solar |  |  | Withdrawn | Trade Secret | Trade |  |  |  | Other | Trade Secret | 2013
20252-215912-02 | Xcel Energy | 85 | 13781 | IOU | SRO29454 | 45 | Solar |  |  | Withdrawn | Trade Secret | Trade | ALD | ALD084 | Commercial | Solar*Rewards | Trade Secret | 2013
20252-215912-02 | Xcel Energy | 85 | 13781 | IOU | SRO29455 |  | Solar |  |  | Withdrawn | Trade Secret | Trade |  |  |  | Other | Trade Secret | 2013
20252-215912-02 | Xcel Energy | 85 | 13781 | IOU | SRO29457 | 45 | Solar |  |  | Withdrawn | Trade Secret | Trade | TER | TER081 | Commercial | Solar*Rewards | Trade Secret | 2013
20252-215912-02 | Xcel Energy | 85 | 13781 | IOU | SRO29458 |  | Solar |  |  | Withdrawn | Trade Secret | Trade |  |  |  | Other | Trade Secret | 2013
20252-215912-02 | Xcel Energy | 85 | 13781 | IOU | SRO29459 | 13.5 | Solar |  |  | Withdrawn | Trade Secret | Trade | ALD | ALD095 | Commercial | Solar*Rewards | Trade Secret | 2013
20252-215912-02 | Xcel Energy | 85 | 13781 | IOU | SRO29461 |  | Solar |  |  | Withdrawn | Trade Secret | Trade |  |  |  | Other | Trade Secret | 2013
20252-215912-02 | Xcel Energy | 85 | 13781 | IOU | SRO29462 | 10 | Solar |  |  | Withdrawn | Trade Secret | Trade | EGL | EGL021 | Residential | Solar*Rewards | Trade Secret | 2013
20252-215912-02 | Xcel Energy | 85 | 13781 | IOU | SRO29463 | 40 | Solar |  |  | Withdrawn | Trade Secret | Trade | WRR | WRR064 | Commercial | Solar*Rewards | Trade Secret | 2013
20252-215912-02 | Xcel Energy | 85 | 13781 | IOU | SRO29464 | 17 | Solar |  |  | Withdrawn | Trade Secret | Trade | MTV | MTV021 | Residential | Solar*Rewards | Trade Secret | 2013
20252-215912-02 | Xcel Energy | 85 | 13781 | IOU | SRO29465 |  | Solar |  |  | Withdrawn | Trade Secret | Trade |  |  |  | Other | Trade Secret | 2013
20252-215912-02 | Xcel Energy | 85 | 13781 | IOU | SRO29466 |  | Solar |  |  | Withdrawn | Trade Secret | Trade |  |  |  | Other | Trade Secret | 2013
20252-215912-02 | Xcel Energy | 85 | 13781 | IOU | SRO29467 | 5 | Solar |  |  | Withdrawn | Trade Secret | Trade | GNL | GNL062 | Residential | Solar*Rewards | Trade Secret | 2013
20252-215912-02 | Xcel Energy | 85 | 13781 | IOU | SRO29468 | 40 | Solar |  |  | Withdrawn | Trade Secret | Trade | TER | TER065 | Commercial | Solar*Rewards | Trade Secret | 2013
20252-215912-02 | Xcel Energy | 85 | 13781 | IOU | SRO29469 |  | Solar |  |  | Withdrawn | Trade Secret | Trade |  |  |  | Other | Trade Secret | 2013
20252-215912-02 | Xcel Energy | 85 | 13781 | IOU | SRO29471 | 34.2 | Solar |  |  | Withdrawn | Trade Secret | Trade | NOF | NOF061 | Commercial | Solar*Rewards | Trade Secret | 2013
20252-215912-02 | Xcel Energy | 85 | 13781 | IOU | SRO29472 | 34.2 | Solar |  |  | Withdrawn | Trade Secret | Trade | NOF | NOF061 | Commercial | Solar*Rewards | Trade Secret | 2013
20252-215912-02 | Xcel Energy | 85 | 13781 | IOU | SRO29474 |  | Solar |  |  | Withdrawn | Trade Secret | Trade |  |  |  | Other | Trade Secret | 2013
20252-215912-02 | Xcel Energy | 85 | 13781 | IOU | SRO29475 |  | Solar |  |  | Withdrawn | Trade Secret | Trade |  |  |  | Other | Trade Secret | 2013
20252-215912-02 | Xcel Energy | 85 | 13781 | IOU | SRO29477 |  | Solar |  |  | Withdrawn | Trade Secret | Trade |  |  |  | Other | Trade Secret | 2013
20252-215912-02 | Xcel Energy | 85 | 13781 | IOU | SRO29478 |  | Solar |  |  | Withdrawn | Trade Secret | Trade |  |  |  | Other | Trade Secret | 2013
20252-215912-02 | Xcel Energy | 85 | 13781 | IOU | SRO29481 |  | Solar |  |  | Withdrawn | Trade Secret | Trade |  |  |  | Other | Trade Secret | 2013
20252-215912-02 | Xcel Energy | 85 | 13781 | IOU | SRO29482 | 30 | Solar |  |  | Withdrawn | Trade Secret | Trade | SIP | SIP061 | Commercial | Solar*Rewards | Trade Secret | 2013
20252-215912-02 | Xcel Energy | 85 | 13781 | IOU | SRO29483 |  | Solar |  |  | Withdrawn | Trade Secret | Trade |  |  |  | Other | Trade Secret | 2013
20252-215912-02 | Xcel Energy | 85 | 13781 | IOU | SRO29484 | 45 | Solar |  |  | Withdrawn | Trade Secret | Trade |  |  | Residential | Solar*Rewards | Trade Secret | 2013
20252-215912-02 | Xcel Energy | 85 | 13781 | IOU | SRO29485 |  | Solar |  |  | Withdrawn | Trade Secret | Trade |  |  |  | Other | Trade Secret | 2013
20252-215912-02 | Xcel Energy | 85 | 13781 | IOU | SRO29487 |  | Solar |  |  | Withdrawn | Trade Secret | Trade |  |  |  | Other | Trade Secret | 2013
20252-215912-02 | Xcel Energy | 85 | 13781 | IOU | SRO29488 |  | Solar |  |  | Withdrawn | Trade Secret | Trade |  |  |  | Other | Trade Secret | 2013
20252-215912-02 | Xcel Energy | 85 | 13781 | IOU | SRO29489 |  | Solar |  |  | Withdrawn | Trade Secret | Trade |  |  |  | Other | Trade Secret | 2013
20252-215912-02 | Xcel Energy | 85 | 13781 | IOU | SRO29490 |  | Solar |  |  | Withdrawn | Trade Secret | Trade |  |  |  | Other | Trade Secret | 2013
20252-215912-02 | Xcel Energy | 85 | 13781 | IOU | SRO29491 |  | Solar |  |  | Withdrawn | Trade Secret | Trade |  |  |  | Other | Trade Secret | 2013
20252-215912-02 | Xcel Energy | 85 | 13781 | IOU | SRO29492 |  | Solar |  |  | Withdrawn | Trade Secret | Trade |  |  |  | Other | Trade Secret | 2013
20252-215912-02 | Xcel Energy | 85 | 13781 | IOU | SRO29493 | 68.4 | Solar |  |  | Withdrawn | Trade Secret | Trade | NOF | NOF061 | Commercial | Solar*Rewards | Trade Secret | 2013
20252-215912-02 | Xcel Energy | 85 | 13781 | IOU | SRO29494 | 45 | Solar |  |  | Withdrawn | Trade Secret | Trade | BYT | BYT072 | Commercial | Solar*Rewards | Trade Secret | 2013
20252-215912-02 | Xcel Energy | 85 | 13781 | IOU | SRO29495 | 36 | Solar |  |  | Withdrawn | Trade Secret | Trade | BRO | BRO021 | Commercial | Solar*Rewards | Trade Secret | 2013
20252-215912-02 | Xcel Energy | 85 | 13781 | IOU | SRO29496 |  | Solar |  |  | Withdrawn | Trade Secret | Trade |  |  |  | Other | Trade Secret | 2013
20252-215912-02 | Xcel Energy | 85 | 13781 | IOU | SRO29497 | 36 | Solar |  |  | Withdrawn | Trade Secret | Trade | PKY | PKY021 | Commercial | Solar*Rewards | Trade Secret | 2013
20252-215912-02 | Xcel Energy | 85 | 13781 | IOU | SRO29499 |  | Solar |  |  | Withdrawn | Trade Secret | Trade |  |  |  | Other | Trade Secret | 2013
20252-215912-02 | Xcel Energy | 85 | 13781 | IOU | SRO29500 |  | Solar |  |  | Withdrawn | Trade Secret | Trade |  |  |  | Other | Trade Secret | 2013
20252-215912-02 | Xcel Energy | 85 | 13781 | IOU | SRO29501 |  | Solar |  |  | Withdrawn | Trade Secret | Trade |  |  |  | Other | Trade Secret | 2013
20252-215912-02 | Xcel Energy | 85 | 13781 | IOU | SRO29502 |  | Solar |  |  | Withdrawn | Trade Secret | Trade |  |  |  | Other | Trade Secret | 2013
20252-215912-02 | Xcel Energy | 85 | 13781 | IOU | SRO29503 |  | Solar |  |  | Withdrawn | Trade Secret | Trade |  |  |  | Other | Trade Secret | 2013
20252-215912-02 | Xcel Energy | 85 | 13781 | IOU | SRO29505 |  | Solar |  |  | Withdrawn | Trade Secret | Trade |  |  |  | Other | Trade Secret | 2013
20252-215912-02 | Xcel Energy | 85 | 13781 | IOU | SRO29506 |  | Solar |  |  | Withdrawn | Trade Secret | Trade |  |  |  | Other | Trade Secret | 2013
20252-215912-02 | Xcel Energy | 85 | 13781 | IOU | SRO29507 |  | Solar |  |  | Withdrawn | Trade Secret | Trade |  |  |  | Other | Trade Secret | 2013
20252-215912-02 | Xcel Energy | 85 | 13781 | IOU | SRO29508 |  | Solar |  |  | Withdrawn | Trade Secret | Trade |  |  |  | Other | Trade Secret | 2013
20252-215912-02 | Xcel Energy | 85 | 13781 | IOU | SRO29509 | 30 | Solar |  |  | Withdrawn | Trade Secret | Trade |  |  | Residential | Solar*Rewards | Trade Secret | 2013
20252-215912-02 | Xcel Energy | 85 | 13781 | IOU | SRO29510 |  | Solar |  |  | Withdrawn | Trade Secret | Trade |  |  |  | Other | Trade Secret | 2013
20252-215912-02 | Xcel Energy | 85 | 13781 | IOU | SRO29511 |  | Solar |  |  | Withdrawn | Trade Secret | Trade |  |  |  | Other | Trade Secret | 2013
20252-215912-02 | Xcel Energy | 85 | 13781 | IOU | SRO29513 |  | Solar |  |  | Withdrawn | Trade Secret | Trade |  |  |  | Other | Trade Secret | 2013
20252-215912-02 | Xcel Energy | 85 | 13781 | IOU | SRO29514 |  | Solar |  |  | Withdrawn | Trade Secret | Trade |  |  |  | Other | Trade Secret | 2013
20252-215912-02 | Xcel Energy | 85 | 13781 | IOU | SRO29516 |  | Solar |  |  | Withdrawn | Trade Secret | Trade |  |  |  | Other | Trade Secret | 2013
20252-215912-02 | Xcel Energy | 85 | 13781 | IOU | SRO29517 |  | Solar |  |  | Withdrawn | Trade Secret | Trade |  |  |  | Other | Trade Secret | 2013
20252-215912-02 | Xcel Energy | 85 | 13781 | IOU | SRO29518 |  | Solar |  |  | Withdrawn | Trade Secret | Trade |  |  |  | Other | Trade Secret | 2013
20252-215912-02 | Xcel Energy | 85 | 13781 | IOU | SRO29519 |  | Solar |  |  | Withdrawn | Trade Secret | Trade |  |  |  | Other | Trade Secret | 2013
20252-215912-02 | Xcel Energy | 85 | 13781 | IOU | SRO29520 |  | Solar |  |  | Withdrawn | Trade Secret | Trade |  |  |  | Other | Trade Secret | 2013
20252-215912-02 | Xcel Energy | 85 | 13781 | IOU | SRO29521 |  | Solar |  |  | Withdrawn | Trade Secret | Trade |  |  |  | Other | Trade Secret | 2013
20252-215912-02 | Xcel Energy | 85 | 13781 | IOU | SRO29522 |  | Solar |  |  | Withdrawn | Trade Secret | Trade |  |  |  | Solar*Rewards | Trade Secret | 2013
20252-215912-02 | Xcel Energy | 85 | 13781 | IOU | SRO29526 | 4.9 | Solar |  |  | Withdrawn | Trade Secret | Trade | SCA | SCA021 | Commercial | Solar*Rewards | Trade Secret | 2013
20252-215912-02 | Xcel Energy | 85 | 13781 | IOU | SRO29538 | 3.44 | Solar |  |  | Withdrawn | Trade Secret | Trade | SOU | SOU060 | Residential | Solar*Rewards | Trade Secret | 2013
20252-215912-02 | Xcel Energy | 85 | 13781 | IOU | SRO29547 | 7.525 | Solar |  |  | Withdrawn | Trade Secret | Trade | NOF | NOF071 | Residential | Solar*Rewards | Trade Secret | 2013
20252-215912-02 | Xcel Energy | 85 | 13781 | IOU | SRO29548 | 3 | Solar |  |  | Withdrawn | Trade Secret | Trade | NOF | NOF061 | Residential | Solar*Rewards | Trade Secret | 2013
20252-215912-02 | Xcel Energy | 85 | 13781 | IOU | SRO29549 | 4.2 | Solar |  |  | Withdrawn | Trade Secret | Trade | HWW | HWW074 | Residential | Solar*Rewards | Trade Secret | 2013
20252-215912-02 | Xcel Energy | 85 | 13781 | IOU | SRO29552 | 5 | Solar |  |  | Withdrawn | Trade Secret | Trade | APA | APA075 | Residential | Solar*Rewards | Trade Secret | 2013
20252-215912-02 | Xcel Energy | 85 | 13781 | IOU | SRO29556 | 4 | Solar |  |  | Withdrawn | Trade Secret | Trade | NOF | NOF061 | Residential | Solar*Rewards | Trade Secret | 2013
20252-215912-02 | Xcel Energy | 85 | 13781 | IOU | SRO29558 | 39.98 | Solar |  |  | Withdrawn | Trade Secret | Trade | HYL | HYL073 | Commercial | Solar*Rewards | Trade Secret | 2013
20252-215912-02 | Xcel Energy | 85 | 13781 | IOU | SRO29562 | 4 | Solar |  |  | Withdrawn | Trade Secret | Trade | NOF | NOF061 | Residential | Solar*Rewards | Trade Secret | 2013
20252-215912-02 | Xcel Energy | 85 | 13781 | IOU | SRO29563 | 4 | Solar |  |  | Withdrawn | Trade Secret | Trade | NOF | NOF061 | Residential | Solar*Rewards | Trade Secret | 2013
20252-215912-02 | Xcel Energy | 85 | 13781 | IOU | SRO29564 | 10 | Solar |  |  | Withdrawn | Trade Secret | Trade |  |  | Residential | Solar*Rewards | Trade Secret | 2013
20252-215912-02 | Xcel Energy | 85 | 13781 | IOU | SRO29571 | 3 | Solar |  |  | Withdrawn | Trade Secret | Trade | NOF | NOF061 | Residential | Solar*Rewards | Trade Secret | 2013
20252-215912-02 | Xcel Energy | 85 | 13781 | IOU | SRO29572 | 41.4 | Solar |  |  | Withdrawn | Trade Secret | Trade | DBL | DBL061 | Commercial | Solar*Rewards | Trade Secret | 2013
20252-215912-02 | Xcel Energy | 85 | 13781 | IOU | SRO29573 | 7.2 | Solar |  |  | Withdrawn | Trade Secret | Trade | EDA | EDA084 | Residential | Solar*Rewards | Trade Secret | 2013
20252-215912-02 | Xcel Energy | 85 | 13781 | IOU | SRO29574 | 5.805 | Solar |  |  | Withdrawn | Trade Secret | Trade |  |  | Residential | Solar*Rewards | Trade Secret | 2013
20252-215912-02 | Xcel Energy | 85 | 13781 | IOU | SRO29577 | 15 | Solar |  |  | Withdrawn | Trade Secret | Trade | CHE | CHE063 | Commercial | Solar*Rewards | Trade Secret | 2013
20252-215912-02 | Xcel Energy | 85 | 13781 | IOU | SRO29580 | 7.45 | Solar |  |  | Withdrawn | Trade Secret | Trade | DND | DND072 | Residential | Solar*Rewards | Trade Secret | 2013
20252-215912-02 | Xcel Energy | 85 | 13781 | IOU | SRO29581 | 6 | Solar |  |  | Withdrawn | Trade Secret | Trade | SLP | SLP084 | Residential | Solar*Rewards | Trade Secret | 2013
20252-215912-02 | Xcel Energy | 85 | 13781 | IOU | SRO29582 | 10.535 | Solar |  |  | Withdrawn | Trade Secret | Trade | NOF | NOF061 | Residential | Solar*Rewards | Trade Secret | 2013
20252-215912-02 | Xcel Energy | 85 | 13781 | IOU | SRO29585 | 6 | Solar |  |  | Withdrawn | Trade Secret | Trade | ALD | ALD095 | Residential | Solar*Rewards | Trade Secret | 2013
20252-215912-02 | Xcel Energy | 85 | 13781 | IOU | SRO29586 | 6.45 | Solar |  |  | Withdrawn | Trade Secret | Trade | ALT | ALT021 | Residential | Solar*Rewards | Trade Secret | 2013
20252-215912-02 | Xcel Energy | 85 | 13781 | IOU | SRO29587 | 2.15 | Solar |  |  | Withdrawn | Trade Secret | Trade | MPK | MPK074 | Residential | Solar*Rewards | Trade Secret | 2013
20252-215912-02 | Xcel Energy | 85 | 13781 | IOU | SRO29595 | 45 | Solar |  |  | Withdrawn | Trade Secret | Trade | RLK | RLK079 | Commercial | Solar*Rewards | Trade Secret | 2013
20252-215912-02 | Xcel Energy | 85 | 13781 | IOU | SRO29600 | 10 | Solar |  |  | Withdrawn | Trade Secret | Trade | BYT | BYT061 | Residential | Solar*Rewards | Trade Secret | 2013
20252-215912-02 | Xcel Energy | 85 | 13781 | IOU | SRO29607 | 35 | Solar |  |  | Withdrawn | Trade Secret | Trade | RED | RED091 | Commercial | Solar*Rewards | Trade Secret | 2013
20252-215912-02 | Xcel Energy | 85 | 13781 | IOU | SRO29608 | 3 | Solar |  |  | Withdrawn | Trade Secret | Trade | RAM | RAM073 | Residential | Solar*Rewards | Trade Secret | 2013
20252-215912-02 | Xcel Energy | 85 | 13781 | IOU | SRO29611 | 34.2 | Solar |  |  | Withdrawn | Trade Secret | Trade | WSG | WSG074 | Commercial | Solar*Rewards | Trade Secret | 2013
20252-215912-02 | Xcel Energy | 85 | 13781 | IOU | SRO29612 | 6 | Solar |  |  | Withdrawn | Trade Secret | Trade | MEL | MEL079 | Residential | Solar*Rewards | Trade Secret | 2013
20252-215912-02 | Xcel Energy | 85 | 13781 | IOU | SRO29614 | 10 | Solar |  |  | Withdrawn | Trade Secret | Trade | MDT | MDT071 | Commercial | Solar*Rewards | Trade Secret | 2013
20252-215912-02 | Xcel Energy | 85 | 13781 | IOU | SRO29617 | 45 | Solar |  |  | Withdrawn | Trade Secret | Trade | SOU | SOU088 | Commercial | Solar*Rewards | Trade Secret | 2013
20252-215912-02 | Xcel Energy | 85 | 13781 | IOU | SRO29619 | 10 | Solar |  |  | Withdrawn | Trade Secret | Trade | GLK | GLK071 | Commercial | Solar*Rewards | Trade Secret | 2013
20252-215912-02 | Xcel Energy | 85 | 13781 | IOU | SRO29621 | 3 | Solar |  |  | Withdrawn | Trade Secret | Trade | MPK | MPK087 | Residential | Solar*Rewards | Trade Secret | 2013
20252-215912-02 | Xcel Energy | 85 | 13781 | IOU | SRO29622 | 8 | Solar |  |  | Withdrawn | Trade Secret | Trade | HSN | HSN311 | Residential | Solar*Rewards | Trade Secret | 2013
20252-215912-02 | Xcel Energy | 85 | 13781 | IOU | SRO29623 | 19 | Solar |  |  | Withdrawn | Trade Secret | Trade | MHW | MHW311 | Residential | Solar*Rewards | Trade Secret | 2013
20252-215912-02 | Xcel Energy | 85 | 13781 | IOU | SRO29624 | 4.73 | Solar |  |  | Withdrawn | Trade Secret | Trade | SCL | SCL322 | Residential | Solar*Rewards | Trade Secret | 2013
20252-215912-02 | Xcel Energy | 85 | 13781 | IOU | SRO29628 | 36 | Solar |  |  | Withdrawn | Trade Secret | Trade | WRR | WRR064 | Commercial | Solar*Rewards | Trade Secret | 2013
20252-215912-02 | Xcel Energy | 85 | 13781 | IOU | SRO29630 | 45 | Solar |  |  | Withdrawn | Trade Secret | Trade | GRC | GRC073 | Commercial | Solar*Rewards | Trade Secret | 2013
20252-215912-02 | Xcel Energy | 85 | 13781 | IOU | SRO29632 | 34.2 | Solar |  |  | Withdrawn | Trade Secret | Trade | WSG | WSG062 | Commercial | Solar*Rewards | Trade Secret | 2013
20252-215912-02 | Xcel Energy | 85 | 13781 | IOU | SRO29635 | 4.3 | Solar |  |  | Withdrawn | Trade Secret | Trade | HUG | HUG321 | Residential | Solar*Rewards | Trade Secret | 2013
20252-215912-02 | Xcel Energy | 85 | 13781 | IOU | SRO29637 | 35 | Solar |  |  | Withdrawn | Trade Secret | Trade | CHE | CHE065 | Commercial | Solar*Rewards | Trade Secret | 2013
20252-215912-02 | Xcel Energy | 85 | 13781 | IOU | SRO29639 | 80 | Solar |  |  | Withdrawn | Trade Secret | Trade | WRR | WRR064 | Commercial | Solar*Rewards | Trade Secret | 2013
20252-215912-02 | Xcel Energy | 85 | 13781 | IOU | SRO29640 | 40 | Solar |  |  | Withdrawn | Trade Secret | Trade | DBL | DBL004 | Commercial | Solar*Rewards | Trade Secret | 2013
20252-215912-02 | Xcel Energy | 85 | 13781 | IOU | SRO29642 | 7.2 | Solar |  |  | Withdrawn | Trade Secret | Trade | MPK | MPK087 | Residential | Solar*Rewards | Trade Secret | 2013
20252-215912-02 | Xcel Energy | 85 | 13781 | IOU | SRO29645 | 36 | Solar |  |  | Withdrawn | Trade Secret | Trade | HYL | HYL061 | Commercial | Solar*Rewards | Trade Secret | 2013
20252-215912-02 | Xcel Energy | 85 | 13781 | IOU | SRO29646 | 30 | Solar |  |  | Withdrawn | Trade Secret | Trade | APA | APA073 | Commercial | Solar*Rewards | Trade Secret | 2013
20252-215912-02 | Xcel Energy | 85 | 13781 | IOU | SRO29647 | 45 | Solar |  |  | Withdrawn | Trade Secret | Trade | LIN | LIN031 | Commercial | Solar*Rewards | Trade Secret | 2013
20252-215912-02 | Xcel Energy | 85 | 13781 | IOU | SRO29650 | 10 | Solar |  |  | Withdrawn | Trade Secret | Trade | AFT | AFT322 | Residential | Solar*Rewards | Trade Secret | 2013
20252-215912-02 | Xcel Energy | 85 | 13781 | IOU | SRO29651 | 36 | Solar |  |  | Withdrawn | Trade Secret | Trade | DBL | DBL069 | Commercial | Solar*Rewards | Trade Secret | 2013
20252-215912-02 | Xcel Energy | 85 | 13781 | IOU | SRO29652 | 4.05 | Solar |  |  | Withdrawn | Trade Secret | Trade | LEX | LEX333 | Residential | Solar*Rewards | Trade Secret | 2013
20252-215912-02 | Xcel Energy | 85 | 13781 | IOU | SRO29653 | 5 | Solar |  |  | Withdrawn | Trade Secret | Trade | ALD | ALD084 | Residential | Solar*Rewards | Trade Secret | 2013
20252-215912-02 | Xcel Energy | 85 | 13781 | IOU | SRO29654 | 5 | Solar |  |  | Withdrawn | Trade Secret | Trade | ECK | ECK321 | Residential | Solar*Rewards | Trade Secret | 2013
20252-215912-02 | Xcel Energy | 85 | 13781 | IOU | SRO29661 | 5.4 | Solar |  |  | Withdrawn | Trade Secret | Trade | WIL | WIL063 | Residential | Solar*Rewards | Trade Secret | 2013
20252-215912-02 | Xcel Energy | 85 | 13781 | IOU | SRO29663 | 35 | Solar |  |  | Withdrawn | Trade Secret | Trade | LOK | LOK093 | Commercial | Solar*Rewards | Trade Secret | 2013
20252-215912-02 | Xcel Energy | 85 | 13781 | IOU | SRO29665 | 31.92 | Solar |  |  | Withdrawn | Trade Secret | Trade | TER | TER083 | Commercial | Solar*Rewards | Trade Secret | 2013
20252-215912-02 | Xcel Energy | 85 | 13781 | IOU | SRO29668 | 25 | Solar |  |  | Withdrawn | Trade Secret | Trade | NMC | NMC092 | Commercial | Solar*Rewards | Trade Secret | 2013
20252-215912-02 | Xcel Energy | 85 | 13781 | IOU | SRO29670 |  | Solar |  |  | Withdrawn | Trade Secret | Trade |  |  |  | Solar*Rewards | Trade Secret | 2013
20252-215912-02 | Xcel Energy | 85 | 13781 | IOU | SRO29671 | 35 | Solar |  |  | Withdrawn | Trade Secret | Trade |  |  | Residential | Solar*Rewards | Trade Secret | 2013
20252-215912-02 | Xcel Energy | 85 | 13781 | IOU | SRO29673 | 3.6 | Solar |  |  | Withdrawn | Trade Secret | Trade | APA | APA076 | Residential | Solar*Rewards | Trade Secret | 2013
20252-215912-02 | Xcel Energy | 85 | 13781 | IOU | SRO29679 | 6 | Solar |  |  | Withdrawn | Trade Secret | Trade | MHW | MHW312 | Residential | Solar*Rewards | Trade Secret | 2013
20252-215912-02 | Xcel Energy | 85 | 13781 | IOU | SRO29682 | 8.4 | Solar |  |  | Withdrawn | Trade Secret | Trade | WIL | WIL071 | Residential | Solar*Rewards | Trade Secret | 2013
20252-215912-02 | Xcel Energy | 85 | 13781 | IOU | SRO29685 | 7.5 | Solar |  |  | Withdrawn | Trade Secret | Trade |  |  | Residential | Solar*Rewards | Trade Secret | 2013
20252-215912-02 | Xcel Energy | 85 | 13781 | IOU | SRO29695 | 7.525 | Solar |  |  | Withdrawn | Trade Secret | Trade | MST | MST068 | Commercial | Solar*Rewards | Trade Secret | 2013
20252-215912-02 | Xcel Energy | 85 | 13781 | IOU | SRO29696 | 40 | Solar |  |  | Withdrawn | Trade Secret | Trade | DBL | DBL061 | Commercial | Solar*Rewards | Trade Secret | 2013
20252-215912-02 | Xcel Energy | 85 | 13781 | IOU | SRO29698 | 6 | Solar |  |  | Withdrawn | Trade Secret | Trade | HUG | HUG311 | Residential | Solar*Rewards | Trade Secret | 2013
20252-215912-02 | Xcel Energy | 85 | 13781 | IOU | SRO29702 | 1.935 | Solar |  |  | Withdrawn | Trade Secret | Trade | ALD | ALD083 | Residential | Solar*Rewards | Trade Secret | 2013
20252-215912-02 | Xcel Energy | 85 | 13781 | IOU | SRO29707 | 5 | Solar |  |  | Withdrawn | Trade Secret | Trade | SOU | SOU079 | Residential | Solar*Rewards | Trade Secret | 2013
20252-215912-02 | Xcel Energy | 85 | 13781 | IOU | SRO29709 | 3.87 | Solar |  |  | Withdrawn | Trade Secret | Trade | GPH | GPH062 | Residential | Solar*Rewards | Trade Secret | 2013
20252-215912-02 | Xcel Energy | 85 | 13781 | IOU | SRO29710 | 40 | Solar |  |  | Withdrawn | Trade Secret | Trade |  |  | Residential | Solar*Rewards | Trade Secret | 2013
20252-215912-02 | Xcel Energy | 85 | 13781 | IOU | SRO29711 | 10 | Solar |  |  | Withdrawn | Trade Secret | Trade | PAT | PAT312 | Residential | Solar*Rewards | Trade Secret | 2013
20252-215912-02 | Xcel Energy | 85 | 13781 | IOU | SRO29712 | 4.945 | Solar |  |  | Withdrawn | Trade Secret | Trade | GNL | GNL072 | Residential | Solar*Rewards | Trade Secret | 2013
20252-215912-02 | Xcel Energy | 85 | 13781 | IOU | SRO29713 | 6 | Solar |  |  | Withdrawn | Trade Secret | Trade | SWN | SWN021 | Residential | Solar*Rewards | Trade Secret | 2013
20252-215912-02 | Xcel Energy | 85 | 13781 | IOU | SRO29714 | 0.86 | Solar |  |  | Withdrawn | Trade Secret | Trade | LAC | LAC062 | Residential | Solar*Rewards | Trade Secret | 2013
20252-215912-02 | Xcel Energy | 85 | 13781 | IOU | SRO29716 | 45 | Solar |  |  | Withdrawn | Trade Secret | Trade | KOL | KOL062 | Commercial | Solar*Rewards | Trade Secret | 2013
20252-215912-02 | Xcel Energy | 85 | 13781 | IOU | SRO29717 | 40 | Solar |  |  | Withdrawn | Trade Secret | Trade | DBL | DBL060 | Commercial | Solar*Rewards | Trade Secret | 2013
20252-215912-02 | Xcel Energy | 85 | 13781 | IOU | SRO29719 | 45 | Solar |  |  | Withdrawn | Trade Secret | Trade | UPP | UPP085 | Commercial | Solar*Rewards | Trade Secret | 2013
20252-215912-02 | Xcel Energy | 85 | 13781 | IOU | SRO29720 | 2 | Solar |  |  | Withdrawn | Trade Secret | Trade | HSN | HSN311 | Residential | Solar*Rewards | Trade Secret | 2013
20252-215912-02 | Xcel Energy | 85 | 13781 | IOU | SRO29721 | 4.725 | Solar |  |  | Withdrawn | Trade Secret | Trade | KAN | KAN021 | Residential | Solar*Rewards | Trade Secret | 2013
20252-215912-02 | Xcel Energy | 85 | 13781 | IOU | SRO29722 | 45 | Solar |  |  | Withdrawn | Trade Secret | Trade | SWN | SWN022 | Commercial | Solar*Rewards | Trade Secret | 2013
20252-215912-02 | Xcel Energy | 85 | 13781 | IOU | SRO29724 | 3 | Solar |  |  | Withdrawn | Trade Secret | Trade | OSS | OSS077 | Residential | Solar*Rewards | Trade Secret | 2013
20252-215912-02 | Xcel Energy | 85 | 13781 | IOU | SRO29726 | 15 | Solar |  |  | Withdrawn | Trade Secret | Trade | GIB | GIB021 | Residential | Solar*Rewards | Trade Secret | 2013
20252-215912-02 | Xcel Energy | 85 | 13781 | IOU | SRO29729 | 30 | Solar |  |  | Withdrawn | Trade Secret | Trade | MEL | MEL065 | Commercial | Solar*Rewards | Trade Secret | 2013
20252-215912-02 | Xcel Energy | 85 | 13781 | IOU | SRO29731 | 5 | Solar |  |  | Withdrawn | Trade Secret | Trade |  |  |  | Solar*Rewards | Trade Secret | 2013
20252-215912-02 | Xcel Energy | 85 | 13781 | IOU | SRO29733 | 3.6 | Solar |  |  | Withdrawn | Trade Secret | Trade | NOF | NOF071 | Residential | Solar*Rewards | Trade Secret | 2013
20252-215912-02 | Xcel Energy | 85 | 13781 | IOU | SRO29734 | 18 | Solar |  |  | Withdrawn | Trade Secret | Trade | WEB | WEB021 | Commercial | Solar*Rewards | Trade Secret | 2013
20252-215912-02 | Xcel Energy | 85 | 13781 | IOU | SRO29735 | 18 | Solar |  |  | Withdrawn | Trade Secret | Trade | DBL | DBL074 | Commercial | Solar*Rewards | Trade Secret | 2013
20252-215912-02 | Xcel Energy | 85 | 13781 | IOU | SRO29736 | 31.39 | Solar |  |  | Withdrawn | Trade Secret | Trade | HSN | HSN321 | Commercial | Solar*Rewards | Trade Secret | 2013
20252-215912-02 | Xcel Energy | 85 | 13781 | IOU | SRO29737 | 35 | Solar |  |  | Withdrawn | Trade Secret | Trade |  |  | Residential | Solar*Rewards | Trade Secret | 2013
20252-215912-02 | Xcel Energy | 85 | 13781 | IOU | SRO29738 | 32.895 | Solar |  |  | Withdrawn | Trade Secret | Trade |  |  | Residential | Solar*Rewards | Trade Secret | 2013
20252-215912-02 | Xcel Energy | 85 | 13781 | IOU | SRO29740 | 22.8 | Solar |  |  | Withdrawn | Trade Secret | Trade | HSN | HSN321 | Commercial | Solar*Rewards | Trade Secret | 2013
20252-215912-02 | Xcel Energy | 85 | 13781 | IOU | SRO29748 | 2.58 | Solar |  |  | Withdrawn | Trade Secret | Trade | DBL | DBL060 | Commercial | Solar*Rewards | Trade Secret | 2013
20252-215912-02 | Xcel Energy | 85 | 13781 | IOU | SRO29751 | 4 | Solar |  |  | Withdrawn | Trade Secret | Trade | RVA | RVA061 | Residential | Solar*Rewards | Trade Secret | 2013
20252-215912-02 | Xcel Energy | 85 | 13781 | IOU | SRO29754 | 40 | Solar |  |  | Withdrawn | Trade Secret | Trade | HSN | HSN321 | Commercial | Solar*Rewards | Trade Secret | 2013
20252-215912-02 | Xcel Energy | 85 | 13781 | IOU | SRO29755 | 40 | Solar |  |  | Withdrawn | Trade Secret | Trade | MEL | MEL066 | Commercial | Solar*Rewards | Trade Secret | 2013
20252-215912-02 | Xcel Energy | 85 | 13781 | IOU | SRO29756 | 15 | Solar |  |  | Withdrawn | Trade Secret | Trade | DPN | DPN072 | Commercial | Solar*Rewards | Trade Secret | 2013
20252-215912-02 | Xcel Energy | 85 | 13781 | IOU | SRO29757 | 9.995 | Solar |  |  | Withdrawn | Trade Secret | Trade | APA | APA078 | Commercial | Solar*Rewards | Trade Secret | 2013
20252-215912-02 | Xcel Energy | 85 | 13781 | IOU | SRO29758 | 11.18 | Solar |  |  | Withdrawn | Trade Secret | Trade | ALD | ALD088 | Residential | Solar*Rewards | Trade Secret | 2013
20252-215912-02 | Xcel Energy | 85 | 13781 | IOU | SRO29761 | 30 | Solar |  |  | Withdrawn | Trade Secret | Trade | BRP | BRP073 | Commercial | Solar*Rewards | Trade Secret | 2013
20252-215912-02 | Xcel Energy | 85 | 13781 | IOU | SRO29763 | 4.515 | Solar |  |  | Withdrawn | Trade Secret | Trade | GNL | GNL072 | Commercial | Solar*Rewards | Trade Secret | 2013
20252-215912-02 | Xcel Energy | 85 | 13781 | IOU | SRO29764 | 5 | Solar |  |  | Withdrawn | Trade Secret | Trade | MGN | MGN211 | Residential | Solar*Rewards | Trade Secret | 2013
20252-215912-02 | Xcel Energy | 85 | 13781 | IOU | SRO29765 | 22.5 | Solar |  |  | Withdrawn | Trade Secret | Trade | TWL | TWL074 | Commercial | Solar*Rewards | Trade Secret | 2013
20252-215912-02 | Xcel Energy | 85 | 13781 | IOU | SRO29766 | 5.4 | Solar |  |  | Withdrawn | Trade Secret | Trade | PAT | PAT313 | Residential | Solar*Rewards | Trade Secret | 2013
20252-215912-02 | Xcel Energy | 85 | 13781 | IOU | SRO29767 | 5 | Solar |  |  | Withdrawn | Trade Secret | Trade | SLP | SLP092 | Residential | Solar*Rewards | Trade Secret | 2013
20252-215912-02 | Xcel Energy | 85 | 13781 | IOU | SRO29768 | 29.67 | Solar |  |  | Withdrawn | Trade Secret | Trade | ELP | ELP86X | Commercial | Solar*Rewards | Trade Secret | 2013
20252-215912-02 | Xcel Energy | 85 | 13781 | IOU | SRO29769 | 6 | Solar |  |  | Withdrawn | Trade Secret | Trade | HYL | HYL064 | Residential | Solar*Rewards | Trade Secret | 2013
20252-215912-02 | Xcel Energy | 85 | 13781 | IOU | SRO29771 | 30 | Solar |  |  | Withdrawn | Trade Secret | Trade | DOC | DOC031 | Commercial | Solar*Rewards | Trade Secret | 2013
20252-215912-02 | Xcel Energy | 85 | 13781 | IOU | SRO29772 | 36 | Solar |  |  | Withdrawn | Trade Secret | Trade | EDP | EDP095 | Commercial | Solar*Rewards | Trade Secret | 2013
20252-215912-02 | Xcel Energy | 85 | 13781 | IOU | SRO29774 | 5.16 | Solar |  |  | Withdrawn | Trade Secret | Trade | WIN | WIN043 | Residential | Solar*Rewards | Trade Secret | 2013
20252-215912-02 | Xcel Energy | 85 | 13781 | IOU | SRO29776 | 45 | Solar |  |  | Withdrawn | Trade Secret | Trade | ALD | ALD084 | Commercial | Solar*Rewards | Trade Secret | 2013
20252-215912-02 | Xcel Energy | 85 | 13781 | IOU | SRO29778 | 22.8 | Solar |  |  | Withdrawn | Trade Secret | Trade | ORO | ORO062 | Commercial | Solar*Rewards | Trade Secret | 2013
20252-215912-02 | Xcel Energy | 85 | 13781 | IOU | SRO29779 | 36 | Solar |  |  | Withdrawn | Trade Secret | Trade | HSN | HSN311 | Commercial | Solar*Rewards | Trade Secret | 2013
20252-215912-02 | Xcel Energy | 85 | 13781 | IOU | SRO29781 | 40 | Solar |  |  | Withdrawn | Trade Secret | Trade | MEL | MEL063 | Commercial | Solar*Rewards | Trade Secret | 2013
20252-215912-02 | Xcel Energy | 85 | 13781 | IOU | SRO29783 | 2.795 | Solar |  |  | Withdrawn | Trade Secret | Trade | APA | APA075 | Residential | Solar*Rewards | Trade Secret | 2013
20252-215912-02 | Xcel Energy | 85 | 13781 | IOU | SRO29785 | 12 | Solar |  |  | Withdrawn | Trade Secret | Trade | WRR | WRR064 | Commercial | Solar*Rewards | Trade Secret | 2013
20252-215912-02 | Xcel Energy | 85 | 13781 | IOU | SRO29787 | 30 | Solar |  |  | Withdrawn | Trade Secret | Trade | DND | DND071 | Commercial | Solar*Rewards | Trade Secret | 2013
20252-215912-02 | Xcel Energy | 85 | 13781 | IOU | SRO29788 | 1050 | Solar |  |  | Withdrawn | Trade Secret | Trade | TER | TER085 | Commercial | Solar*Rewards | Trade Secret | 2013
20252-215912-02 | Xcel Energy | 85 | 13781 | IOU | SRO29794 | 40 | Solar |  |  | Withdrawn | Trade Secret | Trade | MEL | MEL063 | Commercial | Solar*Rewards | Trade Secret | 2013
20252-215912-02 | Xcel Energy | 85 | 13781 | IOU | SRO29795 | 5.16 | Solar |  |  | Withdrawn | Trade Secret | Trade | GVW | GVW021 | Residential | Solar*Rewards | Trade Secret | 2013
20252-215912-02 | Xcel Energy | 85 | 13781 | IOU | SRO29796 | 45 | Solar |  |  | Withdrawn | Trade Secret | Trade | ALB | ALB022 | Commercial | Solar*Rewards | Trade Secret | 2013
20252-215912-02 | Xcel Energy | 85 | 13781 | IOU | SRO29797 | 5 | Solar |  |  | Withdrawn | Trade Secret | Trade | MPK | MPK063 | Commercial | Solar*Rewards | Trade Secret | 2013
20252-215912-02 | Xcel Energy | 85 | 13781 | IOU | SRO29798 | 11.4 | Solar |  |  | Withdrawn | Trade Secret | Trade | MND | MND063 | Residential | Solar*Rewards | Trade Secret | 2013
20252-215912-02 | Xcel Energy | 85 | 13781 | IOU | SRO29801 | 5.16 | Solar |  |  | Withdrawn | Trade Secret | Trade | TER | TER061 | Residential | Solar*Rewards | Trade Secret | 2013
20252-215912-02 | Xcel Energy | 85 | 13781 | IOU | SRO29802 | 45 | Solar |  |  | Withdrawn | Trade Secret | Trade | EDP | EDP083 | Commercial | Solar*Rewards | Trade Secret | 2013
20252-215912-02 | Xcel Energy | 85 | 13781 | IOU | SRO29804 | 80 | Solar |  |  | Withdrawn | Trade Secret | Trade | HSN | HSN311 | Commercial | Solar*Rewards | Trade Secret | 2013
20252-215912-02 | Xcel Energy | 85 | 13781 | IOU | SRO29805 | 48 | Solar |  |  | Withdrawn | Trade Secret | Trade | ECK | ECK321 | Commercial | Solar*Rewards | Trade Secret | 2013
20252-215912-02 | Xcel Energy | 85 | 13781 | IOU | SRO29807 | 45 | Solar |  |  | Withdrawn | Trade Secret | Trade | TLK | TLK064 | Commercial | Solar*Rewards | Trade Secret | 2013
20252-215912-02 | Xcel Energy | 85 | 13781 | IOU | SRO29808 | 45 | Solar |  |  | Withdrawn | Trade Secret | Trade | SAK | SAK321 | Commercial | Solar*Rewards | Trade Secret | 2013
20252-215912-02 | Xcel Energy | 85 | 13781 | IOU | SRO29809 | 2.7 | Solar |  |  | Withdrawn | Trade Secret | Trade | OPK | OPK065 | Residential | Solar*Rewards | Trade Secret | 2013
20252-215912-02 | Xcel Energy | 85 | 13781 | IOU | SRO29811 | 45 | Solar |  |  | Withdrawn | Trade Secret | Trade | GFD | GFD022 | Commercial | Solar*Rewards | Trade Secret | 2013
20252-215912-02 | Xcel Energy | 85 | 13781 | IOU | SRO29812 | 4.725 | Solar |  |  | Withdrawn | Trade Secret | Trade | SIP | SIP061 | Residential | Solar*Rewards | Trade Secret | 2013
20252-215912-02 | Xcel Energy | 85 | 13781 | IOU | SRO29813 | 3.5 | Solar |  |  | Withdrawn | Trade Secret | Trade | SOU | SOU083 | Residential | Solar*Rewards | Trade Secret | 2013
20252-215912-02 | Xcel Energy | 85 | 13781 | IOU | SRO29815 | 40 | Solar |  |  | Withdrawn | Trade Secret | Trade | MEL | MEL063 | Commercial | Solar*Rewards | Trade Secret | 2013
20252-215912-02 | Xcel Energy | 85 | 13781 | IOU | SRO29816 | 6.45 | Solar |  |  | Withdrawn | Trade Secret | Trade | WIN | WIN033 | Residential | Solar*Rewards | Trade Secret | 2013
20252-215912-02 | Xcel Energy | 85 | 13781 | IOU | SRO29817 | 15 | Solar |  |  | Withdrawn | Trade Secret | Trade | SLP | SLP083 | Commercial | Solar*Rewards | Trade Secret | 2013
20252-215912-02 | Xcel Energy | 85 | 13781 | IOU | SRO29819 | 6.02 | Solar |  |  | Withdrawn | Trade Secret | Trade | ALD | ALD088 | Residential | Solar*Rewards | Trade Secret | 2013
20252-215912-02 | Xcel Energy | 85 | 13781 | IOU | SRO29820 | 10 | Solar |  |  | Withdrawn | Trade Secret | Trade | WDY | WDY321 | Commercial | Solar*Rewards | Trade Secret | 2013
20252-215912-02 | Xcel Energy | 85 | 13781 | IOU | SRO29821 | 3.84 | Solar |  |  | Withdrawn | Trade Secret | Trade | HOL | HOL072 | Residential | Solar*Rewards | Trade Secret | 2013
20252-215912-02 | Xcel Energy | 85 | 13781 | IOU | SRO29822 | 0.23 | Solar |  |  | Withdrawn | Trade Secret | Trade |  |  |  | Solar*Rewards | Trade Secret | 2013
20252-215912-02 | Xcel Energy | 85 | 13781 | IOU | SRO29823 | 45 | Solar |  |  | Withdrawn | Trade Secret | Trade | DBL | DBL081 | Commercial | Solar*Rewards | Trade Secret | 2013
20252-215912-02 | Xcel Energy | 85 | 13781 | IOU | SRO29824 | 35 | Solar |  |  | Withdrawn | Trade Secret | Trade | MEL | MEL063 | Commercial | Solar*Rewards | Trade Secret | 2013
20252-215912-02 | Xcel Energy | 85 | 13781 | IOU | SRO29826 | 5 | Solar |  |  | Withdrawn | Trade Secret | Trade | HWW | HWW073 | Residential | Solar*Rewards | Trade Secret | 2013
20252-215912-02 | Xcel Energy | 85 | 13781 | IOU | SRO29827 | 45 | Solar |  |  | Withdrawn | Trade Secret | Trade | WCS | WCS064 | Commercial | Solar*Rewards | Trade Secret | 2013
20252-215912-02 | Xcel Energy | 85 | 13781 | IOU | SRO29829 | 12 | Solar |  |  | Withdrawn | Trade Secret | Trade | ZUM | ZUM022 | Commercial | Solar*Rewards | Trade Secret | 2013
20252-215912-02 | Xcel Energy | 85 | 13781 | IOU | SRO29830 | 4.05 | Solar |  |  | Withdrawn | Trade Secret | Trade | OPK | OPK073 | Residential | Solar*Rewards | Trade Secret | 2013
20252-215912-02 | Xcel Energy | 85 | 13781 | IOU | SRO29832 | 45 | Solar |  |  | Withdrawn | Trade Secret | Trade | GFD | GFD022 | Commercial | Solar*Rewards | Trade Secret | 2013
20252-215912-02 | Xcel Energy | 85 | 13781 | IOU | SRO29834 | 45 | Solar |  |  | Withdrawn | Trade Secret | Trade |  |  | Residential | Solar*Rewards | Trade Secret | 2013
20252-215912-02 | Xcel Energy | 85 | 13781 | IOU | SRO29835 | 6 | Solar |  |  | Withdrawn | Trade Secret | Trade | LLK | LLK071 | Commercial | Solar*Rewards | Trade Secret | 2013
20252-215912-02 | Xcel Energy | 85 | 13781 | IOU | SRO29836 | 6.45 | Solar |  |  | Withdrawn | Trade Secret | Trade | TER | TER071 | Residential | Solar*Rewards | Trade Secret | 2013
20252-215912-02 | Xcel Energy | 85 | 13781 | IOU | SRO29838 | 45 | Solar |  |  | Withdrawn | Trade Secret | Trade | MGN | MGN211 | Commercial | Solar*Rewards | Trade Secret | 2013
20252-215912-02 | Xcel Energy | 85 | 13781 | IOU | SRO29839 | 6.5 | Solar |  |  | Withdrawn | Trade Secret | Trade | HUG | HUG321 | Residential | Solar*Rewards | Trade Secret | 2013
20252-215912-02 | Xcel Energy | 85 | 13781 | IOU | SRO29840 | 5 | Solar |  |  | Withdrawn | Trade Secret | Trade | SOU | SOU087 | Residential | Solar*Rewards | Trade Secret | 2013
20252-215912-02 | Xcel Energy | 85 | 13781 | IOU | SRO29841 | 30 | Solar |  |  | Withdrawn | Trade Secret | Trade | MEL | MEL063 | Commercial | Solar*Rewards | Trade Secret | 2013
20252-215912-02 | Xcel Energy | 85 | 13781 | IOU | SRO29842 | 5 | Solar |  |  | Withdrawn | Trade Secret | Trade | APA | APA077 | Residential | Solar*Rewards | Trade Secret | 2013
20252-215912-02 | Xcel Energy | 85 | 13781 | IOU | SRO29843 | 45 | Solar |  |  | Withdrawn | Trade Secret | Trade | SDX | SDX312 | Commercial | Solar*Rewards | Trade Secret | 2013
20252-215912-02 | Xcel Energy | 85 | 13781 | IOU | SRO29844 | 40 | Solar |  |  | Withdrawn | Trade Secret | Trade | CHE | CHE075 | Commercial | Solar*Rewards | Trade Secret | 2013
20252-215912-02 | Xcel Energy | 85 | 13781 | IOU | SRO29845 | 45 | Solar |  |  | Withdrawn | Trade Secret | Trade | GFD | GFD022 | Commercial | Solar*Rewards | Trade Secret | 2013
20252-215912-02 | Xcel Energy | 85 | 13781 | IOU | SRO29847 | 10 | Solar |  |  | Withdrawn | Trade Secret | Trade | WDY | WDY321 | Commercial | Solar*Rewards | Trade Secret | 2013
20252-215912-02 | Xcel Energy | 85 | 13781 | IOU | SRO29848 | 7.5 | Solar |  |  | Withdrawn | Trade Secret | Trade | FSL | FSL311 | Residential | Solar*Rewards | Trade Secret | 2013
20252-215912-02 | Xcel Energy | 85 | 13781 | IOU | SRO29849 | 5 | Solar |  |  | Withdrawn | Trade Secret | Trade | SOU | SOU081 | Residential | Solar*Rewards | Trade Secret | 2013
20252-215912-02 | Xcel Energy | 85 | 13781 | IOU | SRO29851 | 40 | Solar |  |  | Withdrawn | Trade Secret | Trade | NMC | NMC092 | Commercial | Solar*Rewards | Trade Secret | 2013
20252-215912-02 | Xcel Energy | 85 | 13781 | IOU | SRO29853 | 35 | Solar |  |  | Withdrawn | Trade Secret | Trade | MEL | MEL063 | Commercial | Solar*Rewards | Trade Secret | 2013
20252-215912-02 | Xcel Energy | 85 | 13781 | IOU | SRO29854 | 45 | Solar |  |  | Withdrawn | Trade Secret | Trade | FRA | FRA001 | Commercial | Solar*Rewards | Trade Secret | 2013
20252-215912-02 | Xcel Energy | 85 | 13781 | IOU | SRO29855 | 45 | Solar |  |  | Withdrawn | Trade Secret | Trade | SDX | SDX312 | Commercial | Solar*Rewards | Trade Secret | 2013
20252-215912-02 | Xcel Energy | 85 | 13781 | IOU | SRO29856 | 40 | Solar |  |  | Withdrawn | Trade Secret | Trade | CGR | CGR074 | Commercial | Solar*Rewards | Trade Secret | 2013
20252-215912-02 | Xcel Energy | 85 | 13781 | IOU | SRO29857 | 15 | Solar |  |  | Withdrawn | Trade Secret | Trade |  |  | Residential | Solar*Rewards | Trade Secret | 2013
20252-215912-02 | Xcel Energy | 85 | 13781 | IOU | SRO29858 | 45 | Solar |  |  | Withdrawn | Trade Secret | Trade | ESW | ESW062 | Commercial | Solar*Rewards | Trade Secret | 2013
20252-215912-02 | Xcel Energy | 85 | 13781 | IOU | SRO29860 | 40 | Solar |  |  | Withdrawn | Trade Secret | Trade | NMC | NMC092 | Commercial | Solar*Rewards | Trade Secret | 2013
20252-215912-02 | Xcel Energy | 85 | 13781 | IOU | SRO29862 | 35 | Solar |  |  | Withdrawn | Trade Secret | Trade |  |  | Residential | Solar*Rewards | Trade Secret | 2013
20252-215912-02 | Xcel Energy | 85 | 13781 | IOU | SRO29863 | 12 | Solar |  |  | Withdrawn | Trade Secret | Trade | KAN | KAN021 | Residential | Solar*Rewards | Trade Secret | 2013
20252-215912-02 | Xcel Energy | 85 | 13781 | IOU | SRO29864 | 36 | Solar |  |  | Withdrawn | Trade Secret | Trade | HSN | HSN321 | Commercial | Solar*Rewards | Trade Secret | 2013
20252-215912-02 | Xcel Energy | 85 | 13781 | IOU | SRO29865 | 30 | Solar |  |  | Withdrawn | Trade Secret | Trade | FST | FST078 | Commercial | Solar*Rewards | Trade Secret | 2013
20252-215912-02 | Xcel Energy | 85 | 13781 | IOU | SRO29868 | 4.2 | Solar |  |  | Withdrawn | Trade Secret | Trade | ALD | ALD072 | Residential | Solar*Rewards | Trade Secret | 2013
20252-215912-02 | Xcel Energy | 85 | 13781 | IOU | SRO29869 | 35 | Solar |  |  | Withdrawn | Trade Secret | Trade | IDA | IDA073 | Commercial | Solar*Rewards | Trade Secret | 2013
20252-215912-02 | Xcel Energy | 85 | 13781 | IOU | SRO29871 | 5 | Solar |  |  | Withdrawn | Trade Secret | Trade | SLP | SLP081 | Commercial | Solar*Rewards | Trade Secret | 2013
20252-215912-02 | Xcel Energy | 85 | 13781 | IOU | SRO29873 | 40 | Solar |  |  | Withdrawn | Trade Secret | Trade | LLK | LLK072 | Commercial | Solar*Rewards | Trade Secret | 2013
20252-215912-02 | Xcel Energy | 85 | 13781 | IOU | SRO29874 | 45 | Solar |  |  | Withdrawn | Trade Secret | Trade | MDT | MDT061 | Commercial | Solar*Rewards | Trade Secret | 2013
20252-215912-02 | Xcel Energy | 85 | 13781 | IOU | SRO29875 | 5 | Solar |  |  | Withdrawn | Trade Secret | Trade | SOU | SOU072 | Residential | Solar*Rewards | Trade Secret | 2013
20252-215912-02 | Xcel Energy | 85 | 13781 | IOU | SRO29876 | 40 | Solar |  |  | Withdrawn | Trade Secret | Trade | RRK | RRK064 | Commercial | Solar*Rewards | Trade Secret | 2013
20252-215912-02 | Xcel Energy | 85 | 13781 | IOU | SRO29879 | 9.995 | Solar |  |  | Withdrawn | Trade Secret | Trade |  |  | Residential | Solar*Rewards | Trade Secret | 2013
20252-215912-02 | Xcel Energy | 85 | 13781 | IOU | SRO29880 | 9.5 | Solar |  |  | Withdrawn | Trade Secret | Trade | WAB | WAB021 | Residential | Solar*Rewards | Trade Secret | 2013
20252-215912-02 | Xcel Energy | 85 | 13781 | IOU | SRO29881 | 5 | Solar |  |  | Withdrawn | Trade Secret | Trade | HWW | HWW062 | Residential | Solar*Rewards | Trade Secret | 2013
20252-215912-02 | Xcel Energy | 85 | 13781 | IOU | SRO29882 | 40 | Solar |  |  | Withdrawn | Trade Secret | Trade | TLK | TLK066 | Commercial | Solar*Rewards | Trade Secret | 2013
20252-215912-02 | Xcel Energy | 85 | 13781 | IOU | SRO29883 | 45 | Solar |  |  | Withdrawn | Trade Secret | Trade |  |  | Residential | Solar*Rewards | Trade Secret | 2013
20252-215912-02 | Xcel Energy | 85 | 13781 | IOU | SRO29884 | 30 | Solar |  |  | Withdrawn | Trade Secret | Trade | PRR | PRR061 | Commercial | Solar*Rewards | Trade Secret | 2013
20252-215912-02 | Xcel Energy | 85 | 13781 | IOU | SRO29887 | 45 | Solar |  |  | Withdrawn | Trade Secret | Trade | WTN | WTN062 | Commercial | Solar*Rewards | Trade Secret | 2013
20252-215912-02 | Xcel Energy | 85 | 13781 | IOU | SRO29888 | 10 | Solar |  |  | Withdrawn | Trade Secret | Trade | ELP | ELP062 | Commercial | Solar*Rewards | Trade Secret | 2013
20252-215912-02 | Xcel Energy | 85 | 13781 | IOU | SRO29890 | 5 | Solar |  |  | Withdrawn | Trade Secret | Trade | HWW | HWW074 | Residential | Solar*Rewards | Trade Secret | 2013
20252-215912-02 | Xcel Energy | 85 | 13781 | IOU | SRO29891 | 45 | Solar |  |  | Withdrawn | Trade Secret | Trade | WTN | WTN062 | Commercial | Solar*Rewards | Trade Secret | 2013
20252-215912-02 | Xcel Energy | 85 | 13781 | IOU | SRO29892 | 5.3 | Solar |  |  | Withdrawn | Trade Secret | Trade | GNL | GNL062 | Residential | Solar*Rewards | Trade Secret | 2013
20252-215912-02 | Xcel Energy | 85 | 13781 | IOU | SRO29893 | 10 | Solar |  |  | Withdrawn | Trade Secret | Trade | ELP | ELP062 | Commercial | Solar*Rewards | Trade Secret | 2013
20252-215912-02 | Xcel Energy | 85 | 13781 | IOU | SRO29894 | 5.16 | Solar |  |  | Withdrawn | Trade Secret | Trade | LAP | LAP311 | Residential | Solar*Rewards | Trade Secret | 2013
20252-215912-02 | Xcel Energy | 85 | 13781 | IOU | SRO29895 | 5.16 | Solar |  |  | Withdrawn | Trade Secret | Trade | DND | DND072 | Residential | Solar*Rewards | Trade Secret | 2013
20252-215912-02 | Xcel Energy | 85 | 13781 | IOU | SRO29896 | 25 | Solar |  |  | Withdrawn | Trade Secret | Trade | ALD | ALD098 | Commercial | Solar*Rewards | Trade Secret | 2013
20252-215912-02 | Xcel Energy | 85 | 13781 | IOU | SRO29898 | 45 | Solar |  |  | Withdrawn | Trade Secret | Trade | WTN | WTN062 | Commercial | Solar*Rewards | Trade Secret | 2013
20252-215912-02 | Xcel Energy | 85 | 13781 | IOU | SRO29899 | 10 | Solar |  |  | Withdrawn | Trade Secret | Trade | MDT | MDT071 | Commercial | Solar*Rewards | Trade Secret | 2013
20252-215912-02 | Xcel Energy | 85 | 13781 | IOU | SRO29901 | 15 | Solar |  |  | Withdrawn | Trade Secret | Trade | ELP | ELP062 | Commercial | Solar*Rewards | Trade Secret | 2013
20252-215912-02 | Xcel Energy | 85 | 13781 | IOU | SRO29902 | 45 | Solar |  |  | Withdrawn | Trade Secret | Trade | WTN | WTN062 | Commercial | Solar*Rewards | Trade Secret | 2013
20252-215912-02 | Xcel Energy | 85 | 13781 | IOU | SRO29903 | 5 | Solar |  |  | Withdrawn | Trade Secret | Trade | TER | TER061 | Residential | Solar*Rewards | Trade Secret | 2013
20252-215912-02 | Xcel Energy | 85 | 13781 | IOU | SRO29906 | 4.3 | Solar |  |  | Withdrawn | Trade Secret | Trade | SCL | SCL322 | Residential | Solar*Rewards | Trade Secret | 2013
20252-215912-02 | Xcel Energy | 85 | 13781 | IOU | SRO29907 | 15 | Solar |  |  | Withdrawn | Trade Secret | Trade | ELP | ELP062 | Commercial | Solar*Rewards | Trade Secret | 2013
20252-215912-02 | Xcel Energy | 85 | 13781 | IOU | SRO29909 | 5 | Solar |  |  | Withdrawn | Trade Secret | Trade | RPL | RPL063 | Residential | Solar*Rewards | Trade Secret | 2013
20252-215912-02 | Xcel Energy | 85 | 13781 | IOU | SRO29910 | 90 | Solar |  |  | Withdrawn | Trade Secret | Trade | WKN | WKN001 | Commercial | Solar*Rewards | Trade Secret | 2013
20252-215912-02 | Xcel Energy | 85 | 13781 | IOU | SRO29911 | 3 | Solar |  |  | Withdrawn | Trade Secret | Trade | WOB | WOB022 | Residential | Solar*Rewards | Trade Secret | 2013
20252-215912-02 | Xcel Energy | 85 | 13781 | IOU | SRO29912 | 3.44 | Solar |  |  | Withdrawn | Trade Secret | Trade | SOU | SOU079 | Residential | Solar*Rewards | Trade Secret | 2013
20252-215912-02 | Xcel Energy | 85 | 13781 | IOU | SRO29913 | 25 | Solar |  |  | Withdrawn | Trade Secret | Trade | ELP | ELP062 | Commercial | Solar*Rewards | Trade Secret | 2013
20252-215912-02 | Xcel Energy | 85 | 13781 | IOU | SRO29915 | 5 | Solar |  |  | Withdrawn | Trade Secret | Trade | SOU | SOU086 | Residential | Solar*Rewards | Trade Secret | 2013
20252-215912-02 | Xcel Energy | 85 | 13781 | IOU | SRO29917 | 45 | Solar |  |  | Withdrawn | Trade Secret | Trade | WEF | WEF061 | Commercial | Solar*Rewards | Trade Secret | 2013
20252-215912-02 | Xcel Energy | 85 | 13781 | IOU | SRO29918 | 5 | Solar |  |  | Withdrawn | Trade Secret | Trade | TER | TER071 | Residential | Solar*Rewards | Trade Secret | 2013
20252-215912-02 | Xcel Energy | 85 | 13781 | IOU | SRO29919 | 15 | Solar |  |  | Withdrawn | Trade Secret | Trade | RPL | RPL072 | Commercial | Solar*Rewards | Trade Secret | 2013
20252-215912-02 | Xcel Energy | 85 | 13781 | IOU | SRO29920 | 45 | Solar |  |  | Withdrawn | Trade Secret | Trade | UPP | UPP061 | Commercial | Solar*Rewards | Trade Secret | 2013
20252-215912-02 | Xcel Energy | 85 | 13781 | IOU | SRO29921 | 45 | Solar |  |  | Withdrawn | Trade Secret | Trade | WEF | WEF061 | Commercial | Solar*Rewards | Trade Secret | 2013
20252-215912-02 | Xcel Energy | 85 | 13781 | IOU | SRO29922 | 25 | Solar |  |  | Withdrawn | Trade Secret | Trade | RPL | RPL072 | Commercial | Solar*Rewards | Trade Secret | 2013
20252-215912-02 | Xcel Energy | 85 | 13781 | IOU | SRO29923 | 5 | Solar |  |  | Withdrawn | Trade Secret | Trade | HWW | HWW073 | Residential | Solar*Rewards | Trade Secret | 2013
20252-215912-02 | Xcel Energy | 85 | 13781 | IOU | SRO29925 | 45 | Solar |  |  | Withdrawn | Trade Secret | Trade | EXC | EXC062 | Commercial | Solar*Rewards | Trade Secret | 2013
20252-215912-02 | Xcel Energy | 85 | 13781 | IOU | SRO29926 | 25 | Solar |  |  | Withdrawn | Trade Secret | Trade | RPL | RPL072 | Commercial | Solar*Rewards | Trade Secret | 2013
20252-215912-02 | Xcel Energy | 85 | 13781 | IOU | SRO29927 | 45 | Solar |  |  | Withdrawn | Trade Secret | Trade | WEF | WEF061 | Commercial | Solar*Rewards | Trade Secret | 2013
20252-215912-02 | Xcel Energy | 85 | 13781 | IOU | SRO29928 | 5 | Solar |  |  | Withdrawn | Trade Secret | Trade | MST | MST066 | Residential | Solar*Rewards | Trade Secret | 2013
20252-215912-02 | Xcel Energy | 85 | 13781 | IOU | SRO29929 | 15 | Solar |  |  | Withdrawn | Trade Secret | Trade | RPL | RPL072 | Commercial | Solar*Rewards | Trade Secret | 2013
20252-215912-02 | Xcel Energy | 85 | 13781 | IOU | SRO29930 | 45 | Solar |  |  | Withdrawn | Trade Secret | Trade | GVW | GVW021 | Commercial | Solar*Rewards | Trade Secret | 2013
20252-215912-02 | Xcel Energy | 85 | 13781 | IOU | SRO29932 | 15 | Solar |  |  | Withdrawn | Trade Secret | Trade | HWW | HWW071 | Commercial | Solar*Rewards | Trade Secret | 2013
20252-215912-02 | Xcel Energy | 85 | 13781 | IOU | SRO29933 | 45 | Solar |  |  | Withdrawn | Trade Secret | Trade | FAB | FAB071 | Commercial | Solar*Rewards | Trade Secret | 2013
20252-215912-02 | Xcel Energy | 85 | 13781 | IOU | SRO29934 | 20 | Solar |  |  | Withdrawn | Trade Secret | Trade | HWW | HWW062 | Commercial | Solar*Rewards | Trade Secret | 2013
20252-215912-02 | Xcel Energy | 85 | 13781 | IOU | SRO29935 | 5 | Solar |  |  | Withdrawn | Trade Secret | Trade | SOU | SOU086 | Residential | Solar*Rewards | Trade Secret | 2013
20252-215912-02 | Xcel Energy | 85 | 13781 | IOU | SRO29936 | 10 | Solar |  |  | Withdrawn | Trade Secret | Trade | ALD | ALD084 | Commercial | Solar*Rewards | Trade Secret | 2013
20252-215912-02 | Xcel Energy | 85 | 13781 | IOU | SRO29937 | 45 | Solar |  |  | Withdrawn | Trade Secret | Trade | FAP | FAP062 | Commercial | Solar*Rewards | Trade Secret | 2013
20252-215912-02 | Xcel Energy | 85 | 13781 | IOU | SRO29938 | 5 | Solar |  |  | Withdrawn | Trade Secret | Trade | HWW | HWW073 | Residential | Solar*Rewards | Trade Secret | 2013
20252-215912-02 | Xcel Energy | 85 | 13781 | IOU | SRO29939 | 40 | Solar |  |  | Withdrawn | Trade Secret | Trade | DBL | DBL064 | Commercial | Solar*Rewards | Trade Secret | 2013
20252-215912-02 | Xcel Energy | 85 | 13781 | IOU | SRO29940 | 45 | Solar |  |  | Withdrawn | Trade Secret | Trade | FAP | FAP071 | Commercial | Solar*Rewards | Trade Secret | 2013
20252-215912-02 | Xcel Energy | 85 | 13781 | IOU | SRO29941 | 5 | Solar |  |  | Withdrawn | Trade Secret | Trade | SOU | SOU073 | Residential | Solar*Rewards | Trade Secret | 2013
20252-215912-02 | Xcel Energy | 85 | 13781 | IOU | SRO29942 | 45 | Solar |  |  | Withdrawn | Trade Secret | Trade | FAB | FAB063 | Commercial | Solar*Rewards | Trade Secret | 2013
20252-215912-02 | Xcel Energy | 85 | 13781 | IOU | SRO29943 | 5 | Solar |  |  | Withdrawn | Trade Secret | Trade | WIL | WIL063 | Residential | Solar*Rewards | Trade Secret | 2013
20252-215912-02 | Xcel Energy | 85 | 13781 | IOU | SRO29946 | 30 | Solar |  |  | Withdrawn | Trade Secret | Trade | KEN | KEN022 | Commercial | Solar*Rewards | Trade Secret | 2013
20252-215912-02 | Xcel Energy | 85 | 13781 | IOU | SRO29951 | 5 | Solar |  |  | Withdrawn | Trade Secret | Trade | ALD | ALD072 | Residential | Solar*Rewards | Trade Secret | 2013
20252-215912-02 | Xcel Energy | 85 | 13781 | IOU | SRO29952 | 5 | Solar |  |  | Withdrawn | Trade Secret | Trade | SOU | SOU086 | Residential | Solar*Rewards | Trade Secret | 2013
20252-215912-02 | Xcel Energy | 85 | 13781 | IOU | SRO29953 |  | Solar |  |  | Withdrawn | Trade Secret | Trade | HOW | HOW061 | Residential | Solar*Rewards | Trade Secret | 2013
20252-215912-02 | Xcel Energy | 85 | 13781 | IOU | SRO29954 | 15 | Solar |  |  | Withdrawn | Trade Secret | Trade | MPK | MPK076 | Commercial | Solar*Rewards | Trade Secret | 2013
20252-215912-02 | Xcel Energy | 85 | 13781 | IOU | SRO29956 | 45 | Solar |  |  | Withdrawn | Trade Secret | Trade | GVW | GVW021 | Commercial | Solar*Rewards | Trade Secret | 2013
20252-215912-02 | Xcel Energy | 85 | 13781 | IOU | SRO29958 | 5 | Solar |  |  | Withdrawn | Trade Secret | Trade | SLP | SLP084 | Residential | Solar*Rewards | Trade Secret | 2013
20252-215912-02 | Xcel Energy | 85 | 13781 | IOU | SRO29961 | 30 | Solar |  |  | Withdrawn | Trade Secret | Trade | KEN | KEN022 | Commercial | Solar*Rewards | Trade Secret | 2013
20252-215912-02 | Xcel Energy | 85 | 13781 | IOU | SRO29962 | 5 | Solar |  |  | Withdrawn | Trade Secret | Trade | SOU | SOU073 | Residential | Solar*Rewards | Trade Secret | 2013
20252-215912-02 | Xcel Energy | 85 | 13781 | IOU | SRO29963 | 45 | Solar |  |  | Withdrawn | Trade Secret | Trade | WIN | WIN043 | Commercial | Solar*Rewards | Trade Secret | 2013
20252-215912-02 | Xcel Energy | 85 | 13781 | IOU | SRO29966 | 40 | Solar |  |  | Withdrawn | Trade Secret | Trade | NOF | NOF071 | Residential | Solar*Rewards | Trade Secret | 2013
20252-215912-02 | Xcel Energy | 85 | 13781 | IOU | SRO29967 | 5 | Solar |  |  | Withdrawn | Trade Secret | Trade | HWW | HWW074 | Residential | Solar*Rewards | Trade Secret | 2013
20252-215912-02 | Xcel Energy | 85 | 13781 | IOU | SRO29968 | 5 | Solar |  |  | Withdrawn | Trade Secret | Trade | SOU | SOU066 | Residential | Solar*Rewards | Trade Secret | 2013
20252-215912-02 | Xcel Energy | 85 | 13781 | IOU | SRO29969 | 30 | Solar |  |  | Withdrawn | Trade Secret | Trade | HOW | HOW061 | Commercial | Solar*Rewards | Trade Secret | 2013
20252-215912-02 | Xcel Energy | 85 | 13781 | IOU | SRO29972 | 30 | Solar |  |  | Withdrawn | Trade Secret | Trade | WAT | WAT081 | Commercial | Solar*Rewards | Trade Secret | 2013
20252-215912-02 | Xcel Energy | 85 | 13781 | IOU | SRO29973 | 5 | Solar |  |  | Withdrawn | Trade Secret | Trade | SOU | SOU088 | Residential | Solar*Rewards | Trade Secret | 2013
20252-215912-02 | Xcel Energy | 85 | 13781 | IOU | SRO29974 | 4 | Solar |  |  | Withdrawn | Trade Secret | Trade | CGR | CGR063 | Commercial | Solar*Rewards | Trade Secret | 2013
20252-215912-02 | Xcel Energy | 85 | 13781 | IOU | SRO29975 | 5 | Solar |  |  | Withdrawn | Trade Secret | Trade | APA | APA076 | Residential | Solar*Rewards | Trade Secret | 2013
20252-215912-02 | Xcel Energy | 85 | 13781 | IOU | SRO29976 | 5 | Solar |  |  | Withdrawn | Trade Secret | Trade | SHP | SHP061 | Residential | Solar*Rewards | Trade Secret | 2013
20252-215912-02 | Xcel Energy | 85 | 13781 | IOU | SRO29978 | 20 | Solar |  |  | Withdrawn | Trade Secret | Trade | PIL | PIL022 | Residential | Solar*Rewards | Trade Secret | 2013
20252-215912-02 | Xcel Energy | 85 | 13781 | IOU | SRO29980 | 10 | Solar |  |  | Withdrawn | Trade Secret | Trade |  |  | Residential | Solar*Rewards | Trade Secret | 2013
20252-215912-02 | Xcel Energy | 85 | 13781 | IOU | SRO29981 | 15 | Solar |  |  | Withdrawn | Trade Secret | Trade | CRL | CRL031 | Commercial | Solar*Rewards | Trade Secret | 2013
20252-215912-02 | Xcel Energy | 85 | 13781 | IOU | SRO29985 | 10 | Solar |  |  | Withdrawn | Trade Secret | Trade | RPL | RPL063 | Residential | Solar*Rewards | Trade Secret | 2013
20252-215912-02 | Xcel Energy | 85 | 13781 | IOU | SRO29987 | 5 | Solar |  |  | Withdrawn | Trade Secret | Trade | SOU | SOU063 | Residential | Solar*Rewards | Trade Secret | 2013
20252-215912-02 | Xcel Energy | 85 | 13781 | IOU | SRO29989 | 5 | Solar |  |  | Withdrawn | Trade Secret | Trade | RPL | RPL071 | Residential | Solar*Rewards | Trade Secret | 2013
20252-215912-02 | Xcel Energy | 85 | 13781 | IOU | SRO29990 | 5 | Solar |  |  | Withdrawn | Trade Secret | Trade | EDA | EDA067 | Residential | Solar*Rewards | Trade Secret | 2013
20252-215912-02 | Xcel Energy | 85 | 13781 | IOU | SRO29991 | 30 | Solar |  |  | Withdrawn | Trade Secret | Trade | MTW | MTW021 | Commercial | Solar*Rewards | Trade Secret | 2013
20252-215912-02 | Xcel Energy | 85 | 13781 | IOU | SRO29992 | 45 | Solar |  |  | Withdrawn | Trade Secret | Trade | NMC | NMC083 | Commercial | Solar*Rewards | Trade Secret | 2013
20252-215912-02 | Xcel Energy | 85 | 13781 | IOU | SRO29996 |  | Solar |  |  | Withdrawn | Trade Secret | Trade |  |  |  | Solar*Rewards | Trade Secret | 2013
20252-215912-02 | Xcel Energy | 85 | 13781 | IOU | SRO29997 | 8 | Solar |  |  | Withdrawn | Trade Secret | Trade | AFT | AFT322 | Residential | Solar*Rewards | Trade Secret | 2013
20252-215912-02 | Xcel Energy | 85 | 13781 | IOU | SRO29998 | 5 | Solar |  |  | Withdrawn | Trade Secret | Trade | DOC | DOC031 | Commercial | Solar*Rewards | Trade Secret | 2013
20252-215912-02 | Xcel Energy | 85 | 13781 | IOU | SRO30001 | 10 | Solar |  |  | Withdrawn | Trade Secret | Trade | SLP | SLP074 | Residential | Solar*Rewards | Trade Secret | 2013
20252-215912-02 | Xcel Energy | 85 | 13781 | IOU | SRO30002 | 15 | Solar |  |  | Withdrawn | Trade Secret | Trade | DOC | DOC031 | Commercial | Solar*Rewards | Trade Secret | 2013
20252-215912-02 | Xcel Energy | 85 | 13781 | IOU | SRO30003 | 5 | Solar |  |  | Withdrawn | Trade Secret | Trade | MRN | MRN021 | Residential | Solar*Rewards | Trade Secret | 2013
20252-215912-02 | Xcel Energy | 85 | 13781 | IOU | SRO30006 | 10 | Solar |  |  | Withdrawn | Trade Secret | Trade | DOC | DOC031 | Residential | Solar*Rewards | Trade Secret | 2013
20252-215912-02 | Xcel Energy | 85 | 13781 | IOU | SRO30010 | 10 | Solar |  |  | Withdrawn | Trade Secret | Trade | SMT | SMT072 | Commercial | Solar*Rewards | Trade Secret | 2013
20252-215912-02 | Xcel Energy | 85 | 13781 | IOU | SRO30012 | 5 | Solar |  |  | Withdrawn | Trade Secret | Trade | KAN | KAN021 | Residential | Solar*Rewards | Trade Secret | 2013
20252-215912-02 | Xcel Energy | 85 | 13781 | IOU | SRO30022 | 10 | Solar |  |  | Withdrawn | Trade Secret | Trade | GRC | GRC063 | Commercial | Solar*Rewards | Trade Secret | 2013
20252-215912-02 | Xcel Energy | 85 | 13781 | IOU | SRO30026 | 20 | Solar |  |  | Withdrawn | Trade Secret | Trade | GRC | GRC063 | Commercial | Solar*Rewards | Trade Secret | 2013
20252-215912-02 | Xcel Energy | 85 | 13781 | IOU | SRO30029 | 15 | Solar |  |  | Withdrawn | Trade Secret | Trade | GRC | GRC063 | Commercial | Solar*Rewards | Trade Secret | 2013
20252-215912-02 | Xcel Energy | 85 | 13781 | IOU | SRO30030 | 10 | Solar |  |  | Withdrawn | Trade Secret | Trade | SMT | SMT082 | Residential | Solar*Rewards | Trade Secret | 2013
20252-215912-02 | Xcel Energy | 85 | 13781 | IOU | SRO30033 | 5 | Solar |  |  | Withdrawn | Trade Secret | Trade | HOW | HOW061 | Residential | Solar*Rewards | Trade Secret | 2013
20252-215912-02 | Xcel Energy | 85 | 13781 | IOU | SRO30034 | 30 | Solar |  |  | Withdrawn | Trade Secret | Trade | GRC | GRC063 | Commercial | Solar*Rewards | Trade Secret | 2013
20252-215912-02 | Xcel Energy | 85 | 13781 | IOU | SRO30038 | 7.5 | Solar |  |  | Withdrawn | Trade Secret | Trade | BEL | BEL061 | Residential | Solar*Rewards | Trade Secret | 2013
20252-215912-02 | Xcel Energy | 85 | 13781 | IOU | SRO30039 | 14.995 | Solar |  |  | Withdrawn | Trade Secret | Trade | AFT | AFT315 | Residential | Solar*Rewards | Trade Secret | 2013
20252-215912-02 | Xcel Energy | 85 | 13781 | IOU | SRO30043 | 10.965 | Solar |  |  | Withdrawn | Trade Secret | Trade | LAK | LAK032 | Residential | Solar*Rewards | Trade Secret | 2013
20252-215912-02 | Xcel Energy | 85 | 13781 | IOU | SRO30087 | 4.3 | Solar |  |  | Withdrawn | Trade Secret | Trade | SLP | SLP084 | Residential | Solar*Rewards | Trade Secret | 2013
20252-215912-02 | Xcel Energy | 85 | 13781 | IOU | SRO30104 | 6 | Solar |  |  | Withdrawn | Trade Secret | Trade | GFD | GFD022 | Residential | Solar*Rewards | Trade Secret | 2013
20252-215912-02 | Xcel Energy | 85 | 13781 | IOU | SRO30113 | 6 | Solar |  |  | Withdrawn | Trade Secret | Trade | NOF | NOF071 | Residential | Solar*Rewards | Trade Secret | 2013
20252-215912-02 | Xcel Energy | 85 | 13781 | IOU | SRO30195 | 4.2 | Solar |  |  | Withdrawn | Trade Secret | Trade | RPO | RPO312 | Residential | Solar*Rewards | Trade Secret | 2013
20252-215912-02 | Xcel Energy | 85 | 13781 | IOU | SRO30236 | 45 | Solar |  |  | Withdrawn | Trade Secret | Trade | MST | MST080 | Commercial | Solar*Rewards | Trade Secret | 2013
20252-215912-02 | Xcel Energy | 85 | 13781 | IOU | SRO30243 | 45 | Solar |  |  | Withdrawn | Trade Secret | Trade | TWL | TWL061 | Commercial | Solar*Rewards | Trade Secret | 2013
20252-215912-02 | Xcel Energy | 85 | 13781 | IOU | SRO30319 | 2.795 | Solar |  |  | Withdrawn | Trade Secret | Trade | SLP | SLP084 | Residential | Solar*Rewards | Trade Secret | 2013
20252-215912-02 | Xcel Energy | 85 | 13781 | IOU | SRO30364 | 32.25 | Solar |  |  | Withdrawn | Trade Secret | Trade |  |  | Residential | Solar*Rewards | Trade Secret | 2013
20252-215912-02 | Xcel Energy | 85 | 13781 | IOU | SRO30414 | 15 | Solar |  |  | Withdrawn | Trade Secret | Trade | UPP | UPP063 | Commercial | Solar*Rewards | Trade Secret | 2013
20252-215912-02 | Xcel Energy | 85 | 13781 | IOU | SRO30427 | 6.88 | Solar |  |  | Withdrawn | Trade Secret | Trade | SAK | SAK321 | Residential | Solar*Rewards | Trade Secret | 2013
20252-215912-02 | Xcel Energy | 85 | 13781 | IOU | SRO30433 | 10 | Solar |  |  | Withdrawn | Trade Secret | Trade | TER | TER061 | Commercial | Solar*Rewards | Trade Secret | 2013
20252-215912-02 | Xcel Energy | 85 | 13781 | IOU | SRO30441 | 30 | Solar |  |  | Withdrawn | Trade Secret | Trade | SCL | SCL322 | Commercial | Solar*Rewards | Trade Secret | 2013
20252-215912-02 | Xcel Energy | 85 | 13781 | IOU | SRO30444 | 30 | Solar |  |  | Withdrawn | Trade Secret | Trade | GRC | GRC073 | Commercial | Solar*Rewards | Trade Secret | 2013
20252-215912-02 | Xcel Energy | 85 | 13781 | IOU | SRO30445 | 30 | Solar |  |  | Withdrawn | Trade Secret | Trade | HSN | HSN322 | Commercial | Solar*Rewards | Trade Secret | 2013
20252-215912-02 | Xcel Energy | 85 | 13781 | IOU | SRO30448 | 3.44 | Solar |  |  | Withdrawn | Trade Secret | Trade | LLK | LLK072 | Residential | Solar*Rewards | Trade Secret | 2013
20252-215912-02 | Xcel Energy | 85 | 13781 | IOU | SRO30550 | 36 | Solar |  |  | Withdrawn | Trade Secret | Trade | HYL | HYL065 | Commercial | Solar*Rewards | Trade Secret | 2013
20252-215912-02 | Xcel Energy | 85 | 13781 | IOU | SRO30551 | 30 | Solar |  |  | Withdrawn | Trade Secret | Trade | WSG | WSG075 | Commercial | Solar*Rewards | Trade Secret | 2013
20252-215912-02 | Xcel Energy | 85 | 13781 | IOU | SRO30889 | 36 | Solar |  |  | Withdrawn | Trade Secret | Trade | RAM | RAM073 | Commercial | Solar*Rewards | Trade Secret | 2013
20252-215912-02 | Xcel Energy | 85 | 13781 | IOU | SRO30890 | 36 | Solar |  |  | Withdrawn | Trade Secret | Trade | RAM | RAM073 | Commercial | Solar*Rewards | Trade Secret | 2013
20252-215912-02 | Xcel Energy | 85 | 13781 | IOU | SRO30972 | 32.25 | Solar |  |  | Withdrawn | Trade Secret | Trade |  |  | Residential | Solar*Rewards | Trade Secret | 2013
20252-215912-02 | Xcel Energy | 85 | 13781 | IOU | SRO30974 | 45 | Solar |  |  | Withdrawn | Trade Secret | Trade | FAP | FAP071 | Commercial | Solar*Rewards | Trade Secret | 2013
20252-215912-02 | Xcel Energy | 85 | 13781 | IOU | SRO31019 | 5.4 | Solar |  |  | Withdrawn | Trade Secret | Trade | RRK | RRK064 | Residential | Solar*Rewards | Trade Secret | 2013
20252-215912-02 | Xcel Energy | 85 | 13781 | IOU | SRO31127 |  | Solar |  |  | Withdrawn | Trade Secret | Trade |  |  |  | Solar*Rewards | Trade Secret | 2013
20252-215912-02 | Xcel Energy | 85 | 13781 | IOU | SRO31169 | 6 | Solar |  |  | Withdrawn | Trade Secret | Trade | GAY | GAY002 | Residential | Solar*Rewards | Trade Secret | 2013
20252-215912-02 | Xcel Energy | 85 | 13781 | IOU | SRO31175 | 3.44 | Solar |  |  | Withdrawn | Trade Secret | Trade | SOU | SOU060 | Residential | Solar*Rewards | Trade Secret | 2013
20252-215912-02 | Xcel Energy | 85 | 13781 | IOU | SRO31252 | 1.72 | Solar |  |  | Withdrawn | Trade Secret | Trade | MPK | MPK065 | Residential | Solar*Rewards | Trade Secret | 2013
20252-215912-02 | Xcel Energy | 85 | 13781 | IOU | SRO31303 | 5 | Solar |  |  | Withdrawn | Trade Secret | Trade | MEL | MEL088 | Residential | Solar*Rewards | Trade Secret | 2013
20252-215912-02 | Xcel Energy | 85 | 13781 | IOU | SRO31407 | 5 | Solar |  |  | Withdrawn | Trade Secret | Trade | UPP | UPP082 | Residential | Solar*Rewards | Trade Secret | 2013
20252-215912-02 | Xcel Energy | 85 | 13781 | IOU | SRO31442 | 45 | Solar |  |  | Withdrawn | Trade Secret | Trade | TER | TER075 | Commercial | Solar*Rewards | Trade Secret | 2013
20252-215912-02 | Xcel Energy | 85 | 13781 | IOU | SRO31445 | 45 | Solar |  |  | Withdrawn | Trade Secret | Trade | WDY | WDY312 | Commercial | Solar*Rewards | Trade Secret | 2013
20252-215912-02 | Xcel Energy | 85 | 13781 | IOU | SRO31446 | 45 | Solar |  |  | Withdrawn | Trade Secret | Trade | MPK | MPK077 | Commercial | Solar*Rewards | Trade Secret | 2013
20252-215912-02 | Xcel Energy | 85 | 13781 | IOU | SRO31449 | 45 | Solar |  |  | Withdrawn | Trade Secret | Trade | MPK | MPK068 | Commercial | Solar*Rewards | Trade Secret | 2013
20252-215912-02 | Xcel Energy | 85 | 13781 | IOU | SRO31454 | 45 | Solar |  |  | Withdrawn | Trade Secret | Trade | MPK | MPK075 | Commercial | Solar*Rewards | Trade Secret | 2013
20252-215912-02 | Xcel Energy | 85 | 13781 | IOU | SRO31456 | 45 | Solar |  |  | Withdrawn | Trade Secret | Trade | TER | TER075 | Commercial | Solar*Rewards | Trade Secret | 2013
20252-215912-02 | Xcel Energy | 85 | 13781 | IOU | SRO31474 | 3.44 | Solar |  |  | Withdrawn | Trade Secret | Trade | MPK | MPK063 | Residential | Solar*Rewards | Trade Secret | 2013
20252-215912-02 | Xcel Energy | 85 | 13781 | IOU | SRO31523 | 50 | Solar |  |  | Withdrawn | Trade Secret | Trade | CHI | CHI311 | Commercial | Solar*Rewards | Trade Secret | 2013
20252-215912-02 | Xcel Energy | 85 | 13781 | IOU | SRO31551 | 8.6 | Solar |  |  | Withdrawn | Trade Secret | Trade | MTR | MTR021 | Residential | Solar*Rewards | Trade Secret | 2013
20252-215912-02 | Xcel Energy | 85 | 13781 | IOU | SRO31583 | 5 | Solar |  |  | Interconnected | Trade Secret | Trade | WSG | WSG362 | Residential | Solar*Rewards | Trade Secret | 2013 | 2016
20252-215912-02 | Xcel Energy | 85 | 13781 | IOU | SRO31636 | 2 | Solar |  |  | Withdrawn | Trade Secret | Trade | TWL | TWL071 | Residential | Solar*Rewards | Trade Secret | 2013
20252-215912-02 | Xcel Energy | 85 | 13781 | IOU | SRO31648 | 17 | Solar |  |  | Withdrawn | Trade Secret | Trade | CNC | CNC063 | Residential | Solar*Rewards | Trade Secret | 2013
20252-215912-02 | Xcel Energy | 85 | 13781 | IOU | SRO31659 | 45 | Solar |  |  | Withdrawn | Trade Secret | Trade | DBL | DBL061 | Commercial | Solar*Rewards | Trade Secret | 2013
20252-215912-02 | Xcel Energy | 85 | 13781 | IOU | SRO31660 | 45 | Solar |  |  | Withdrawn | Trade Secret | Trade | DBL | DBL004 | Commercial | Solar*Rewards | Trade Secret | 2013
20252-215912-02 | Xcel Energy | 85 | 13781 | IOU | SRO31661 | 45 | Solar |  |  | Withdrawn | Trade Secret | Trade | DBL | DBL060 | Commercial | Solar*Rewards | Trade Secret | 2013
20252-215912-02 | Xcel Energy | 85 | 13781 | IOU | SRO31858 | 11.4 | Solar |  |  | Withdrawn | Trade Secret | Trade | WES | WES074 | Residential | Solar*Rewards | Trade Secret | 2013
20252-215912-02 | Xcel Energy | 85 | 13781 | IOU | SRO31861 | 25.8 | Solar |  |  | Withdrawn | Trade Secret | Trade | PIL | PIL021 | Residential | Solar*Rewards | Trade Secret | 2013
20252-215912-02 | Xcel Energy | 85 | 13781 | IOU | SRO31903 |  | Solar |  |  | Withdrawn | Trade Secret | Trade |  |  |  | Other | Trade Secret | 2013