## Sheet1
Document.ID | Utility | MN.Utility.ID | EIA.ID | Utility.Type | DER.Identifier | DER.Capacity.kW.AC | DER.Type | CHP | Storage | DER.Status | City | Zip.Code | Substation | Feeder | Customer.Type | Incentive.Program | Total.Installed.Cost.without.Incentives | Year.Application.Submitted | Year.Interconnected | Year.Decommissioned.(if.applicable)
20242-203650-01 | City of Harmony | 198 | 8131 | Muni | NOVA7756 | 4.48 | Solar |  |  | Interconnected | Harmony | 55939 | City of Harmony | South | Residential |  |  | 2023 | 2023
20242-203650-01 | City of Harmony | 198 | 8131 | Muni | NOVAH-0001 | 5.76 | Solar |  |  | Interconnected | Harmony | 55939 | City of Harmony | South | Residential |  |  | 2018 | 2018
20253-216385-01 | Arrowhead Electric Cooperative, Inc | 4 | 887 | Co-op | NOVA10352-510064908 | 1.45 | Solar |  |  | Interconnected | Grand Portage | 55605 | Colvill | Colvill 1 | Residential |  | 8810 | 2024 | 2024
20253-216385-01 | Arrowhead Electric Cooperative, Inc | 4 | 887 | Co-op | NOVA10765-304153096 | 6.96 | Solar |  | X | Interconnected | Lutsen | 55612 | Cascade | Cascade 2 | Residential |  | 13338 | 2024 | 2024
20253-216385-01 | Arrowhead Electric Cooperative, Inc | 4 | 887 | Co-op | NOVA11959-503137606 | 6.83 | Solar |  |  | Active Application | Lutsen | 55612 | Lutsen | Lutsen 3 | Residential |  | 21300 | 2024
20253-216385-01 | Arrowhead Electric Cooperative, Inc | 4 | 887 | Co-op | NOVA12086-405236486 | 23.66 | Solar |  | X | Active Application | Grand Marais | 55604 | Maple Hill | Maple Hill 1 | Residential |  | 66537 | 2024
20253-216385-01 | Arrowhead Electric Cooperative, Inc | 4 | 887 | Co-op | NOVA12272-304160454 | 7.6 | Solar |  |  | Interconnected | Lutsen | 55612 | Cascade | Cascade 2 | Residential |  | 31873.13 | 2024 | 2024
20253-216385-01 | Arrowhead Electric Cooperative, Inc | 4 | 887 | Co-op | NOVA12438-202220193 | 11.5 | Solar |  | X | Active Application | Tofte | 55615 | Schroeder | Schroeder 1 | Residential |  | 69550 | 2024
20253-216385-01 | Arrowhead Electric Cooperative, Inc | 4 | 887 | Co-op | NOVA12451-503267684 | 7.68 | Solar |  |  | Active Application | Lutsen | 55612 | Lutsen | Lutsen 3 | Residential |  | 30264 | 2024
20253-216385-01 | Arrowhead Electric Cooperative, Inc | 4 | 887 | Co-op | NOVA1693-6447 | 15.2 | Solar |  |  | Interconnected | Grand Marais | 55604 | Maple Hill | Schroeder 2 | Residential |  | 47892 | 2019 | 2019
20253-216385-01 | Arrowhead Electric Cooperative, Inc | 4 | 887 | Co-op | NOVA1694-3713 | 10 | Solar |  |  | Interconnected | Grand Marais | 55604 | Maple Hill | Maple Hill 2 | Residential |  | 31928 | 2019 | 2020
20253-216385-01 | Arrowhead Electric Cooperative, Inc | 4 | 887 | Co-op | NOVA1696-4565 | 3.8 | Solar |  |  | Interconnected | Grand Marais | 55604 | Maple Hill | Maple Hill 2 | Residential |  | 12753 | 2019 | 2020
20253-216385-01 | Arrowhead Electric Cooperative, Inc | 4 | 887 | Co-op | NOVA1698-4200 | 9.75 | Solar |  |  | Interconnected | Grand Marais | 55604 | Maple Hill | Maple Hill 1 | Residential |  | 30907.5 | 2019 | 2019
20253-216385-01 | Arrowhead Electric Cooperative, Inc | 4 | 887 | Co-op | NOVA1783-3584 | 10 | Solar |  |  | Interconnected | Grand Marais | 55604 | Maple Hill | Maple Hill 1 | Residential |  | 29600 | 2019 | 2020
20253-216385-01 | Arrowhead Electric Cooperative, Inc | 4 | 887 | Co-op | NOVA2181-6793 | 6 | Solar |  |  | Interconnected | Grand Marais | 55604 | Maple Hill | Maple Hill 1 | Residential |  | 20605 | 2019 | 2019
20253-216385-01 | Arrowhead Electric Cooperative, Inc | 4 | 887 | Co-op | NOVA2396-0162 | 7.6 | Solar |  |  | Interconnected | Tofte | 55615 | Schroeder | Schroeder 1 | Residential |  | 22783 | 2019 | 2020
20253-216385-01 | Arrowhead Electric Cooperative, Inc | 4 | 887 | Co-op | NOVA2518-6421 | 2.9 | Solar |  |  | Interconnected | Grand Marais |  | Cascade | Cascade 1 | Residential |  | 17309 | 2019 | 2020
20253-216385-01 | Arrowhead Electric Cooperative, Inc | 4 | 887 | Co-op | NOVA2539-6302 | 11.31 | Solar |  |  | Interconnected | Grand Marais | 55604 | Maple Hill | Maple Hill 3 | Residential |  | 43607.35 | 2019 | 2020
20253-216385-01 | Arrowhead Electric Cooperative, Inc | 4 | 887 | Co-op | NOVA2945 | 9.86 | Solar |  |  | Interconnected | Lutsen |  | Lutsen | Lutsen 3 | Residential |  | 43000 | 2020 | 2020
20253-216385-01 | Arrowhead Electric Cooperative, Inc | 4 | 887 | Co-op | NOVA3034 | 5 | Solar |  |  | Interconnected | Lutsen | 55612 | Cascade | Cascade 2 | Residential |  | 16210 | 2020 | 2020
20253-216385-01 | Arrowhead Electric Cooperative, Inc | 4 | 887 | Co-op | NOVA3266 | 7.6 | Solar |  |  | Interconnected | Grand Marais |  | Cascade | Cascade 2 | Residential |  | 23069 | 2020 | 2020
20253-216385-01 | Arrowhead Electric Cooperative, Inc | 4 | 887 | Co-op | NOVA3267 | 13.6 | Solar |  |  | Interconnected | Grand Marais | 55604 | Maple Hill | Maple Hill 2 | Residential |  | 42251.88 | 2020 | 2020
20253-216385-01 | Arrowhead Electric Cooperative, Inc | 4 | 887 | Co-op | NOVA3402 | 7.7 | Solar |  |  | Interconnected | Grand Marais | 55604 | Colvill | Colvill 2 | Residential |  | 23256 | 2020 | 2020
20253-216385-01 | Arrowhead Electric Cooperative, Inc | 4 | 887 | Co-op | NOVA3407 | 5.5 | Solar |  |  | Interconnected | Lutsen | 55612 | Cascade | Cascade 2 | Residential |  | 21547 | 2020 | 2020
20253-216385-01 | Arrowhead Electric Cooperative, Inc | 4 | 887 | Co-op | NOVA3488-6821 | 7.08 | Solar |  | X | Interconnected | Tofte | 55615 | Schroeder | Schroeder 1 | Residential |  | 48368 | 2020 | 2020
20253-216385-01 | Arrowhead Electric Cooperative, Inc | 4 | 887 | Co-op | NOVA3522-3227 | 1.6 | Solar |  |  | Interconnected | Grand Marais | 55604 | Maple Hill | Maple Hill 3 | Residential |  | 10000 | 2020 | 2022
20253-216385-01 | Arrowhead Electric Cooperative, Inc | 4 | 887 | Co-op | NOVA3806-3096 | 4.06 | Solar |  |  | Interconnected | Lutsen | 55612 | Cascade | Cascade 2 | Residential |  | 19953 | 2020 | 2021
20253-216385-01 | Arrowhead Electric Cooperative, Inc | 4 | 887 | Co-op | NOVA4082-7327 | 10.4 | Solar |  |  | Interconnected | Grand Marais | 55604 | Maple Hill | Maple Hill 5 | Residential |  | 36185 | 2021 | 2021
20253-216385-01 | Arrowhead Electric Cooperative, Inc | 4 | 887 | Co-op | NOVA4333-3985 | 11.96 | Solar |  | X | Interconnected | Schroeder | 55613 | Schroeder | Schroeder 2 | Residential |  | 45120 | 2021 | 2021
20253-216385-01 | Arrowhead Electric Cooperative, Inc | 4 | 887 | Co-op | NOVA4365-4814 | 10 | Solar |  |  | Interconnected | Lutsen | 55612 | Lutsen | Lutsen 3 | Residential |  | 34598.4 | 2021 | 2021
20253-216385-01 | Arrowhead Electric Cooperative, Inc | 4 | 887 | Co-op | NOVA4520-3804 | 4.64 | Solar |  |  | Interconnected | Schroeder | 55612 | Schroeder | Schroeder 2 | Residential |  | 21500 | 2021 | 2021
20253-216385-01 | Arrowhead Electric Cooperative, Inc | 4 | 887 | Co-op | NOVA4562-6563 | 11.09 | Solar |  | X | Interconnected | Grand Marais | 55604 | Maple Hill | Maple Hill 1 | Residential |  | 40470 | 2021 | 2021
20253-216385-01 | Arrowhead Electric Cooperative, Inc | 4 | 887 | Co-op | NOVA4604-0271 | 10.1 | Solar |  |  | Interconnected | Lutsen | 55612 | Lutsen | Lutsen 2 | Residential |  | 32800 | 2021 | 2021
20253-216385-01 | Arrowhead Electric Cooperative, Inc | 4 | 887 | Co-op | NOVA4638-7217 | 8.7 | Solar |  |  | Interconnected | Lutsen | 55062 | Lutsen | Lutsen 3 | Residential |  | 43787 | 2021 | 2021
20253-216385-01 | Arrowhead Electric Cooperative, Inc | 4 | 887 | Co-op | NOVA5008-2833 | 3.48 | Solar |  |  | Interconnected | Grand Marais | 55604 | Cascade | Cascade 1 | Residential |  | 17667 | 2021 | 2022
20253-216385-01 | Arrowhead Electric Cooperative, Inc | 4 | 887 | Co-op | NOVA5091-6200 | 4.64 | Solar |  |  | Interconnected | Lutsen | 55612 | Lutsen | Lutsen 3 | Residential |  | 24000 | 2021 | 2022
20253-216385-01 | Arrowhead Electric Cooperative, Inc | 4 | 887 | Co-op | NOVA5156-0527 | 8.99 | Solar |  |  | Interconnected | Grand Marais | 55604 | Cascade | Cascade 1 | Residential |  | 34824 | 2021 | 2021
20253-216385-01 | Arrowhead Electric Cooperative, Inc | 4 | 887 | Co-op | NOVA5382-7330 | 19.04 | Solar |  | X | Interconnected | Silver Bay | 55616 | Schroeder | Schroeder 2 | Residential |  | 1e+05 | 2021 | 2022
20253-216385-01 | Arrowhead Electric Cooperative, Inc | 4 | 887 | Co-op | NOVA6068-4709 | 38.28 | Solar |  |  | Interconnected | Tofte | 55615 | Schroeder | Schroeder 1 | Residential |  | 192052.63 | 2022 | 2023
20253-216385-01 | Arrowhead Electric Cooperative, Inc | 4 | 887 | Co-op | NOVA6189-4582 | 4.89 | Solar |  |  | Interconnected | Grand Marais | 55604 | Colvill | Colvill 2 | Residential |  | 18360 | 2022 | 2022
20253-216385-01 | Arrowhead Electric Cooperative, Inc | 4 | 887 | Co-op | NOVA6226-2387 | 9.77 | Solar |  |  | Interconnected | Grand Marais | 55604 | Maple Hill | Maple Hill 1 | Residential |  | 34100 | 2022 | 2022
20253-216385-01 | Arrowhead Electric Cooperative, Inc | 4 | 887 | Co-op | NOVA6242-3654 | 6.22 | Solar |  |  | Interconnected | Grand Marais | 55604 | Maple Hill | Maple Hill 3 | Residential |  | 17000 | 2022 | 2022
20253-216385-01 | Arrowhead Electric Cooperative, Inc | 4 | 887 | Co-op | NOVA6297-7336 | 12.56 | Solar |  |  | Interconnected | Lutsen | 55612 | Lutsen | Lutsen 2 | Residential |  | 53740 | 2022 | 2022
20253-216385-01 | Arrowhead Electric Cooperative, Inc | 4 | 887 | Co-op | NOVA6403-4084 | 7.6 | Solar |  |  | Interconnected | Lutsen | 55612 | Lutsen | Lutsen 3 | Residential |  | 39552 | 2022 | 2022
20253-216385-01 | Arrowhead Electric Cooperative, Inc | 4 | 887 | Co-op | NOVA6502-2239 | 10.25 | Solar |  |  | Interconnected | Grand Marais | 55604 | Maple Hill | Maple Hill 5 | Residential |  | 35000 | 2022 | 2022
20253-216385-01 | Arrowhead Electric Cooperative, Inc | 4 | 887 | Co-op | NOVA6782-0846 | 9.77 | Solar |  |  | Interconnected | Grand Marais | 55604 | Colvill | Colvill 1 | Residential |  | 39772 | 2022 | 2023
20253-216385-01 | Arrowhead Electric Cooperative, Inc | 4 | 887 | Co-op | NOVA6838-7385 | 4.54 | Solar |  |  | Interconnected | Grand Marais | 55604 | Maple Hill | Maple Hill 3 | Residential |  | 17323 | 2022 | 2023
20253-216385-01 | Arrowhead Electric Cooperative, Inc | 4 | 887 | Co-op | NOVA6872-7482 | 25.13 | Solar |  |  | Interconnected | Grand Marais | 55604 | Maple Hill | Maple Hill 3 | Residential |  | 98726 | 2022 | 2023
20253-216385-01 | Arrowhead Electric Cooperative, Inc | 4 | 887 | Co-op | NOVA7029-510064908 | 8.99 | Solar |  |  | Interconnected | Grand Portage | 55605 | Colvill | Colvill 1 | Residential |  | 61386.67 | 2023 | 2023
20253-216385-01 | Arrowhead Electric Cooperative, Inc | 4 | 887 | Co-op | NOVA7047-6858 | 6.96 | Solar |  |  | Interconnected | Grand Marais | 55604 | Maple Hill | Maple Hill 3 | Residential |  | 36160 | 2022 | 2023
20253-216385-01 | Arrowhead Electric Cooperative, Inc | 4 | 887 | Co-op | NOVA7178-0846 | 11.87 | Solar |  |  | Interconnected | Grand Marais | 55604 | Colvill | Colvill 1 | Residential |  | 43940 | 2022 | 2023
20253-216385-01 | Arrowhead Electric Cooperative, Inc | 4 | 887 | Co-op | NOVA7227-7440 | 5 | Solar |  |  | Interconnected | Tofte | 55615 | Lutsen | Lutsen 3 | Residential |  |  | 2022 | 2024
20253-216385-01 | Arrowhead Electric Cooperative, Inc | 4 | 887 | Co-op | NOVA7388-0489 | 3.19 | Solar |  |  | Interconnected | Lutsen | 55604 | Cascade | Cascade 2 | Residential |  | 17805 | 2022 | 2023
20253-216385-01 | Arrowhead Electric Cooperative, Inc | 4 | 887 | Co-op | NOVA7389-6563 | 3.2 | Solar |  |  | Interconnected | Grand Marais | 55604 | Maple Hill | Maple Hill 1 | Residential |  | 18659 | 2022 | 2023
20253-216385-01 | Arrowhead Electric Cooperative, Inc | 4 | 887 | Co-op | NOVA7591-405317527-S | 75 | Storage |  |  | Interconnected | Grand Marais | 55604 | Cascade | Cascade 2 | Residential |  | 1e+05 | 2023 | 2024
20253-216385-01 | Arrowhead Electric Cooperative, Inc | 4 | 887 | Co-op | NOVA7725-610352926 | 5 | Solar |  |  | Interconnected | Grand Portage | 55605 | Colvill | Colvill 1 | Residential |  | 25524 | 2023 | 2023
20253-216385-01 | Arrowhead Electric Cooperative, Inc | 4 | 887 | Co-op | NOVA7862-202284365 | 39 | Solar |  |  | Interconnected | Tofte | 55612 | Schroeder | Schroeder 1 | Commercial |  | 140535 | 2023 | 2023
20253-216385-01 | Arrowhead Electric Cooperative, Inc | 4 | 887 | Co-op | NOVA8028-405153556 | 8.32 | Solar |  |  | Interconnected | Grand Marais | 55604 | Maple Hill | Maple Hill 1 | Residential |  | 35170 | 2023 | 2023
20253-216385-01 | Arrowhead Electric Cooperative, Inc | 4 | 887 | Co-op | NOVA8038-303011585 | 11.87 | Solar |  |  | Interconnected | Lutsen | 55612 | Lutsen | Lutsen 3 | Residential |  | 44166 | 2023 | 2023
20253-216385-01 | Arrowhead Electric Cooperative, Inc | 4 | 887 | Co-op | NOVA8073-505281788 | 7.6 | Solar |  |  | Interconnected | Grand Marais | 55604 | Maple Hill | Maple Hill 4 | Residential |  | 34945.65 | 2023 | 2023
20253-216385-01 | Arrowhead Electric Cooperative, Inc | 4 | 887 | Co-op | NOVA8179-406046073 | 23.04 | Solar |  |  | Interconnected | Grand Marais | 55604 | Maple Hill | Maple Hill 2 | Residential |  | 71826 | 2023 | 2023
20253-216385-01 | Arrowhead Electric Cooperative, Inc | 4 | 887 | Co-op | NOVA8622-403296420 | 9.64 | Solar |  | X | Interconnected | Lutsen | 55449 | Lutsen | Lutsen 3 | Residential |  | 70050 | 2023 | 2023
20253-216385-01 | Arrowhead Electric Cooperative, Inc | 4 | 887 | Co-op | NOVA8635-303260341 | 15.2 | Solar |  |  | Interconnected | Lutsen | 55612 | Lutsen | Lutsen 3 | Residential |  | 55940.54 | 2023 | 2023
20253-216385-01 | Arrowhead Electric Cooperative, Inc | 4 | 887 | Co-op | NOVA8744-405137518 | 39 | Solar |  | X | Active Application | Grand Marais | 55604 | Maple Hill | Maple Hill 1 | Residential |  | 176000 | 2023
20253-216385-01 | Arrowhead Electric Cooperative, Inc | 4 | 887 | Co-op | NOVA8982-304190422 | 4.73 | Solar |  |  | Interconnected | Lusten | 55612 | Cascade | Cascade 2 | Residential |  | 29099 | 2023 | 2024
20253-216385-01 | Arrowhead Electric Cooperative, Inc | 4 | 887 | Co-op | NOVA9003-406041650 | 15.2 | Solar |  |  | Interconnected | Grand Marais | 55604 | Maple Hill | Maple Hill 2 | Residential |  | 54134.8 | 2023 | 2024
20253-216385-01 | Arrowhead Electric Cooperative, Inc | 4 | 887 | Co-op | NOVA9147-507347328 | 9.98 | Solar |  |  | Interconnected | Grand Maris | 55604 | Colvill | Colvill 2 | Residential |  | 27987 | 2024 | 2024
20253-216385-01 | Arrowhead Electric Cooperative, Inc | 4 | 887 | Co-op | 6903 | 12.095 | Solar |  |  | Interconnected | Lutsen | 55612 | Lutsen | Lutsen 3 | Commercial |  |  |  | 2018
20253-216385-01 | Arrowhead Electric Cooperative, Inc | 4 | 887 | Co-op | 7254 | 5 | Solar |  |  | Interconnected | Grand Marais | 55604 | Cascade | Cascade 1 | Residential |  |  |  | 2019
20253-216385-01 | Arrowhead Electric Cooperative, Inc | 4 | 887 | Co-op | 6354 | 7.14 | Solar |  |  | Interconnected | Hovland | 55606 | Colvill | Colvill 1 | Residential |  |  |  | 2015
20253-216385-01 | Arrowhead Electric Cooperative, Inc | 4 | 887 | Co-op | 489 | 8.47 | Solar |  |  | Interconnected | Lutsen | 55612 | Cascade | Cascade 2 | Residential |  |  |  | 2006
20253-216385-01 | Arrowhead Electric Cooperative, Inc | 4 | 887 | Co-op | 6423 | 3.2 | Solar |  |  | Interconnected | Grand Marais | 55604 | Maple Hill | Maple Hill 1 | Residential |  |  |  | 2017
20253-216385-01 | Arrowhead Electric Cooperative, Inc | 4 | 887 | Co-op | 4056 | 4.2 | Solar |  |  | Interconnected | Lutsen | 55612 | Cascade | Cascade 2 | Residential |  |  |  | 2016
20253-216385-01 | Arrowhead Electric Cooperative, Inc | 4 | 887 | Co-op | 887 | 3.1 | Solar |  |  | Interconnected | Grand Marais | 55604 | Colvill | Colvill 1 | Residential |  |  |  | 2016
20253-216385-01 | Arrowhead Electric Cooperative, Inc | 4 | 887 | Co-op | 3360 | 31.2 | Solar |  |  | Interconnected | Tofte | 55615 | Schroeder | Schroeder 1 | Commercial |  |  |  | 2019
20253-216385-01 | Arrowhead Electric Cooperative, Inc | 4 | 887 | Co-op | 6339 | 7.3 | Solar |  |  | Interconnected | Schroeder | 55613 | Schroeder | Schroeder 2 | Residential |  |  |  | 2011
20253-216385-01 | Arrowhead Electric Cooperative, Inc | 4 | 887 | Co-op | 3713 | 10 | Solar |  |  | Interconnected | Grand Marais | 55604 | Maple Hill | Maple Hill 2 | Residential |  |  |  | 2019
20253-216385-01 | Arrowhead Electric Cooperative, Inc | 4 | 887 | Co-op | 6843 | 35.7 | Solar |  |  | Interconnected | Grand Marais | 55604 | Maple Hill | Maple Hill 1 | Residential |  |  |  | 2014
20253-216385-01 | Arrowhead Electric Cooperative, Inc | 4 | 887 | Co-op | 31 | 5 | Solar |  |  | Interconnected | Schroeder | 55613 | Schroeder | Schroeder 2 | Residential |  |  |  | 2018
20253-216385-01 | Arrowhead Electric Cooperative, Inc | 4 | 887 | Co-op | 6421 | 6.5 | Solar |  |  | Interconnected | Grand Marais | 55604 | Cascade | Cascade 1 | Residential |  |  |  | 2009
20253-216385-01 | Arrowhead Electric Cooperative, Inc | 4 | 887 | Co-op | 763 | 7.41 | Solar |  |  | Interconnected | Grand Marais | 55604 | Maple Hill | Maple Hill 2 | Residential |  |  |  | 2012
20253-216385-01 | Arrowhead Electric Cooperative, Inc | 4 | 887 | Co-op | 6447 | 15.2 | Solar |  |  | Interconnected | Grand Marais | 55604 | Maple Hill | Maple Hill 2 | Residential |  |  |  | 2019
20253-216385-01 | Arrowhead Electric Cooperative, Inc | 4 | 887 | Co-op | 817 | 7.2 | Solar |  |  | Interconnected | Grand Marais | 55604 | Colvill | Colvill 2 | Residential |  |  |  | 2018
20253-216385-01 | Arrowhead Electric Cooperative, Inc | 4 | 887 | Co-op | 3208 | 6.4 | Solar |  |  | Interconnected | Grand Marais | 55604 | Maple Hill | Maple Hill 2 | Residential |  |  |  | 2019
20253-216385-01 | Arrowhead Electric Cooperative, Inc | 4 | 887 | Co-op | 2666 | 5.5 | Solar |  |  | Interconnected | Grand Marais | 55604 | Maple Hill | Maple Hill 4 | Residential |  |  |  | 2014
20253-216385-01 | Arrowhead Electric Cooperative, Inc | 4 | 887 | Co-op | 2040 | 4.32 | Solar |  |  | Interconnected | Grand Marais | 55604 | Maple Hill | Maple Hill 3 | Residential |  |  |  | 2017
20253-216385-01 | Arrowhead Electric Cooperative, Inc | 4 | 887 | Co-op | 4409 | 11.4 | Solar |  |  | Interconnected | Grand Marais | 55604 | Maple Hill | Maple Hill 2 | Residential |  |  |  | 2018
20253-216385-01 | Arrowhead Electric Cooperative, Inc | 4 | 887 | Co-op | 6700 | 1 | Solar |  |  | Interconnected | Grand Marais | 55604 | Cascade | Cascade 2 | Residential |  |  |  | 2012
20253-216385-01 | Arrowhead Electric Cooperative, Inc | 4 | 887 | Co-op | 3792 | 3 | Wind |  |  | Interconnected | Grand Marais | 55604 | Colvill | Colvill 1 | Residential |  |  |  | 2009
20253-216385-01 | Arrowhead Electric Cooperative, Inc | 4 | 887 | Co-op | 3648 | 2.7 | Solar |  |  | Interconnected | Lutsen | 55612 | Lutsen | Lutsen 2 | Residential |  |  |  | 2009
20253-216385-01 | Arrowhead Electric Cooperative, Inc | 4 | 887 | Co-op | 7101 | 1.6 | Solar |  |  | Interconnected | Grand Marais | 55604 | Cascade | Cascade 1 | Residential |  |  |  | 2017
20253-216385-01 | Arrowhead Electric Cooperative, Inc | 4 | 887 | Co-op | 4898 | 5.6 | Solar |  |  | Interconnected | Grand Marais | 55604 | Colvill | Colvill 1 | Residential |  |  |  | 2014
20253-216385-01 | Arrowhead Electric Cooperative, Inc | 4 | 887 | Co-op | 2499 | 2.7 | Solar |  |  | Interconnected | Grand Marais | 55604 | Colvill | Colvill 2 | Residential |  |  |  | 2009
20253-216385-01 | Arrowhead Electric Cooperative, Inc | 4 | 887 | Co-op | 1441 | 2.04 | Solar |  |  | Interconnected | Grand Marais | 55604 | Maple Hill | Maple Hill 3 | Residential |  |  |  | 2009
20253-216385-01 | Arrowhead Electric Cooperative, Inc | 4 | 887 | Co-op | 6793 | 6 | Solar |  |  | Interconnected | Grand Marais | 55604 | Maple Hill | Maple Hill 1 | Residential |  |  |  | 2019
20253-216385-01 | Arrowhead Electric Cooperative, Inc | 4 | 887 | Co-op | 6715 | 7.36 | Solar |  |  | Interconnected | Grand Portage | 55605 | Colvill | Colvill 1 | Commercial |  |  |  | 2010
20253-216385-01 | Arrowhead Electric Cooperative, Inc | 4 | 887 | Co-op | 6733 | 10 | Solar |  |  | Interconnected | Grand Portage | 55605 | Colvill | Colvill 1 | Residential |  |  |  | 2011
20253-216385-01 | Arrowhead Electric Cooperative, Inc | 4 | 887 | Co-op | 4465 | 4.65 | Solar |  |  | Interconnected | Grand Marais | 55604 | Colvill | Colvill 1 | Residential |  |  |  | 2016
20253-216385-01 | Arrowhead Electric Cooperative, Inc | 4 | 887 | Co-op | 6667 | 3.69 | Solar |  |  | Interconnected | Grand Marais | 55604 | Maple Hill | Maple Hill 3 | Residential |  |  |  | 2009
20253-216385-01 | Arrowhead Electric Cooperative, Inc | 4 | 887 | Co-op | 2129 | 5.6 | Solar |  |  | Interconnected | Schroeder | 55613 | Schroeder | Schroeder 2 | Residential |  |  |  | 2014
20253-216385-01 | Arrowhead Electric Cooperative, Inc | 4 | 887 | Co-op | 6464 | 6.72 | Solar |  |  | Interconnected | Grand Marais | 55604 | Cascade | Cascade 1 | Residential |  |  |  | 2014
20253-216385-01 | Arrowhead Electric Cooperative, Inc | 4 | 887 | Co-op | 6794 | 3 | Solar |  |  | Interconnected | Grand Marais | 55604 | Maple Hill | Maple Hill 3 | Residential |  |  |  | 2013
20253-216385-01 | Arrowhead Electric Cooperative, Inc | 4 | 887 | Co-op | 1961 | 1.4 | Solar |  |  | Interconnected | Hovland | 55606 | Colvill | Colvill 1 | Residential |  |  |  | 2009
20253-216385-01 | Arrowhead Electric Cooperative, Inc | 4 | 887 | Co-op | 4200 | 9.75 | Solar |  |  | Interconnected | Grand Marais | 55604 | Maple Hill | Maple Hill 1 | Residential |  |  |  | 2019
20253-216385-01 | Arrowhead Electric Cooperative, Inc | 4 | 887 | Co-op | 4546 | 6.6 | Solar |  |  | Interconnected | Schroeder | 55613 | Schroeder | Schroeder 2 | Residential |  |  |  | 2015
20253-216385-01 | Arrowhead Electric Cooperative, Inc | 4 | 887 | Co-op | 4315 | 2.7 | Solar |  |  | Interconnected | Lutsen | 55612 | Lutsen | Lutsen 3 | Residential |  |  |  | 2007
20253-216385-01 | Arrowhead Electric Cooperative, Inc | 4 | 887 | Co-op | 7204 | 1.845 | Solar |  |  | Interconnected | Grand Marais | 55604 | Maple Hill | Maple Hill 3 | Residential |  |  |  | 2018
20253-216385-01 | Arrowhead Electric Cooperative, Inc | 4 | 887 | Co-op | 7095 | 2.4 | Solar |  |  | Interconnected | Grand Marais | 55604 | Cascade | Cascade 1 | Residential |  |  |  | 2017
20253-216385-01 | Arrowhead Electric Cooperative, Inc | 4 | 887 | Co-op | 4565 | 3.8 | Solar |  |  | Interconnected | Grand Marais | 55604 | Maple Hill | Maple Hill 2 | Residential |  |  |  | 2019
20253-216385-01 | Arrowhead Electric Cooperative, Inc | 4 | 887 | Co-op | 6416 | 1.6 | Solar |  |  | Interconnected | Grand Marais | 55604 | Maple Hill | Maple Hill 3 | Residential |  |  |  | 2007
20253-216385-01 | Arrowhead Electric Cooperative, Inc | 4 | 887 | Co-op | 7018 | 0.215 | Solar |  |  | Interconnected | Lutsen | 55612 | Lutsen | Lutsen 3 | Residential |  |  |  | 2019
20253-216385-01 | Arrowhead Electric Cooperative, Inc | 4 | 887 | Co-op | 2298 | 3 | Solar |  |  | Interconnected | Grand Marais | 55604 | Maple Hill | Maple Hill 1 | Residential |  |  |  | 2019
20253-216385-01 | Arrowhead Electric Cooperative, Inc | 4 | 887 | Co-op | 3545 | 3.36 | Solar |  |  | Interconnected | Hovland | 55606 | Colvill | Colvill 1 | Residential |  |  |  | 2014
20253-216385-01 | Arrowhead Electric Cooperative, Inc | 4 | 887 | Co-op | 6724 | 2 | Solar |  |  | Interconnected | Grand Marais | 55604 | Cascade | Cascade 2 | Residential |  |  |  | 2010
20253-216385-01 | Arrowhead Electric Cooperative, Inc | 4 | 887 | Co-op | 3584 | 10 | Solar |  |  | Interconnected | Grand Marais | 55604 | Maple Hill | Maple Hill 1 | Residential |  |  |  | 2019
20253-216434-01 | Detroit Lakes Public Utilities | 36 | 5111 | Muni | Solar 1 | 4.32 | Solar |  |  | Interconnected | Detroit Lakes | 56501 | Industrial | 9 | Residential |  |  | 2009 | 2009
20253-216434-01 | Detroit Lakes Public Utilities | 36 | 5111 | Muni | Wind 1 | 3.7 | Wind |  |  | Interconnected | Detroit Lakes | 56501 | West | 20 | Commercial |  |  | 2011 | 2012
20253-216434-01 | Detroit Lakes Public Utilities | 36 | 5111 | Muni | Select Solar | 34.2 | Solar |  |  | Interconnected | Detroit Lakes | 56501 | Industrial | 9 | Community Solar Garden |  | 75915 | 2017 | 2017
20253-216434-01 | Detroit Lakes Public Utilities | 36 | 5111 | Muni | Solar 2 | 7.5 | Solar |  |  | Interconnected | Detroit Lakes | 56501 | West | 22 | Residential |  | 32000 | 2022 | 2023
20253-216434-01 | Detroit Lakes Public Utilities | 36 | 5111 | Muni | Solar 3 | 4.38 | Solar |  |  | Interconnected | Detroit Lakes | 56501 | West | 20 | Residential |  | 17951 | 2023 | 2023
20253-216434-01 | Detroit Lakes Public Utilities | 36 | 5111 | Muni | Solar 4 | 38.4 | Solar |  |  | Interconnected | Detroit Lakes | 56501 | West | 24 | Commercial |  | 3e+05 | 2024 | 2024
20253-216434-01 | Detroit Lakes Public Utilities | 36 | 5111 | Muni | Solar 5 | 7.98 | Solar |  |  | Interconnected | Detroit Lakes | 56501 | West | 20 | Residential |  | 13388 | 2024 | 2024
20253-216494-01 | City of Baudette | 28 | 1353 | Muni | S-01-24 | 7.03 | Solar |  | X | Interconnected | Baudette | 56623 | Baudette | Spooner | Residential |  | 17483.89 | 2024 | 2024
20253-216749-01 | Hibbing Public Utilities | 162 | 8543 | Muni | 1 |  | Solar |  |  | decommissioned | Hibbing | 55746 |  |  | Commercial
20253-216749-01 | Hibbing Public Utilities | 162 | 8543 | Muni | 2 |  | Solar |  |  | Interconnected | Hibbing | 55746 |  |  | Commercial
20253-216749-01 | Hibbing Public Utilities | 162 | 8543 | Muni | 3 |  | Solar |  |  | Interconnected | Hibbing | 55746 |  |  | Commercial
20253-216749-01 | Hibbing Public Utilities | 162 | 8543 | Muni | 4 |  | Solar |  |  | Interconnected | Hibbing | 55746 |  |  | Commercial
20253-216749-01 | Hibbing Public Utilities | 162 | 8543 | Muni | 5 |  | Solar |  |  | Interconnected | Hibbing | 55746 |  |  | Commercial
20253-216749-01 | Hibbing Public Utilities | 162 | 8543 | Muni | 6 |  | Solar |  |  | Interconnected | Hibbing | 55746 |  |  | Residential
20253-216749-01 | Hibbing Public Utilities | 162 | 8543 | Muni | 7 | 7.25 | Solar |  |  | Interconnected | Hibbing | 55746 |  |  | Residential |  | 24189 | 2022
20253-216749-01 | Hibbing Public Utilities | 162 | 8543 | Muni | 8 | 5.76 | Solar |  |  | Interconnected | Hibbing | 55746 |  |  | Residential |  |  | 2022 | 2023
20253-216749-01 | Hibbing Public Utilities | 162 | 8543 | Muni | 9 | 15.2 | Solar |  |  | withdrawn | Hibbing | 55746 |  |  | Residential |  |  | 2022
20253-216749-01 | Hibbing Public Utilities | 162 | 8543 | Muni | 10 |  | Solar |  |  | withdrawn | Hibbing | 55746 |  |  | Commercial |  |  | 2024
20253-216749-01 | Hibbing Public Utilities | 162 | 8543 | Muni | 11 | 19.68 | Solar |  |  | Interconnected | Hibbing | 55746 |  |  | Residential |  | 91557.3 | 2024 | 2024
20253-216749-01 | Hibbing Public Utilities | 162 | 8543 | Muni | 12 | 19.8 | Solar |  |  | Interconnected | Hibbing | 55746 |  |  | Residential |  | 75000 | 2024 | 2024
20253-216749-01 | Hibbing Public Utilities | 162 | 8543 | Muni | 13 | 11.52 | Solar |  |  | active application | Hibbing | 55746 |  |  | Residential |  | 45027.78 | 2025
20253-216867-01 | City of Buffalo | 32 | 2485 | Muni | B-01-24 | 9.074 | Solar |  |  | Interconnected | Buffalo | 55313 |  |  | Commercial |  | 28782 | 2024 | 2024
20253-216867-01 | City of Buffalo | 32 | 2485 | Muni | B-02-24 | 12 | Solar |  |  | Interconnected | Buffalo | 55313 |  |  | Residential |  | 21512 | 2024 | 2024
20253-216867-01 | City of Buffalo | 32 | 2485 | Muni | B-03-24 | 15.2 | Solar |  |  | Interconnected | Buffalo | 55313 |  |  | Commercial |  | 52000 | 2024 | 2024
20253-216867-01 | City of Buffalo | 32 | 2485 | Muni | B-04-24 | 10 | Solar |  |  | Interconnected | Buffalo | 55313 |  |  | Commercial |  | 8000 | 2024 | 2024
20253-216867-01 | City of Buffalo | 32 | 2485 | Muni | B-05-24 | 34.6 | Solar |  |  | Interconnected | Buffalo | 55313 |  |  | Commercial |  | 49385 | 2024 | 2024
20254-217614-01 | Stearns Coop Electric Assn | 113 | 18019 | Co-op | 76837 | 20 | Wind |  |  | Interconnected | Paynesville | 56362 | S8 | F4 | Residential |  |  |  | 2004
20254-217614-01 | Stearns Coop Electric Assn | 113 | 18019 | Co-op | 104312 | 39.9 | Wind |  |  | Interconnected | Glenwood | 56334 | S21 | F3 | Residential |  |  |  | 2005
20254-217614-01 | Stearns Coop Electric Assn | 113 | 18019 | Co-op | 43823 | 6.4 | Solar |  |  | Interconnected | Saint Joseph | 56374 | S18 | F2 | Residential |  |  |  | 2006
20254-217614-01 | Stearns Coop Electric Assn | 113 | 18019 | Co-op | 35002 | 7.2 | Solar |  |  | Interconnected | Saint Joseph | 56374 | S27 | F1 | Residential |  |  |  | 2008
20254-217614-01 | Stearns Coop Electric Assn | 113 | 18019 | Co-op | 100286 | 20 | Wind |  |  | Interconnected | Richmond | 56368 | S27 | F4 | Residential |  |  |  | 2008
20254-217614-01 | Stearns Coop Electric Assn | 113 | 18019 | Co-op | 34111 | 2.1 | Solar |  |  | Interconnected | Saint Joseph | 56374 | S25 | F3 | Residential |  |  |  | 2009
20254-217614-01 | Stearns Coop Electric Assn | 113 | 18019 | Co-op | 35687 | 20 | Wind |  |  | Interconnected | Sauk Centre | 56378 | S26 | F2 | Residential |  |  |  | 2009
20254-217614-01 | Stearns Coop Electric Assn | 113 | 18019 | Co-op | 48736 | 2 | Solar |  |  | Interconnected | Freeport | 56331 | S1 | F2 | Residential |  |  |  | 2009
20254-217614-01 | Stearns Coop Electric Assn | 113 | 18019 | Co-op | 34422 | 36 | Solar |  |  | Interconnected | Avon | 56310 | S11 | F5 | Residential |  |  |  | 2009
20254-217614-01 | Stearns Coop Electric Assn | 113 | 18019 | Co-op | 103562 | 9.9 | Solar |  |  | Interconnected | Saint Joseph | 56374 | S25 | F3 | Residential |  |  |  | 2010
20254-217614-01 | Stearns Coop Electric Assn | 113 | 18019 | Co-op | 76226 | 39.5 | Wind |  |  | Interconnected | Sauk Centre | 56378 | S9 | F4 | Residential |  |  |  | 2011
20254-217614-01 | Stearns Coop Electric Assn | 113 | 18019 | Co-op | 78149 | 39.9 | Wind |  |  | Interconnected | Sauk Centre | 56378 | S21 | F2 | Residential |  |  |  | 2012
20254-217614-01 | Stearns Coop Electric Assn | 113 | 18019 | Co-op | 35478 | 17 | Solar |  |  | Interconnected | Cold Spring | 56320 | S27 | F3 | Residential |  |  |  | 2013
20254-217614-01 | Stearns Coop Electric Assn | 113 | 18019 | Co-op | 46088 | 10.8 | Solar |  |  | Interconnected | Clearwater | 55320 | S17 | F2 | Residential |  |  |  | 2013
20254-217614-01 | Stearns Coop Electric Assn | 113 | 18019 | Co-op | 40131 | 10.4 | Wind |  |  | Interconnected | Cold Spring | 56320 | S27 | F2 | Residential |  |  |  | 2013
20254-217614-01 | Stearns Coop Electric Assn | 113 | 18019 | Co-op | 40131 | 11.3 | Solar |  |  | Interconnected | Cold Spring | 56320 | S27 | F2 | Residential |  |  |  | 2013
20254-217614-01 | Stearns Coop Electric Assn | 113 | 18019 | Co-op | 34981 | 8.5 | Solar |  |  | Interconnected | Kimball | 55353 | S14 | F1 | Residential |  |  |  | 2014
20254-217614-01 | Stearns Coop Electric Assn | 113 | 18019 | Co-op | 122099 | 12 | Solar |  |  | Interconnected | Saint Augusta | 56301 | S7 | F1 | Residential |  |  |  | 2014
20254-217614-01 | Stearns Coop Electric Assn | 113 | 18019 | Co-op | 76653 | 13.75 | Solar |  |  | Interconnected | Sauk Centre | 56378 | S4 | F2 | Residential |  |  |  | 2014
20254-217614-01 | Stearns Coop Electric Assn | 113 | 18019 | Co-op | 119188 | 39.6 | Solar |  |  | Interconnected | Richmond | 56368 | S8 | F2 | Residential |  |  |  | 2015
20254-217614-01 | Stearns Coop Electric Assn | 113 | 18019 | Co-op | 106618 | 15.8 | Solar |  |  | Interconnected | Saint Cloud | 56301 | S7 | F1 | Residential |  |  |  | 2015
20254-217614-01 | Stearns Coop Electric Assn | 113 | 18019 | Co-op | 111650 | 3.12 | Solar |  |  | Interconnected | Grey Eagle | 56336 | S10 | F1 | Residential |  |  |  | 2015
20254-217614-01 | Stearns Coop Electric Assn | 113 | 18019 | Co-op | 75669 | 36 | Wind |  |  | Interconnected | Richmond | 56368 | S8 | F1 | Residential |  |  |  | 2015
20254-217614-01 | Stearns Coop Electric Assn | 113 | 18019 | Co-op | 122910 | 14.4 | Solar |  |  | Interconnected | Saint Joseph | 56374 | S7 | F1 | Residential |  |  |  | 2015
20254-217614-01 | Stearns Coop Electric Assn | 113 | 18019 | Co-op | 41184 | 11.8 | Solar |  |  | Interconnected | Cold Spring | 56320 | S22 | F2 | Residential |  |  |  | 2015
20254-217614-01 | Stearns Coop Electric Assn | 113 | 18019 | Co-op | 43161 | 6.8 | Solar |  |  | Interconnected | Saint Cloud | 56301 | S7 | F3 | Residential |  |  |  | 2015
20254-217614-01 | Stearns Coop Electric Assn | 113 | 18019 | Co-op | 54200 | 26.88 | Solar |  |  | Interconnected | Richmond | 56368 | S8 | F2 | Residential |  |  |  | 2015
20254-217614-01 | Stearns Coop Electric Assn | 113 | 18019 | Co-op | 104932 | 20.16 | Solar |  |  | Interconnected | Richmond | 56368 | S8 | F2 | Residential |  |  |  | 2015
20254-217614-01 | Stearns Coop Electric Assn | 113 | 18019 | Co-op | 75471 | 8 | Solar |  |  | Interconnected | Albany | 56307 | S6 | F2 | Residential |  |  |  | 2015
20254-217614-01 | Stearns Coop Electric Assn | 113 | 18019 | Co-op | 103719 | 8.64 | Solar |  |  | Interconnected | Albany | 56307 | S6 | F2 | Residential |  |  |  | 2016
20254-217614-01 | Stearns Coop Electric Assn | 113 | 18019 | Co-op | 104707 | 8 | Solar |  |  | Interconnected | Saint Joseph | 56374 | S25 | F3 | Residential |  |  |  | 2016
20254-217614-01 | Stearns Coop Electric Assn | 113 | 18019 | Co-op | 77739 | 39.96 | Solar |  |  | Interconnected | Richmond | 56368 | S8 | F1 | Residential |  |  |  | 2016
20254-217614-01 | Stearns Coop Electric Assn | 113 | 18019 | Co-op | 100065 | 15.2 | Solar |  |  | Interconnected | Sauk Centre | 56378 | S9 | F3 | Residential |  |  |  | 2016
20254-217614-01 | Stearns Coop Electric Assn | 113 | 18019 | Co-op | 40428 | 11 | Solar |  |  | Interconnected | Richmond | 56368 | S8 | F1 | Residential |  |  | 2016 | 2017
20254-217614-01 | Stearns Coop Electric Assn | 113 | 18019 | Co-op | 122570 | 39.8 | Solar |  |  | Interconnected | Sauk Centre | 56378 | S4 | F3 | Residential |  |  | 2017 | 2017
20254-217614-01 | Stearns Coop Electric Assn | 113 | 18019 | Co-op | 35945 | 12.5 | Solar |  |  | Interconnected | Grey Eagle | 56336 | S10 | F1 | Residential |  |  | 2017 | 2017
20254-217614-01 | Stearns Coop Electric Assn | 113 | 18019 | Co-op | 102523 | 7 | Solar |  |  | Interconnected | Melrose | 56352 | S6 | F4 | Residential |  |  | 2017 | 2017
20254-217614-01 | Stearns Coop Electric Assn | 113 | 18019 | Co-op | 123341 | 36 | Solar |  |  | Interconnected | Melrose | 56352 | S1 | F4 | Residential |  |  | 2018 | 2018
20254-217614-01 | Stearns Coop Electric Assn | 113 | 18019 | Co-op | 103776 | 39.98 | Solar |  |  | Interconnected | Glenwood | 56334 | S21 | F3 | Residential |  |  | 2018 | 2018
20254-217614-01 | Stearns Coop Electric Assn | 113 | 18019 | Co-op | 104908 | 11.4 | Solar |  |  | Interconnected | Osakis | 56360 | S4 | F1 | Residential |  |  | 2018 | 2018
20254-217614-01 | Stearns Coop Electric Assn | 113 | 18019 | Co-op | 103760 | 18 | Solar |  |  | Interconnected | Bowlus | 56314 | S20 | F3 | Residential |  |  | 2018 | 2018
20254-217614-01 | Stearns Coop Electric Assn | 113 | 18019 | Co-op | 102120 | 24 | Solar |  |  | Interconnected | Holdingford | 56340 | S12 | F4 | Residential |  |  | 2018 | 2018
20254-217614-01 | Stearns Coop Electric Assn | 113 | 18019 | Co-op | 100458 | 39.2 | Solar |  |  | Interconnected | Sauk Centre | 56378 | S9 | F3 | Residential |  |  | 2018 | 2018
20254-217614-01 | Stearns Coop Electric Assn | 113 | 18019 | Co-op | 76470 | 9.8 | Solar |  |  | Interconnected | Richmond | 56368 | S8 | F1 | Residential |  |  | 2018 | 2018
20254-217614-01 | Stearns Coop Electric Assn | 113 | 18019 | Co-op | 123755 | 7.6 | Solar |  |  | Interconnected | Sauk Centre | 56378 | S22 | F1 | Residential |  |  | 2018 | 2018
20254-217614-01 | Stearns Coop Electric Assn | 113 | 18019 | Co-op | 41184 | 11 | Solar |  |  | Interconnected | Cold Spring | 56320 | S22 | F2 | Residential |  |  | 2018 | 2018
20254-217614-01 | Stearns Coop Electric Assn | 113 | 18019 | Co-op | 122842 | 12 | Solar |  |  | Interconnected | Albany | 56307 | S10 | F2 | Residential |  |  | 2018 | 2018
20254-217614-01 | Stearns Coop Electric Assn | 113 | 18019 | Co-op | 123514 | 28.1 | Solar |  |  | Interconnected | Kimball | 55353 | S14 | F1 | Residential |  |  | 2018 | 2018
20254-217614-01 | Stearns Coop Electric Assn | 113 | 18019 | Co-op | 21759 | 4.72 | Solar |  |  | Interconnected | Burtrum | 56318 | S31 | F4 | Residential |  |  | 2018 | 2018
20254-217614-01 | Stearns Coop Electric Assn | 113 | 18019 | Co-op | 47526 | 7.6 | Solar |  |  | Interconnected | Saint Joseph | 56374 | S27 | F4 | Residential |  |  | 2018 | 2019
20254-217614-01 | Stearns Coop Electric Assn | 113 | 18019 | Co-op | 123416 | 6.96 | Solar |  |  | Interconnected | Avon | 56310 | S18 | F2 | Residential |  |  | 2018 | 2019
20254-217614-01 | Stearns Coop Electric Assn | 113 | 18019 | Co-op | 77167 | 10.15 | Solar |  |  | Interconnected | Sauk Centre | 56378 | S4 | F2 | Residential |  |  | 2018 | 2019
20254-217614-01 | Stearns Coop Electric Assn | 113 | 18019 | Co-op | 76892 | 11.4 | Solar |  |  | Interconnected | Kimball | 55353 | S24 | F2 | Residential |  |  | 2019 | 2019
20254-217614-01 | Stearns Coop Electric Assn | 113 | 18019 | Co-op | 124443 | 10 | Solar |  |  | Interconnected | Sartell | 56377 | S29 | F1 | Residential |  |  | 2019 | 2019
20254-217614-01 | Stearns Coop Electric Assn | 113 | 18019 | Co-op | 124463 | 38 | Solar |  |  | Interconnected | South Haven | 55382 | S17 | F2 | Residential |  |  | 2019 | 2019
20254-217614-01 | Stearns Coop Electric Assn | 113 | 18019 | Co-op | 48798 | 11.4 | Solar |  |  | Interconnected | Grey Eagle | 56336 | S22 | F2 | Residential |  |  | 2019 | 2019
20254-217614-01 | Stearns Coop Electric Assn | 113 | 18019 | Co-op | 78270 | 4.64 | Solar |  |  | Interconnected | Osakis | 56360 | S4 | F1 | Residential |  |  | 2019 | 2019
20254-217614-01 | Stearns Coop Electric Assn | 113 | 18019 | Co-op | 35762 | 11.4 | Solar |  |  | Interconnected | Sauk Centre | 56378 | S22 | F4 | Residential |  |  | 2018 | 2019
20254-217614-01 | Stearns Coop Electric Assn | 113 | 18019 | Co-op | 43817 | 5.8 | Solar |  |  | Interconnected | Saint Cloud | 56303 | S30 | F5 | Residential |  |  | 2019 | 2019
20254-217614-01 | Stearns Coop Electric Assn | 113 | 18019 | Co-op | 100768 | 13.92 | Solar |  |  | Interconnected | Saint Cloud | 56301 | S7 | F1 | Residential |  |  | 2019 | 2019
20254-217614-01 | Stearns Coop Electric Assn | 113 | 18019 | Co-op | 24569 | 12 | Solar |  |  | Interconnected | Avon | 56310 | S26 | F4 | Residential |  |  | 2019 | 2019
20254-217614-01 | Stearns Coop Electric Assn | 113 | 18019 | Co-op | 76183 | 15.2 | Solar |  |  | Interconnected | Melrose | 56352 | S9 | F3 | Residential |  |  | 2019 | 2019
20254-217614-01 | Stearns Coop Electric Assn | 113 | 18019 | Co-op | 41489 | 2.5 | Solar |  |  | Interconnected | Osakis | 56360 | S26 | F4 | Residential |  |  | 2019 | 2019
20254-217614-01 | Stearns Coop Electric Assn | 113 | 18019 | Co-op | 41369 | 6.5 | Solar |  |  | Interconnected | Saint Joseph | 56374 | S29 | F3 | Residential |  |  | 2019 | 2019
20254-217614-01 | Stearns Coop Electric Assn | 113 | 18019 | Co-op | 124475 | 3.8 | Solar |  |  | Interconnected | Saint Joseph | 56374 | S23 | F3 | Residential |  |  | 2019 | 2019
20254-217614-01 | Stearns Coop Electric Assn | 113 | 18019 | Co-op | 121827 | 37.6 | Solar |  |  | Interconnected | Saint Cloud | 56303 | S25 | F1 | Residential |  |  | 2019 | 2019
20254-217614-01 | Stearns Coop Electric Assn | 113 | 18019 | Co-op | 75663 | 36.8 | Solar |  |  | Interconnected | Richmond | 56368 | S6 | F2 | Residential |  |  | 2019 | 2019
20254-217614-01 | Stearns Coop Electric Assn | 113 | 18019 | Co-op | 102496 | 33 | Solar |  |  | Interconnected | Sauk Centre | 56378 | S22 | F1 | Residential |  |  | 2019 | 2019
20254-217614-01 | Stearns Coop Electric Assn | 113 | 18019 | Co-op | 78947 | 15.2 | Solar |  |  | Interconnected | Kimball | 55352 | S14 | F1 | Residential |  |  | 2019 | 2020
20254-217614-01 | Stearns Coop Electric Assn | 113 | 18019 | Co-op | 77392 | 13.92 | Solar |  |  | Interconnected | Sauk Centre | 56378 | S4 | F2 | Residential |  |  | 2019 | 2020
20254-217614-01 | Stearns Coop Electric Assn | 113 | 18019 | Co-op | 78074 | 17.6 | Solar |  |  | Interconnected | Kimball | 55353 | S14 | F3 | Residential |  |  | 2019 | 2020
20254-217614-01 | Stearns Coop Electric Assn | 113 | 18019 | Co-op | 49729 | 7.54 | Solar |  |  | Interconnected | Saint Cloud | 56301 | S7 | F4 | Residential |  |  | 2019 | 2020
20254-217614-01 | Stearns Coop Electric Assn | 113 | 18019 | Co-op | 34763 | 3 | Solar |  |  | Interconnected | Sartell | 56377 | S29 | F2 | Residential |  |  | 2019 | 2020
20254-217614-01 | Stearns Coop Electric Assn | 113 | 18019 | Co-op | 77293 | 30 | Solar |  |  | Interconnected | Belgrade | 56312 | S16 | F3 | Residential |  |  | 2020 | 2020
20254-217614-01 | Stearns Coop Electric Assn | 113 | 18019 | Co-op | 104751 | 5.76 | Solar |  |  | Interconnected | Saint Joseph | 56374 | S30 | F7 | Residential |  |  | 2019 | 2020
20254-217614-01 | Stearns Coop Electric Assn | 113 | 18019 | Co-op | 79277 | 14.8 | Solar |  |  | Interconnected | Eden Valley | 55329 | S24 | F4 | Residential |  |  | 2020 | 2020
20254-217614-01 | Stearns Coop Electric Assn | 113 | 18019 | Co-op | 106198 | 15.2 | Solar |  |  | Interconnected | Avon | 56310 | S18 | F1 | Residential |  |  | 2020 | 2020
20254-217614-01 | Stearns Coop Electric Assn | 113 | 18019 | Co-op | 77534 | 17.4 | Solar |  |  | Interconnected | Saint Joseph | 56374 | S29 | F1 | Residential |  |  | 2020 | 2020
20254-217614-01 | Stearns Coop Electric Assn | 113 | 18019 | Co-op | 35231 | 11.4 | Solar |  |  | Interconnected | Saint Joseph | 56374 | S29 | F2 | Residential |  |  | 2020 | 2020
20254-217614-01 | Stearns Coop Electric Assn | 113 | 18019 | Co-op | 79109 | 35.4 | Solar |  |  | Interconnected | Sauk Centre | 56378 | S26 | F3 | Residential |  |  | 2020 | 2020
20254-217614-01 | Stearns Coop Electric Assn | 113 | 18019 | Co-op | 59092 | 33.3 | Solar |  |  | Interconnected | Rockville | 56369 | S7 | F1 | Residential |  |  | 2020 | 2020
20254-217614-01 | Stearns Coop Electric Assn | 113 | 18019 | Co-op | 101035 | 10 | Solar |  |  | Interconnected | Freeport | 56331 | S6 | F4 | Residential |  |  | 2020 | 2020
20254-217614-01 | Stearns Coop Electric Assn | 113 | 18019 | Co-op | 103566 | 5 | Solar |  |  | Interconnected | Saint Cloud | 56303 | S11 | F2 | Residential |  |  | 2020 | 2020
20254-217614-01 | Stearns Coop Electric Assn | 113 | 18019 | Co-op | 105741 | 7.6 | Solar |  |  | Interconnected | Saint Joseph | 56374 | S25 | F3 | Residential |  |  | 2020 | 2020
20254-217614-01 | Stearns Coop Electric Assn | 113 | 18019 | Co-op | 112508 | 5 | Solar |  |  | Interconnected | Saint Cloud | 56303 | S11 | F2 | Residential |  |  | 2020 | 2021
20254-217614-01 | Stearns Coop Electric Assn | 113 | 18019 | Co-op | 76977 | 30 | Solar |  |  | Interconnected | Holdingford | 56340 | S20 | F3 | Residential |  |  | 2021 | 2021
20254-217614-01 | Stearns Coop Electric Assn | 113 | 18019 | Co-op | 106193 | 10 | Solar |  |  | Interconnected | Saint Cloud | 56303 | S30 | F5 | Residential |  |  | 2021 | 2021
20254-217614-01 | Stearns Coop Electric Assn | 113 | 18019 | Co-op | 75029 | 7.6 | Solar |  |  | Interconnected | Sauk Centre | 56378 | S22 | F4 | Residential |  |  | 2021 | 2021
20254-217614-01 | Stearns Coop Electric Assn | 113 | 18019 | Co-op | 44242 | 3.8 | Solar |  |  | Interconnected | Saint Cloud | 56303 | S30 | F5 | Residential |  |  | 2020 | 2021
20254-217614-01 | Stearns Coop Electric Assn | 113 | 18019 | Co-op | 78203 | 7.68 | Solar |  |  | Interconnected | Randall | 56475 | S15 | F3 | Residential |  |  | 2021 | 2021
20254-217614-01 | Stearns Coop Electric Assn | 113 | 18019 | Co-op | 34754 | 10 | Solar |  |  | Interconnected | Saint Cloud | 56303 | S30 | F5 | Residential |  |  | 2021 | 2021
20254-217614-01 | Stearns Coop Electric Assn | 113 | 18019 | Co-op | 125252 | 39.55 | Solar |  |  | Interconnected | Saint Joseph | 56374 | S11 | F4 | Residential |  |  | 2021 | 2021
20254-217614-01 | Stearns Coop Electric Assn | 113 | 18019 | Co-op | 125472 | 10 | Solar |  |  | Interconnected | Saint Cloud | 56301 | S17 | F3 | Residential |  |  | 2021 | 2021
20254-217614-01 | Stearns Coop Electric Assn | 113 | 18019 | Co-op | 101862 | 9.28 | Solar |  |  | Interconnected | Albany | 56307 | S6 | F1 | Residential |  |  | 2021 | 2021
20254-217614-01 | Stearns Coop Electric Assn | 113 | 18019 | Co-op | 42689 | 5 | Solar |  |  | Interconnected | Sauk Centre | 56378 | S22 | F4 | Residential |  |  | 2021 | 2021
20254-217614-01 | Stearns Coop Electric Assn | 113 | 18019 | Co-op | 124911 | 10.44 | Solar |  |  | Interconnected | Saint Cloud | 56303 | S11 | F2 | Residential |  |  | 2021 | 2021
20254-217614-01 | Stearns Coop Electric Assn | 113 | 18019 | Co-op | 75794 | 15.2 | Solar |  |  | Interconnected | Richmond | 56368 | S6 | F2 | Residential |  |  | 2020 | 2021
20254-217614-01 | Stearns Coop Electric Assn | 113 | 18019 | Co-op | 41847 | 10 | Solar |  |  | Interconnected | Saint Augusta | 56301 | S17 | F3 | Residential |  |  | 2021 | 2021
20254-217614-01 | Stearns Coop Electric Assn | 113 | 18019 | Co-op | 124387 | 37.6 | Solar |  |  | Interconnected | Saint Cloud | 56301 | S7 | F3 | Residential |  |  | 2021 | 2021
20254-217614-01 | Stearns Coop Electric Assn | 113 | 18019 | Co-op | 78787 | 26.78 | Solar |  |  | Interconnected | South Haven | 55382 | S14 | F3 | Residential |  |  | 2021 | 2021
20254-217614-01 | Stearns Coop Electric Assn | 113 | 18019 | Co-op | 123400 | 5 | Solar |  |  | Interconnected | Avon | 56310 | S12 | F4 | Residential |  |  | 2021 | 2021
20254-217614-01 | Stearns Coop Electric Assn | 113 | 18019 | Co-op | 78367 | 30.72 | Solar |  |  | Interconnected | Swanville | 56382 | S3 | F2 | Residential |  |  | 2021 | 2021
20254-217614-01 | Stearns Coop Electric Assn | 113 | 18019 | Co-op | 104394 | 13.92 | Solar |  |  | Interconnected | Paynesville | 56362 | S23 | F3 | Residential |  |  | 2021 | 2021
20254-217614-01 | Stearns Coop Electric Assn | 113 | 18019 | Co-op | 54141 | 38.4 | Solar |  |  | Interconnected | Sauk Centre | 56378 | S22 | F4 | Residential |  |  | 2021 | 2021
20254-217614-01 | Stearns Coop Electric Assn | 113 | 18019 | Co-op | 103683 | 17.6 | Solar |  |  | Interconnected | Holdingford | 56340 | S12 | F3 | Residential |  |  | 2021 | 2021
20254-217614-01 | Stearns Coop Electric Assn | 113 | 18019 | Co-op | 122736 | 31.4 | Solar |  |  | Interconnected | Saint Augusta | 55382 | S17 | F3 | Residential |  |  | 2021 | 2021
20254-217614-01 | Stearns Coop Electric Assn | 113 | 18019 | Co-op | 70079 | 38.4 | Solar |  |  | Interconnected | Sauk Centre | 56378 | S22 | F4 | Residential |  |  | 2021 | 2022
20254-217614-01 | Stearns Coop Electric Assn | 113 | 18019 | Co-op | 79253 | 38.4 | Solar |  |  | Interconnected | Sauk Centre | 56378 | S4 | F2 | Residential |  |  | 2021 | 2022
20254-217614-01 | Stearns Coop Electric Assn | 113 | 18019 | Co-op | 47287 | 7.6 | Solar |  |  | Interconnected | Belgrade | 56312 | S16 | F3 | Residential |  |  | 2021 | 2022
20254-217614-01 | Stearns Coop Electric Assn | 113 | 18019 | Co-op | 49334 | 7.8 | Solar |  |  | Interconnected | Saint Cloud | 56301 | S17 | F1 | Residential |  |  | 2021 | 2022
20254-217614-01 | Stearns Coop Electric Assn | 113 | 18019 | Co-op | 100959 | 20.88 | Solar |  |  | Interconnected | Saint Cloud | 56301 | S28 | F1 | Residential |  |  | 2021 | 2022
20254-217614-01 | Stearns Coop Electric Assn | 113 | 18019 | Co-op | 124652 | 6.09 | Solar |  |  | Interconnected | Saint Joseph | 56374 | S25 | F3 | Residential |  |  | 2021 | 2022
20254-217614-01 | Stearns Coop Electric Assn | 113 | 18019 | Co-op | 35387 | 7.6 | Solar |  |  | Interconnected | Saint Joseph | 56374 | S11 | F5 | Residential |  |  | 2022 | 2022
20254-217614-01 | Stearns Coop Electric Assn | 113 | 18019 | Co-op | 103966 | 11.6 | Solar |  |  | Interconnected | Sartell | 56377 | S29 | F2 | Residential |  |  | 2022 | 2022
20254-217614-01 | Stearns Coop Electric Assn | 113 | 18019 | Co-op | 79643 | 7.6 | Solar |  |  | Interconnected | Belgrade | 56312 | S16 | F3 | Residential |  |  | 2021 | 2022
20254-217614-01 | Stearns Coop Electric Assn | 113 | 18019 | Co-op | 44804 | 11.89 | Solar |  |  | Interconnected | Saint Cloud | 56401 | S16 | F6 | Residential |  |  | 2021 | 2022
20254-217614-01 | Stearns Coop Electric Assn | 113 | 18019 | Co-op | 40686 | 8.77 | Solar |  |  | Interconnected | Richmond | 56368 | S24 | F1 | Residential |  |  | 2022 | 2022
20254-217614-01 | Stearns Coop Electric Assn | 113 | 18019 | Co-op | 106149 | 10 | Solar |  |  | Interconnected | Paynesville | 56362 | S23 | F3 | Residential |  |  | 2020 | 2022
20254-217614-01 | Stearns Coop Electric Assn | 113 | 18019 | Co-op | 34391 | 16.82 | Solar |  |  | Interconnected | Rice | 56367 | S19 | F1 | Residential |  |  | 2022 | 2022
20254-217614-01 | Stearns Coop Electric Assn | 113 | 18019 | Co-op | 41464 | 14.25 | Solar |  |  | Interconnected | Saint Augusta | 56301 | S17 | F3 | Residential |  |  | 2022 | 2022
20254-217614-01 | Stearns Coop Electric Assn | 113 | 18019 | Co-op | 34576 | 12.91 | Solar |  |  | Interconnected | Clearwater | 55320 | S14 | F2 | Residential |  |  | 2022 | 2022
20254-217614-01 | Stearns Coop Electric Assn | 113 | 18019 | Co-op | 40307 | 11.78 | Solar |  |  | Interconnected | Saint Cloud | 56303 | S30 | F5 | Residential |  |  | 2022 | 2022
20254-217614-01 | Stearns Coop Electric Assn | 113 | 18019 | Co-op | 124421 | 11.4 | Solar |  |  | Interconnected | Swanville | 56382 | S31 | F1 | Residential |  |  | 2022 | 2022
20254-217614-01 | Stearns Coop Electric Assn | 113 | 18019 | Co-op | 126171 | 15.36 | Solar |  |  | Interconnected | Sauk Centre | 56378 | S26 | F3 | Residential |  |  | 2022 | 2022
20254-217614-01 | Stearns Coop Electric Assn | 113 | 18019 | Co-op | 75840 | 38.5 | Solar |  |  | Interconnected | Burtrum | 56318 | S31 | F1 | Residential |  |  | 2022 | 2022
20254-217614-01 | Stearns Coop Electric Assn | 113 | 18019 | Co-op | 106045 | 10.73 | Solar |  |  | Interconnected | Cold Spring | 56320 | S24 | F1 | Residential |  |  | 2022 | 2022
20254-217614-01 | Stearns Coop Electric Assn | 113 | 18019 | Co-op | 105684 | 7.7 | Solar |  |  | Interconnected | Randall | 56475 | S15 | F4 | Residential |  |  | 2022 | 2022
20254-217614-01 | Stearns Coop Electric Assn | 113 | 18019 | Co-op | 23995 | 15.2 | Solar |  |  | Interconnected | Sauk Centre | 56378 | S22 | F1 | Residential |  |  | 2022 | 2022
20254-217614-01 | Stearns Coop Electric Assn | 113 | 18019 | Co-op | 106406 | 16.82 | Solar |  |  | Interconnected | Sauk Centre | 56378 | S22 | F1 | Residential |  |  | 2022 | 2022
20254-217614-01 | Stearns Coop Electric Assn | 113 | 18019 | Co-op | 44652 | 14.25 | Solar |  |  | Interconnected | Saint Joseph | 56374 | S29 | F3 | Residential |  |  | 2022 | 2022
20254-217614-01 | Stearns Coop Electric Assn | 113 | 18019 | Co-op | 54039 | 29.87 | Solar |  |  | Interconnected | Randall | 56475 | S15 | F1 | Residential |  |  | 2022 | 2022
20254-217614-01 | Stearns Coop Electric Assn | 113 | 18019 | Co-op | 49161 | 10.73 | Solar |  |  | Interconnected | Saint Augusta | 56301 | S17 | F3 | Residential |  |  | 2022 | 2022
20254-217614-01 | Stearns Coop Electric Assn | 113 | 18019 | Co-op | 104711 | 7.04 | Solar |  |  | Interconnected | Sartell | 56377 | S29 | F2 | Residential |  |  | 2022 | 2022
20254-217614-01 | Stearns Coop Electric Assn | 113 | 18019 | Co-op | 103952 | 5.12 | Solar |  |  | Interconnected | Sartell | 56377 | S33 | F1 | Residential |  |  | 2022 | 2022
20254-217614-01 | Stearns Coop Electric Assn | 113 | 18019 | Co-op | 104605 | 4.48 | Solar |  |  | Interconnected | Saint Augusta | 56301 | S17 | F1 | Residential |  |  | 2022 | 2022
20254-217614-01 | Stearns Coop Electric Assn | 113 | 18019 | Co-op | 124650 | 6.4 | Solar |  |  | Interconnected | Saint Cloud | 56303 | S11 | F2 | Residential |  |  | 2022 | 2022
20254-217614-01 | Stearns Coop Electric Assn | 113 | 18019 | Co-op | 34662 | 3.84 | Solar |  |  | Interconnected | Saint Cloud | 56303 | S30 | F5 | Residential |  |  | 2022 | 2022
20254-217614-01 | Stearns Coop Electric Assn | 113 | 18019 | Co-op | 47288 | 38.5 | Solar |  |  | Interconnected | Cold Spring | 56320 | S27 | F2 | Residential |  |  | 2022 | 2022
20254-217614-01 | Stearns Coop Electric Assn | 113 | 18019 | Co-op | 43234 | 21.46 | Solar |  |  | Interconnected | Clearwater | 55320 | S17 | F2 | Residential |  |  | 2022 | 2022
20254-217614-01 | Stearns Coop Electric Assn | 113 | 18019 | Co-op | 124646 | 3.84 | Solar |  |  | Interconnected | Saint Cloud | 56303 | S11 | F2 | Residential |  |  | 2022 | 2022
20254-217614-01 | Stearns Coop Electric Assn | 113 | 18019 | Co-op | 70091 | 38 | Solar |  |  | Interconnected | Little Falls | 56345 | S20 | F1 | Residential |  |  | 2022 | 2022
20254-217614-01 | Stearns Coop Electric Assn | 113 | 18019 | Co-op | 100454 | 15.36 | Solar |  |  | Interconnected | Cold Spring | 56320 | S27 | F1 | Residential |  |  | 2022 | 2022
20254-217614-01 | Stearns Coop Electric Assn | 113 | 18019 | Co-op | 121740 | 7.04 | Solar |  |  | Interconnected | Sartell | 56377 | S33 | F1 | Residential |  |  | 2022 | 2022
20254-217614-01 | Stearns Coop Electric Assn | 113 | 18019 | Co-op | 34811 | 12 | Solar |  |  | Interconnected | Avon | 56310 | S18 | F4 | Residential |  |  | 2021 | 2023
20254-217614-01 | Stearns Coop Electric Assn | 113 | 18019 | Co-op | 35998 | 5.12 | Solar |  |  | Interconnected | Sartell | 56377 | S29 | F2 | Residential |  |  | 2022 | 2023
20254-217614-01 | Stearns Coop Electric Assn | 113 | 18019 | Co-op | 101877 | 3.84 | Solar |  |  | Interconnected | Sartell | 56377 | S29 | F2 | Residential |  |  | 2022 | 2023
20254-217614-01 | Stearns Coop Electric Assn | 113 | 18019 | Co-op | 103974 | 8.32 | Solar |  |  | Interconnected | Saint Cloud | 56303 | S17 | F1 | Residential |  |  | 2022 | 2023
20254-217614-01 | Stearns Coop Electric Assn | 113 | 18019 | Co-op | 104523 | 3.84 | Solar |  |  | Interconnected | Saint Joseph | 56374 | S25 | F3 | Residential |  |  | 2022 | 2023
20254-217614-01 | Stearns Coop Electric Assn | 113 | 18019 | Co-op | 46616 | 23 | Solar |  |  | Interconnected | Grey Eagle | 56336 | S22 | F2 | Residential |  |  | 2022 | 2023
20254-217614-01 | Stearns Coop Electric Assn | 113 | 18019 | Co-op | 34263 | 12.6 | Solar |  |  | Interconnected | Saint Cloud | 56303 | S30 | F5 | Residential |  | 41560 | 2022 | 2023
20254-217614-01 | Stearns Coop Electric Assn | 113 | 18019 | Co-op | 105731 | 7.04 | Solar |  |  | Interconnected | Saint Joseph | 56374 | S25 | F3 | Residential |  |  | 2022 | 2023
20254-217614-01 | Stearns Coop Electric Assn | 113 | 18019 | Co-op | 49898 | 9.28 | Solar |  |  | Interconnected | Saint Cloud | 56301 | S7 | F3 | Residential |  |  | 2022 | 2023
20254-217614-01 | Stearns Coop Electric Assn | 113 | 18019 | Co-op | 125863 | 17.45 | Solar |  |  | Interconnected | Osakis | 56360 | S26 | F4 | Residential |  | 56000 | 2022 | 2023
20254-217614-01 | Stearns Coop Electric Assn | 113 | 18019 | Co-op | 121391 | 5.12 | Solar |  |  | Interconnected | Sartell | 56377 | S29 | F1 | Residential |  |  | 2022 | 2023
20254-217614-01 | Stearns Coop Electric Assn | 113 | 18019 | Co-op | 124265 | 4.48 | Solar |  |  | Interconnected | Saint Joseph | 56374 | S25 | F3 | Residential |  |  | 2022 | 2023
20254-217614-01 | Stearns Coop Electric Assn | 113 | 18019 | Co-op | 103878 | 3.49 | Solar |  |  | Interconnected | Saint Augusta | 56301 | S17 | F1 | Residential |  |  | 2022 | 2023
20254-217614-01 | Stearns Coop Electric Assn | 113 | 18019 | Co-op | 43645 | 3.48 | Solar |  |  | Interconnected | Melrose | 56352 | S1 | F1 | Residential |  |  | 2022 | 2023
20254-217614-01 | Stearns Coop Electric Assn | 113 | 18019 | Co-op | 126226 | 3.48 | Solar |  |  | Interconnected | Saint Joseph | 56374 | S30 | F7 | Residential |  |  | 2023 | 2023
20254-217614-01 | Stearns Coop Electric Assn | 113 | 18019 | Co-op | 122779 | 7.54 | Solar |  |  | Interconnected | Sartell | 56377 | S33 | F1 | Residential |  |  | 2022 | 2023
20254-217614-01 | Stearns Coop Electric Assn | 113 | 18019 | Co-op | 77180 | 7.6 | Solar |  |  | Interconnected | Saint Augusta | 55382 | S17 | F3 | Residential |  |  | 2020 | 2023
20254-217614-01 | Stearns Coop Electric Assn | 113 | 18019 | Co-op | 122582 | 8.96 | Solar |  |  | Interconnected | Sartell | 55378 | S33 | F1 | Residential |  |  | 2023 | 2023
20254-217614-01 | Stearns Coop Electric Assn | 113 | 18019 | Co-op | 121326 | 6.4 | Solar |  |  | Interconnected | Sartell | 55377 | S29 | F1 | Residential |  |  | 2023 | 2023
20254-217614-01 | Stearns Coop Electric Assn | 113 | 18019 | Co-op | 124562 | 4.48 | Solar |  |  | Interconnected | Sartell | 55377 | S33 | F1 | Residential |  |  | 2023 | 2023
20254-217614-01 | Stearns Coop Electric Assn | 113 | 18019 | Co-op | 79470 | 32.1 | Solar |  |  | Interconnected | Sauk Centre | 56378 | S9 | F1 | Residential |  |  | 2023 | 2023
20254-217614-01 | Stearns Coop Electric Assn | 113 | 18019 | Co-op | 106523 | 7.68 | Solar |  |  | Interconnected | Sauk Centre | 56378 | S9 | F1 | Residential |  |  | 2023 | 2023
20254-217614-01 | Stearns Coop Electric Assn | 113 | 18019 | Co-op | 122554 | 7.04 | Solar |  |  | Interconnected | Sartell | 55377 | S29 | F2 | Residential |  |  | 2023 | 2023
20254-217614-01 | Stearns Coop Electric Assn | 113 | 18019 | Co-op | 76128 | 12 | Solar |  |  | Interconnected | Osakis | 56360 | S4 | F1 | Residential |  |  | 2022 | 2023
20254-217614-01 | Stearns Coop Electric Assn | 113 | 18019 | Co-op | 49414 | 30.72 | Solar |  |  | Interconnected | Saint Joseph | 56374 | S30 | F7 | Residential |  |  | 2022 | 2023
20254-217614-01 | Stearns Coop Electric Assn | 113 | 18019 | Co-op | 123714 | 4.48 | Solar |  |  | Interconnected | Sartell | 55377 | S33 | F1 | Residential |  | 28987 | 2023 | 2023
20254-217614-01 | Stearns Coop Electric Assn | 113 | 18019 | Co-op | 126267 | 9.86 | Solar |  |  | Interconnected | Long Prairie | 56347 | S3 | F4 | Residential |  |  | 2023 | 2023
20254-217614-01 | Stearns Coop Electric Assn | 113 | 18019 | Co-op | 101537 | 3.84 | Solar |  |  | Interconnected | Saint Joseph | 56374 | S11 | F4 | Residential |  |  | 2023 | 2023
20254-217614-01 | Stearns Coop Electric Assn | 113 | 18019 | Co-op | 104717 | 15.36 | Solar |  |  | Interconnected | Cold Spring | 56320 | S24 | F4 | Residential |  |  | 2023 | 2023
20254-217614-01 | Stearns Coop Electric Assn | 113 | 18019 | Co-op | 107030 | 38.4 | Solar |  |  | Interconnected | Cushing | 56443 | S15 | F4 | Residential |  |  | 2023 | 2023
20254-217614-01 | Stearns Coop Electric Assn | 113 | 18019 | Co-op | 102119 | 6.96 | Solar |  |  | Interconnected | Albany | 56307 | S6 | F1 | Residential |  |  | 2023 | 2023
20254-217614-01 | Stearns Coop Electric Assn | 113 | 18019 | Co-op | 77866 | 7.83 | Solar |  |  | Interconnected | Freeport | 56331 | S10 | F1 | Residential |  |  | 2023 | 2023
20254-217614-01 | Stearns Coop Electric Assn | 113 | 18019 | Co-op | 49745 | 13.44 | Solar |  |  | Interconnected | Cold Spring | 56320 | S27 | F1 | Residential |  | 52729 | 2023 | 2023
20254-217614-01 | Stearns Coop Electric Assn | 113 | 18019 | Co-op | 123453 | 7.04 | Solar |  |  | Interconnected | Saint Joseph | 56374 | S11 | F4 | Residential |  |  | 2023 | 2023
20254-217614-01 | Stearns Coop Electric Assn | 113 | 18019 | Co-op | 121632 | 7.04 | Solar |  |  | Interconnected | Saint Cloud | 56303 | S11 | F2 | Residential |  |  | 2023 | 2023
20254-217614-01 | Stearns Coop Electric Assn | 113 | 18019 | Co-op | 104017 | 5.76 | Solar |  |  | Interconnected | Saint Joseph | 56374 | S11 | F4 | Residential |  |  | 2023 | 2023
20254-217614-01 | Stearns Coop Electric Assn | 113 | 18019 | Co-op | 106413 | 3.84 | Solar |  |  | Interconnected | Sartell | 55377 | S29 | F2 | Residential |  |  | 2023 | 2023
20254-217614-01 | Stearns Coop Electric Assn | 113 | 18019 | Co-op | 104794 | 11.17 | Solar |  |  | Interconnected | Clearwater | 55320 | S17 | F2 | Residential |  |  | 2023 | 2023
20254-217614-01 | Stearns Coop Electric Assn | 113 | 18019 | Co-op | 122864 | 12.564 | Solar |  |  | Interconnected | Cold Spring | 56320 | S7 | F4 | Residential |  |  | 2023 | 2023
20254-217614-01 | Stearns Coop Electric Assn | 113 | 18019 | Co-op | 123765 | 12.8 | Solar |  |  | Interconnected | Sartell | 55377 | S29 | F1 | Residential |  |  | 2023 | 2023
20254-217614-01 | Stearns Coop Electric Assn | 113 | 18019 | Co-op | 105892 | 12.16 | Solar |  |  | Interconnected | Saint Joseph | 56374 | S30 | F7 | Residential |  |  | 2023 | 2023
20254-217614-01 | Stearns Coop Electric Assn | 113 | 18019 | Co-op | 122306 | 4.48 | Solar |  |  | Interconnected | Sartell | 55377 | S29 | F2 | Residential |  |  | 2023 | 2023
20254-217614-01 | Stearns Coop Electric Assn | 113 | 18019 | Co-op | 116369 | 8.96 | Solar |  |  | Interconnected | Saint Joseph | 56374 | S11 | F4 | Residential |  |  | 2023 | 2023
20254-217614-01 | Stearns Coop Electric Assn | 113 | 18019 | Co-op | 123284 | 6.96 | Solar |  |  | Interconnected | Saint Joseph | 56374 | S25 | F3 | Residential |  |  | 2023 | 2023
20254-217614-01 | Stearns Coop Electric Assn | 113 | 18019 | Co-op | 45669 | 4.5 | Solar |  |  | Interconnected | Saint Joseph | 56374 | S29 | F3 | Residential |  | 30000 | 2023 | 2023
20254-217614-01 | Stearns Coop Electric Assn | 113 | 18019 | Co-op | 104480 | 6.09 | Solar |  |  | Interconnected | Saint Augusta | 56301 | S17 | F3 | Residential |  |  | 2023 | 2023
20254-217614-01 | Stearns Coop Electric Assn | 113 | 18019 | Co-op | 106565 | 5 | Solar |  |  | Interconnected | Saint Cloud | 56303 | S25 | F1 | Residential |  | 54530 | 2023 | 2023
20254-217614-01 | Stearns Coop Electric Assn | 113 | 18019 | Co-op | 20277 | 8.7 | Solar |  |  | Interconnected | Melrose | 56352 | S1 | F1 | Residential |  |  | 2023 | 2023
20254-217614-01 | Stearns Coop Electric Assn | 113 | 18019 | Co-op | 45293 | 15.2 | Solar |  |  | Interconnected | Saint Joseph | 56374 | S27 | F2 | Residential |  |  | 2023 | 2023
20254-217614-01 | Stearns Coop Electric Assn | 113 | 18019 | Co-op | 104707 | 4.392 | Solar |  |  | Interconnected | Saint Joseph | 56374 | S25 | F3 | Residential |  | 20020 | 2023 | 2023
20254-217614-01 | Stearns Coop Electric Assn | 113 | 18019 | Co-op | 45456 | 5.5 | Solar |  |  | Interconnected | Saint Stephen | 56375 | S19 | F4 | Residential |  | 27291.34 | 2023 | 2023
20254-217614-01 | Stearns Coop Electric Assn | 113 | 18019 | Co-op | 77637 | 20 | Solar |  |  | Interconnected | Bowlus | 56314 | S20 | F3 | Residential |  |  | 2023 | 2023
20254-217614-01 | Stearns Coop Electric Assn | 113 | 18019 | Co-op | 102252 | 38.5 | Solar |  |  | Interconnected | Holdingford | 56340 | S12 | F4 | Residential |  | 80000 | 2023 | 2023
20254-217614-01 | Stearns Coop Electric Assn | 113 | 18019 | Co-op | 43743 | 15.4 | Solar |  |  | Interconnected | Randall | 56475 | S15 | F4 | Residential |  | 40000 | 2023 | 2023
20254-217614-01 | Stearns Coop Electric Assn | 113 | 18019 | Co-op | 106799 | 6.4 | Solar |  |  | Interconnected | Saint Cloud | 56303 | S11 | F2 | Residential |  | 38171 | 2023 | 2023
20254-217614-01 | Stearns Coop Electric Assn | 113 | 18019 | Co-op | 48553 | 4.48 | Solar |  |  | Interconnected | Saint Joseph | 56374 | S29 | F3 | Residential |  | 30420 | 2023 | 2023
20254-217614-01 | Stearns Coop Electric Assn | 113 | 18019 | Co-op | 111650 | 20 | Wind |  |  | Interconnected | Grey Eagle | 56336 | S10 | F1 | Residential |  |  | 2023 | 2023
20254-217614-01 | Stearns Coop Electric Assn | 113 | 18019 | Co-op | 122543 | 23.04 | Solar |  |  | Decommissioned | Eden Valley | 55329 | S24 | F4 | Residential |  | 53956 | 2023 | 2023 | 2024
20254-217614-01 | Stearns Coop Electric Assn | 113 | 18019 | Co-op | 54704 | 37.6 | Solar |  |  | Interconnected | Saint Augusta | 56301 | S7 | F3 | Residential |  |  | 2023 | 2023
20254-217614-01 | Stearns Coop Electric Assn | 113 | 18019 | Co-op | 124443 | 10 | Other |  | X | Interconnected | Sartell | 56377 | S29 | F1 | Residential |  | 28000 | 2023 | 2023
20254-217614-01 | Stearns Coop Electric Assn | 113 | 18019 | Co-op | 77654 | 21.504 | Solar |  |  | Interconnected | Brooten | 56316 | S13 | F4 | Residential |  | 83000 | 2023 | 2024
20254-217614-01 | Stearns Coop Electric Assn | 113 | 18019 | Co-op | 43257 | 6.96 | Solar |  |  | Interconnected | Sartell | 55377 | S29 | F1 | Residential |  |  | 2023 | 2024
20254-217614-01 | Stearns Coop Electric Assn | 113 | 18019 | Co-op | 42640 | 5.175 | Solar |  |  | Interconnected | Cold Spring | 56320 | S27 | F1 | Residential |  | 13892 | 2024 | 2024
20254-217614-01 | Stearns Coop Electric Assn | 113 | 18019 | Co-op | 101438 | 38.4 | Solar |  |  | Interconnected | Richmond | 56368 | S24 | F1 | Residential |  | 120690 | 2023 | 2024
20254-217614-01 | Stearns Coop Electric Assn | 113 | 18019 | Co-op | 102866 | 10.56 | Solar |  |  | Interconnected | Sauk Centre | 56378 | S26 | F3 | Residential |  | 34318 | 2024 | 2024
20254-217614-01 | Stearns Coop Electric Assn | 113 | 18019 | Co-op | 101943 | 35.136 | Solar |  |  | Interconnected | Sauk Centre | 56378 | S9 | F4 | Residential |  | 107000 | 2024 | 2024
20254-217614-01 | Stearns Coop Electric Assn | 113 | 18019 | Co-op | 41423 | 6.93 | Solar |  |  | Interconnected | Freeport | 56331 | S10 | F1 | Residential |  | 27880.82 | 2023 | 2024
20254-217614-01 | Stearns Coop Electric Assn | 113 | 18019 | Co-op | 121781 | 39.936 | Solar |  |  | Interconnected | Sauk Centre | 56378 | S9 | F4 | Residential |  | 122000 | 2024 | 2024
20254-217614-01 | Stearns Coop Electric Assn | 113 | 18019 | Co-op | 124156 | 16.896 | Solar |  |  | Interconnected | Richmond | 56368 | S8 | F4 | Residential |  | 27720 | 2024 | 2024
20254-217614-01 | Stearns Coop Electric Assn | 113 | 18019 | Co-op | 35406 | 23.04 | Solar |  |  | Interconnected | Sauk Centre | 56378 | S22 | F4 | Residential |  | 68556 | 2023 | 2024
20254-217614-01 | Stearns Coop Electric Assn | 113 | 18019 | Co-op | 109128 | 30 | Solar |  | X | Interconnected | Saint Joseph | 56374 | S19 | F4 | Residential |  | 112314 | 2024 | 2024
20254-217614-01 | Stearns Coop Electric Assn | 113 | 18019 | Co-op | 76304 | 19.968 | Solar |  |  | Interconnected | Little Falls | 56345 | S2 | F3 | Residential |  | 107000 | 2024 | 2024
20254-217614-01 | Stearns Coop Electric Assn | 113 | 18019 | Co-op | 21959 | 24.309 | Solar |  | X | Interconnected | Cold Spring | 56320 | S27 | F4 | Residential |  | 88983 | 2023 | 2024
20254-217614-01 | Stearns Coop Electric Assn | 113 | 18019 | Co-op | 78466 | 20 | Solar |  |  | Interconnected | Randall | 56475 | S3 | F2 | Residential |  | 42000 | 2024 | 2024
20254-217614-01 | Stearns Coop Electric Assn | 113 | 18019 | Co-op | 41260 | 8.064 | Solar |  |  | Interconnected | Saint Joseph | 56374 | S29 | F3 | Residential |  | 41375 | 2024 | 2024
20254-217614-01 | Stearns Coop Electric Assn | 113 | 18019 | Co-op | 125456 | 15.36 | Solar |  |  | Interconnected | Albany | 56307 | S10 | F1 | Residential |  | 45346 | 2024 | 2024
20254-217614-01 | Stearns Coop Electric Assn | 113 | 18019 | Co-op | 78048 | 39 | Solar |  |  | Interconnected | Clearwater | 55320 | S14 | F2 | Residential |  | 88400 | 2023 | 2024
20254-217614-01 | Stearns Coop Electric Assn | 113 | 18019 | Co-op | 44163 | 12.288 | Solar |  |  | Interconnected | Saint Joseph | 56374 | S29 | F3 | Residential |  | 20400 | 2024 | 2024
20254-217614-01 | Stearns Coop Electric Assn | 113 | 18019 | Co-op | 124472 | 5.12 | Solar |  |  | Interconnected | Sartell | 56377 | S33 | F3 | Residential |  | 28684 | 2024 | 2024
20254-217614-01 | Stearns Coop Electric Assn | 113 | 18019 | Co-op | 78906 | 35.712 | Solar |  |  | Interconnected | Saint Joseph | 56374 | S11 | F4 | Residential |  | 59295 | 2024 | 2024
20254-217614-01 | Stearns Coop Electric Assn | 113 | 18019 | Co-op | 101862 | 9.44 | Solar |  |  | Interconnected | Albany | 56307 | S6 | F1 | Residential |  | 42750 | 2024 | 2024
20254-217614-01 | Stearns Coop Electric Assn | 113 | 18019 | Co-op | 122768 | 7.04 | Solar |  |  | Interconnected | Sartell | 56377 | S33 | F3 | Residential |  | 38269 | 2024 | 2024
20254-217614-01 | Stearns Coop Electric Assn | 113 | 18019 | Co-op | 49227 | 9.984 | Solar |  |  | Interconnected | Sauk Centre | 56378 | S9 | F1 | Residential |  | 31141 | 2024 | 2024
20254-217614-01 | Stearns Coop Electric Assn | 113 | 18019 | Co-op | 41415 | 17.664 | Solar |  |  | Interconnected | Osakis | 56360 | S26 | F4 | Residential |  | 44476.25 | 2024 | 2024
20254-217614-01 | Stearns Coop Electric Assn | 113 | 18019 | Co-op | 102897 | 8.96 | Solar |  |  | Interconnected | Sartell | 56377 | S29 | F2 | Residential |  | 46511.5 | 2024 | 2024
20254-217614-01 | Stearns Coop Electric Assn | 113 | 18019 | Co-op | 49529 | 7.6 | Solar |  |  | Interconnected | Cold Spring | 56320 | S27 | F3 | Residential |  | 31352 | 2024 | 2024
20254-217614-01 | Stearns Coop Electric Assn | 113 | 18019 | Co-op | 100768 | 11.5 | Other |  | X | Interconnected | Saint Cloud | 56301 | S7 | F1 | Residential |  | 24184 | 2024 | 2024
20254-217614-01 | Stearns Coop Electric Assn | 113 | 18019 | Co-op | 125465 | 7.6 | Solar |  |  | Interconnected | Richmond | 56368 | S8 | F1 | Residential |  | 25415 | 2024 | 2024
20254-217614-01 | Stearns Coop Electric Assn | 113 | 18019 | Co-op | 122931 | 11.55 | Solar |  |  | Interconnected | Saint Cloud | 56301 | S14 | F4 | Residential |  | 15000 | 2024 | 2024
20254-217614-01 | Stearns Coop Electric Assn | 113 | 18019 | Co-op | 126226 | 1.3 | Solar |  |  | Interconnected | Saint Joseph | 56374 | S30 | F7 | Residential |  | 8365 | 2024 | 2024
20254-217614-01 | Stearns Coop Electric Assn | 113 | 18019 | Co-op | 41512 | 9.88 | Solar |  |  | Interconnected | Saint Cloud | 56303 | S30 | F5 | Residential |  | 35713 | 2024 | 2024
20254-217614-01 | Stearns Coop Electric Assn | 113 | 18019 | Co-op | 50054 | 38.4 | Solar |  |  | Active Application | Saint Joseph | 56374 | S11 | F4 | Residential |  | 139870 | 2024
20254-217614-01 | Stearns Coop Electric Assn | 113 | 18019 | Co-op | 40920 | 39.9 | Solar |  |  | Active Application | Saint Cloud | 56301 | S14 | F4 | Residential |  | 60000 | 2024
20254-217614-01 | Stearns Coop Electric Assn | 113 | 18019 | Co-op | 104232 | 3.8 | Solar |  |  | Active Application | Saint Cloud | 56303 | S25 | F1 | Residential |  | 20000 | 2024
20254-217614-01 | Stearns Coop Electric Assn | 113 | 18019 | Co-op | 103595 | 20 | Wind |  |  | Decommissioned | Saint Joseph | 56374 | S29 | F4 | Residential |  |  |  | 2008 | 2021
20254-217614-01 | Stearns Coop Electric Assn | 113 | 18019 | Co-op | 79571 | 20 | Wind |  |  | Decommissioned | Albany | 56307 | S6 | F4 | Residential |  |  |  | 1984 | 2023
20254-217614-01 | Stearns Coop Electric Assn | 113 | 18019 | Co-op | 106374 | 20 | Wind |  |  | Decommissioned | Albany | 56307 | S6 | F4 | Residential |  |  |  | 2007 | 2023
20254-217614-01 | Stearns Coop Electric Assn | 113 | 18019 | Co-op | 101598 | 20 | Wind |  |  | Decommissioned | Clearwater | 55320 | S28 | F1 | Residential |  |  |  | 2009 | 2020
20254-217614-01 | Stearns Coop Electric Assn | 113 | 18019 | Co-op | 101461 | 20 | Wind |  |  | Decommissioned | Freeport | 56331 | S6 | F4 | Residential |  |  |  | 2012 | 2024
20254-217614-01 | Stearns Coop Electric Assn | 113 | 18019 | Co-op | 78918 | 10 | Wind |  |  | Decommissioned | Melrose | 56352 | S9 | F2 | Residential |  |  |  | 2010 | 2024
20251-214528-01 | Biwabik Public Utilities | 30 | 1753 | Muni | S-01-22 | 20.6 | Solar |  |  | Interconnected | Biwabik | 55708 | Biwabik | 317 | Commercial |  |  | 2022 | 2022
20252-215442-01 | Minnesota Valley Electric Cooperative | 70 | 12651 | Co-op | NOVAQF02 | 17.5 | Wind |  |  | Interconnected | Green Isle | 55338 | 10 | 1 | Residential | Single Phase Solar PV |  | 2012 | 2013
20252-215442-01 | Minnesota Valley Electric Cooperative | 70 | 12651 | Co-op | NOVAQF03 | 10 | Wind |  |  | Interconnected | Arlington | 55307 | 10 | 1 | Residential |  |  | 2011 | 2011
20252-215442-01 | Minnesota Valley Electric Cooperative | 70 | 12651 | Co-op | NOVAQF04 | 10 | Wind |  |  | Interconnected | Shakopee | 55379 | 5 | 1 | Residential |  |  | 1998 | 1998
20252-215442-01 | Minnesota Valley Electric Cooperative | 70 | 12651 | Co-op | NOVAQF05 | 39.75 | Solar |  |  | Interconnected | Elysian | 56028 | 4 | 2 | Residential |  |  | 2013 | 2013
20252-215442-01 | Minnesota Valley Electric Cooperative | 70 | 12651 | Co-op | NOVAQF06 | 39 | Wind |  |  | Decommissioned | Cologne | 55322 | 3 | 1 | Residential |  |  | 2006 |  | 2006
20252-215442-01 | Minnesota Valley Electric Cooperative | 70 | 12651 | Co-op | NOVAQF07 | 39.8 | Wind |  |  | Decommissioned | Le Center | 56057 | 13 | 1 | Commercial |  |  | 2007 | 2007 | 2024
20252-215442-01 | Minnesota Valley Electric Cooperative | 70 | 12651 | Co-op | NOVAQF08 | 20 | Wind |  |  | Interconnected | Belle Plaine | 56011 | 24 | 3 | Residential |  |  | 2007 | 2008
20252-215442-01 | Minnesota Valley Electric Cooperative | 70 | 12651 | Co-op | NOVAQF09 | 1.5 | Wind |  |  | Interconnected | Waconia | 55387 | 3 | 1 | Residential |  |  | 2007 | 2008
20252-215442-01 | Minnesota Valley Electric Cooperative | 70 | 12651 | Co-op | NOVAQF10 | 6.88 | Solar |  |  | Interconnected | Savage | 55378 | 88 | 22 | Residential |  |  | 2009 | 2010
20252-215442-01 | Minnesota Valley Electric Cooperative | 70 | 12651 | Co-op | NOVAQF11 | 5.76 | Solar |  |  | Interconnected | Lakeville | 55044 | 19 | 3 | Residential |  |  | 2009 | 2010
20252-215442-01 | Minnesota Valley Electric Cooperative | 70 | 12651 | Co-op | NOVAQF12 | 39.9 | Wind |  |  | Interconnected | Chaska | 55318 | 3 | 3 | Commercial |  |  | 2011 | 2011
20252-215442-01 | Minnesota Valley Electric Cooperative | 70 | 12651 | Co-op | NOVAQF13 | 19.74 | Solar |  |  | Interconnected | Cleveland | 56017 | 13 | 3 | Residential |  |  | 2012 | 2012
20252-215442-01 | Minnesota Valley Electric Cooperative | 70 | 12651 | Co-op | NOVAQF14 | 7.5 | Solar |  |  | Interconnected | Henderson | 56044 | 10 | 1 | Residential |  |  | 2013 | 2013
20252-215442-01 | Minnesota Valley Electric Cooperative | 70 | 12651 | Co-op | NOVAQF15 | 3 | Solar |  |  | Decommissioned | Prior Lake | 55372 | 12 | 2 | Residential |  |  | 2012 | 2013 | 2022
20252-215442-01 | Minnesota Valley Electric Cooperative | 70 | 12651 | Co-op | NOVAQF16 | 11.02 | Solar |  |  | Interconnected | Prior Lake | 55378 | 8 | 4 | Residential |  |  | 2011 | 2012
20252-215442-01 | Minnesota Valley Electric Cooperative | 70 | 12651 | Co-op | NOVAQF17 | 14 | Solar |  |  | Interconnected | Prior Lake | 55372 | 216 | 1 | Commercial |  |  | 2013 | 2014
20252-215442-01 | Minnesota Valley Electric Cooperative | 70 | 12651 | Co-op | NOVAQF18 | 22 | Solar |  |  | Interconnected | New Prague | 56071 | 1 | 3 | Residential |  |  | 2015 | 2015
20252-215442-01 | Minnesota Valley Electric Cooperative | 70 | 12651 | Co-op | NOVAQF19 | 20 | Wind |  |  | Interconnected | Le Center | 56057 | 25 | 2 | Commercial |  |  | 2015 | 2015
20252-215442-01 | Minnesota Valley Electric Cooperative | 70 | 12651 | Co-op | NOVAQF20 | 3.37 | Solar |  |  | Interconnected | Montgomery | 56069 | 26 | 4 | Residential |  |  | 2015 | 2015
20252-215442-01 | Minnesota Valley Electric Cooperative | 70 | 12651 | Co-op | NOVAQF21 | 35 | Wind |  |  | Interconnected | Le Center | 56057 | 25 | 4 | Residential |  |  | 2015 | 2015
20252-215442-01 | Minnesota Valley Electric Cooperative | 70 | 12651 | Co-op | NOVAQF22 | 13 | Solar |  |  | Interconnected | Prior Lake | 55372 | 12 | 3 | Residential |  |  | 2016 | 2016
20252-215442-01 | Minnesota Valley Electric Cooperative | 70 | 12651 | Co-op | NOVAQF23 | 39.9 | Wind |  |  | Interconnected | Montgomery | 56069 | 2 | 3 | Residential |  |  | 2016 | 2016
20252-215442-01 | Minnesota Valley Electric Cooperative | 70 | 12651 | Co-op | NOVAQF24 | 39.75 | Solar |  |  | Interconnected | Carver | 55315 | 5 | 4 | Residential |  |  | 2016 | 2016
20252-215442-01 | Minnesota Valley Electric Cooperative | 70 | 12651 | Co-op | NOVAQF26 | 0.84 | Solar |  |  | Interconnected | Chanhassen | 55317 | 15 | 94 | Commercial |  |  | 2016 | 2016
20252-215442-01 | Minnesota Valley Electric Cooperative | 70 | 12651 | Co-op | NOVAQF27 | 8.58 | Solar |  |  | Interconnected | Shakopee | 55379 | 18 | 2 | Residential |  |  | 2016 | 2016
20252-215442-01 | Minnesota Valley Electric Cooperative | 70 | 12651 | Co-op | NOVAQF28 | 5.99 | Solar |  |  | Interconnected | Belle Plaine | 56011 | 7 | 4 | Residential |  |  | 2016 | 2016
20252-215442-01 | Minnesota Valley Electric Cooperative | 70 | 12651 | Co-op | NOVAQF29 | 4.2 | Solar |  |  | Interconnected | Henderson | 56044 | 7 | 4 | Commercial | Single Phase PV |  | 2016 | 2016
20252-215442-01 | Minnesota Valley Electric Cooperative | 70 | 12651 | Co-op | NOVAQF30 | 5.1 | Solar |  |  | Interconnected | Elysian | 56028 | 4 | 2 | Residential | Single Phase PV |  | 2016 | 2016
20252-215442-01 | Minnesota Valley Electric Cooperative | 70 | 12651 | Co-op | NOVAQF31 | 6.27 | Solar |  |  | Interconnected | Prior Lake | 55372 | 21 | 3 | Residential |  |  | 2016 | 2016
20252-215442-01 | Minnesota Valley Electric Cooperative | 70 | 12651 | Co-op | NOVAQF32 | 13.5 | Solar |  |  | Interconnected | Prior Lake | 55372 | 12 | 3 | Residential |  |  | 2016 | 2016
20252-215442-01 | Minnesota Valley Electric Cooperative | 70 | 12651 | Co-op | NOVAQF33 | 7.8 | Solar |  |  | Interconnected | Belle Plaine | 56011 | 7 | 4 | Residential |  |  | 2016 | 2016
20252-215442-01 | Minnesota Valley Electric Cooperative | 70 | 12651 | Co-op | NOVAQF34 | 39.68 | Solar |  |  | Interconnected | Burnsville | 55306 | 17 | 2 | Commercial |  |  | 2016 | 2016
20252-215442-01 | Minnesota Valley Electric Cooperative | 70 | 12651 | Co-op | NOVAQF35 | 5.52 | Solar |  |  | Interconnected | Prior Lake | 55372 | 21 | 4 | Residential |  |  | 2016 | 2016
20252-215442-01 | Minnesota Valley Electric Cooperative | 70 | 12651 | Co-op | NOVAQF36 | 7.8 | Solar |  |  | Interconnected | Chaska | 55318 | 20 | 1 | Residential |  |  | 2017 | 2017
20252-215442-01 | Minnesota Valley Electric Cooperative | 70 | 12651 | Co-op | NOVAQF37 | 21 | Solar |  |  | Interconnected | Lakeville | 55044 | 19 | 4 | Residential |  |  | 2017 | 2017
20252-215442-01 | Minnesota Valley Electric Cooperative | 70 | 12651 | Co-op | NOVAQF38 | 8.12 | Solar |  |  | Interconnected | Jordan | 55352 | 23 | 1 | Residential |  |  | 2017 | 2017
20252-215442-01 | Minnesota Valley Electric Cooperative | 70 | 12651 | Co-op | NOVAQF39 | 39.6 | Solar |  |  | Interconnected | Cologne | 55322 | 3 | 3 | Residential |  |  | 2017 | 2017
20252-215442-01 | Minnesota Valley Electric Cooperative | 70 | 12651 | Co-op | NOVAQF40 | 23.1 | Solar |  |  | Interconnected | Madison Lake | 56063 | 13 | 3 | Residential |  |  | 2017 | 2017
20252-215442-01 | Minnesota Valley Electric Cooperative | 70 | 12651 | Co-op | NOVAQF41 | 9.73 | Solar |  |  | Interconnected | Eden Prairie | 55347 | 20 | 2 | Residential |  |  | 2017 | 2017
20252-215442-01 | Minnesota Valley Electric Cooperative | 70 | 12651 | Co-op | NOVAQF42 | 39.9 | Wind |  |  | Interconnected | Le Center | 56057 | 25 | 3 | Commercial |  |  | 2020 | 2020
20252-215442-01 | Minnesota Valley Electric Cooperative | 70 | 12651 | Co-op | NOVAQF43 | 5.9 | Solar |  |  | Interconnected | Savage | 55378 | 17 | 4 | Residential |  |  | 2017 | 2017
20252-215442-01 | Minnesota Valley Electric Cooperative | 70 | 12651 | Co-op | NOVAQF44 | 7.2 | Solar |  |  | Interconnected | Prior Lake | 55372 | 12 | 3 | Residential |  |  | 2017 | 2017
20252-215442-01 | Minnesota Valley Electric Cooperative | 70 | 12651 | Co-op | NOVAQF45 | 12 | Solar |  |  | Interconnected | Henderson | 56044 | 10 | 1 | Residential |  |  | 2017 | 2017
20252-215442-01 | Minnesota Valley Electric Cooperative | 70 | 12651 | Co-op | NOVAQF47 | 10.24 | Solar |  |  | Interconnected | Savage | 55378 | 21 | 11 | Residential |  |  | 2017 | 2017
20252-215442-01 | Minnesota Valley Electric Cooperative | 70 | 12651 | Co-op | NOVAQF48 | 4.55 | Solar |  |  | Interconnected | Savage | 55378 | 17 | 3 | Residential |  |  | 2017 | 2017
20252-215442-01 | Minnesota Valley Electric Cooperative | 70 | 12651 | Co-op | NOVAQF49 | 18.72 | Solar |  |  | Interconnected | Webster | 55088 | 19 | 3 | Residential |  |  | 2018 | 2018
20252-215442-01 | Minnesota Valley Electric Cooperative | 70 | 12651 | Co-op | NOVAQF50 | 17.6 | Solar |  |  | Interconnected | Savage | 55378 | 17 | 4 | Residential |  |  | 2018 | 2018
20252-215442-01 | Minnesota Valley Electric Cooperative | 70 | 12651 | Co-op | NOVAQF51 | 6.5 | Solar |  |  | Interconnected | Chanhassen | 55317 | 20 | 2 | Residential | Single Phase Solar PV |  | 2018 | 2018
20252-215442-01 | Minnesota Valley Electric Cooperative | 70 | 12651 | Co-op | NOVAQF52 | 16.42 | Solar |  |  | Interconnected | Lakeville | 55044 | 19 | 1 | Residential |  |  | 2018 | 2018
20252-215442-01 | Minnesota Valley Electric Cooperative | 70 | 12651 | Co-op | NOVAQF53 | 7.92 | Solar |  |  | Interconnected | Savage | 55378 | 17 | 3 | Residential |  |  | 2018 | 2018
20252-215442-01 | Minnesota Valley Electric Cooperative | 70 | 12651 | Co-op | NOVAQF54 | 19.2 | Solar |  |  | Interconnected | New Prague | 56071 | 1 | 2 | Residential |  |  | 2018 | 2018
20252-215442-01 | Minnesota Valley Electric Cooperative | 70 | 12651 | Co-op | NOVAQF55 | 9.75 | Solar |  |  | Interconnected | Jordan | 55352 | 23 | 2 | Residential | Single Phase PV |  | 2018 | 2018
20252-215442-01 | Minnesota Valley Electric Cooperative | 70 | 12651 | Co-op | NOVAQF56 | 11.25 | Solar |  |  | Interconnected | Carver | 55315 | 3 | 3 | Residential | Single Phase PV |  | 2018 | 2018
20252-215442-01 | Minnesota Valley Electric Cooperative | 70 | 12651 | Co-op | NOVAQF57 | 30 | Solar |  |  | Interconnected | Cologne | 55322 | 3 | 33 | Residential | Single Phase PV |  | 2018 | 2018
20252-215442-01 | Minnesota Valley Electric Cooperative | 70 | 12651 | Co-op | NOVAQF58 | 6 | Solar |  |  | Interconnected | Henderson | 56044 | 9 | 3 | Residential |  |  | 2018 | 2018
20252-215442-01 | Minnesota Valley Electric Cooperative | 70 | 12651 | Co-op | NOVAQF59 | 36 | Solar |  |  | Interconnected | Green Isle | 55338 | 10 | 1 | Residential | Single Phase PV |  | 2018 | 2018
20252-215442-01 | Minnesota Valley Electric Cooperative | 70 | 12651 | Co-op | NOVAQF60 | 36 | Solar |  |  | Interconnected | Lesueur | 56058 | 7 | 2 | Residential | Single Phase PV |  | 2019 | 2019
20252-215442-01 | Minnesota Valley Electric Cooperative | 70 | 12651 | Co-op | NOVAQF61 | 5.76 | Solar |  |  | Interconnected | Prior Lake | 55372 | 88 | 33 | Residential | Single Phase PV |  | 2019 | 2019
20252-215442-01 | Minnesota Valley Electric Cooperative | 70 | 12651 | Co-op | NOVAQF62 | 5 | Solar |  |  | Interconnected | Prior Lake | 55372 | 8 | 4 | Residential | Single Phase PV |  | 2019 | 2019
20252-215442-01 | Minnesota Valley Electric Cooperative | 70 | 12651 | Co-op | NOVAQF63 | 10.8 | Solar |  |  | Interconnected | Chanhassen | 55317 | 15 | 93 | Residential | Single Phase PV |  | 2019 | 2019
20252-215442-01 | Minnesota Valley Electric Cooperative | 70 | 12651 | Co-op | NOVAQF64 | 37.8 | Solar |  |  | Interconnected | Burnsville | 55306 | 17 | 2 | Commercial | Single Phase PV |  | 2019 | 2019
20252-215442-01 | Minnesota Valley Electric Cooperative | 70 | 12651 | Co-op | NOVAQF65 | 11.4 | Solar |  |  | Interconnected | Montgomery | 56069 | 2 | 2 | Residential | Single Phase PV |  | 2019 | 2019
20252-215442-01 | Minnesota Valley Electric Cooperative | 70 | 12651 | Co-op | NOVAQF66 | 15.2 | Solar |  |  | Interconnected | Elko | 55020 | 11 | 3 | Residential | Single Phase PV |  | 2019 | 2019
20252-215442-01 | Minnesota Valley Electric Cooperative | 70 | 12651 | Co-op | NOVAQF67 | 10 | Solar |  |  | Interconnected | Savage | 55378 | 88 | 1 | Residential | Single Phase PV |  | 2019 | 2019
20252-215442-01 | Minnesota Valley Electric Cooperative | 70 | 12651 | Co-op | NOVAQF68 | 3.6 | Solar |  |  | Interconnected | Jordan | 55352 | 12 | 4 | Residential | Single Phase PV |  | 2019 | 2019
20252-215442-01 | Minnesota Valley Electric Cooperative | 70 | 12651 | Co-op | NOVAQF69 | 7.08 | Solar |  |  | Interconnected | Victoria | 55386 | 22 | 1 | Residential | Single Phase PV |  | 2019 | 2019
20252-215442-01 | Minnesota Valley Electric Cooperative | 70 | 12651 | Co-op | NOVAQF70 | 10.62 | Solar |  |  | Interconnected | New Prague | 56071 | 1 | 3 | Residential | Single Phase PV |  | 2019 | 2019
20252-215442-01 | Minnesota Valley Electric Cooperative | 70 | 12651 | Co-op | NOVAQF71 | 36 | Solar |  |  | Interconnected | Henderson | 56044 | 7 | 4 | Residential | Single Phase PV |  | 2019 | 2019
20252-215442-01 | Minnesota Valley Electric Cooperative | 70 | 12651 | Co-op | NOVAQF72 | 6.96 | Solar |  |  | Interconnected | Savage | 55378 | 17 | 4 | Residential | Single Phase PV |  | 2019 | 2019
20252-215442-01 | Minnesota Valley Electric Cooperative | 70 | 12651 | Co-op | NOVAQF73 | 3.48 | Solar |  |  | Interconnected | Savage | 55378 | 17 | 3 | Residential | Single Phase PV |  | 2019 | 2019
20252-215442-01 | Minnesota Valley Electric Cooperative | 70 | 12651 | Co-op | NOVAQF74 | 6 | Solar |  |  | Interconnected | Prior Lake | 55372 | 12 | 3 | Residential | Single Phase PV |  | 2019 | 2020
20252-215442-01 | Minnesota Valley Electric Cooperative | 70 | 12651 | Co-op | NOVAQF75 | 1.3 | Solar |  |  | Interconnected | Elko | 55020 | 19 | 3 | Residential | Single Phase Solar PV |  | 2019 | 2021
20252-215442-01 | Minnesota Valley Electric Cooperative | 70 | 12651 | Co-op | NOVASPU01 | 9.32 | Solar |  |  | Interconnected | Prior Lake | 55372 | 8 | 4 | Residential | Single Phase Solar PV |  | 2022 | 2022
20252-215442-01 | Minnesota Valley Electric Cooperative | 70 | 12651 | Co-op | NOVASPU02 | 8.22 | Solar |  |  | Interconnected | Prior Lake | 55372 | 8 | 4 | Residential | Single Phase Solar PV |  | 2022 | 2022
20252-215442-01 | Minnesota Valley Electric Cooperative | 70 | 12651 | Co-op | NOVASPU03 | 9.86 | Solar |  |  | Interconnected | Prior Lake | 55372 | 8 | 4 | Residential | Single Phase Solar PV |  | 2022 | 2022
20252-215442-01 | Minnesota Valley Electric Cooperative | 70 | 12651 | Co-op | NOVASPU04 | 8.22 | Solar |  |  | Interconnected | Prior Lake | 55372 | 8 | 4 | Residential | Single Phase Solar PV |  | 2022 | 2022
20252-215442-01 | Minnesota Valley Electric Cooperative | 70 | 12651 | Co-op | NOVASPU05 | 6.02 | Solar |  |  | Interconnected | Prior Lake | 55372 | 8 | 4 | Residential | Single Phase Solar PV |  | 2022 | 2022
20252-215442-01 | Minnesota Valley Electric Cooperative | 70 | 12651 | Co-op | NOVASPU06 | 5.72 | Solar |  |  | Interconnected | Prior Lake | 55372 | 8 | 4 | Residential | Single Phase Solar PV |  | 2022 | 2022
20252-215442-01 | Minnesota Valley Electric Cooperative | 70 | 12651 | Co-op | NOVASPU07 | 4.93 | Solar |  |  | Interconnected | Prior Lake | 55372 | 8 | 4 | Residential | Single Phase Solar PV |  | 2022 | 2022
20252-215442-01 | Minnesota Valley Electric Cooperative | 70 | 12651 | Co-op | NOVASPU08 | 3.96 | Solar |  |  | Interconnected | Prior Lake | 55372 | 8 | 4 | Residential | Single Phase Solar PV |  | 2022 | 2022
20252-215442-01 | Minnesota Valley Electric Cooperative | 70 | 12651 | Co-op | NOVASPU09 | 10.44 | Solar |  |  | Interconnected | Prior Lake | 55372 | 8 | 4 | Residential | Single Phase Solar PV |  | 2022 | 2022
20252-215442-01 | Minnesota Valley Electric Cooperative | 70 | 12651 | Co-op | NOVASPU10 | 8.12 | Solar |  |  | Interconnected | Prior Lake | 55372 | 8 | 4 | Residential | Single Phase Solar PV |  | 2022 | 2022
20252-215442-01 | Minnesota Valley Electric Cooperative | 70 | 12651 | Co-op | NOVASPU11 | 6.38 | Solar |  |  | Interconnected | Prior Lake | 55372 | 8 | 4 | Residential | Single Phase Solar PV |  | 2022 | 2022
20252-215442-01 | Minnesota Valley Electric Cooperative | 70 | 12651 | Co-op | NOVASPU12 | 6.02 | Solar |  |  | Interconnected | Prior Lake | 55372 | 8 | 4 | Residential | Single Phase Solar PV |  | 2022 | 2022
20252-215442-01 | Minnesota Valley Electric Cooperative | 70 | 12651 | Co-op | NOVASPU13 | 3.8 | Solar |  |  | Interconnected | Prior Lake | 55372 | 8 | 4 | Residential | Single Phase Solar PV |  | 2022 | 2022
20252-215442-01 | Minnesota Valley Electric Cooperative | 70 | 12651 | Co-op | NOVASPU14 | 5.22 | Solar |  |  | Interconnected | Prior Lake | 55372 | 8 | 4 | Residential | Single Phase Solar PV |  | 2023 | 2023
20252-215442-01 | Minnesota Valley Electric Cooperative | 70 | 12651 | Co-op | NOVA1048 | 15.2 | Solar |  |  | Interconnected | Chaska | 55318 | 22 | 1 | Residential |  | 54579 | 2019 | 2019
20252-215442-01 | Minnesota Valley Electric Cooperative | 70 | 12651 | Co-op | NOVA1059 | 9.86 | Solar |  |  | Interconnected | Chanhassen | 55317 | 20 | 1 | Residential |  | 49336 | 2019 | 2019
20252-215442-01 | Minnesota Valley Electric Cooperative | 70 | 12651 | Co-op | NOVA1187 | 15.2 | Solar |  |  | Interconnected | Prior Lake | 55372 | 12 | 2 | Residential |  | 25336 | 2019 | 2019
20252-215442-01 | Minnesota Valley Electric Cooperative | 70 | 12651 | Co-op | NOVA1197 | 16.41 | Solar |  |  | Interconnected | Prior Lake | 55372 | 12 | 4 | Residential |  | 46490.57 | 2019 | 2019
20252-215442-01 | Minnesota Valley Electric Cooperative | 70 | 12651 | Co-op | NOVA1386 | 10 | Solar |  |  | Interconnected | Chaska | 55318 | 20 | 1 | Residential |  | 36664 | 2019 | 2019
20252-215442-01 | Minnesota Valley Electric Cooperative | 70 | 12651 | Co-op | NOVA1553 | 10 | Solar |  |  | Interconnected | Prior Lake | 55372 | 21 | 1 | Residential |  | 38100 | 2019 | 2019
20252-215442-01 | Minnesota Valley Electric Cooperative | 70 | 12651 | Co-op | NOVA1695 | 40 | Solar |  | X | Withdrawn | Prior Lake | 55372 |  |  |  |  | 93660 | 2019
20252-215442-01 | Minnesota Valley Electric Cooperative | 70 | 12651 | Co-op | NOVA1725 | 24 | Solar |  |  | Interconnected | Henderson | 56044 | 10 | 3 | Residential |  | 56600 | 2019 | 2020
20252-215442-01 | Minnesota Valley Electric Cooperative | 70 | 12651 | Co-op | NOVA1986 | 11.4 | Solar |  |  | Interconnected | Prior Lake | 55372 | 11 | 1 | Residential |  | 51875 | 2019 | 2019
20252-215442-01 | Minnesota Valley Electric Cooperative | 70 | 12651 | Co-op | NOVA2072 | 11.4 | Solar |  |  | Interconnected | New Prague | 56071 | 1 | 2 | Residential | Single Phase Solar Application | 27400 | 2019 | 2019
20252-215442-01 | Minnesota Valley Electric Cooperative | 70 | 12651 | Co-op | NOVA2075 | 7.08 | Solar |  |  | Interconnected | Chanhassen | 55317 | 20 | 1 | Residential |  | 27426 | 2019 | 2019
20252-215442-01 | Minnesota Valley Electric Cooperative | 70 | 12651 | Co-op | NOVA2076 | 15.2 | Solar |  |  | Interconnected | Chanhassen | 55317 | 20 | 2 | Residential | Single Phase Solar PV | 50409 | 2019 | 2019
20252-215442-01 | Minnesota Valley Electric Cooperative | 70 | 12651 | Co-op | NOVA2077 | 5 | Solar |  |  | Interconnected | Elko | 55020 | 11 | 3 | Residential |  | 22476 | 2019 | 2019
20252-215442-01 | Minnesota Valley Electric Cooperative | 70 | 12651 | Co-op | NOVA2297 | 10 | Solar |  |  | Interconnected | New Prague | 56071 | 1 | 4 | Residential | Single Phase Solar System | 41116 | 2019 | 2019
20252-215442-01 | Minnesota Valley Electric Cooperative | 70 | 12651 | Co-op | NOVA2398 | 11.4 | Solar |  |  | Interconnected | Savage | 55378 | 88 | 1 | Residential | Single Phase Solar Interconnection | 44154 | 2019 | 2019
20252-215442-01 | Minnesota Valley Electric Cooperative | 70 | 12651 | Co-op | NOVA2407 | 8.12 | Solar |  |  | Interconnected | New Prague | 56071 | 1 | 2 | Residential | Single Phase Solar Interconnection | 44066 | 2019 | 2020
20252-215442-01 | Minnesota Valley Electric Cooperative | 70 | 12651 | Co-op | NOVA2435 | 36 | Solar |  |  | Withdrawn | Jordan | 55352 | 5 | 3 | Residential | Single Phase Solar Interconnection | 244800 | 2019
20252-215442-01 | Minnesota Valley Electric Cooperative | 70 | 12651 | Co-op | NOVA2436 | 36 | Solar |  |  | Withdrawn | Jordan | 55352 | 5 | 3 | Residential | Single Phase Solar Interconnection | 244800 | 2019
20252-215442-01 | Minnesota Valley Electric Cooperative | 70 | 12651 | Co-op | NOVA2446 | 15.2 | Solar |  |  | Interconnected | Montgomery | 56069 | 2 | 3 | Residential | Single Phase Solar Interconnection | 53590 | 2019 | 2019
20252-215442-01 | Minnesota Valley Electric Cooperative | 70 | 12651 | Co-op | NOVA2451 | 36 | Solar |  |  | Withdrawn | Jordan | 55352 | 5 | 3 | Residential | Single Phase Solar Interconnection | 244800 | 2019
20252-215442-01 | Minnesota Valley Electric Cooperative | 70 | 12651 | Co-op | NOVA2452 | 10 | Solar |  |  | Interconnected | Lakeville | 55044 | 19 | 4 | Residential | Single Phase Solar Interconnection | 32875 | 2019 | 2020
20252-215442-01 | Minnesota Valley Electric Cooperative | 70 | 12651 | Co-op | NOVA2549 | 11.4 | Solar |  |  | Interconnected | Savage | 55378 | 88 | 1 | Residential | Single Phase Solar Interconnection | 10000 | 2019 | 2020
20252-215442-01 | Minnesota Valley Electric Cooperative | 70 | 12651 | Co-op | NOVA2568 | 10 | Solar |  |  | Interconnected | Burnsville | 55337 | 17 | 1 | Residential | Single Phase Solar Interconnection | 41500 | 2019 | 2020
20252-215442-01 | Minnesota Valley Electric Cooperative | 70 | 12651 | Co-op | NOVA2596 | 17.6 | Solar |  |  | Interconnected | Waconia | 55387 | 3 | 1 | Residential | Single Phase Solar Interconnection | 55450 | 2019 | 2020
20252-215442-01 | Minnesota Valley Electric Cooperative | 70 | 12651 | Co-op | NOVA2626 | 8.88 | Solar |  |  | Interconnected | Green Isle | 55338 | 9 | 4 | Residential | Single Phase Solar Interconnection | 34000 | 2019 | 2020
20252-215442-01 | Minnesota Valley Electric Cooperative | 70 | 12651 | Co-op | NOVA2695 | 10 | Solar |  |  | Interconnected | Waconia | 55387 | 6 | 1 | Residential | Single Phase Solar Interconnection | 31000 | 2019 | 2020
20252-215442-01 | Minnesota Valley Electric Cooperative | 70 | 12651 | Co-op | NOVA2801 | 8.85 | Solar |  |  | Interconnected | Spring Lake Township | 55372 | 12 | 3 | Residential | Single Phase Solar Interconnection | 33764 | 2020 | 2020
20252-215442-01 | Minnesota Valley Electric Cooperative | 70 | 12651 | Co-op | NOVA2896 | 7.6 | Solar |  |  | Interconnected | Montgomery | 56069 | 2 | 4 | Residential | Single Phase Solar Interconnection | 38827 | 2020 | 2020
20252-215442-01 | Minnesota Valley Electric Cooperative | 70 | 12651 | Co-op | NOVA2930 | 7.54 | Solar |  |  | Interconnected | Prior Lake | 55372 | 12 | 3 | Residential | Single Phase Solar Interconnection | 25071 | 2020 | 2020
20252-215442-01 | Minnesota Valley Electric Cooperative | 70 | 12651 | Co-op | NOVA3014 | 5 | Solar |  |  | Interconnected | Savage | 55378 | 17 | 4 | Residential | Single Phase Solar Interconnection | 6289.94 | 2020 | 2020
20252-215442-01 | Minnesota Valley Electric Cooperative | 70 | 12651 | Co-op | NOVA3122 | 11.52 | Solar |  |  | Interconnected | Elko | 55020 | 19 | 4 | Residential | Single Phase Solar Interconnection | 40444 | 2020 | 2020
20252-215442-01 | Minnesota Valley Electric Cooperative | 70 | 12651 | Co-op | NOVA3182 | 11.96 | Solar |  | X | Interconnected | Savage | 55378 | 88 | 22 | Residential | Single Phase Solar Interconnection | 39886 | 2020 | 2020
20252-215442-01 | Minnesota Valley Electric Cooperative | 70 | 12651 | Co-op | NOVA3184 | 8 | Solar |  |  | Interconnected | Jordan | 55352 | 23 | 4 | Residential | Single Phase Solar Interconnection | 35672 | 2020 | 2020
20252-215442-01 | Minnesota Valley Electric Cooperative | 70 | 12651 | Co-op | NOVA3198 | 16 | Solar |  |  | Interconnected | Prior Lake | 55372 | 12 | 2 | Residential | Single Phase Solar Interconnection | 47664 | 2020 | 2020
20252-215442-01 | Minnesota Valley Electric Cooperative | 70 | 12651 | Co-op | NOVA3209 | 6.9 | Solar |  |  | Interconnected | Prior Lake | 55372 | 88 | 33 | Residential | Single Phase Solar Interconnection | 13075 | 2020 | 2020
20252-215442-01 | Minnesota Valley Electric Cooperative | 70 | 12651 | Co-op | NOVA3212 | 7.66 | Solar |  |  | Withdrawn | Montgomery | 56069 | 2 | 3 | Residential | Single Phase Solar Interconnection | 47398 | 2020
20252-215442-01 | Minnesota Valley Electric Cooperative | 70 | 12651 | Co-op | NOVA3292 | 17.6 | Solar |  |  | Withdrawn | Stanchfield | 55080 |  |  | Residential |  | 98035 | 2020
20252-215442-01 | Minnesota Valley Electric Cooperative | 70 | 12651 | Co-op | NOVA3299 | 5.72 | Solar |  |  | Active Application | Carver | 55315 | 5 | 4 | Residential | Single Phase Solar Interconnection | 10052.81 | 2020
20252-215442-01 | Minnesota Valley Electric Cooperative | 70 | 12651 | Co-op | NOVA3330 | 5.76 | Solar |  |  | Interconnected | Jordan | 55352 | 24 | 1 | Residential | Single Phase Solar Interconnection | 29917 | 2020 | 2020
20252-215442-01 | Minnesota Valley Electric Cooperative | 70 | 12651 | Co-op | NOVA3334 | 12.56 | Solar |  |  | Interconnected | Chaska | 55318 | 22 | 3 | Residential | Single Phase Solar Interconnection | 38160 | 2020 | 2020
20252-215442-01 | Minnesota Valley Electric Cooperative | 70 | 12651 | Co-op | NOVA3390 | 4.32 | Solar |  |  | Interconnected | Victoria | 55386 | 22 | 1 | Residential | Single Phase Solar Interconnection | 21978 | 2020 | 2020
20252-215442-01 | Minnesota Valley Electric Cooperative | 70 | 12651 | Co-op | NOVA3416 | 8.12 | Solar |  |  | Interconnected | Savage | 55378 | 21 | 11 | Residential | Single Phase Solar Interconnection | 33634 | 2020 | 2020
20252-215442-01 | Minnesota Valley Electric Cooperative | 70 | 12651 | Co-op | NOVA3418 | 6 | Solar |  |  | Interconnected | Chanhassen | 55317 | 15 | 93 | Residential | Single Phase Solar Interconnection | 20620 | 2020 | 2020
20252-215442-01 | Minnesota Valley Electric Cooperative | 70 | 12651 | Co-op | NOVA3424 | 7.6 | Solar |  |  | Interconnected | Victoria | 55386 | 22 | 3 | Residential | Single Phase Solar Interconnection | 39231 | 2020 | 2020
20252-215442-01 | Minnesota Valley Electric Cooperative | 70 | 12651 | Co-op | NOVA3459 | 36 | Solar |  |  | Interconnected | Jordan | 55352 | 5 | 3 | Commercial | Solar Interconnection | 244800 | 2020 | 2023
20252-215442-01 | Minnesota Valley Electric Cooperative | 70 | 12651 | Co-op | NOVA3460 | 36 | Solar |  |  | Interconnected | Jordan | 55352 | 5 | 3 | Commercial | Solar Interconnection | 244800 | 2020 | 2023
20252-215442-01 | Minnesota Valley Electric Cooperative | 70 | 12651 | Co-op | NOVA3461 | 36 | Solar |  |  | Interconnected | Jordan | 55352 | 5 | 3 | Residential | Single Phase Solar Interconnection | 244800 | 2020 | 2022
20252-215442-01 | Minnesota Valley Electric Cooperative | 70 | 12651 | Co-op | NOVA3462 | 25.2 | Solar |  | X | Withdrawn | Prior Lake | 55372 | 216 | 1 | Residential | Single Phase Solar Interconnection | 48048.12 | 2020
20252-215442-01 | Minnesota Valley Electric Cooperative | 70 | 12651 | Co-op | NOVA3468 | 10 | Solar |  |  | Interconnected | Prior Lake | 55372 | 12 | 1 | Residential | Single Phase Solar Interconnection | 71891 | 2020 | 2021
20252-215442-01 | Minnesota Valley Electric Cooperative | 70 | 12651 | Co-op | NOVA3495 | 23.04 | Solar |  |  | Interconnected | Henderson | 56044 | 10 | 1 | Residential | Single Phase Solar Interconnection | 89545 | 2020 | 2020
20252-215442-01 | Minnesota Valley Electric Cooperative | 70 | 12651 | Co-op | NOVA3559 | 7.54 | Solar |  |  | Interconnected | Savage | 55378 | 88 | 44 | Residential | Single Phase Solar Interconnection | 36890 | 2020 | 2020
20252-215442-01 | Minnesota Valley Electric Cooperative | 70 | 12651 | Co-op | NOVA3577 | 12.18 | Solar |  |  | Interconnected | Henderson | 56044 | 10 | 1 | Residential | Single Phase Solar Interconnection | 42151 | 2020 | 2020
20252-215442-01 | Minnesota Valley Electric Cooperative | 70 | 12651 | Co-op | NOVA3592 | 3.8 | Solar |  |  | Interconnected | Jordan | 55352 | 23 | 2 | Residential | Single Phase Solar Interconnection | 6960 | 2020 | 2021
20252-215442-01 | Minnesota Valley Electric Cooperative | 70 | 12651 | Co-op | NOVA3619 | 7 | Solar |  |  | Interconnected | Arlington | 55307 | 10 | 1 | Residential | Single Phase Solar Interconnection | 26797 | 2020 | 2020
20252-215442-01 | Minnesota Valley Electric Cooperative | 70 | 12651 | Co-op | NOVA3661 | 5 | Solar |  |  | Interconnected | Lonsdale | 55048 | 11 | 3 | Residential | Single Phase Solar Interconnection | 3000 | 2020 | 2021
20252-215442-01 | Minnesota Valley Electric Cooperative | 70 | 12651 | Co-op | NOVA3678 | 6.09 | Solar |  |  | Interconnected | Victoria | 55386 | 22 | 1 | Residential | Single Phase Solar Interconnection | 26415 | 2020 | 2020
20252-215442-01 | Minnesota Valley Electric Cooperative | 70 | 12651 | Co-op | NOVA3798 | 5.48 | Solar |  |  | Interconnected | Savage | 55378 | 88 | 1 | Residential | Single Phase Solar Interconnection | 30710 | 2020 | 2021
20252-215442-01 | Minnesota Valley Electric Cooperative | 70 | 12651 | Co-op | NOVA3799 | 6.03 | Solar |  |  | Withdrawn | Lakeville | 55024 |  |  |  |  | 30146 | 2020
20252-215442-01 | Minnesota Valley Electric Cooperative | 70 | 12651 | Co-op | NOVA3815 | 10 | Solar |  |  | Interconnected | Chanhassen | 55317 | 15 | 93 | Residential | Single Phase Solar Interconnection | 46331 | 2020 | 2020
20252-215442-01 | Minnesota Valley Electric Cooperative | 70 | 12651 | Co-op | NOVA3851 | 10.41 | Solar |  |  | Interconnected | Savage | 55378 | 17 | 3 | Residential | Single Phase Solar Interconnection | 55114 | 2020 | 2021
20252-215442-01 | Minnesota Valley Electric Cooperative | 70 | 12651 | Co-op | NOVA3852 | 12.6 | Solar |  |  | Interconnected | Savage | 55378 | 17 | 3 | Residential | Single Phase Solar Interconnection | 66598 | 2020 | 2021
20252-215442-01 | Minnesota Valley Electric Cooperative | 70 | 12651 | Co-op | NOVA3868 | 7.5 | Solar |  |  | Interconnected | Prior Lake | 55372 | 88 | 33 | Residential | Single Phase Solar Interconnection | 22500 | 2020 | 2021
20252-215442-01 | Minnesota Valley Electric Cooperative | 70 | 12651 | Co-op | NOVA3870 | 8.7 | Solar |  |  | Interconnected | Eden Prairie | 55347 | 20 | 2 | Residential | Single Phase Solar Interconnection | 40950 | 2020 | 2020
20252-215442-01 | Minnesota Valley Electric Cooperative | 70 | 12651 | Co-op | NOVA3873 | 6 | Solar |  |  | Interconnected | Webster | 55088 | 11 | 3 | Residential | Single Phase Solar Interconnection | 35083 | 2020 | 2020
20252-215442-01 | Minnesota Valley Electric Cooperative | 70 | 12651 | Co-op | NOVA3887 | 10 | Solar |  |  | Withdrawn | Eden Prairie | 55347 |  |  | Residential | Single Phase Solar PV | 56832 | 2020
20252-215442-01 | Minnesota Valley Electric Cooperative | 70 | 12651 | Co-op | NOVA3893 | 6.4 | Solar |  |  | Withdrawn | Webster | 55088 | 19 | 3 | Residential | Single Phase Solar Interconnection | 9280 | 2020
20252-215442-01 | Minnesota Valley Electric Cooperative | 70 | 12651 | Co-op | NOVA3908 | 7.67 | Solar |  |  | Interconnected | Prior Lake | 55372 | 8 | 4 | Residential | Single Phase Solar Interconnection | 39759 | 2020 | 2021
20252-215442-01 | Minnesota Valley Electric Cooperative | 70 | 12651 | Co-op | NOVA3909 | 5.48 | Solar |  |  | Interconnected | Savage | 55378 | 29 | 44 | Residential | Single Phase Solar Interconnection | 29275 | 2020 | 2021
20252-215442-01 | Minnesota Valley Electric Cooperative | 70 | 12651 | Co-op | NOVA3986 | 4.38 | Solar |  |  | Interconnected | Shakopee | 55379 | 5 | 2 | Residential | Single Phase Solar Interconnection | 25288 | 2020 | 2021
20252-215442-01 | Minnesota Valley Electric Cooperative | 70 | 12651 | Co-op | NOVA4016 | 5 | Solar |  |  | Interconnected | Cleveland | 56017 | 25 | 2 | Residential | Single Phase Solar Interconnection | 28560 | 2021 | 2021
20252-215442-01 | Minnesota Valley Electric Cooperative | 70 | 12651 | Co-op | NOVA4020 | 11.4 | Solar |  |  | Interconnected | Prior Lake | 55372 | 21 | 3 | Residential | Single Phase Solar Interconnection | 46980 | 2020 | 2021
20252-215442-01 | Minnesota Valley Electric Cooperative | 70 | 12651 | Co-op | NOVA4023 | 6.58 | Solar |  |  | Interconnected | Victoria | 55386 | 22 | 11 | Residential | Single Phase Solar Interconnection | 34017 | 2020 | 2021
20252-215442-01 | Minnesota Valley Electric Cooperative | 70 | 12651 | Co-op | NOVA4024 | 7.67 | Solar |  |  | Interconnected | Savage | 55378 | 21 | 11 | Residential | Single Phase Solar Interconnection | 42194 | 2020 | 2021
20252-215442-01 | Minnesota Valley Electric Cooperative | 70 | 12651 | Co-op | NOVA4025 | 9.32 | Solar |  |  | Interconnected | Victoria | 55386 | 22 | 11 | Residential | Single Phase Solar Interconnection | 48807 | 2020 | 2021
20252-215442-01 | Minnesota Valley Electric Cooperative | 70 | 12651 | Co-op | NOVA4026 | 6.4 | Solar |  |  | Interconnected | Webster | 55088 | 19 | 3 | Residential | Single Phase Solar Interconnection | 9280 | 2020 | 2021
20252-215442-01 | Minnesota Valley Electric Cooperative | 70 | 12651 | Co-op | NOVA4030 | 7.6 | Solar |  |  | Withdrawn | Montevideo | 56265 |  |  | Residential | Single Phase Solar PV | 20000 | 2021
20252-215442-01 | Minnesota Valley Electric Cooperative | 70 | 12651 | Co-op | NOVA4031 | 8.99 | Solar |  |  | Interconnected | Prior Lake | 55372 | 12 | 1 | Residential | Single Phase Solar Interconnection | 45000 | 2021 | 2021
20252-215442-01 | Minnesota Valley Electric Cooperative | 70 | 12651 | Co-op | NOVA4038 | 7.54 | Solar |  |  | Withdrawn | Maple Grove | 55311 |  |  |  |  | 35000 | 2021
20252-215442-01 | Minnesota Valley Electric Cooperative | 70 | 12651 | Co-op | NOVA4054 | 6 | Solar |  |  | Interconnected | Jordan | 55352 | 23 | 4 | Residential | Single Phase Solar Interconnection | 18630 | 2021 | 2021
20252-215442-01 | Minnesota Valley Electric Cooperative | 70 | 12651 | Co-op | NOVA4071 | 9.57 | Solar |  |  | Interconnected | Jordan | 55352 | 12 | 4 | Residential | Single Phase Solar Interconnection | 35792 | 2021 | 2021
20252-215442-01 | Minnesota Valley Electric Cooperative | 70 | 12651 | Co-op | NOVA4088 | 10 | Solar |  |  | Interconnected | Savage | 55378 | 17 | 3 | Residential | Single Phase Solar Interconnection | 40684 | 2021 | 2021
20252-215442-01 | Minnesota Valley Electric Cooperative | 70 | 12651 | Co-op | NOVA4089 | 13.05 | Solar |  |  | Interconnected | Victoria | 55386 | 22 | 11 | Residential | Single Phase Solar Interconnection | 45833 | 2021 | 2021
20252-215442-01 | Minnesota Valley Electric Cooperative | 70 | 12651 | Co-op | NOVA4094 | 7.67 | Solar |  |  | Interconnected | Victoria | 55386 | 22 | 11 | Residential | Single Phase Solar Interconnection | 41194 | 2021 | 2021
20252-215442-01 | Minnesota Valley Electric Cooperative | 70 | 12651 | Co-op | NOVA4095 | 9.28 | Solar |  |  | Interconnected | Elko | 55020 | 19 | 4 | Residential | Single Phase Solar Interconnection | 32753 | 2021 | 2021
20252-215442-01 | Minnesota Valley Electric Cooperative | 70 | 12651 | Co-op | NOVA4099 | 13.05 | Solar |  |  | Interconnected | Norwood Young America | 55368 | 9 | 1 | Residential | Single Phase Solar Interconnection | 33851.25 | 2021 | 2021
20252-215442-01 | Minnesota Valley Electric Cooperative | 70 | 12651 | Co-op | NOVA4159 | 7.6 | Solar |  |  | Interconnected | Prior Lake | 55372 | 216 | 3 | Residential | Single Phase Solar Interconnection | 23760 | 2021 | 2021
20252-215442-01 | Minnesota Valley Electric Cooperative | 70 | 12651 | Co-op | NOVA4201 | 8.37 | Solar |  |  | Interconnected | Belle Plaine | 56011 | 7 | 4 | Residential | Single Phase Solar Interconnection | 40732 | 2021 | 2021
20252-215442-01 | Minnesota Valley Electric Cooperative | 70 | 12651 | Co-op | NOVA4207 | 7.6 | Solar |  |  | Interconnected | Savage | 55378 | 88 | 22 | Residential | Single Phase Solar Interconnection | 37050 | 2021 | 2022
20252-215442-01 | Minnesota Valley Electric Cooperative | 70 | 12651 | Co-op | NOVA4222 | 6.03 | Solar |  |  | Interconnected | Savage | 55378 | 29 | 44 | Residential | Single Phase Solar Interconnection | 30839 | 2021 | 2021
20252-215442-01 | Minnesota Valley Electric Cooperative | 70 | 12651 | Co-op | NOVA4259 | 10.41 | Solar |  |  | Interconnected | Savage | 55378 | 17 | 3 | Residential | Single Phase Solar Interconnection | 56549 | 2021 | 2021
20252-215442-01 | Minnesota Valley Electric Cooperative | 70 | 12651 | Co-op | NOVA4283 | 21.14 | Solar |  |  | Interconnected | Excelsior | 55331 | 22 | 1 | Residential | Single Phase Solar Interconnection | 67908.25 | 2021 | 2021
20252-215442-01 | Minnesota Valley Electric Cooperative | 70 | 12651 | Co-op | NOVA4295 | 37.8 | Solar |  |  | Interconnected | Burnsville | 55306 | 17 | 1 | Commercial | R & D Agency | 112694.4 | 2021 | 2021
20252-215442-01 | Minnesota Valley Electric Cooperative | 70 | 12651 | Co-op | NOVA4317 | 6.38 | Solar |  |  | Interconnected | Victoria | 55386 | 22 | 1 | Residential | Single Phase Solar Interconnection | 26875 | 2021 | 2021
20252-215442-01 | Minnesota Valley Electric Cooperative | 70 | 12651 | Co-op | NOVA4358 | 4.38 | Solar |  |  | Interconnected | Carver | 55315 | 3 | 22 | Residential | Single Phase Solar Interconnection | 23770 | 2021 | 2021
20252-215442-01 | Minnesota Valley Electric Cooperative | 70 | 12651 | Co-op | NOVA4369 | 3.48 | Solar |  |  | Interconnected | Chaska | 55318 | 3 | 1 | Residential | Single Phase Solar Interconnection | 16622 | 2021 | 2021
20252-215442-01 | Minnesota Valley Electric Cooperative | 70 | 12651 | Co-op | NOVA4383 | 5 | Solar |  |  | Withdrawn | Le Center | 56057 |  |  | Residential | Single Phase Solar PV | 21305.13 | 2021
20252-215442-01 | Minnesota Valley Electric Cooperative | 70 | 12651 | Co-op | NOVA4401 | 9.07 | Solar |  |  | Interconnected | Montgomery | 56069 | 2 | 3 | Residential | Single Phase Solar Interconnection | 33000 | 2021 | 2021
20252-215442-01 | Minnesota Valley Electric Cooperative | 70 | 12651 | Co-op | NOVA4402 | 9.77 | Solar |  |  | Interconnected | Savage | 55378 | 17 | 3 | Residential | Single Phase Solar Interconnection | 33000 | 2021 | 2021
20252-215442-01 | Minnesota Valley Electric Cooperative | 70 | 12651 | Co-op | NOVA4417 | 23.42 | Solar |  |  | Interconnected | New Prague | 56071 | 24 | 3 | Residential | Single Phase Solar Interconnection | 89946 | 2021 | 2021
20252-215442-01 | Minnesota Valley Electric Cooperative | 70 | 12651 | Co-op | NOVA4421 | 7.6 | Solar |  |  | Interconnected | Savage | 55378 | 88 | 33 | Residential | Single Phase Solar Interconnection | 39302 | 2021 | 2021
20252-215442-01 | Minnesota Valley Electric Cooperative | 70 | 12651 | Co-op | NOVA4439 | 6.58 | Solar |  |  | Interconnected | Savage | 55378 | 88 | 33 | Residential | Single Phase Solar Interconnection | 37244 | 2021 | 2021
20252-215442-01 | Minnesota Valley Electric Cooperative | 70 | 12651 | Co-op | NOVA4511 | 4.66 | Solar |  |  | Withdrawn | Carver | 55315 | 3 | 22 | Residential | Single Phase Solar Interconnection | 7424 | 2021
20252-215442-01 | Minnesota Valley Electric Cooperative | 70 | 12651 | Co-op | NOVA4512 | 4.35 | Solar |  |  | Interconnected | Savage | 55378 | 17 | 4 | Residential | Single Phase Solar Interconnection | 25360.91 | 2021 | 2021
20252-215442-01 | Minnesota Valley Electric Cooperative | 70 | 12651 | Co-op | NOVA4541 | 8.12 | Solar |  |  | Interconnected | Carver | 55315 | 5 | 4 | Residential | Single Phase Solar Interconnection | 31478 | 2021 | 2021
20252-215442-01 | Minnesota Valley Electric Cooperative | 70 | 12651 | Co-op | NOVA4552 | 12.2 | Solar |  |  | Interconnected | Elko | 55020 | 19 | 3 | Residential | Single Phase Solar Interconnection | 48860.74 | 2021 | 2022
20252-215442-01 | Minnesota Valley Electric Cooperative | 70 | 12651 | Co-op | NOVA4563 | 8.68 | Solar |  |  | Interconnected | Chanhassen | 55317 | 15 | 93 | Residential | Single Phase Solar Interconnection | 7600 | 2021 | 2021
20252-215442-01 | Minnesota Valley Electric Cooperative | 70 | 12651 | Co-op | NOVA4565 | 6 | Solar |  |  | Withdrawn | Clarkfield | 56223 |  |  |  |  | 9280 | 2021
20252-215442-01 | Minnesota Valley Electric Cooperative | 70 | 12651 | Co-op | NOVA4566 | 583 | Solar |  | X | Withdrawn | Carver | 55315 | 3 | 22 | Residential | Three Phase Solar/ Storage System | 1271400 | 2021
20252-215442-01 | Minnesota Valley Electric Cooperative | 70 | 12651 | Co-op | NOVA4600 | 7.6 | Solar |  |  | Withdrawn | Jordan | 55352 | 5 | 3 | Residential | Single Phase PV | 44706 | 2021
20252-215442-01 | Minnesota Valley Electric Cooperative | 70 | 12651 | Co-op | NOVA4616 | 4.66 | Solar |  |  | Withdrawn | Clarkfield | 56223 |  |  |  |  | 9280 | 2021
20252-215442-01 | Minnesota Valley Electric Cooperative | 70 | 12651 | Co-op | NOVA4617 | 13.96 | Solar |  |  | Interconnected | Henderson | 56044 | 10 | 1 | Residential | Single Phase Solar Interconnection | 70869 | 2021 | 2021
20252-215442-01 | Minnesota Valley Electric Cooperative | 70 | 12651 | Co-op | NOVA4618 | 10 | Solar |  |  | Withdrawn | Elko | 55020 | 11 | 3 | Residential | Single Phase Solar Interconnection | 62228 | 2021
20252-215442-01 | Minnesota Valley Electric Cooperative | 70 | 12651 | Co-op | NOVA4673 | 13.92 | Solar |  |  | Withdrawn | Victoria | 55386 |  |  | Residential | Single Phase Solar PV | 67027 | 2021
20252-215442-01 | Minnesota Valley Electric Cooperative | 70 | 12651 | Co-op | NOVA4701 | 4.37 | Solar |  |  | Interconnected | Savage | 55378 | 88 | 22 | Residential | Single Phase Solar Interconnection | 8156.25 | 2021 | 2022
20252-215442-01 | Minnesota Valley Electric Cooperative | 70 | 12651 | Co-op | NOVA4710 | 6.28 | Solar |  |  | Interconnected | Burnsville | 55337 | 17 | 1 | Residential | Single Phase Solar Interconnection | 26000 | 2021 | 2021
20252-215442-01 | Minnesota Valley Electric Cooperative | 70 | 12651 | Co-op | NOVA4742 | 27.92 | Solar |  |  | Interconnected | Mayer | 55360 | 6 | 1 | Residential | Single Phase Solar Interconnection | 136580 | 2021 | 2021
20252-215442-01 | Minnesota Valley Electric Cooperative | 70 | 12651 | Co-op | NOVA4751 | 8.41 | Solar |  |  | Interconnected | Savage | 55378 | 17 | 3 | Residential | Single Phase Solar Interconnection | 43730 | 2021 | 2021
20252-215442-01 | Minnesota Valley Electric Cooperative | 70 | 12651 | Co-op | NOVA4759 | 6.96 | Solar |  |  | Interconnected | New Prague | 56071 | 1 | 2 | Residential | Single Phase Solar Interconnection | 33379 | 2021 | 2021
20252-215442-01 | Minnesota Valley Electric Cooperative | 70 | 12651 | Co-op | NOVA4769 | 9.28 | Solar |  |  | Interconnected | Carver | 55315 | 3 | 22 | Residential | Single Phase Solar Interconnection | 34757 | 2021 | 2021
20252-215442-01 | Minnesota Valley Electric Cooperative | 70 | 12651 | Co-op | NOVA4830 | 3.19 | Solar |  |  | Interconnected | Jordan | 55352 | 12 | 4 | Residential | Single Phase Solar Interconnection | 13995 | 2021 | 2021
20252-215442-01 | Minnesota Valley Electric Cooperative | 70 | 12651 | Co-op | NOVA4841 | 9.28 | Solar |  |  | Interconnected | Jordan | 55352 | 23 | 3 | Residential | Single Phase Solar Interconnection | 41551 | 2021 | 2021
20252-215442-01 | Minnesota Valley Electric Cooperative | 70 | 12651 | Co-op | NOVA4842 | 42.8 | Solar |  | X | Withdrawn | Prior Lake | 55372 | 21 | 3 | Residential | Single Phase Solar Interconnection | 72966.67 | 2021
20252-215442-01 | Minnesota Valley Electric Cooperative | 70 | 12651 | Co-op | NOVA4847 | 9.28 | Solar |  |  | Interconnected | Chanhassen | 55317 | 15 | 93 | Residential | Single Phase Solar Interconnection1060 La | 34257 | 2021 | 2021
20252-215442-01 | Minnesota Valley Electric Cooperative | 70 | 12651 | Co-op | NOVA4853 | 5.8 | Solar |  |  | Interconnected | Spring Lake Township | 55372 | 12 | 3 | Residential | Single Phase Solar Interconnection | 19999 | 2021 | 2021
20252-215442-01 | Minnesota Valley Electric Cooperative | 70 | 12651 | Co-op | NOVA4855 | 8.7 | Solar |  |  | Interconnected | Savage | 55378 | 88 | 44 | Residential | Single Phase Solar Interconnection | 41722 | 2021 | 2021
20252-215442-01 | Minnesota Valley Electric Cooperative | 70 | 12651 | Co-op | NOVA4865 | 11.4 | Solar |  |  | Withdrawn | Savage | 55378 | 88 | 1 | Residential | Single Phase Solar Interconnection | 24600 | 2021
20252-215442-01 | Minnesota Valley Electric Cooperative | 70 | 12651 | Co-op | NOVA4878 | 13.63 | Solar |  |  | Interconnected | Prior Lake | 55372 | 12 | 1 | Residential | Single Phase Solar Interconnection | 48377 | 2021 | 2021
20252-215442-01 | Minnesota Valley Electric Cooperative | 70 | 12651 | Co-op | NOVA4888 | 6.63 | Solar |  |  | Interconnected | Prior Lake | 55372 | 21 | 4 | Residential | Single Phase PV | 31942.7 | 2021 | 2021
20252-215442-01 | Minnesota Valley Electric Cooperative | 70 | 12651 | Co-op | NOVA4897 | 7.6 | Solar |  |  | Withdrawn | Prior Lake | 55372 | 216 | 1 | Residential | Single Phase PV | 15716.67 | 2021
20252-215442-01 | Minnesota Valley Electric Cooperative | 70 | 12651 | Co-op | NOVA4951 | 14.79 | Solar |  |  | Interconnected | Henderson | 56044 | 10 | 1 | Residential | Single Phase PV | 80288 | 2021 | 2021
20252-215442-01 | Minnesota Valley Electric Cooperative | 70 | 12651 | Co-op | NOVA5006 | 10.73 | Solar |  |  | Withdrawn | New Prague | 56071 | 11 | 4 | Residential | Single Phase PV | 36278.5 | 2021
20252-215442-01 | Minnesota Valley Electric Cooperative | 70 | 12651 | Co-op | NOVA5045 | 14.21 | Solar |  |  | Interconnected | Prior Lake | 55372 | 12 | 4 | Residential | Single Phase PV | 80500 | 2021 | 2022
20252-215442-01 | Minnesota Valley Electric Cooperative | 70 | 12651 | Co-op | NOVA5052 | 16 | Solar |  |  | Interconnected | Montgomery | 56069 | 2 | 4 | Commercial | Single Phase PV | 46400 | 2021 | 2021
20252-215442-01 | Minnesota Valley Electric Cooperative | 70 | 12651 | Co-op | NOVA5083 | 12.56 | Solar |  |  | Interconnected | Webster | 55088 | 19 | 3 | Residential | Single Phase PV | 48980 | 2021 | 2021
20252-215442-01 | Minnesota Valley Electric Cooperative | 70 | 12651 | Co-op | NOVA5084 | 5.8 | Solar |  |  | Interconnected | Victoria | 55386 | 22 | 1 | Residential | Single Phase PV | 22580 | 2021 | 2021
20252-215442-01 | Minnesota Valley Electric Cooperative | 70 | 12651 | Co-op | NOVA5098 | 11.4 | Solar |  |  | Withdrawn | Savage | 55378 | 88 | 1 | Residential | Single Phase PV | 24600 | 2021
20252-215442-01 | Minnesota Valley Electric Cooperative | 70 | 12651 | Co-op | NOVA5110 | 7.6 | Solar |  |  | Withdrawn | Carver | 55315 | 3 | 22 | Residential | Single Phase PV | 32227 | 2021
20252-215442-01 | Minnesota Valley Electric Cooperative | 70 | 12651 | Co-op | NOVA5113 | 10.56 | Solar |  |  | Interconnected | Jordan | 55352 | 5 | 3 | Residential | Single Phase PV | 52112 | 2021 | 2022
20252-215442-01 | Minnesota Valley Electric Cooperative | 70 | 12651 | Co-op | NOVA5126 | 16.75 | Solar |  |  | Interconnected | Mayer | 55360 | 6 | 1 | Residential | Single Phase PV | 44975 | 2021 | 2022
20252-215442-01 | Minnesota Valley Electric Cooperative | 70 | 12651 | Co-op | NOVA5152 | 11.4 | Solar |  |  | Interconnected | Prior Lake | 55372 | 11 | 1 | Residential | Single Phase PV | 53068 | 2021 | 2021
20252-215442-01 | Minnesota Valley Electric Cooperative | 70 | 12651 | Co-op | NOVA5169 | 18 | Solar |  |  | Interconnected | Henderson | 56044 | 10 | 1 | Residential | Single Phase PV | 1e+05 | 2021 | 2022
20252-215442-01 | Minnesota Valley Electric Cooperative | 70 | 12651 | Co-op | NOVA5190 | 3.8 | Solar |  |  | Withdrawn | Prior Lake | 55372 | 12 | 2 | Residential | Single Phase PV | 9000 | 2021
20252-215442-01 | Minnesota Valley Electric Cooperative | 70 | 12651 | Co-op | NOVA5204 | 6.28 | Solar |  |  | Interconnected | Eden Prairie | 55347 | 20 | 2 | Residential | Single Phase PV | 30534 | 2021 | 2021
20252-215442-01 | Minnesota Valley Electric Cooperative | 70 | 12651 | Co-op | NOVA5310 | 6.96 | Solar |  |  | Interconnected | Savage | 55378 | 88 | 1 | Residential | Single Phase PV | 42699 | 2021 | 2022
20252-215442-01 | Minnesota Valley Electric Cooperative | 70 | 12651 | Co-op | NOVA5332 | 10.15 | Solar |  |  | Interconnected | Jordan | 55352 | 24 | 2 | Residential | Single Phase PV | 40000 | 2021 | 2022
20252-215442-01 | Minnesota Valley Electric Cooperative | 70 | 12651 | Co-op | NOVA5367 | 7.6 | Solar |  |  | Interconnected | Prior Lake | 55372 | 21 | 4 | Residential | Single Phase PV | 25800 | 2021 | 2021
20252-215442-01 | Minnesota Valley Electric Cooperative | 70 | 12651 | Co-op | NOVA5452 | 6.28 | Solar |  |  | Interconnected | Prior Lake | 55372 | 12 | 1 | Residential | Single Phase PV | 23508 | 2022 | 2022
20252-215442-01 | Minnesota Valley Electric Cooperative | 70 | 12651 | Co-op | NOVA5538 | 8.12 | Solar |  |  | Interconnected | Prior Lake | 55372 | 216 | 1 | Residential | Single Phase PV | 29940 | 2022 | 2022
20252-215442-01 | Minnesota Valley Electric Cooperative | 70 | 12651 | Co-op | NOVA5543 | 5 | Solar |  |  | Interconnected | Jordan | 55352 | 23 | 4 | Residential | Single Phase PV | 17864 | 2022 | 2022
20252-215442-01 | Minnesota Valley Electric Cooperative | 70 | 12651 | Co-op | NOVA5547 | 8.16 | Solar |  |  | Withdrawn | Chanhassen | 55317 | 20 | 2 | Residential | Single Phase PV | 32141 | 2022
20252-215442-01 | Minnesota Valley Electric Cooperative | 70 | 12651 | Co-op | NOVA5553 | 7.54 | Solar |  |  | Interconnected | Cologne | 55322 | 3 | 33 | Residential | Single Phase PV | 28000 | 2022 | 2022
20252-215442-01 | Minnesota Valley Electric Cooperative | 70 | 12651 | Co-op | NOVA5554 | 20.2 | Solar |  | X | Interconnected | Savage | 55378 | 88 | 1 | Residential | Single Phase PV | 48100 | 2022 | 2022
20252-215442-01 | Minnesota Valley Electric Cooperative | 70 | 12651 | Co-op | NOVA5558 | 16.4 | Solar |  | X | Interconnected | Eden Prairie | 55347 | 20 | 2 | Residential | Single Phase PV | 28950 | 2022 | 2022
20252-215442-01 | Minnesota Valley Electric Cooperative | 70 | 12651 | Co-op | NOVA5567 | 7.6 | Solar |  |  | Interconnected | Savage | 55378 | 17 | 3 | Residential | Single Phase PV | 44956 | 2022 | 2022
20252-215442-01 | Minnesota Valley Electric Cooperative | 70 | 12651 | Co-op | NOVA5569 | 11.4 | Solar |  |  | Interconnected | Savage | 55378 | 88 | 1 | Residential | Single Phase PV | 25600 | 2022 | 2023
20252-215442-01 | Minnesota Valley Electric Cooperative | 70 | 12651 | Co-op | NOVA5612 | 13 | Solar |  |  | Interconnected | Prior Lake | 55372 | 11 | 1 | Residential | Single Phase PV | 59470.27 | 2022 | 2022
20252-215442-01 | Minnesota Valley Electric Cooperative | 70 | 12651 | Co-op | NOVA5692 | 9.77 | Solar |  |  | Interconnected | Chanhassen | 55317 | 20 | 2 | Residential | Single Phase PV | 37668 | 2022 | 2022
20252-215442-01 | Minnesota Valley Electric Cooperative | 70 | 12651 | Co-op | NOVA5698 | 18 | Solar |  |  | Interconnected | Elysian | 56028 | 4 | 4 | Residential | Single Phase PV | 30000 | 2022 | 2022
20252-215442-01 | Minnesota Valley Electric Cooperative | 70 | 12651 | Co-op | NOVA5699 | 3.48 | Solar |  |  | Interconnected | Prior Lake | 55372 | 12 | 2 | Residential | Single Phase PV | 8540 | 2022 | 2022
20252-215442-01 | Minnesota Valley Electric Cooperative | 70 | 12651 | Co-op | NOVA5706 | 22.47 | Solar |  |  | Interconnected | Chaska | 55318 | 22 | 11 | Residential | Single Phase PV | 134316 | 2022 | 2022
20252-215442-01 | Minnesota Valley Electric Cooperative | 70 | 12651 | Co-op | NOVA5760 | 21.17 | Solar |  |  | Interconnected | Prior Lake | 55372 | 88 | 33 | Residential | Single Phase PV | 64240 | 2022 | 2022
20252-215442-01 | Minnesota Valley Electric Cooperative | 70 | 12651 | Co-op | NOVA5766 | 23.01 | Solar |  |  | Interconnected | Cologne | 55322 | 3 | 33 | Residential | Single Phase PV | 74533 | 2022 | 2023
20252-215442-01 | Minnesota Valley Electric Cooperative | 70 | 12651 | Co-op | NOVA5779 | 4.93 | Solar |  |  | Interconnected | Savage | 55378 | 17 | 4 | Residential | Single Phase PV | 24160 | 2022 | 2022
20252-215442-01 | Minnesota Valley Electric Cooperative | 70 | 12651 | Co-op | NOVA5807 | 9.32 | Solar |  |  | Interconnected | New Prague | 56071 | 1 | 2 | Residential | Single Phase PV | 54964 | 2022 | 2022
20252-215442-01 | Minnesota Valley Electric Cooperative | 70 | 12651 | Co-op | NOVA5821 | 21.6 | Solar |  |  | Withdrawn | Maynard | 56260 |  |  |  |  | 29000 | 2022
20252-215442-01 | Minnesota Valley Electric Cooperative | 70 | 12651 | Co-op | NOVA5834 | 18 | Solar |  |  | Interconnected | Montgomery | 56069 | 2 | 3 | Residential | Single Phase PV | 75000 | 2022 | 2022
20252-215442-01 | Minnesota Valley Electric Cooperative | 70 | 12651 | Co-op | NOVA5838 | 8.7 | Solar |  |  | Active Application | Savage | 55378 | 88 | 1 | Residential | Single Phase PV | 50148 | 2022
20252-215442-01 | Minnesota Valley Electric Cooperative | 70 | 12651 | Co-op | NOVA5853 | 11.87 | Solar |  |  | Active Application | Eden Prairie | 55347 | 20 | 2 | Residential | Single Phase PV | 38686 | 2022
20252-215442-01 | Minnesota Valley Electric Cooperative | 70 | 12651 | Co-op | NOVA5860 | 38 | Solar |  |  | Interconnected | Victoria | 55386 | 22 | 1 | Commercial | Single Phase PV | 140850 | 2022 | 2022
20252-215442-01 | Minnesota Valley Electric Cooperative | 70 | 12651 | Co-op | NOVA5885 | 20 | Solar |  |  | Interconnected | New Prague | 56071 | 1 | 2 | Residential | Single Phase Wind & Existing Solar PV | 145000 | 2022 | 2023
20252-215442-01 | Minnesota Valley Electric Cooperative | 70 | 12651 | Co-op | NOVA5898 | 6.03 | Solar |  |  | Interconnected | Victoria | 55386 | 22 | 1 | Residential | Single Phase PV | 33350 | 2022 | 2022
20252-215442-01 | Minnesota Valley Electric Cooperative | 70 | 12651 | Co-op | NOVA5899 | 5.48 | Solar |  |  | Interconnected | Savage | 55378 | 17 | 4 | Residential | Single Phase PV | 31740 | 2022 | 2022
20252-215442-01 | Minnesota Valley Electric Cooperative | 70 | 12651 | Co-op | NOVA5906 | 8.78 | Solar |  |  | Interconnected | Savage | 55378 | 17 | 3 | Residential | Single Phase PV | 29876 | 2022 | 2022
20252-215442-01 | Minnesota Valley Electric Cooperative | 70 | 12651 | Co-op | NOVA5923 | 12.76 | Solar |  |  | Interconnected | Elko New Market | 55020 | 11 | 1 | Residential | Single Phase PV | 47520 | 2022 | 2023
20252-215442-01 | Minnesota Valley Electric Cooperative | 70 | 12651 | Co-op | NOVA5976 | 7.6 | Solar |  |  | Interconnected | Excelsior | 55331 | 22 | 1 | Residential | Single Phase PV | 56717 | 2022 | 2022
20252-215442-01 | Minnesota Valley Electric Cooperative | 70 | 12651 | Co-op | NOVA6006 | 6.67 | Solar |  |  | Interconnected | Chanhassen | 55317 | 20 | 1 | Residential | Single Phase PV | 15000 | 2022 | 2022
20252-215442-01 | Minnesota Valley Electric Cooperative | 70 | 12651 | Co-op | NOVA6043 | 15.2 | Solar |  |  | Interconnected | Henderson | 56044 | 10 | 1 | Residential | Single Phase PV | 71975 | 2022 | 2022
20252-215442-01 | Minnesota Valley Electric Cooperative | 70 | 12651 | Co-op | NOVA6061 | 39 | Solar |  | X | Active Application | Prior Lake | 55372 | 21 | 3 | Residential | Single Phase PV | 71000 | 2022
20252-215442-01 | Minnesota Valley Electric Cooperative | 70 | 12651 | Co-op | NOVA6076 | 37.6 | Solar |  |  | Interconnected | Elko | 55020 | 11 | 3 | Residential | Single Phase PV | 111883.2 | 2022 | 2022
20252-215442-01 | Minnesota Valley Electric Cooperative | 70 | 12651 | Co-op | NOVA6111 | 9.28 | Solar |  |  | Active Application | Prior Lake | 55372 | 12 | 2 | Residential | Single Phase PV | 53528 | 2022
20252-215442-01 | Minnesota Valley Electric Cooperative | 70 | 12651 | Co-op | NOVA6139 | 5.22 | Solar |  |  | Interconnected | Chanhassen | 55317 | 15 | 94 | Residential | Single Phase PV | 24029 | 2022 | 2022
20252-215442-01 | Minnesota Valley Electric Cooperative | 70 | 12651 | Co-op | NOVA6169 | 17.4 | Solar |  |  | Interconnected | Montgomery | 56069 | 2 | 2 | Residential | Single Phase PV | 72816 | 2022 | 2022
20252-215442-01 | Minnesota Valley Electric Cooperative | 70 | 12651 | Co-op | NOVA6218 | 4.35 | Solar |  |  | Interconnected | Chaska | 55315 | 3 | 22 | Residential | Single Phase PV | 31200 | 2022 | 2022
20252-215442-01 | Minnesota Valley Electric Cooperative | 70 | 12651 | Co-op | NOVA6236 | 17.11 | Solar |  |  | Withdrawn | Shakopee | 55379 | 18 | 2 | Residential | Single Phase PV | 86000 | 2022
20252-215442-01 | Minnesota Valley Electric Cooperative | 70 | 12651 | Co-op | NOVA6256 | 6.67 | Solar |  |  | Interconnected | Savage | 55378 | 88 | 22 | Residential | Single Phase Solar PV | 39947 | 2022 | 2022
20252-215442-01 | Minnesota Valley Electric Cooperative | 70 | 12651 | Co-op | NOVA6275 | 5.48 | Solar |  |  | Interconnected | Victoria | 55386 | 22 | 3 | Residential | Single Phase PV | 31488 | 2022 | 2022
20252-215442-01 | Minnesota Valley Electric Cooperative | 70 | 12651 | Co-op | NOVA6306 | 17.57 | Solar |  |  | Interconnected | Prior Lake | 55372 | 17 | 3 | Residential | Single Phase PV | 47000 | 2022 | 2023
20252-215442-01 | Minnesota Valley Electric Cooperative | 70 | 12651 | Co-op | NOVA6338 | 25.8 | Solar |  | X | Interconnected | Eden Prairie | 55347 | 20 | 2 | Residential | Single Phase Solar PV | 85950 | 2022 | 2023
20252-215442-01 | Minnesota Valley Electric Cooperative | 70 | 12651 | Co-op | NOVA6380 | 25.52 | Solar |  |  | Withdrawn | Cologne | 55322 | 3 | 33 | Residential | Single Phase PV | 104944 | 2022
20252-215442-01 | Minnesota Valley Electric Cooperative | 70 | 12651 | Co-op | NOVA6448 | 19.73 | Solar |  |  | Interconnected | Prior Lake | 55372 | 12 | 4 | Residential | Single Phase PV | 113925 | 2022 | 2022
20252-215442-01 | Minnesota Valley Electric Cooperative | 70 | 12651 | Co-op | NOVA6488 | 3.48 | Solar |  |  | Interconnected | Jordan | 55352 | 12 | 4 | Residential | Single Phase Solar PV | 15879 | 2022 | 2022
20252-215442-01 | Minnesota Valley Electric Cooperative | 70 | 12651 | Co-op | NOVA6499 | 12.56 | Solar |  |  | Interconnected | Chanhassen | 55317 | 15 | 93 | Residential | Single Phase Solar PV | 56744 | 2022 | 2023
20252-215442-01 | Minnesota Valley Electric Cooperative | 70 | 12651 | Co-op | NOVA6512 | 37.5 | Solar |  |  | Interconnected | Jordan | 55352 | 24 | 2 | Residential | Single Phase Solar PV | 80000 | 2022 | 2023
20252-215442-01 | Minnesota Valley Electric Cooperative | 70 | 12651 | Co-op | NOVA6518 | 10.47 | Solar |  |  | Interconnected | Jordan | 55352 | 23 | 2 | Residential | Single Phase Solar PV | 60521 | 2022 | 2022
20252-215442-01 | Minnesota Valley Electric Cooperative | 70 | 12651 | Co-op | NOVA6522 | 15 | Solar |  |  | Interconnected | Carver | 55315 | 5 | 4 | Residential | Single Phase Solar PV | 46000 | 2022 | 2022
20252-215442-01 | Minnesota Valley Electric Cooperative | 70 | 12651 | Co-op | NOVA6536 | 7.83 | Solar |  |  | Interconnected | Lakeville | 55044 | 19 | 1 | Residential | Single Phase Solar PV | 41280 | 2022 | 2022
20252-215442-01 | Minnesota Valley Electric Cooperative | 70 | 12651 | Co-op | NOVA6537 | 10.2 | Solar |  |  | Interconnected | Lonsdale | 55046 | 2 | 2 | Residential | Single Phase Solar PV | 59236.84 | 2022 | 2023
20252-215442-01 | Minnesota Valley Electric Cooperative | 70 | 12651 | Co-op | NOVA6539 | 20 | Solar |  |  | Interconnected | Lakeville | 55044 | 19 | 1 | Residential | Single Phase Solar PV | 35000 | 2022 | 2023
20252-215442-01 | Minnesota Valley Electric Cooperative | 70 | 12651 | Co-op | NOVA6561 | 16.05 | Solar |  |  | Interconnected | Lakeville | 55044 | 19 | 4 | Residential | Single Phase Solar PV | 65618 | 2022 | 2022
20252-215442-01 | Minnesota Valley Electric Cooperative | 70 | 12651 | Co-op | NOVA6586 | 9.9 | Solar |  |  | Interconnected | Prior Lake | 55372 | 12 | 4 | Residential | Single Phase Solar PV | 58710.53 | 2022 | 2023
20252-215442-01 | Minnesota Valley Electric Cooperative | 70 | 12651 | Co-op | NOVA6602 | 40 | Solar |  |  | Interconnected | Montgomery | 56069 | 26 | 4 | Commercial | Three Phase Solar PV | 174640 | 2022 | 2023
20252-215442-01 | Minnesota Valley Electric Cooperative | 70 | 12651 | Co-op | NOVA6639 | 5.22 | Solar |  |  | Withdrawn | Elko | 55020 | 19 | 3 | Residential | Single Phase Solar PV | 25022 | 2022
20252-215442-01 | Minnesota Valley Electric Cooperative | 70 | 12651 | Co-op | NOVA6652 | 30.4 | Solar |  |  | Interconnected | Le Sueur | 56058 | 25 | 4 | Residential | Single Phase Solar PV | 128970 | 2022 | 2022
20252-215442-01 | Minnesota Valley Electric Cooperative | 70 | 12651 | Co-op | NOVA6668 | 13.05 | Solar |  |  | Interconnected | Lonsdale | 55046 | 11 | 3 | Residential | Single Phase Solar PV | 73513 | 2022 | 2023
20252-215442-01 | Minnesota Valley Electric Cooperative | 70 | 12651 | Co-op | NOVA6669 | 4.35 | Solar |  |  | Interconnected | Carver | 55315 | 3 | 22 | Residential | Single Phase Solar PV | 9000 | 2022 | 2022
20252-215442-01 | Minnesota Valley Electric Cooperative | 70 | 12651 | Co-op | NOVA6698 | 15.2 | Solar |  |  | Interconnected | Chaska | 55318 | 22 | 1 | Residential | Single Phase Solar PV | 50840 | 2022 | 2022
20252-215442-01 | Minnesota Valley Electric Cooperative | 70 | 12651 | Co-op | NOVA6748 | 6 | Solar |  |  | Active Application | Victoria | 55386 | 22 | 11 | Residential | Single Phase Solar PV | 33582 | 2022
20252-215442-01 | Minnesota Valley Electric Cooperative | 70 | 12651 | Co-op | NOVA6772 | 27.5 | Solar |  | X | Interconnected | Prior Lake | 55372 | 216 | 1 | Residential | Single Phase Solar PV | 74606 | 2022 | 2023
20252-215442-01 | Minnesota Valley Electric Cooperative | 70 | 12651 | Co-op | NOVA6776 | 18.3 | Solar |  |  | Withdrawn | Elko | 55020 | 19 | 3 | Residential | Single Phase Solar PV | 75657 | 2022
20252-215442-01 | Minnesota Valley Electric Cooperative | 70 | 12651 | Co-op | NOVA6778 | 14.4 | Solar |  |  | Interconnected | Prior Lake | 55372 | 11 | 1 | Residential | Single Phase Solar PV | 73184 | 2022 | 2022
20252-215442-01 | Minnesota Valley Electric Cooperative | 70 | 12651 | Co-op | NOVA6803 | 40 | Solar |  |  | Interconnected | Le Center | 56057 | 25 | 1 | Commercial | Three Phase Solar PV | 174640 | 2022 | 2023
20252-215442-01 | Minnesota Valley Electric Cooperative | 70 | 12651 | Co-op | NOVA6809 | 4.19 | Solar |  |  | Interconnected | Savage | 55378 | 17 | 4 | Residential | Single Phase Solar PV | 17314 | 2022 | 2022
20252-215442-01 | Minnesota Valley Electric Cooperative | 70 | 12651 | Co-op | NOVA6827 | 18 | Solar |  |  | Interconnected | Montgomery | 56069 | 26 | 4 | Residential | Single Phase Solar PV | 90405.41 | 2022 | 2023
20252-215442-01 | Minnesota Valley Electric Cooperative | 70 | 12651 | Co-op | NOVA6839 | 5.76 | Solar |  |  | Interconnected | Prior Lake | 55372 | 8 | 4 | Residential | Single Phase Solar PV | 35280 | 2022 | 2022
20252-215442-01 | Minnesota Valley Electric Cooperative | 70 | 12651 | Co-op | NOVA6859 | 16.8 | Solar |  |  | Interconnected | Montgomery | 56069 | 2 | 3 | Residential | Single Phase Solar PV | 62000 | 2022 | 2023
20252-215442-01 | Minnesota Valley Electric Cooperative | 70 | 12651 | Co-op | NOVA6879 | 11.7 | Solar |  |  | Interconnected | Elko | 55020 | 11 | 2 | Residential | Single Phase Solar PV | 73918 | 2022 | 2023
20252-215442-01 | Minnesota Valley Electric Cooperative | 70 | 12651 | Co-op | NOVA6898 | 29.1 | Solar |  | X | Interconnected | Shakopee | 55379 | 18 | 2 | Residential | Single Phase Solar PV | 121243.24 | 2022 | 2023
20252-215442-01 | Minnesota Valley Electric Cooperative | 70 | 12651 | Co-op | NOVA6920 | 4.48 | Solar |  |  | Interconnected | Prior Lake | 55372 | 21 | 4 | Residential | Single Phase Solar PV | 28280 | 2022 | 2022
20252-215442-01 | Minnesota Valley Electric Cooperative | 70 | 12651 | Co-op | NOVA6929 | 29.04 | Solar |  | X | Interconnected | Prior Lake | 55372 | 216 | 3 | Residential | Single Phase Solar PV | 76906 | 2022 | 2023
20252-215442-01 | Minnesota Valley Electric Cooperative | 70 | 12651 | Co-op | NOVA6932 | 5.31 | Solar |  |  | Interconnected | Waconia | 55387 | 3 | 1 | Residential | Single Phase Solar PV | 32743 | 2022 | 2022
20252-215442-01 | Minnesota Valley Electric Cooperative | 70 | 12651 | Co-op | NOVA6934 | 7.04 | Solar |  |  | Interconnected | Prior Lake | 55372 | 21 | 4 | Residential | Single Phase Solar PV | 43120 | 2022 | 2022
20252-215442-01 | Minnesota Valley Electric Cooperative | 70 | 12651 | Co-op | NOVA6952 | 6.59 | Solar |  |  | Interconnected | Savage | 55378 | 17 | 4 | Residential | Single Phase Solar PV | 27794 | 2022 | 2022
20252-215442-01 | Minnesota Valley Electric Cooperative | 70 | 12651 | Co-op | NOVA6963 | 16.47 | Solar |  |  | Interconnected | New Prague | 56071 | 11 | 4 | Residential | Single Phase Solar PV | 68638 | 2022 | 2023
20252-215442-01 | Minnesota Valley Electric Cooperative | 70 | 12651 | Co-op | NOVA6997 | 9.6 | Solar |  |  | Interconnected | Prior Lake | 55372 | 21 | 4 | Residential | Single Phase Solar PV | 56260 | 2022 | 2023
20252-215442-01 | Minnesota Valley Electric Cooperative | 70 | 12651 | Co-op | NOVA7063 | 8.4 | Solar |  |  | Interconnected | Jordan | 55352 | 23 | 4 | Residential | Single Phase Solar PV | 25000 | 2022 | 2023
20252-215442-01 | Minnesota Valley Electric Cooperative | 70 | 12651 | Co-op | NOVA7064 | 6 | Solar |  |  | Interconnected | Savage | 55378 | 17 | 4 | Residential | Single Phase Solar PV | 26960.05 | 2022 | 2023
20252-215442-01 | Minnesota Valley Electric Cooperative | 70 | 12651 | Co-op | NOVA7066 | 13.6 | Solar |  |  | Interconnected | Savage | 55378 | 88 | 22 | Residential | Single Phase Solar PV | 48828.7 | 2022 | 2023
20252-215442-01 | Minnesota Valley Electric Cooperative | 70 | 12651 | Co-op | NOVA7076 | 6 | Solar |  |  | Interconnected | Burnsville | 55306 | 17 | 3 | Residential | Single Phase Solar PV | 18550 | 2022 | 2023
20252-215442-01 | Minnesota Valley Electric Cooperative | 70 | 12651 | Co-op | NOVA7077 | 3.77 | Solar |  |  | Withdrawn | Savage | 55378 | 88 | 22 | Residential | Single Phase Solar PV | 25126 | 2023
20252-215442-01 | Minnesota Valley Electric Cooperative | 70 | 12651 | Co-op | NOVA7080 | 8.7 | Solar |  |  | Interconnected | Montgomery | 56069 | 26 | 4 | Residential | Single Phase Solar PV | 37785 | 2022 | 2023
20252-215442-01 | Minnesota Valley Electric Cooperative | 70 | 12651 | Co-op | NOVA7151 | 12 | Solar |  |  | Interconnected | Jordan | 55352 | 24 | 2 | Residential | Single Phase Solar PV | 45360 | 2022 | 2023
20252-215442-01 | Minnesota Valley Electric Cooperative | 70 | 12651 | Co-op | NOVA7154 | 12.3 | Solar |  |  | Interconnected | Victoria | 55386 | 22 | 11 | Residential | Single Phase Solar PV | 50100 | 2022 | 2023
20252-215442-01 | Minnesota Valley Electric Cooperative | 70 | 12651 | Co-op | NOVA7156 | 10 | Solar |  |  | Interconnected | Savage | 55378 | 17 | 4 | Residential | Single Phase Solar PV | 34500 | 2022 | 2023
20252-215442-01 | Minnesota Valley Electric Cooperative | 70 | 12651 | Co-op | NOVA7166 | 11.1 | Solar |  |  | Interconnected | Savage | 55378 | 17 | 4 | Residential | Single Phase Solar PV | 46600 | 2023 | 2023
20252-215442-01 | Minnesota Valley Electric Cooperative | 70 | 12651 | Co-op | NOVA7185 | 266.4 | Solar |  | X | Interconnected | Carver | 55315 | 3 | 22 | Commercial | Three Phase Solar PV | 1300000 | 2022 | 2023
20252-215442-01 | Minnesota Valley Electric Cooperative | 70 | 12651 | Co-op | NOVA7186 | 199.8 | Solar |  |  | Interconnected | Carver | 55315 | 3 | 22 | Commercial | Three Phase Solar PV | 750000 | 2022 | 2023
20252-215442-01 | Minnesota Valley Electric Cooperative | 70 | 12651 | Co-op | NOVA7193 | 5.4 | Solar |  |  | Interconnected | Prior Lake | 55372 | 8 | 4 | Residential | Single Phase Solar PV | 24504 | 2022 | 2023
20252-215442-01 | Minnesota Valley Electric Cooperative | 70 | 12651 | Co-op | NOVA7200 | 5.7 | Solar |  |  | Interconnected | Savage | 55378 | 21 | 11 | Residential | Single Phase Solar PV | 37366 | 2023 | 2023
20252-215442-01 | Minnesota Valley Electric Cooperative | 70 | 12651 | Co-op | NOVA7201 | 5.51 | Solar |  |  | Withdrawn | Savage | 55378 | 88 | 44 | Residential | Single Phase Solar PV | 41369 | 2022
20252-215442-01 | Minnesota Valley Electric Cooperative | 70 | 12651 | Co-op | NOVA7203 | 6 | Solar |  |  | Interconnected | Carver | 55315 | 3 | 22 | Residential | Single Phase Solar PV | 32650 | 2022 | 2023
20252-215442-01 | Minnesota Valley Electric Cooperative | 70 | 12651 | Co-op | NOVA7235 | 11.71 | Solar |  |  | Interconnected | Savage | 55378 | 17 | 3 | Residential | Single Phase Solar PV | 44598 | 2022 | 2023
20252-215442-01 | Minnesota Valley Electric Cooperative | 70 | 12651 | Co-op | NOVA7253 | 6.9 | Solar |  |  | Interconnected | Prior Lake | 55372 | 88 | 44 | Residential | Single Phase Solar PV | 30515 | 2022 | 2023
20252-215442-01 | Minnesota Valley Electric Cooperative | 70 | 12651 | Co-op | NOVA7258 | 10.61 | Solar |  |  | Interconnected | Shakopee | 55372 | 21 | 4 | Residential | Single Phase Solar PV | 44453 | 2023 | 2023
20252-215442-01 | Minnesota Valley Electric Cooperative | 70 | 12651 | Co-op | NOVA7259 | 8.42 | Solar |  |  | Interconnected | Carver | 55315 | 3 | 22 | Residential | Single Phase Solar PV | 32522.05 | 2022 | 2023
20252-215442-01 | Minnesota Valley Electric Cooperative | 70 | 12651 | Co-op | NOVA7265 | 10.62 | Solar |  |  | Active Application | Elysian | 56028 | 4 | 2 | Residential | Single Phase Solar PV | 72358 | 2023
20252-215442-01 | Minnesota Valley Electric Cooperative | 70 | 12651 | Co-op | NOVA7299 | 57 | Solar |  |  | Withdrawn | Burnsville | 55306 | 17 | 3 | Residential | Single Phase Solar PV | 21277 | 2022
20252-215442-01 | Minnesota Valley Electric Cooperative | 70 | 12651 | Co-op | NOVA7304 | 6.38 | Solar |  |  | Withdrawn | Prior Lake | 55372 | 21 | 4 | Residential | Single Phase Solar PV | 46227 | 2022
20252-215442-01 | Minnesota Valley Electric Cooperative | 70 | 12651 | Co-op | NOVA7314 | 9.3 | Solar |  |  | Interconnected | Eden Prairie | 55347 | 20 | 2 | Residential | Single Phase Solar PV | 61645 | 2023 | 2023
20252-215442-01 | Minnesota Valley Electric Cooperative | 70 | 12651 | Co-op | NOVA7330 | 5.76 | Solar |  |  | Interconnected | Prior Lake | 55372 | 19 | 4 | Residential | Single Phase Solar PV | 28180 | 2023 | 2023
20252-215442-01 | Minnesota Valley Electric Cooperative | 70 | 12651 | Co-op | NOVA7366 | 10.98 | Solar |  |  | Interconnected | Jordan | 55352 | 23 | 2 | Residential | Single Phase Solar PV | 55660 | 2022 | 2023
20252-215442-01 | Minnesota Valley Electric Cooperative | 70 | 12651 | Co-op | NOVA7372 | 13.57 | Solar |  |  | Interconnected | Savage | 55378 | 88 | 44 | Residential | Single Phase Solar PV | 51205 | 2023 | 2023
20252-215442-01 | Minnesota Valley Electric Cooperative | 70 | 12651 | Co-op | NOVA7377 | 10.73 | Solar |  |  | Withdrawn | Prior Lake | 55372 | [5 empty] | 2022
20252-215442-01 | Minnesota Valley Electric Cooperative | 70 | 12651 | Co-op | NOVA7417 | 13.18 | Solar |  |  | Interconnected | Chanhassen | 55317 | 20 | 2 | Residential | Single Phase Solar PV | 99633 | 2023 | 2023
20252-215442-01 | Minnesota Valley Electric Cooperative | 70 | 12651 | Co-op | NOVA7423 | 5.1 | Solar |  |  | Interconnected | Cologne | 55322 | 3 | 33 | Residential | Single Phase Solar PV | 10200 | 2023 | 2023
20252-215442-01 | Minnesota Valley Electric Cooperative | 70 | 12651 | Co-op | NOVA7439 | 6 | Solar |  |  | Interconnected | Henderson | 56004 | 10 | 1 | Residential | Single Phase Solar PV | 42000 | 2023 | 2023
20252-215442-01 | Minnesota Valley Electric Cooperative | 70 | 12651 | Co-op | NOVA7444 | 3.9 | Solar |  |  | Interconnected | Savage | 55378 | 88 | 22 | Residential | Single Phase Solar PV | 25126 | 2023 | 2023
20252-215442-01 | Minnesota Valley Electric Cooperative | 70 | 12651 | Co-op | NOVA7445 | 6.6 | Solar |  |  | Interconnected | Prior Lake | 55372 | 21 | 4 | Residential | Single Phase Solar PV | 46227 | 2023 | 2023
20252-215442-01 | Minnesota Valley Electric Cooperative | 70 | 12651 | Co-op | NOVA7446 | 25.38 | Solar |  | X | Interconnected | Elko New Market | 55020 | 19 | 3 | Residential | Single Phase Solar PV | 66949 | 2023 | 2023
20252-215442-01 | Minnesota Valley Electric Cooperative | 70 | 12651 | Co-op | NOVA7449 | 11.1 | Solar |  |  | Interconnected | Prior Lake | 55372 | 19 | 4 | Residential | Single Phase Solar PV | 76058 | 2023 | 2023
20252-215442-01 | Minnesota Valley Electric Cooperative | 70 | 12651 | Co-op | NOVA7450 | 3 | Solar |  |  | Interconnected | Burnsville | 55306 | 17 | 3 | Residential | Single Phase Solar PV | 21277 | 2023 | 2023
20252-215442-01 | Minnesota Valley Electric Cooperative | 70 | 12651 | Co-op | NOVA7451 | 5.7 | Solar |  |  | Interconnected | Savage | 55378 | 88 | 44 | Residential | Single Phase Solar PV | 41369 | 2023 | 2023
20252-215442-01 | Minnesota Valley Electric Cooperative | 70 | 12651 | Co-op | NOVA7461 | 7.04 | Solar |  |  | Interconnected | Jordan | 55352 | 12 | 4 | Residential | Single Phase Solar PV | 44989 | 2023 | 2023
20252-215442-01 | Minnesota Valley Electric Cooperative | 70 | 12651 | Co-op | NOVA7483 | 7.04 | Solar |  |  | Interconnected | Prior Lake | 55372 | 21 | 3 | Residential | Single Phase Solar PV | 36589 | 2023 | 2023
20252-215442-01 | Minnesota Valley Electric Cooperative | 70 | 12651 | Co-op | NOVA7487 | 309.76 | Solar |  |  | Withdrawn | Wood Lake | 56297 |  |  |  |  | 55293 | 2023
20252-215442-01 | Minnesota Valley Electric Cooperative | 70 | 12651 | Co-op | NOVA7494 | 4.5 | Solar |  |  | Withdrawn | Prior Lake | 55372 | 8 | 4 | Residential | Single Phase Solar PV | 37228 | 2023
20252-215442-01 | Minnesota Valley Electric Cooperative | 70 | 12651 | Co-op | NOVA7508 | 5.12 | Solar |  |  | Interconnected | Cleveland | 56017 | 13 | 3 | Residential | Single Phase Solar PV | 32144 | 2023 | 2023
20252-215442-01 | Minnesota Valley Electric Cooperative | 70 | 12651 | Co-op | NOVA7512 | 80 | Solar |  |  | Interconnected | Chaska | 55318 | 22 | 1 | Commercial | Three Phase Solar PV | 217404 | 2023 | 2023
20252-215442-01 | Minnesota Valley Electric Cooperative | 70 | 12651 | Co-op | NOVA7516 | 3.3 | Solar |  |  | Withdrawn | Prior Lake | 55372 | 8 | 4 | Residential | Single Phase Solar PV | 27960 | 2023
20252-215442-01 | Minnesota Valley Electric Cooperative | 70 | 12651 | Co-op | NOVA7520 | 3.8 | Solar |  |  | Interconnected | Prior Lake | 55372 | 21 | 4 | Residential | Single Phase Solar PV | 18192 | 2023 | 2023
20252-215442-01 | Minnesota Valley Electric Cooperative | 70 | 12651 | Co-op | NOVA7529 | 8.05 | Solar |  |  | Interconnected | Savage | 55378 | 88 | 1 | Residential | Single Phase Solar PV | 36603 | 2023 | 2023
20252-215442-01 | Minnesota Valley Electric Cooperative | 70 | 12651 | Co-op | NOVA7543 | 6.3 | Solar |  |  | Withdrawn | Savage | 55378 | 88 | 1 | Residential | Single Phase Solar PV | 48226 | 2023
20252-215442-01 | Minnesota Valley Electric Cooperative | 70 | 12651 | Co-op | NOVA7546 | 13 | Solar |  |  | Interconnected | Elko New Market | 55020 | 19 | 3 | Residential | Single Phase Solar PV | 59980 | 2023 | 2023
20252-215442-01 | Minnesota Valley Electric Cooperative | 70 | 12651 | Co-op | NOVA7553 | 27.65 | Solar |  |  | Interconnected | Webster | 55088 | 19 | 3 | Residential | Single Phase Solar PV | 96920 | 2023 | 2023
20252-215442-01 | Minnesota Valley Electric Cooperative | 70 | 12651 | Co-op | NOVA7560 | 33.3 | Solar |  |  | Interconnected | Chaska | 55318 | 22 | 1 | Residential | Three Phase Solar PV | 116068 | 2023 | 2023
20252-215442-01 | Minnesota Valley Electric Cooperative | 70 | 12651 | Co-op | NOVA7567 | 11.7 | Solar |  |  | Interconnected | Madison Lake | 56063 | 13 | 3 | Residential | Single Phase Solar PV | 70000 | 2023 | 2023
20252-215442-01 | Minnesota Valley Electric Cooperative | 70 | 12651 | Co-op | NOVA7569 | 8.32 | Solar |  |  | Interconnected | New Prague | 56071 | 1 | 3 | Residential | Single Phase Solar PV | 49712.5 | 2023 | 2023
20252-215442-01 | Minnesota Valley Electric Cooperative | 70 | 12651 | Co-op | NOVA7573 | 9.15 | Solar |  |  | Interconnected | Savage | 55378 | 17 | 3 | Residential | Single Phase Solar PV | 25461 | 2023 | 2023
20252-215442-01 | Minnesota Valley Electric Cooperative | 70 | 12651 | Co-op | NOVA7578 | 16.2 | Solar |  |  | Interconnected | Lakeville | 55044 | 19 | 1 | Residential | Single Phase Solar PV | 90000 | 2023 | 2023
20252-215442-01 | Minnesota Valley Electric Cooperative | 70 | 12651 | Co-op | NOVA7590 | 12.16 | Solar |  |  | Interconnected | Waconia | 55387 | 3 | 1 | Residential | Single Phase Solar PV | 75563 | 2023 | 2023
20252-215442-01 | Minnesota Valley Electric Cooperative | 70 | 12651 | Co-op | NOVA7602 | 16 | Solar |  |  | Withdrawn | Montevideo | 56265 |  |  |  |  | 29000 | 2023
20252-215442-01 | Minnesota Valley Electric Cooperative | 70 | 12651 | Co-op | NOVA7622 | 11.7 | Solar |  |  | Interconnected | Savage | 55378 | 21 | 11 | Residential | Single Phase Solar PV | 43660 | 2023 | 2023
20252-215442-01 | Minnesota Valley Electric Cooperative | 70 | 12651 | Co-op | NOVA7632 | 10.95 | Solar |  |  | Interconnected | Prior Lake | 55372 | 88 | 33 | Residential | Single Phase Solar PV | 25000 | 2023 | 2023
20252-215442-01 | Minnesota Valley Electric Cooperative | 70 | 12651 | Co-op | NOVA7647 | 5.4 | Solar |  |  | Withdrawn | Jordan | 55352 | 23 | 4 | Residential | Single Phase Solar PV | 48236 | 2023
20252-215442-01 | Minnesota Valley Electric Cooperative | 70 | 12651 | Co-op | NOVA7651 | 9 | Solar |  |  | Interconnected | Savage | 55378 | 88 | 1 | Residential | Single Phase Solar PV | 62459 | 2023 | 2023
20252-215442-01 | Minnesota Valley Electric Cooperative | 70 | 12651 | Co-op | NOVA7678 | 4.48 | Solar |  |  | Interconnected | Prior Lake | 55372 | 8 | 4 | Residential | Single Phase Solar PV | 29987 | 2023 | 2023
20252-215442-01 | Minnesota Valley Electric Cooperative | 70 | 12651 | Co-op | NOVA7682 | 4.5 | Solar |  |  | Interconnected | Prior Lake | 55372 | 8 | 4 | Residential | Single Phase Solar PV | 37228 | 2023 | 2023
20252-215442-01 | Minnesota Valley Electric Cooperative | 70 | 12651 | Co-op | NOVA7683 | 3.3 | Solar |  |  | Interconnected | Prior Lake | 55372 | 8 | 4 | Residential | Single Phase Solar PV | 27960 | 2023 | 2023
20252-215442-01 | Minnesota Valley Electric Cooperative | 70 | 12651 | Co-op | NOVA7690 | 13.3 | Solar |  |  | Withdrawn | Elysian | 56028 | 4 | 2 | Residential | Single Phase Solar PV | 35900 | 2023
20252-215442-01 | Minnesota Valley Electric Cooperative | 70 | 12651 | Co-op | NOVA7696 | 8.32 | Solar |  |  | Interconnected | Jordan | 55352 | 23 | 3 | Residential | Single Phase Solar PV | 49712.5 | 2023 | 2023
20252-215442-01 | Minnesota Valley Electric Cooperative | 70 | 12651 | Co-op | NOVA7697 | 39.98 | Solar |  |  | Interconnected | New Prague | 56071 | 23 | 3 | Residential | Single Phase Solar PV | 80000 | 2023 | 2024
20252-215442-01 | Minnesota Valley Electric Cooperative | 70 | 12651 | Co-op | NOVA7698 | 9.24 | Solar |  |  | Interconnected | Chanhassen | 55317 | 20 | 1 | Residential | Single Phase Solar PV | 39654 | 2023 | 2023
20252-215442-01 | Minnesota Valley Electric Cooperative | 70 | 12651 | Co-op | NOVA7707 | 4.8 | Solar |  |  | Interconnected | Prior Lake | 55372 | 23 | 2 | Residential | Single Phase Solar PV | 27928 | 2023 | 2023
20252-215442-01 | Minnesota Valley Electric Cooperative | 70 | 12651 | Co-op | NOVA7731 | 6.3 | Solar |  |  | Interconnected | Savage | 55378 | 88 | 1 | Residential | Single Phase Solar PV | 48226 | 2023 | 2023
20252-215442-01 | Minnesota Valley Electric Cooperative | 70 | 12651 | Co-op | NOVA7768 | 19.2 | Solar |  |  | Interconnected | Elko | 55020 | 19 | 3 | Residential | Single Phase Solar PV | 108081 | 2023 | 2023
20252-215442-01 | Minnesota Valley Electric Cooperative | 70 | 12651 | Co-op | NOVA7780 | 38 | Solar |  |  | Interconnected | Cleveland | 56017 | 13 | 4 | Residential | Single Phase Solar PV | 261250 | 2023 | 2023
20252-215442-01 | Minnesota Valley Electric Cooperative | 70 | 12651 | Co-op | NOVA7815 | 14.21 | Solar |  |  | Interconnected | Savage | 55378 | 88 | 33 | Residential | Single Phase Solar PV | 54824 | 2023 | 2023
20252-215442-01 | Minnesota Valley Electric Cooperative | 70 | 12651 | Co-op | NOVA7843 | 5.12 | Solar |  |  | Interconnected | Waconia | 55387 | 3 | 1 | Residential | Single Phase Solar PV | 31135 | 2023 | 2023
20252-215442-01 | Minnesota Valley Electric Cooperative | 70 | 12651 | Co-op | NOVA7856 | 10.56 | Solar |  |  | Interconnected | Eden Prairie | 55347 | 20 | 2 | Residential | Single Phase Solar PV | 42300 | 2023 | 2023
20252-215442-01 | Minnesota Valley Electric Cooperative | 70 | 12651 | Co-op | NOVA7868 | 8.96 | Solar |  |  | Interconnected | Prior Lake | 55372 | 8 | 4 | Residential | Single Phase Solar PV | 20000 | 2023 | 2023
20252-215442-01 | Minnesota Valley Electric Cooperative | 70 | 12651 | Co-op | NOVA7909 | 15 | Solar |  | X | Interconnected | Jordan | 55352 | 23 | 3 | Residential | Single Phase Solar PV | 45000 | 2023 | 2023
20252-215442-01 | Minnesota Valley Electric Cooperative | 70 | 12651 | Co-op | NOVA7913 | 3.84 | Solar |  |  | Interconnected | Prior Lake | 55372 | 8 | 4 | Residential | Single Phase Solar PV | 17793 | 2023 | 2023
20252-215442-01 | Minnesota Valley Electric Cooperative | 70 | 12651 | Co-op | NOVA7939 | 37.6 | Solar |  |  | Interconnected | Cologne | 55322 | 3 | 33 | Residential | Single Phase Solar PV | 112385 | 2023 | 2023
20252-215442-01 | Minnesota Valley Electric Cooperative | 70 | 12651 | Co-op | NOVA7949 | 7.04 | Solar |  |  | Interconnected | Victoria | 55386 | 22 | 3 | Residential | Single Phase Solar PV | 42189 | 2023 | 2023
20252-215442-01 | Minnesota Valley Electric Cooperative | 70 | 12651 | Co-op | NOVA7952 | 6.4 | Solar |  |  | Interconnected | Prior Lake | 55372 | 8 | 4 | Residential | Single Phase Solar PV | 29812 | 2023 | 2023
20252-215442-01 | Minnesota Valley Electric Cooperative | 70 | 12651 | Co-op | NOVA7989 | 6.6 | Solar |  |  | Interconnected | Carver | 55315 | 3 | 22 | Residential | Single Phase Solar PV | 30290 | 2023 | 2023
20252-215442-01 | Minnesota Valley Electric Cooperative | 70 | 12651 | Co-op | NOVA8053 | 12 | Solar |  |  | Interconnected | Prior Lake | 55372 | 12 | 3 | Residential | Single Phase Solar PV | 9759 | 2023 | 2023
20252-215442-01 | Minnesota Valley Electric Cooperative | 70 | 12651 | Co-op | NOVA8054 | 13.06 | Solar |  |  | Interconnected | Victoria | 55386 | 22 | 11 | Residential | Single Phase Solar PV | 37719 | 2023 | 2023
20252-215442-01 | Minnesota Valley Electric Cooperative | 70 | 12651 | Co-op | NOVA8062 | 2.7 | Solar |  |  | Interconnected | Victoria | 55386 | 22 | 1 | Residential | Single Phase Solar PV | 21477 | 2023 | 2023
20252-215442-01 | Minnesota Valley Electric Cooperative | 70 | 12651 | Co-op | NOVA8087 | 9.6 | Solar |  |  | Interconnected | Chaska | 55318 | 22 | 3 | Residential | Single Phase Solar PV | 31807 | 2023 | 2023
20252-215442-01 | Minnesota Valley Electric Cooperative | 70 | 12651 | Co-op | NOVA8091 | 25.6 | Solar |  |  | Interconnected | New Prague | 56071 | 1 | 4 | Residential | Single Phase Solar PV | 66034 | 2023 | 2023
20252-215442-01 | Minnesota Valley Electric Cooperative | 70 | 12651 | Co-op | NOVA8096 | 3.3 | Solar |  |  | Interconnected | Carver | 55315 | 3 | 22 | Residential | Single Phase Solar PV | 37251 | 2023 | 2024
20252-215442-01 | Minnesota Valley Electric Cooperative | 70 | 12651 | Co-op | NOVA8140 | 3.52 | Solar |  |  | Interconnected | Victoria | 55386 | 22 | 1 | Residential | Single Phase Solar PV | 27243 | 2023 | 2023
20252-215442-01 | Minnesota Valley Electric Cooperative | 70 | 12651 | Co-op | NOVA8142 | 17.07 | Solar |  |  | Interconnected | Chanhassen | 55317 | 20 | 1 | Residential | Single Phase Solar PV | 35614 | 2023 | 2023
20252-215442-01 | Minnesota Valley Electric Cooperative | 70 | 12651 | Co-op | NOVA8152 | 5.44 | Solar |  |  | Interconnected | Victoria | 55386 | 22 | 1 | Residential | Single Phase Solar PV | 25005 | 2023 | 2023
20252-215442-01 | Minnesota Valley Electric Cooperative | 70 | 12651 | Co-op | NOVA8153 | 5.44 | Solar |  |  | Interconnected | Prior Lake | 55372 | 88 | 33 | Residential | Single Phase Solar PV | 23862 | 2023 | 2023
20252-215442-01 | Minnesota Valley Electric Cooperative | 70 | 12651 | Co-op | NOVA8159 | 3.8 | Solar |  |  | Interconnected | New Prague | 56071 | 11 | 4 | Residential | Single Phase Solar PV | 19668.99 | 2023 | 2023
20252-215442-01 | Minnesota Valley Electric Cooperative | 70 | 12651 | Co-op | NOVA8164 | 3.9 | Solar |  |  | Interconnected | Carver | 55315 | 3 | 22 | Residential | Single Phase Solar PV | 34120 | 2023 | 2023
20252-215442-01 | Minnesota Valley Electric Cooperative | 70 | 12651 | Co-op | NOVA8172 | 12 | Solar |  |  | Interconnected | Savage | 55378 | 88 | 1 | Residential | Single Phase Solar PV | 65319 | 2023 | 2023
20252-215442-01 | Minnesota Valley Electric Cooperative | 70 | 12651 | Co-op | NOVA8190 | 18.67 | Solar |  |  | Interconnected | Prior Lake | 55372 | 12 | 2 | Residential | Single Phase Solar PV | 60000 | 2023 | 2023
20252-215442-01 | Minnesota Valley Electric Cooperative | 70 | 12651 | Co-op | NOVA8201 | 11.71 | Solar |  |  | Interconnected | New Prague | 56071 | 1 | 2 | Residential | Single Phase Solar PV | 65900 | 2023 | 2023
20252-215442-01 | Minnesota Valley Electric Cooperative | 70 | 12651 | Co-op | NOVA8216 | 6.4 | Solar |  |  | Interconnected | Victoria | 55386 | 22 | 3 | Residential | Single Phase Solar PV | 30084 | 2023 | 2023
20252-215442-01 | Minnesota Valley Electric Cooperative | 70 | 12651 | Co-op | NOVA8265 | 6.4 | Solar |  |  | Interconnected | Carver | 55315 | 3 | 22 | Residential | Single Phase Solar PV | 30634 | 2023 | 2023
20252-215442-01 | Minnesota Valley Electric Cooperative | 70 | 12651 | Co-op | NOVA8266 | 9.28 | Solar |  |  | Interconnected | Victoria | 55386 | 22 | 1 | Residential | Single Phase Solar PV | 43727 | 2023 | 2023
20252-215442-01 | Minnesota Valley Electric Cooperative | 70 | 12651 | Co-op | NOVA8281 | 5.12 | Solar |  |  | Withdrawn | Montevideo | 5626 |  |  |  |  | 2405 | 2023
20252-215442-01 | Minnesota Valley Electric Cooperative | 70 | 12651 | Co-op | NOVA8283 | 8.96 | Solar |  |  | Interconnected | Eden Prairie | 55347 | 20 | 2 | Residential | Single Phase Solar PV | 32400 | 2023 | 2023
20252-215442-01 | Minnesota Valley Electric Cooperative | 70 | 12651 | Co-op | NOVA8289 | 13 | Solar |  |  | Interconnected | Lakeville | 55044 | 19 | 1 | Residential | Single Phase Solar PV | 50184 | 2023 | 2023
20252-215442-01 | Minnesota Valley Electric Cooperative | 70 | 12651 | Co-op | NOVA8305 | 15.36 | Solar |  |  | Interconnected | New Prague | 56071 | 23 | 3 | Residential | Single Phase Solar PV | 9288 | 2023 | 2023
20252-215442-01 | Minnesota Valley Electric Cooperative | 70 | 12651 | Co-op | NOVA8313 | 10.37 | Solar |  |  | Interconnected | Carver | 55315 | 3 | 22 | Residential | Single Phase Solar PV | 34000 | 2023 | 2023
20252-215442-01 | Minnesota Valley Electric Cooperative | 70 | 12651 | Co-op | NOVA8317 | 16.32 | Solar |  |  | Interconnected | Jordan | 55352 | 5 | 3 | Residential | Single Phase Solar PV | 55000 | 2023 | 2023
20252-215442-01 | Minnesota Valley Electric Cooperative | 70 | 12651 | Co-op | NOVA8348 | 5.4 | Solar |  |  | Interconnected | Victoria | 55386 | 22 | 11 | Residential | Single Phase Solar PV | 44953 | 2023 | 2023
20252-215442-01 | Minnesota Valley Electric Cooperative | 70 | 12651 | Co-op | NOVA8352 | 5.12 | Solar |  |  | Withdrawn | Montevideo | 56265 |  |  |  |  | 2405 | 2023
20252-215442-01 | Minnesota Valley Electric Cooperative | 70 | 12651 | Co-op | NOVA8356 | 4.5 | Solar |  |  | Withdrawn | Victoria | 55386 | 22 | 1 | Residential | Single Phase Solar PV | 37844 | 2023
20252-215442-01 | Minnesota Valley Electric Cooperative | 70 | 12651 | Co-op | NOVA8382 | 37.6 | Solar |  |  | Interconnected | Webster | 55088 | 19 | 3 | Residential | Single Phase Solar PV | 125769.87 | 2023 | 2023
20252-215442-01 | Minnesota Valley Electric Cooperative | 70 | 12651 | Co-op | NOVA8388 | 8.32 | Solar |  | X | Interconnected | Prior Lake | 55372 | 16 | 4 | Residential | Single Phase Solar PV | 65696 | 2023 | 2024
20252-215442-01 | Minnesota Valley Electric Cooperative | 70 | 12651 | Co-op | NOVA8388-S | 10 | Storage |  |  | Interconnected | Prior Lake | 55372 | 16 | 4 | Residential | Single Phase Solar PV | 65696 | 2023 | 2024
20252-215442-01 | Minnesota Valley Electric Cooperative | 70 | 12651 | Co-op | NOVA8390 | 10.56 | Solar |  |  | Interconnected | Prior Lake | 55372 | 21 | 4 | Residential | Single Phase Solar PV | 47928 | 2023 | 2024
20252-215442-01 | Minnesota Valley Electric Cooperative | 70 | 12651 | Co-op | NOVA8412 | 8.64 | Solar |  |  | Interconnected | Prior Lake | 55372 | 21 | 1 | Residential | Single Phase Solar PV | 37000 | 2023 | 2024
20252-215442-01 | Minnesota Valley Electric Cooperative | 70 | 12651 | Co-op | NOVA8425 | 36 | Solar |  |  | Interconnected | Chanhassen | 55318 | 15 | 94 | Commercial | Three Phase Solar PV | 140000 | 2023 | 2024
20252-215442-01 | Minnesota Valley Electric Cooperative | 70 | 12651 | Co-op | NOVA8449 | 5.12 | Solar |  |  | Interconnected | Prior Lake | 55372 | 8 | 4 | Residential | Single Phase Solar PV | 29189 | 2023 | 2023
20252-215442-01 | Minnesota Valley Electric Cooperative | 70 | 12651 | Co-op | NOVA8467 | 3.84 | Solar |  |  | Interconnected | Chaska | 55318 | 22 | 1 | Residential | Single Phase Solar PV | 21412 | 2023 | 2023
20252-215442-01 | Minnesota Valley Electric Cooperative | 70 | 12651 | Co-op | NOVA8481 | 14.98 | Solar |  |  | Interconnected | Carver | 55315 | 3 | 22 | Residential | Single Phase Solar PV | 35000 | 2023 | 2023
20252-215442-01 | Minnesota Valley Electric Cooperative | 70 | 12651 | Co-op | NOVA8496 | 7.68 | Solar |  |  | Interconnected | Prior Lake | 55372 | 216 | 3 | Residential | Single Phase Solar PV | 48214 | 2023 | 2023
20252-215442-01 | Minnesota Valley Electric Cooperative | 70 | 12651 | Co-op | NOVA8513 | 17.28 | Solar |  |  | Interconnected | Jordan | 55352 | 23 | 2 | Residential | Single Phase Solar PV | 72349 | 2023 | 2024
20252-215442-01 | Minnesota Valley Electric Cooperative | 70 | 12651 | Co-op | NOVA8514 | 10 | Solar |  |  | Interconnected | Burnsville | 55306 | 17 | 3 | Residential | Single Phase Solar PV | 20000 | 2023 | 2024
20252-215442-01 | Minnesota Valley Electric Cooperative | 70 | 12651 | Co-op | NOVA8515 | 7.68 | Solar |  |  | Interconnected | Prior Lake | 55372 | 8 | 4 | Residential | Single Phase Solar PV | 45814 | 2023 | 2023
20252-215442-01 | Minnesota Valley Electric Cooperative | 70 | 12651 | Co-op | NOVA8516 | 5.76 | Solar |  |  | Interconnected | Chaska | 55318 | 22 | 1 | Residential | Single Phase Solar PV | 34957 | 2023 | 2023
20252-215442-01 | Minnesota Valley Electric Cooperative | 70 | 12651 | Co-op | NOVA8519 | 5.1 | Solar |  |  | Interconnected | Carver | 55315 | 3 | 22 | Residential | Single Phase Solar PV | 44499 | 2023 | 2024
20252-215442-01 | Minnesota Valley Electric Cooperative | 70 | 12651 | Co-op | NOVA8545 | 7.36 | Solar |  |  | Interconnected | Savage | 55378 | 17 | 3 | Residential | Single Phase Solar PV | 53412 | 2023 | 2024
20252-215442-01 | Minnesota Valley Electric Cooperative | 70 | 12651 | Co-op | NOVA8559 | 4.5 | Solar |  |  | Interconnected | Carver | 55315 | 3 | 22 | Residential | Single Phase Solar PV | 35125 | 2023 | 2024
20252-215442-01 | Minnesota Valley Electric Cooperative | 70 | 12651 | Co-op | NOVA8595 | 10 | Solar |  |  | Interconnected | Carver | 55315 | 3 | 22 | Residential | Single Phase Solar PV | 31590.5 | 2023 | 2023
20252-215442-01 | Minnesota Valley Electric Cooperative | 70 | 12651 | Co-op | NOVA8596 | 6.91 | Solar |  |  | Interconnected | Lesueur | 56058 | 7 | 2 | Residential | Single Phase Solar PV | 34950 | 2023 | 2023
20252-215442-01 | Minnesota Valley Electric Cooperative | 70 | 12651 | Co-op | NOVA8598 | 6.72 | Solar |  |  | Interconnected | Eden Prairie | 55347 | 20 | 2 | Residential | Single Phase Solar PV | 31244 | 2023 | 2023
20252-215442-01 | Minnesota Valley Electric Cooperative | 70 | 12651 | Co-op | NOVA8599 | 7.68 | Solar |  |  | Interconnected | Prior Lake | 55372 | 88 | 33 | Residential | Single Phase Solar PV | 34623 | 2023 | 2024
20252-215442-01 | Minnesota Valley Electric Cooperative | 70 | 12651 | Co-op | NOVA8604 | 9.92 | Solar |  |  | Interconnected | Prior Lake | 55372 | 12 | 1 | Residential | Single Phase Solar PV | 43108 | 2023 | 2023
20252-215442-01 | Minnesota Valley Electric Cooperative | 70 | 12651 | Co-op | NOVA8606 | 8.32 | Solar |  |  | Interconnected | Prior Lake | 55372 | 8 | 4 | Residential | Single Phase Solar PV | 44814 | 2023 | 2024
20252-215442-01 | Minnesota Valley Electric Cooperative | 70 | 12651 | Co-op | NOVA8661 | 12.16 | Solar |  |  | Interconnected | Prior Lake | 55372 | 21 | 4 | Residential | Single Phase Solar PV | 70113 | 2023 | 2023
20252-215442-01 | Minnesota Valley Electric Cooperative | 70 | 12651 | Co-op | NOVA8711 | 3.84 | Solar |  |  | Interconnected | Prior Lake | 55372 | 21 | 4 | Residential | Single Phase Solar PV | 23331 | 2023 | 2023
20252-215442-01 | Minnesota Valley Electric Cooperative | 70 | 12651 | Co-op | NOVA8713 | 5.76 | Solar |  |  | Interconnected | Prior Lake | 55372 | 21 | 4 | Residential | Single Phase Solar PV | 33095 | 2023 | 2023
20252-215442-01 | Minnesota Valley Electric Cooperative | 70 | 12651 | Co-op | NOVA8726 | 24 | Solar |  | X | Active Application | Savage | 55378 | 21 | 11 | Residential | Single Phase Solar PV | 55000 | 2023
20252-215442-01 | Minnesota Valley Electric Cooperative | 70 | 12651 | Co-op | NOVA8740 | 4.48 | Solar |  |  | Interconnected | Victoria | 55386 | 22 | 11 | Residential | Single Phase Solar PV | 23783 | 2023 | 2024
20252-215442-01 | Minnesota Valley Electric Cooperative | 70 | 12651 | Co-op | NOVA8741 | 4.48 | Solar |  |  | Interconnected | Chanhassen | 55317 | 20 | 1 | Residential | Single Phase Solar PV | 39466 | 2023 | 2024
20252-215442-01 | Minnesota Valley Electric Cooperative | 70 | 12651 | Co-op | NOVA8750 | 5.76 | Solar |  |  | Interconnected | Savage | 55378 | 88 | 1 | Residential | Single Phase Solar PV | 33957 | 2023 | 2024
20252-215442-01 | Minnesota Valley Electric Cooperative | 70 | 12651 | Co-op | NOVA8768 | 7.04 | Solar |  |  | Interconnected | Prior Lake | 55372 | 8 | 4 | Residential | Single Phase Solar PV | 41503 | 2023 | 2024
20252-215442-01 | Minnesota Valley Electric Cooperative | 70 | 12651 | Co-op | NOVA8776 | 12.67 | Solar |  |  | Interconnected | Lakeville | 55044 | 19 | 1 | Residential | Single Phase Solar PV | 19800 | 2023 | 2023
20252-215442-01 | Minnesota Valley Electric Cooperative | 70 | 12651 | Co-op | NOVA8782 | 7.6 | Solar |  |  | Interconnected | Prior Lake | 55372 | 8 | 4 | Residential | Single Phase Solar PV | 22370 | 2023 | 2023
20252-215442-01 | Minnesota Valley Electric Cooperative | 70 | 12651 | Co-op | NOVA8783 | 4.5 | Solar |  |  | Interconnected | Jordan | 55352 | 23 | 4 | Residential | Single Phase Solar PV | 44337 | 2023 | 2024
20252-215442-01 | Minnesota Valley Electric Cooperative | 70 | 12651 | Co-op | NOVA8788 | 5.76 | Solar |  |  | Interconnected | Savage | 55378 | 29 | 44 | Residential | Single Phase Solar PV | 35957 | 2023 | 2024
20252-215442-01 | Minnesota Valley Electric Cooperative | 70 | 12651 | Co-op | NOVA8794 | 15.2 | Solar |  |  | Active Application | New Prague | 56071 | 23 | 3 | Residential | Single Phase Solar PV |  | 2023
20252-215442-01 | Minnesota Valley Electric Cooperative | 70 | 12651 | Co-op | NOVA8800 | 4.48 | Solar |  |  | Interconnected | Savage | 55378 | 29 | 44 | Residential | Single Phase Solar PV | 29220 | 2023 | 2024
20252-215442-01 | Minnesota Valley Electric Cooperative | 70 | 12651 | Co-op | NOVA8802 | 7.04 | Solar |  |  | Interconnected | Savage | 55378 | 88 | 44 | Residential | Single Phase Solar PV | 41503 | 2023 | 2024
20252-215442-01 | Minnesota Valley Electric Cooperative | 70 | 12651 | Co-op | NOVA8814 | 5.76 | Solar |  |  | Interconnected | Prior Lake | 55372 | 88 | 33 | Residential | Single Phase Solar PV | 32095 | 2023 | 2024
20252-215442-01 | Minnesota Valley Electric Cooperative | 70 | 12651 | Co-op | NOVA8816 | 12.29 | Solar |  |  | Interconnected | Prior Lake | 55372 | 8 | 4 | Residential | Single Phase Solar PV | 42000 | 2023 | 2023
20252-215442-01 | Minnesota Valley Electric Cooperative | 70 | 12651 | Co-op | NOVA8824 | 3.9 | Solar |  |  | Interconnected | Jordan | 55352 | 24 | 2 | Residential | Single Phase Solar PV | 39366 | 2023 | 2024
20252-215442-01 | Minnesota Valley Electric Cooperative | 70 | 12651 | Co-op | NOVA8828 | 8.96 | Solar |  |  | Withdrawn | Lakeville | 55044 |  |  |  |  | 52283 | 2023
20252-215442-01 | Minnesota Valley Electric Cooperative | 70 | 12651 | Co-op | NOVA8833 | 12 | Solar |  | X | Interconnected | Prior Lake | 55372 | 11 | 1 | Residential | Single Phase Solar PV | 30000 | 2023 | 2024
20252-215442-01 | Minnesota Valley Electric Cooperative | 70 | 12651 | Co-op | NOVA8883 | 4.5 | Solar |  |  | Interconnected | Prior Lake | 55372 | 8 | 4 | Residential | Single Phase Solar PV | 43288 | 2023 | 2024
20252-215442-01 | Minnesota Valley Electric Cooperative | 70 | 12651 | Co-op | NOVA8897 | 15 | Solar |  | X | Interconnected | Cleveland | 56017 | 13 | 1 | Residential | Single Phase Solar PV | 45000 | 2023 | 2024
20252-215442-01 | Minnesota Valley Electric Cooperative | 70 | 12651 | Co-op | NOVA8910 | 25 | Solar |  |  | Interconnected | Cleveland | 56017 | 25 | 2 | Residential | Single Phase Solar PV | 60000 | 2023 | 2024
20252-215442-01 | Minnesota Valley Electric Cooperative | 70 | 12651 | Co-op | NOVA8911 | 8.96 | Solar |  |  | Interconnected | Savage | 55378 | 88 | 44 | Residential | Single Phase Solar PV | 52440 | 2023 | 2024
20252-215442-01 | Minnesota Valley Electric Cooperative | 70 | 12651 | Co-op | NOVA8923 | 13.12 | Solar |  |  | Interconnected | Savage | 55122 | 29 | 33 | Residential | Single Phase Solar PV | 65064 | 2023 | 2024
20252-215442-01 | Minnesota Valley Electric Cooperative | 70 | 12651 | Co-op | NOVA8958 | 5.22 | Solar |  |  | Active Application | Savage | 55378 | 21 | 11 | Residential | Single Phase Solar PV | 33307.31 | 2023
20252-215442-01 | Minnesota Valley Electric Cooperative | 70 | 12651 | Co-op | NOVA8959 | 10.24 | Solar |  |  | Interconnected | Savage | 55372 | 17 | 3 | Residential | Single Phase Solar PV | 80529 | 2023 | 2024
20252-215442-01 | Minnesota Valley Electric Cooperative | 70 | 12651 | Co-op | NOVA8960 | 5.4 | Solar |  |  | Interconnected | Carver | 55315 | 3 | 22 | Residential | Single Phase Solar PV | 46973 | 2023 | 2024
20252-215442-01 | Minnesota Valley Electric Cooperative | 70 | 12651 | Co-op | NOVA8975 | 19.2 | Solar |  |  | Interconnected | Elko | 55020 | 19 | 4 | Residential | Single Phase Solar PV | 79939 | 2024 | 2024
20252-215442-01 | Minnesota Valley Electric Cooperative | 70 | 12651 | Co-op | NOVA9019 | 6.72 | Solar |  |  | Interconnected | Elysian | 56028 | 4 | 4 | Residential | Single Phase Solar PV | 13230 | 2024 | 2024
20252-215442-01 | Minnesota Valley Electric Cooperative | 70 | 12651 | Co-op | NOVA9050 | 4.2 | Solar |  |  | Active Application | Victoria | 55386 | 22 | 1 | Residential | Single Phase Solar PV | 32615 | 2024
20252-215442-01 | Minnesota Valley Electric Cooperative | 70 | 12651 | Co-op | NOVA9068 | 8.64 | Solar |  |  | Interconnected | Savage | 55378 | 17 | 3 | Residential | Single Phase Solar PV | 68080 | 2024 | 2024
20252-215442-01 | Minnesota Valley Electric Cooperative | 70 | 12651 | Co-op | NOVA9069 | 3.3 | Solar |  |  | Interconnected | Savage | 55378 | 17 | 4 | Residential | Single Phase Solar PV | 25323 | 2024 | 2024
20252-215442-01 | Minnesota Valley Electric Cooperative | 70 | 12651 | Co-op | NOVA9076 | 28.67 | Solar |  |  | Withdrawn | Granite Falls | 56241 |  |  |  |  | 57330 | 2024
20252-215442-01 | Minnesota Valley Electric Cooperative | 70 | 12651 | Co-op | NOVA9104 | 15.36 | Solar |  | X | Interconnected | Prior Lake | 55372 | 12 | 2 | Residential | Single Phase Solar PV | 74715 | 2024 | 2024
20252-215442-01 | Minnesota Valley Electric Cooperative | 70 | 12651 | Co-op | NOVA9104-S | 23.04 | Storage |  |  | Interconnected | Prior Lake | 55372 | 12 | 2 | Residential | Single Phase Solar PV | 74715 | 2024 | 2024
20252-215442-01 | Minnesota Valley Electric Cooperative | 70 | 12651 | Co-op | NOVA9108 | 12.67 | Solar |  |  | Interconnected | Savage | 55378 | 21 | 11 | Residential | Single Phase Solar PV | 38946.6 | 2024 | 2024
20252-215442-01 | Minnesota Valley Electric Cooperative | 70 | 12651 | Co-op | NOVA9156 | 24.72 | Solar |  | X | Interconnected | Victoria | 55386 | 22 | 3 | Residential | Single Phase Solar PV | 81630 | 2024 | 2024
20252-215442-01 | Minnesota Valley Electric Cooperative | 70 | 12651 | Co-op | NOVA9164 | 37.5 | Solar |  |  | Interconnected | Cleveland | 56017 | 25 | 2 | Residential | Single Phase Solar PV | 1e+05 | 2024 | 2024
20252-215442-01 | Minnesota Valley Electric Cooperative | 70 | 12651 | Co-op | NOVA9167 | 9.6 | Solar |  |  | Interconnected | Prior Lake | 55372 | 8 | 4 | Residential | Single Phase Solar PV | 39385 | 2024 | 2024
20252-215442-01 | Minnesota Valley Electric Cooperative | 70 | 12651 | Co-op | NOVA9177 | 8 | Solar |  |  | Interconnected | Eden Prairie | 55347 | 20 | 2 | Residential | Single Phase Solar PV | 29135 | 2024 | 2024
20252-215442-01 | Minnesota Valley Electric Cooperative | 70 | 12651 | Co-op | NOVA9190 | 4.8 | Solar |  |  | Interconnected | Prior Lake | 55372 | 8 | 4 | Residential | Single Phase Solar PV | 20031 | 2024 | 2024
20252-215442-01 | Minnesota Valley Electric Cooperative | 70 | 12651 | Co-op | NOVA10208 | 3.3 | Solar |  |  | Interconnected | Chanhassen | 55317 | 20 | 1 | Residential | Single Phase Solar PV | 21117 | 2024 | 2024
20252-215442-01 | Minnesota Valley Electric Cooperative | 70 | 12651 | Co-op | NOVA10217 | 11.35 | Solar |  |  | Interconnected | Savage | 55378 | 21 | 11 | Residential | Single Phase Solar PV | 32000 | 2024 | 2024
20252-215442-01 | Minnesota Valley Electric Cooperative | 70 | 12651 | Co-op | NOVA10231 | 16 | Solar |  |  | Interconnected | Chaska | 55318 | 22 | 3 | Residential | Single Phase Solar PV | 50872.8 | 2024 | 2024
20252-215442-01 | Minnesota Valley Electric Cooperative | 70 | 12651 | Co-op | NOVA10240 | 19.2 | Solar |  |  | Interconnected | Webster | 55088 | 11 | 4 | Residential | Single Phase Solar PV | 51744 | 2024 | 2024
20252-215442-01 | Minnesota Valley Electric Cooperative | 70 | 12651 | Co-op | NOVA10259 | 40 | Solar |  |  | Active Application | Montgomery | 56069 | 2 | 3 | Commercial | Three Phase Solar PV | 162500 | 2024
20252-215442-01 | Minnesota Valley Electric Cooperative | 70 | 12651 | Co-op | NOVA10270 | 9.22 | Solar |  |  | Active Application | Le Center | 56057 | 7 | 3 | Residential | Single Phase PV | 40018 | 2024
20252-215442-01 | Minnesota Valley Electric Cooperative | 70 | 12651 | Co-op | NOVA10294 | 19.97 | Solar |  |  | Active Application | Belle Plaine | 56011 | 1 | 4 | Residential | Single Phase Solar PV | 55840 | 2024
20252-215442-01 | Minnesota Valley Electric Cooperative | 70 | 12651 | Co-op | NOVA10295 | 11.52 | Solar |  |  | Interconnected | Victoria | 55386 | 22 | 1 | Residential | Single Phase Solar PV | 50000 | 2024 | 2024
20252-215442-01 | Minnesota Valley Electric Cooperative | 70 | 12651 | Co-op | NOVA10296 | 2.88 | Solar |  |  | Interconnected | Savage | 55378 | 17 | 4 | Residential | Single Phase Solar PV | 16921 | 2024 | 2024
20252-215442-01 | Minnesota Valley Electric Cooperative | 70 | 12651 | Co-op | NOVA10314 | 24 | Solar |  | X | Active Application | Prior Lake | 55372 | 11 | 1 | Residential | Single Phase Solar PV | 30000 | 2024
20252-215442-01 | Minnesota Valley Electric Cooperative | 70 | 12651 | Co-op | NOVA10338 | 17.92 | Solar |  |  | Interconnected | Montgomery | 56069 | 2 | 3 | Residential | Single Phase Solar PV | 78433 | 2024 | 2024
20252-215442-01 | Minnesota Valley Electric Cooperative | 70 | 12651 | Co-op | NOVA10393 | 11.14 | Solar |  |  | Interconnected | Elko New Market | 55020 | 19 | 3 | Residential | Single Phase Solar PV | 40956 | 2024 | 2024
20252-215442-01 | Minnesota Valley Electric Cooperative | 70 | 12651 | Co-op | NOVA10398 | 4.39 | Solar |  |  | Interconnected | Jordan | 55352 | 24 | 2 | Residential | Single Phase Solar PV | 18338 | 2024 | 2024
20252-215442-01 | Minnesota Valley Electric Cooperative | 70 | 12651 | Co-op | NOVA10443 | 10 | Solar |  |  | Interconnected | Cologne | 55322 | 3 | 33 | Residential | Single Phase Solar PV | 30473.92 | 2024 | 2024
20252-215442-01 | Minnesota Valley Electric Cooperative | 70 | 12651 | Co-op | NOVA10451 | 10.98 | Solar |  |  | Active Application | Excelsior | 55331 | 22 | 1 | Residential | Single Phase Solar PV | 46093 | 2024
20252-215442-01 | Minnesota Valley Electric Cooperative | 70 | 12651 | Co-op | NOVA10530 | 7.68 | Solar |  |  | Interconnected | Prior Lake | 55372 | 12 | 1 | Residential | Single Phase Solar PV | 51776 | 2024 | 2024
20252-215442-01 | Minnesota Valley Electric Cooperative | 70 | 12651 | Co-op | NOVA10546 | 18.05 | Solar |  |  | Interconnected | Elko | 55020 | 19 | 3 | Residential | Single Phase Solar PV | 47589 | 2024 | 2024
20252-215442-01 | Minnesota Valley Electric Cooperative | 70 | 12651 | Co-op | NOVA10562 | 6 | Solar |  |  | Active Application | Prior Lake | 55372 | 21 | 1 | Residential | Single Phase PV | 6500 | 2024
20252-215442-01 | Minnesota Valley Electric Cooperative | 70 | 12651 | Co-op | NOVA10618 | 6.14 | Solar |  |  | Interconnected | Jordan | 55352 | 23 | 4 | Residential | Single Phase Solar PV | 24236 | 2024 | 2024
20252-215442-01 | Minnesota Valley Electric Cooperative | 70 | 12651 | Co-op | NOVA10620 | 8.4 | Solar |  |  | Interconnected | Savage | 55378 | 29 | 11 | Residential | Single Phase Solar PV | 66128 | 2024 | 2024
20252-215442-01 | Minnesota Valley Electric Cooperative | 70 | 12651 | Co-op | NOVA10623 | 9.9 | Solar |  |  | Interconnected | Victoria | 55386 | 22 | 1 | Residential | Single Phase Solar PV | 30739.5 | 2024 | 2024
20252-215442-01 | Minnesota Valley Electric Cooperative | 70 | 12651 | Co-op | NOVA10630 | 13.54 | Solar |  |  | Interconnected | Elko New Market | 55020 | 11 | 1 | Residential | Single Phase Solar PV | 41802.6 | 2024 | 2024
20252-215442-01 | Minnesota Valley Electric Cooperative | 70 | 12651 | Co-op | NOVA10631 | 2.4 | Solar |  |  | Active Application | Prior Lake | 55372 |  |  |  |  | 5000 | 2024
20252-215442-01 | Minnesota Valley Electric Cooperative | 70 | 12651 | Co-op | NOVA10638 | 3.8 | Solar |  |  | Interconnected | Savage | 55378 | 17 | 4 | Residential | Single Phase PV | 18566.75 | 2024 | 2024
20252-215442-01 | Minnesota Valley Electric Cooperative | 70 | 12651 | Co-op | NOVA10680 | 10.24 | Solar |  |  | Interconnected | Chaska | 55318 | 22 | 3 | Residential | Single Phase PV | 53398.5 | 2024 | 2024
20252-215442-01 | Minnesota Valley Electric Cooperative | 70 | 12651 | Co-op | NOVA10687 | 6 | Solar |  |  | Active Application | Shakopee | 55379 | 18 | 2 | Residential | Single Phase Solar PV | 25000 | 2024
20252-215442-01 | Minnesota Valley Electric Cooperative | 70 | 12651 | Co-op | NOVA10709 | 14.59 | Solar |  |  | Interconnected | Webster | 55088 | 11 | 4 | Residential | Single Phase Solar PV | 30308.36 | 2024 | 2024
20252-215442-01 | Minnesota Valley Electric Cooperative | 70 | 12651 | Co-op | NOVA10717 | 10.98 | Solar |  |  | Interconnected | New Prague | 56071 | 1 | 4 | Residential | Single Phase Solar PV | 35000 | 2024 | 2024
20252-215442-01 | Minnesota Valley Electric Cooperative | 70 | 12651 | Co-op | NOVA10797 | 5.38 | Solar |  |  | Interconnected | Eden Prairie | 55347 | 20 | 2 | Residential | Single Phase PV | 22704 | 2024 | 2024
20252-215442-01 | Minnesota Valley Electric Cooperative | 70 | 12651 | Co-op | NOVA10822 | 9.15 | Solar |  |  | Interconnected | Carver | 55315 | 3 | 22 | Residential | Single Phase PV | 31750 | 2024 | 2024
20252-215442-01 | Minnesota Valley Electric Cooperative | 70 | 12651 | Co-op | NOVA11867 | 4.29 | Solar |  |  | Active Application | Savage | 55378 | 21 | 11 | Residential | Single Phase PV | 35473 | 2024
20252-215442-01 | Minnesota Valley Electric Cooperative | 70 | 12651 | Co-op | NOVA11874 | 15.36 | Solar |  | X | Interconnected | Elko New Market | 55020 | 19 | 3 | Residential | Single Phase Solar PV | 99807 | 2024 | 2024
20252-215442-01 | Minnesota Valley Electric Cooperative | 70 | 12651 | Co-op | NOVA11874-S | 23 | Storage |  |  | Interconnected | Elko New Market | 55020 | 19 | 3 | Residential | Single Phase Solar PV | 99807 | 2024 | 2024
20252-215442-01 | Minnesota Valley Electric Cooperative | 70 | 12651 | Co-op | NOVA11879 | 2.2 | Solar |  |  | Interconnected | Jordan | 55352 | 12 | 4 | Residential | Single Phase PV | 11266 | 2024 | 2024
20252-215442-01 | Minnesota Valley Electric Cooperative | 70 | 12651 | Co-op | NOVA11885 | 6.91 | Solar |  |  | Active Application | Savage | 55378 | 17 | 4 | Residential | Single Phase Solar PV | 32824 | 2024
20252-215442-01 | Minnesota Valley Electric Cooperative | 70 | 12651 | Co-op | NOVA11903 | 3.84 | Solar |  |  | Interconnected | Savage | 55378 | 17 | 1 | Residential | Single Phase PV | 21513 | 2024 | 2024
20252-215442-01 | Minnesota Valley Electric Cooperative | 70 | 12651 | Co-op | NOVA11916-S | 23 | Storage |  |  | Interconnected | Chanhassen | 55317 | 15 | 93 | Residential | Single Phase PV | 22895 | 2024 | 2024
20252-215442-01 | Minnesota Valley Electric Cooperative | 70 | 12651 | Co-op | NOVA11918-S | 23 | Storage |  |  | Active Application | Prior Lake | 55372 | 21 | 1 | Residential | Single Phase PV | 22895 | 2024
20252-215442-01 | Minnesota Valley Electric Cooperative | 70 | 12651 | Co-op | NOVA11930 | 30 | Solar |  |  | Active Application | Elko New Market | 55020 | 11 | 2 | Residential | Single Phase PV | 139742.6 | 2024
20252-215442-01 | Minnesota Valley Electric Cooperative | 70 | 12651 | Co-op | NOVA11936 | 12.29 | Solar |  |  | Active Application | Chaska | 55318 | 3 | 3 | Residential | Single Phase PV | 45860 | 2024
20252-215442-01 | Minnesota Valley Electric Cooperative | 70 | 12651 | Co-op | NOVA11948 | 6.91 | Solar |  |  | Interconnected | Eden Prairie | 55347 | 20 | 2 | Residential | Single Phase Solar PV | 31795 | 2024 | 2024
20252-215442-01 | Minnesota Valley Electric Cooperative | 70 | 12651 | Co-op | NOVA11955 | 7.68 | Solar |  |  | Active Application | Eden Prairie | 55347 | 20 | 2 | Residential | Single Phase PV | 37023 | 2024
20252-215442-01 | Minnesota Valley Electric Cooperative | 70 | 12651 | Co-op | NOVA11988 | 16.51 | Solar |  |  | Interconnected | Victoria | 55386 | 22 | 11 | Residential | Single Phase PV | 48482.5 | 2024 | 2024
20252-215442-01 | Minnesota Valley Electric Cooperative | 70 | 12651 | Co-op | NOVA12049 | 20.86 | Solar |  |  | Active Application | Prior Lake | 55372 | 19 | 4 | Residential | Single Phase PV | 64398.6 | 2024
20252-215442-01 | Minnesota Valley Electric Cooperative | 70 | 12651 | Co-op | NOVA12068 | 4.99 | Solar |  |  | Active Application | Prior Lake | 55372 | 23 | 2 | Residential | Single Phase PV | 24342 | 2024
20252-215442-01 | Minnesota Valley Electric Cooperative | 70 | 12651 | Co-op | NOVA12096 | 6.53 | Solar |  |  | Active Application | Prior Lake | 55372 | 216 | 1 | Residential | Single Phase PV | 27126 | 2024
20252-215442-01 | Minnesota Valley Electric Cooperative | 70 | 12651 | Co-op | NOVA12131 | 2.3 | Solar |  |  | Active Application | Victoria | 55386 | 22 | 1 | Residential | Single Phase PV | 11937 | 2024
20252-215442-01 | Minnesota Valley Electric Cooperative | 70 | 12651 | Co-op | NOVA12132 | 4.95 | Solar |  |  | Active Application | Eden Prairie | 55347 | 20 | 1 | Residential | Single Phase PV | 24243 | 2024
20252-215442-01 | Minnesota Valley Electric Cooperative | 70 | 12651 | Co-op | NOVA12162 | 12.08 | Solar |  |  | Active Application | Waconia | 55387 | 6 | 3 | Residential | Single Phase PV | 40350 | 2024
20252-215442-01 | Minnesota Valley Electric Cooperative | 70 | 12651 | Co-op | NOVA12168 | 9.24 | Solar |  |  | Interconnected | Savage | 55378 | 17 | 3 | Residential | Single Phase PV | 40011.4 | 2024 | 2024
20252-215442-01 | Minnesota Valley Electric Cooperative | 70 | 12651 | Co-op | NOVA12188 | 4.95 | Solar |  |  | Interconnected | Victoria | 55386 | 22 | 1 | Residential | Single Phase PV | 23993 | 2024 | 2024
20252-215442-01 | Minnesota Valley Electric Cooperative | 70 | 12651 | Co-op | NOVA12217 | 33 | Solar |  |  | Active Application | New Prague | 56071 | 1 | 2 | Residential | Single Phase PV | 45000 | 2024
20252-215442-01 | Minnesota Valley Electric Cooperative | 70 | 12651 | Co-op | NOVA12224 | 11.5 | Solar |  | X | Active Application | Prior Lake | 55372 | 19 | 4 | Residential | Single Phase PV | 37658.81 | 2024
20252-215442-01 | Minnesota Valley Electric Cooperative | 70 | 12651 | Co-op | NOVA12255 | 3.84 | Solar |  |  | Active Application | Carver | 55315 | 3 | 22 | Residential | Single Phase PV | 19762 | 2024
20252-215442-01 | Minnesota Valley Electric Cooperative | 70 | 12651 | Co-op | NOVA12256 | 3.84 | Solar |  |  | Active Application | Carver | 55315 | 3 | 22 | Residential | Single Phase PV | 19614 | 2024
20252-215442-01 | Minnesota Valley Electric Cooperative | 70 | 12651 | Co-op | NOVA12269 | 3.84 | Solar |  |  | Active Application | Carver | 55315 | 3 | 22 | Residential | Single Phase PV | 19762 | 2024
20252-215442-01 | Minnesota Valley Electric Cooperative | 70 | 12651 | Co-op | NOVA12280 | 13.44 | Solar |  |  | Interconnected | Le Center | 56057 | 25 | 2 | Residential | Single Phase PV | 22313 | 2024 | 2024
20252-215442-01 | Minnesota Valley Electric Cooperative | 70 | 12651 | Co-op | NOVA12283 | 9.6 | Solar |  |  | Interconnected | Waconia | 55387 | 3 | 1 | Residential | Single Phase PV | 55581 | 2024 | 2024
20252-215442-01 | Minnesota Valley Electric Cooperative | 70 | 12651 | Co-op | NOVA12302 | 5.7 | Solar |  |  | Active Application | Montgomery | 56069 | 2 | 2 | Residential | Single Phase PV | 30000 | 2024
20252-215442-01 | Minnesota Valley Electric Cooperative | 70 | 12651 | Co-op | NOVA12316 | 3.84 | Solar |  |  | Active Application | Carver | 55315 | 3 | 22 | Residential | Single Phase PV | 22313 | 2024
20252-215442-01 | Minnesota Valley Electric Cooperative | 70 | 12651 | Co-op | NOVA12317 | 13.824 | Solar |  | X | Active Application | Lakeville | 55044 | 19 | 1 | Residential | Single Phase PV | 73136 | 2024
20252-215442-01 | Minnesota Valley Electric Cooperative | 70 | 12651 | Co-op | NOVA12317-S | 11.5 | Storage |  |  | Active Application | Lakeville | 55044 | 19 | 1 | Residential | Single Phase PV | 73136 | 2024
20252-215442-01 | Minnesota Valley Electric Cooperative | 70 | 12651 | Co-op | NOVA12419 | 6.27 | Solar |  |  | Active Application | Eden Prairie | 55347 |  |  |  |  | 57151 | 2024
20252-215442-01 | Minnesota Valley Electric Cooperative | 70 | 12651 | Co-op | NOVA12420 | 4.22 | Solar |  |  | Active Application | Carver | 55315 | 3 | 22 | Residential | Single Phase PV | 19286 | 2024
20252-215442-01 | Minnesota Valley Electric Cooperative | 70 | 12651 | Co-op | NOVA12426 | 36 | Solar |  |  | Active Application | Prior Lake | 55372 | 21 | 3 | Residential | Single Phase PV | 35000 | 2024
20252-215442-01 | Minnesota Valley Electric Cooperative | 70 | 12651 | Co-op | NOVA12434 | 7.6 | Solar |  |  | Active Application | Le Center | 56057 | 2 | 4 | Residential | Single Phase PV | 45000 | 2024
20251-214159-01 | Minnesota Valley Coop Light & Power Assoc | 22 | 40304 | Co-op | 11258 | 30 | Wind |  |  | Interconnected | Maynard | 56260 | Gluek | 4 | Residential |  |  | 2014 | 2014
20251-214159-01 | Minnesota Valley Coop Light & Power Assoc | 22 | 40304 | Co-op | 15004 | 15 | Solar |  |  | Interconnected | Dawson | 56232 | Riverside | 2 | Residential |  |  | 2014 | 2014
20251-214159-01 | Minnesota Valley Coop Light & Power Assoc | 22 | 40304 | Co-op | 25375 | 10.71 | Solar |  |  | Interconnected | Hanley Falls | 56245 | Lisbon | 2 | Residential |  |  | 2010 | 2010
20251-214159-01 | Minnesota Valley Coop Light & Power Assoc | 22 | 40304 | Co-op | 14755 | 18.32 | Solar |  |  | Interconnected | Sacred Heart | 56285 | Asbury | 2 | Residential |  |  | 2016 | 2016
20251-214159-01 | Minnesota Valley Coop Light & Power Assoc | 22 | 40304 | Co-op | 10752 | 35 | Wind |  |  | Interconnected | Granite Falls | 56241 | Asbury | 2 | Residential |  |  | 2005 | 2005
20251-214159-01 | Minnesota Valley Coop Light & Power Assoc | 22 | 40304 | Co-op | 22883 | 6.44 | Solar |  |  | Interconnected | Granite Falls | 56241 | Chapman | 3 | Residential |  |  | 2010 | 2010
20251-214159-01 | Minnesota Valley Coop Light & Power Assoc | 22 | 40304 | Co-op | 22883 | 2.4 | Wind |  |  | Interconnected | Granite Falls | 56241 | Chapman | 3 | Residential |  |  | 2010 | 2010
20251-214159-01 | Minnesota Valley Coop Light & Power Assoc | 22 | 40304 | Co-op | 21735 | 35 | Wind |  |  | Interconnected | Vesta | 56292 | Echo | 3 | Residential |  |  | 2007 | 2007
20251-214159-01 | Minnesota Valley Coop Light & Power Assoc | 22 | 40304 | Co-op | 23499 | 7.72 | Solar |  |  | Interconnected | Bellingham | 56212 | Madison | 1 | Residential |  |  | 2017 | 2017
20251-214159-01 | Minnesota Valley Coop Light & Power Assoc | 22 | 40304 | Co-op | 20931 | 9.75 | Solar |  |  | Interconnected | Montevideo | 56265 | Lisbon | 1 | Residential |  |  | 2017 | 2017
20251-214159-01 | Minnesota Valley Coop Light & Power Assoc | 22 | 40304 | Co-op | 15255 | 35 | Wind |  |  | Interconnected | Madison | 56256 | Madison | 6 | Residential |  |  | 1992 | 1992
20251-214159-01 | Minnesota Valley Coop Light & Power Assoc | 22 | 40304 | Co-op | 13857 | 10 | Wind |  |  | Interconnected | Boyd | 56218 | Watson | 3 | Residential |  |  | 2013 | 2013
20251-214159-01 | Minnesota Valley Coop Light & Power Assoc | 22 | 40304 | Co-op | 20568 | 39.9 | Wind |  |  | Interconnected | Canby | 56220 | Garfield | 3 | Residential |  |  | 2010 | 2010
20251-214159-01 | Minnesota Valley Coop Light & Power Assoc | 22 | 40304 | Co-op | 17012 | 15 | Solar |  |  | Interconnected | Boyd | 56218 | Riverside | 2 | Residential |  |  | 2015 | 2015
20251-214159-01 | Minnesota Valley Coop Light & Power Assoc | 22 | 40304 | Co-op | 24801 | 19.8 | Solar |  |  | Interconnected | Clarkfield | 56223 | Lisbon | 4 | Residential |  |  | 2015 | 2015
20251-214159-01 | Minnesota Valley Coop Light & Power Assoc | 22 | 40304 | Co-op | 23152 | 39.44 | Solar |  |  | Interconnected | Kerkhoven | 56252 | Gluek | 2 | Residential |  |  | 2016 | 2016
20251-214159-01 | Minnesota Valley Coop Light & Power Assoc | 22 | 40304 | Co-op | 25130 | 7.62 | Solar |  |  | Interconnected | Montevideo | 56265 | Rosen | 3 | Residential |  |  | 2018 | 2018
20251-214159-01 | Minnesota Valley Coop Light & Power Assoc | 22 | 40304 | Co-op | 19946 | 20.3 | Solar |  |  | Interconnected | Granite Falls | 56241 | Chapman | 3 | Residential |  |  | 2018 | 2018
20251-214159-01 | Minnesota Valley Coop Light & Power Assoc | 22 | 40304 | Co-op | 19547 | 10.08 | Solar |  |  | Interconnected | Madison | 56256 | Canby | 1 | Residential |  |  | 2018 | 2019
20251-214159-01 | Minnesota Valley Coop Light & Power Assoc | 22 | 40304 | Co-op | 19412 | 8.64 | Solar |  |  | Interconnected | Boyd | 56218 | Minneota | 1 | Residential |  |  | 2019 | 2019
20251-214159-01 | Minnesota Valley Coop Light & Power Assoc | 22 | 40304 | Co-op | 25691 | 7.44 | Solar |  |  | Interconnected | Hazel Run | 56241 | Woodlake | 1 | Residential |  |  | 2019 | 2019
20251-214159-01 | Minnesota Valley Coop Light & Power Assoc | 22 | 40304 | Co-op | 19970 | 16.12 | Solar |  |  | Interconnected | Hazel Run | 56245 | Woodlake | 2 | Residential |  |  | 2019 | 2019
20251-214159-01 | Minnesota Valley Coop Light & Power Assoc | 22 | 40304 | Co-op | 25279 | 15.17 | Solar |  |  | Interconnected | Dawson | 56232 | Watson | 4 | Residential |  |  | 2019 | 2020
20251-214159-01 | Minnesota Valley Coop Light & Power Assoc | 22 | 40304 | Co-op | 23499 | 7.6 | Solar |  |  | Interconnected | Bellingham | 56212 | Madison | 1 | Residential |  |  | 2021 | 2021
20251-214159-01 | Minnesota Valley Coop Light & Power Assoc | 22 | 40304 | Co-op | 20536 | 9.24 | Solar |  |  | Interconnected | Montevideo | 56265 | Lisbon | 4 | Residential |  |  | 2021 | 2021
20251-214159-01 | Minnesota Valley Coop Light & Power Assoc | 22 | 40304 | Co-op | 21897 | 9.24 | Solar |  |  | Interconnected | Montevideo | 56265 | Watson | 3 | Residential |  |  | 2021 | 2021
20251-214159-01 | Minnesota Valley Coop Light & Power Assoc | 22 | 40304 | Co-op | 16804 | 10 | Solar |  |  | Interconnected | Dawson | 56232 | Watson | 4 | Residential |  |  | 2021 | 2021
20251-214159-01 | Minnesota Valley Coop Light & Power Assoc | 22 | 40304 | Co-op | 24226 | 7.6 | Solar |  |  | Interconnected | Madison | 56256 | Garfield | 2 | Residential |  |  | 2022 | 2022
20251-214159-01 | Minnesota Valley Coop Light & Power Assoc | 22 | 40304 | Co-op | 21735 | 35 | Solar |  |  | Interconnected | Vesta | 56292 | Echo | 3 | Residential |  |  | 2022 | 2022
20251-214159-01 | Minnesota Valley Coop Light & Power Assoc | 22 | 40304 | Co-op | 19332 | 19.72 | Solar |  |  | Interconnected | Maynard | 56260 | Asbury | 1 | Residential |  |  | 2022 | 2022
20251-214159-01 | Minnesota Valley Coop Light & Power Assoc | 22 | 40304 | Co-op | 20890 | 38.28 | Solar |  |  | Interconnected | Hanley Falls | 56245 | Woodlake | 1 | Residential |  |  | 2022 | 2022
20251-214159-01 | Minnesota Valley Coop Light & Power Assoc | 22 | 40304 | Co-op | 18184 | 38.4 | Solar |  |  | Interconnected | Clarkfield | 56223 | Minneota | 1 | Residential |  |  | 2023 | 2023
20251-214159-01 | Minnesota Valley Coop Light & Power Assoc | 22 | 40304 | Co-op | 18687 | 7.6 | Solar |  |  | Interconnected | Clarkfield | 56223 | Minneota | 2 | Residential |  |  | 2023 | 2023
20251-214159-01 | Minnesota Valley Coop Light & Power Assoc | 22 | 40304 | Co-op | 14360 | 15.2 | Solar |  |  | Interconnected | Madison | 56256 | Garfield | 2 | Residential |  |  | 2023 | 2023
20251-214159-01 | Minnesota Valley Coop Light & Power Assoc | 22 | 40304 | Co-op | 23102 | 10 | Solar |  |  | Interconnected | Dawson | 56232 | Watson | 4 | Residential |  |  | 2023 | 2023
20251-214159-01 | Minnesota Valley Coop Light & Power Assoc | 22 | 40304 | Co-op | 17330 | 38.4 | Solar |  |  | Interconnected | Minneota | 56264 | Minneota | 3 | Residential |  |  | 2023 | 2023
20251-214159-01 | Minnesota Valley Coop Light & Power Assoc | 22 | 40304 | Co-op | 26520 | 14 | Solar |  |  | Interconnected | Wood Lake | 56297 | Woodlake | 2 | Residential |  |  | 2023 | 2023
20251-214159-01 | Minnesota Valley Coop Light & Power Assoc | 22 | 40304 | Co-op | 13455 | 37.1 | Solar |  |  | Interconnected | Madison | 56256 | Madison | 3 | Residential |  |  | 2024 | 2024
20251-214159-01 | Minnesota Valley Coop Light & Power Assoc | 22 | 40304 | Co-op | 10752 | 15.3 | Solar |  |  | Interconnected | Granite Falls | 56241 | Chapman | 3 | Residential |  |  | 2024 | 2024
20251-214159-01 | Minnesota Valley Coop Light & Power Assoc | 22 | 40304 | Co-op | 14000 | 21.4 | Solar |  |  | Interconnected | Madison | 56256 | Madison | 2 | Residential |  |  | 2024 | 2024
20251-214159-01 | Minnesota Valley Coop Light & Power Assoc | 22 | 40304 | Co-op | 22546 | 18.5 | Solar |  |  | Interconnected | Montevideo | 56265 | Lisbon | 1 | Residential |  |  | 2024 | 2024
20251-214159-01 | Minnesota Valley Coop Light & Power Assoc | 22 | 40304 | Co-op | 14095 | 7.5 | Solar |  |  | Interconnected | Madison | 56256 | Madison | 4 | Residential |  |  | 2024 | 2024
20251-214123-01 | Moorhead Public Service | 81 | 12894 | Muni | DG-001 | 0.432 | Solar |  |  | Interconnected | Moorhead | 56560 | Southeast | 18 | Commercial | Capture The Energy |  | 2012 | 2012
20251-214123-01 | Moorhead Public Service | 81 | 12894 | Muni | DG-002 | 2.82 | Solar |  |  | Interconnected | Moorhead | 56560 | Southeast | 16 | Residential | Capture The Energy | 12000 | 2014 | 2015
20251-214123-01 | Moorhead Public Service | 81 | 12894 | Muni | DG-003 | 6.05 | Solar |  |  | Interconnected | Moorhead | 56560 | Southeast | 20 | Residential | Capture The Energy | 16000 | 2015 | 2015
20251-214123-01 | Moorhead Public Service | 81 | 12894 | Muni | DG-004 | 40 | Solar |  |  | Interconnected | Moorhead | 56560 | Northeast | 23 | Utility |  | 87900 | 2015 | 2015
20251-214123-01 | Moorhead Public Service | 81 | 12894 | Muni | DG-005 | 20 | Solar |  |  | Interconnected | Moorhead | 56561 | Northeast | 23 | Utility |  | 71012 | 2016 | 2016
20251-214123-01 | Moorhead Public Service | 81 | 12894 | Muni | DG-006 | 80 | Solar |  |  | Interconnected | Moorhead | 56562 | Northeast | 23 | Utility |  | 163238 | 2017 | 2017
20251-214123-01 | Moorhead Public Service | 81 | 12894 | Muni | DG-007 | 20 | Solar |  |  | Interconnected | Moorhead | 56563 | Northeast | 23 | Utility |  | 66876 | 2018 | 2018
20251-214123-01 | Moorhead Public Service | 81 | 12894 | Muni | DG-008 | 20 | Solar |  |  | Interconnected | Moorhead | 56564 | Northeast | 23 | Utility |  | 54896 | 2019 | 2019
20251-214123-01 | Moorhead Public Service | 81 | 12894 | Muni | DG-009 | 10.56 | Solar |  |  | Interconnected | Moorhead | 56560 | Northeast | 23 | Utility |  | 40000 | 2011 | 2011
20251-214123-01 | Moorhead Public Service | 81 | 12894 | Muni | DG-010 | 2.16 | Solar |  |  | Interconnected | Moorhead | 56560 | Centennial | 36 | Commercial |  |  | 2015 | 2015
20251-214123-01 | Moorhead Public Service | 81 | 12894 | Muni | DG-011 | 6.3 | Solar |  |  | Interconnected | Moorhead | 56560 | Brookdale | Express TB1 | Residential |  |  | 2016 | 2016
20251-214123-01 | Moorhead Public Service | 81 | 12894 | Muni | DG-012 | 23 | Solar |  |  | Interconnected | Moorhead | 56560 | Centennial | 36 | Commercial |  | 123000 | 2017 | 2017
20251-214123-01 | Moorhead Public Service | 81 | 12894 | Muni | DG-013 | 10 | Solar |  |  | Interconnected | Moorhead | 56560 | Southeast | 18 | Residential |  | 18000 | 2018 | 2018
20251-214123-01 | Moorhead Public Service | 81 | 12894 | Muni | DG-014 | 5.7 | Solar |  |  | Interconnected | Moorhead | 56560 | Southeast | 15 | Residential |  |  | 2019 | 2019
20251-214123-01 | Moorhead Public Service | 81 | 12894 | Muni | DG-015 | 5.5 | Solar |  |  | Interconnected | Moorhead | 56560 | Southeast | 15 | Residential |  |  | 2019 | 2019
20251-214123-01 | Moorhead Public Service | 81 | 12894 | Muni | DG-016 | 750 | Wind |  |  | Interconnected | Moorhead | 56560 | Northeast | 23 | Utility | Federal and State | 750000 | 1998 | 1999
20251-214123-01 | Moorhead Public Service | 81 | 12894 | Muni | DG-017 | 750 | Wind |  |  | Interconnected | Moorhead | 56560 | Northeast | 23 | Utility | Federal and State | 750000 | 2001 | 2002
20251-214123-01 | Moorhead Public Service | 81 | 12894 | Muni | DG-005 | 20 | Solar |  |  | Interconnected | Moorhead | 56560 | Northeast | 23 | Utility |  | 60000 | 2016 | 2016
20251-214123-01 | Moorhead Public Service | 81 | 12894 | Muni | DG-006 | 80 | Solar |  |  | Interconnected | Moorhead | 56560 | Northeast | 23 | Utility |  | 240000 | 2017 | 2017
20251-214123-01 | Moorhead Public Service | 81 | 12894 | Muni | DG-007 | 20 | Solar |  |  | Interconnected | Moorhead | 56560 | Northeast | 23 | Utility |  | 60000 | 2018 | 2018
20251-214123-01 | Moorhead Public Service | 81 | 12894 | Muni | DG-008 | 20 | Solar |  |  | Interconnected | Moorhead | 56560 | Northeast | 23 | Utility |  | 60000 | 2019 | 2019
20251-214123-01 | Moorhead Public Service | 81 | 12894 | Muni | DG-018 | 7.54 | Solar |  |  | Interconnected | Moorhead | 56560 | Southeast | 20 | Residential |  |  | 2020 | 2020
20251-214123-01 | Moorhead Public Service | 81 | 12894 | Muni | DG-019 | 15.95 | Solar |  |  | Interconnected | Moorhead | 56560 | Southeast | 16 | Residential |  | 68961 | 2021 | 2021
20251-214123-01 | Moorhead Public Service | 81 | 12894 | Muni | DG-020 | 8.96 | Solar |  |  | Interconnected | Moorhead | 56560 | Centennial | 36 | Residential |  | 32253.71 | 2021 | 2021
20251-214123-01 | Moorhead Public Service | 81 | 12894 | Muni | DG-021 | 6.96 | Solar |  |  | Interconnected | Moorhead | 56560 | Southeast | 19 | Residential |  | 27834 | 2021 | 2021
20251-214123-01 | Moorhead Public Service | 81 | 12894 | Muni | DG-022 | 3.8 | Solar |  |  | Interconnected | Moorhead | 56560 | Brookdale | Express TB1 | Residential |  | 25682 | 2021 | 2022
20251-214123-01 | Moorhead Public Service | 81 | 12894 | Muni | DG-023 | 8.4 | Solar |  |  | Interconnected | Moorhead | 56560 | Northeast | 25 | Residential |  | 25500 | 2022 | 2022
20251-214123-01 | Moorhead Public Service | 81 | 12894 | Muni | DG-024 | 4.46 | Solar |  |  | Interconnected | Moorhead | 56560 | Southeast | 16 | Residential |  | 21232 | 2022
20251-214123-01 | Moorhead Public Service | 81 | 12894 | Muni | DG-025 | 7.2 | Solar |  |  | Interconnected | Moorhead | 56560 | Brookdale | Express TB1 | Residential |  | 22500 | 2022 | 2022
20251-214123-01 | Moorhead Public Service | 81 | 12894 | Muni | DG-026 | 7.6 | Solar |  |  | Interconnected | Moorhead | 56560 | Northeast | 24 | Residential |  | 45847 | 2022 | 2023
20251-214123-01 | Moorhead Public Service | 81 | 12894 | Muni | DG-027 | 10.8 | Solar |  |  | Interconnected | Moorhead | 56560 | Southeast | 20 | Residential |  | 33342.24 | 2023 | 2023
20251-214123-01 | Moorhead Public Service | 81 | 12894 | Muni | DG-028 | 180 | Solar |  |  | Interconnected | Moorhead | 56560 | Northeast | 25 | Industrial |  | 485026.39 | 2023 | 2023
20251-214123-01 | Moorhead Public Service | 81 | 12894 | Muni | DG-029 | 4.5 | Solar |  |  | Withdrawn | Moorhead | 56560 | Brookdale | Express TB1 | Residential |  | 32613.89 | 2023
20251-214123-01 | Moorhead Public Service | 81 | 12894 | Muni | DG-030 | 4.35 | Solar |  |  | Interconnected | Moorhead | 56560 | Brookdale | 3 | Residential |  | 20950 | 2023 | 2023
20251-214123-01 | Moorhead Public Service | 81 | 12894 | Muni | DG-031 | 11.52 | Solar |  |  | Interconnected | Moorhead | 56560 | Northeast | 22 | Residential |  | 42422 | 2023 | 2023
20251-214123-01 | Moorhead Public Service | 81 | 12894 | Muni | DG-032 | 39.9 | Solar |  |  | Interconnected | Moorhead | 56560 | Centennial | 18 | Commercial | Solar for Schools | 162000 | 2023 | 2023
20251-214123-01 | Moorhead Public Service | 81 | 12894 | Muni | DG-033 | 39.9 | Solar |  |  | Interconnected | Moorhead | 56560 | Oppo | 56 | Commercial | Solar for Schools | 162000 | 2023 | 2023
20251-214123-01 | Moorhead Public Service | 81 | 12894 | Muni | DG-034 | 29.4 | Solar |  |  | Interconnected | Moorhead | 56560 | Northeast | 24 | Residential |  | 68890 | 2023 | 2024
20251-214123-01 | Moorhead Public Service | 81 | 12894 | Muni | DG-035 | 11.66 | Solar |  |  | Interconnected | Moorhead | 56560 |  |  | Residential |  | 53360.24 | 2024 | 2024
20251-214123-01 | Moorhead Public Service | 81 | 12894 | Muni | DG-036 | 5.76 | Solar |  |  | Interconnected | Moorhead | 56560 |  |  | Residential |  | 14112 | 2024 | 2024
20251-214123-01 | Moorhead Public Service | 81 | 12894 | Muni | DG-037 | 39.9 | Solar |  |  | Interconnected | Moorhead | 56560 |  |  | Commercial | Solar for Schools | 162500 | 2024 | 2024
20251-214123-01 | Moorhead Public Service | 81 | 12894 | Muni | DG-038 | 39.9 | Solar |  |  | Interconnected | Moorhead | 56560 |  |  | Commercial | Solar for Schools | 162500 | 2024 | 2024
20251-214123-01 | Moorhead Public Service | 81 | 12894 | Muni | DG-039 | 39.9 | Solar |  |  | Interconnected | Moorhead | 56560 |  |  | Commercial | Solar for Schools | 162500 | 2024 | 2024
20251-214123-01 | Moorhead Public Service | 81 | 12894 | Muni | DG-040 | 39.9 | Solar |  |  | Interconnected | Moorhead | 56560 |  |  | Commercial | Solar for Schools | 162500 | 2024 | 2024
20251-214123-01 | Moorhead Public Service | 81 | 12894 | Muni | DG-041 | 39.9 | Solar |  |  | Interconnected | Moorhead | 56560 |  |  | Commercial | Solar for Schools | 162500 | 2024 | 2024
20251-214123-01 | Moorhead Public Service | 81 | 12894 | Muni | DG-042 | 5.76 | Solar |  |  | Interconnected | Moorhead | 56560 |  |  | Residential |  | 19164.09 | 2024 | 2024
20251-214123-01 | Moorhead Public Service | 81 | 12894 | Muni | DG-043 | 38.4 | Solar |  |  | Interconnected | Moorhead | 56560 |  |  | Commercial |  | 113464 | 2024 | 2024
20251-214123-01 | Moorhead Public Service | 81 | 12894 | Muni | DG-044 | 38.4 | Solar |  |  | Interconnected | Moorhead | 56560 |  |  | Commercial |  | 95000 | 2024 | 2024
20251-214123-01 | Moorhead Public Service | 81 | 12894 | Muni | DG-045 | 8.45 | Solar |  |  | Interconnected | Moorhead | 56560 |  |  | Residential |  | 44000 | 2024 | 2024
20251-214123-01 | Moorhead Public Service | 81 | 12894 | Muni | DG-046 | 9.98 | Solar |  |  | Interconnected | Moorhead | 56560 |  |  | Residential |  | 25120.15 | 2024 | 2024
20251-214123-01 | Moorhead Public Service | 81 | 12894 | Muni | DG-047 | 3.48 | Solar |  |  | Active Application | Moorhead | 56560 |  |  | Residential |  |  | 2024
20251-214417-01 | Moose Lake Water & Light Commission | 72 | 12897 | Muni | 01-00003800-00-4 | 3.8 | Solar |  | X | Interconnected | Moose Lake | 55767 | North Sub | N52-F1 | Residential |  | 30650 | 2019 | 2019
20251-214417-01 | Moose Lake Water & Light Commission | 72 | 12897 | Muni | 01-00071427-00-2 | 6.5 | Solar |  |  | Interconnected | Moose Lake | 55767 | South Sub | S52-F3 | Residential |  |  | 2016 | 2016
20251-214417-01 | Moose Lake Water & Light Commission | 72 | 12897 | Muni | 01-00071440-00-1 | 2.9 | Solar |  |  | Interconnected | Moose Lake | 55767 | South Sub | S52-F3 | Residential |  | 12016 | 2020 | 2020
20251-214417-01 | Moose Lake Water & Light Commission | 72 | 12897 | Muni | 01-00500000-00-9 | 12.9 | Solar |  |  | Interconnected | Moose Lake | 55767 | North Sub | N52-F2 | Residential |  |  | 2020 | 2020
20251-214417-01 | Moose Lake Water & Light Commission | 72 | 12897 | Muni | 02-00000661-00-3 | 37.5 | Solar |  |  | Interconnected | Moose Lake | 55767 | South Sub | S52-F3 | Commercial |  | 114080 | 2022 | 2022
20252-215857-01 | Mora Municipal Utilities | 73 | 12900 | Muni | 05_Res1 | 15 | Solar |  |  | Interconnected | Mora | 55051 | Mora PP Sub | NW Feeder | Residential |  |  | 2005 | 2005
20252-215857-01 | Mora Municipal Utilities | 73 | 12900 | Muni | 21_Comm1 | 20 | Solar |  |  | Interconnected | Mora | 55051 | Mora PP Sub | W Feeder | Commercial |  | 39000
20252-215857-01 | Mora Municipal Utilities | 73 | 12900 | Muni | 21_Comm2 | 19.99 | Solar |  |  | Interconnected | Mora | 55051 | Mora PP Sub | W Feeder | Commercial |  | 52000 | 2021 | 2021
20252-215857-01 | Mora Municipal Utilities | 73 | 12900 | Muni | 22_Res1 | 16 | Solar |  |  | Interconnected | Mora | 55051 | Mora PP Sub | SE Feeder | Residential |  | 68421.05 | 2022 | 2022
20252-215857-01 | Mora Municipal Utilities | 73 | 12900 | Muni | 22_Res2 | 12.5 | Solar |  |  | Interconnected | Mora | 55051 | Mora PP Sub | NW Feeder | Residential |  | 43000 | 2022 | 2023
20252-215857-01 | Mora Municipal Utilities | 73 | 12900 | Muni | 22_Comm2 | 39.9 | Solar |  |  | Interconnected | Mora | 55051 | Mora PP Sub | NE Feeder | Commercial |  | 162000 | 2022 | 2023
20252-215857-01 | Mora Municipal Utilities | 73 | 12900 | Muni | 22_Comm3 | 39.9 | Solar |  |  | Interconnected | Mora | 55051 | Mora PP Sub | NE Feeder | Commercial |  | 174640 | 2022 | 2023
20252-215857-01 | Mora Municipal Utilities | 73 | 12900 | Muni | 23_Res1 | 3.8 | Solar |  |  | Interconnected | Mora | 55051 | Mora Ind Sub | Industrial Feeder | Residential |  | 21524.23 | 2023 | 2023
20252-215857-01 | Mora Municipal Utilities | 73 | 12900 | Muni | 23_Res2 | 4.725 | Solar |  |  | Interconnected | Mora | 55051 | Mora PP Sub | W Feeder | Residential |  | 23748 | 2023 | 2023
20252-215857-01 | Mora Municipal Utilities | 73 | 12900 | Muni | 22_Comm1 | 30 | Solar |  |  | Interconnected | Mora | 55051 | Mora PP Sub | W Feeder | Commercial |  | 85000 | 2022 | 2024
20252-215857-01 | Mora Municipal Utilities | 73 | 12900 | Muni | 24-Comm1 | 999 | Solar |  |  | Active Application | Mora | 55051 | Mora 65 Sub | Industrial Feeder | Commercial |  | 2732000 | 2024
20252-215857-01 | Mora Municipal Utilities | 73 | 12900 | Muni | 24_Res1 | 7.6 | Solar |  |  | Active Application | Mora | 55051 | Mora PP Sub | W Feeder | Residential |  | 42000 | 2024 | 2025
20252-215857-01 | Mora Municipal Utilities | 73 | 12900 | Muni | 24_Comm2 | 11.2 | Solar |  |  | Interconnected | Mora | 55051 | Mora PP Sub | SW Feeder | Commercial |  | 45014 | 2024 | 2024
20252-215857-01 | Mora Municipal Utilities | 73 | 12900 | Muni | 24_Res2 | 9.746 | Solar |  |  | Active Application | Mora | 55051 | Mora PP Sub | Industrial Feeder | Residential |  | 40849.08 | 2025
20251-214471-01 | Mountain Lake Municipal Utilities | 152 | 13048 | Muni | NOVA5631 | 4.61 | Solar |  |  | Interconnected | Mountain Lake | 56159 | Mountain Lake | City Feeder 6 | Residential |  | 28286 | 2022 | 2022
20251-214471-01 | Mountain Lake Municipal Utilities | 152 | 13048 | Muni | NOVA7161 | 6.14 | Solar |  |  | Interconnected | Mountain Lake | 56159 | Mountain Lake | City Feeder 7 | Residential |  | 32980 | 2023 | 2023
20251-214812-01 | Blooming Prairie Public Utilities | 144 | 1871 | Muni | 254 | 3.8 | Solar |  |  | Interconnected | Blooming Prairie | 55917 | Plant | 2 | Residential |  | 20886 | 2020 | 2020
20251-214812-01 | Blooming Prairie Public Utilities | 144 | 1871 | Muni | 1091 | 14 | Solar |  |  | Interconnected | Blooming Prairie | 55917 | Plant | 1 | Residential |  | 50000 | 2023 | 2023
20251-214812-01 | Blooming Prairie Public Utilities | 144 | 1871 | Muni | 629 | 3.8 | Solar |  |  | Interconnected | Blooming Prairie | 55918 | Plant | 2 | Residential |  | 36857 | 2024 | 2024
20252-215197-01 | New Prague Utilities | 131 | 13480 | Muni | 08-000910-05 | 5.6 | Solar |  |  | Interconnected | New Prague | 56071 | Plant | P5 | Residential |  |  | 2018 | 2018
20252-215197-01 | New Prague Utilities | 131 | 13480 | Muni | 08-005060-06 | 5 | Solar |  |  | Interconnected | New Prague | 56071 | Plant | P5 | Residential |  |  | 2018 | 2018
20252-215197-01 | New Prague Utilities | 131 | 13480 | Muni | 10-002540-02 | 11.02 | Solar |  |  | Interconnected | New Prague | 56071 | Plant | P9 | Residential |  |  | 2022 | 2023
20252-215197-01 | New Prague Utilities | 131 | 13480 | Muni | 06-000700-06 | 9.86 | Solar |  |  | Interconnected | New Prague | 56071 | Plant | P1 | Residential |  |  | 2022 | 2023
20252-215197-01 | New Prague Utilities | 131 | 13480 | Muni | 05-000140-04 | 9.6 | Solar |  |  | Interconnected | New Prague | 56071 | Plant | W5 | Residential |  |  | 2024 | 2024
20252-215197-01 | New Prague Utilities | 131 | 13480 | Muni | 02-002368-01 | 5.584 | Solar |  |  | Interconnected | New Prague | 56071 | Plant | W3 | Residential |  |  | 2024 | 2024
20252-215197-01 | New Prague Utilities | 131 | 13480 | Muni | 04-000980-00 | 6.08 | Solar |  |  | Active Application | New Prague | 56071 | Plant | P8 | Residential |  |  | 2024
20252-215197-01 | New Prague Utilities | 131 | 13480 | Muni | 08-010019-00 | 3.8 | Solar |  |  | Active Application | New Prague | 56071 | Plant | P5 | Residential |  |  | 2024
20252-214998-01 | New Ulm Public Utilities | 76 | 13488 | Muni | 1 | 1 | Solar |  |  | Decommissioned | New Ulm | 56073 |  |  | Commercial | Utility Rebate |  | 2005 | 2006 | 2018
20252-214998-01 | New Ulm Public Utilities | 76 | 13488 | Muni | NOVA2 | 22.2 | Solar |  |  | Interconnected | New Ulm | 56073 | 3 | 332N | Commercial | Utility Rebate | 150000 | 2011 | 2011
20252-214998-01 | New Ulm Public Utilities | 76 | 13488 | Muni | NOVA3 | 3.36 | Solar |  |  | Interconnected | New Ulm | 56073 | 4 | 431W | Residential | Utility Rebate | 26800 | 2011 | 2011
20252-214998-01 | New Ulm Public Utilities | 76 | 13488 | Muni | NOVA4 | 1.72 | Solar |  |  | Interconnected | New Ulm | 56073 | 2 | 233S | Commercial | Utility Rebate | 5760 | 2014 | 2014
20252-214998-01 | New Ulm Public Utilities | 76 | 13488 | Muni | NOVA5 | 1.72 | Solar |  |  | Interconnected | New Ulm | 56073 | 2 | 233S | Commercial | Utility Rebate | 2420 | 2016 | 2016
20252-214998-01 | New Ulm Public Utilities | 76 | 13488 | Muni | NOVA6 | 36 | Solar |  |  | Interconnected | New Ulm | 56073 | 5 | 531W | Commercial | Utility Rebate | 156000 | 2015 | 2015
20252-214998-01 | New Ulm Public Utilities | 76 | 13488 | Muni | NOVA7 | 10 | Solar |  |  | Interconnected | New Ulm | 56073 | 3 | 331WC2 | Residential |  | 16781 | 2016 | 2016
20252-214998-01 | New Ulm Public Utilities | 76 | 13488 | Muni | NOVA8 | 10.75 | Solar |  |  | Interconnected | New Ulm | 56073 | 5 | 531W | Commercial | Utility Rebate | 34166 | 2014 | 2014
20252-214998-01 | New Ulm Public Utilities | 76 | 13488 | Muni | NOVA9 | 7.74 | Solar |  |  | Interconnected | New Ulm | 56073 | 5 | 531W | Commercial |  | 2500 | 2016 | 2016
20252-214998-01 | New Ulm Public Utilities | 76 | 13488 | Muni | NOVA10 | 5 | Solar |  |  | Interconnected | New Ulm | 56073 | 3 | 331WC2 | Residential | Utility Rebate |  | 2016 | 2016
20252-214998-01 | New Ulm Public Utilities | 76 | 13488 | Muni | NOVA11 | 15.2 | Solar |  | X | Interconnected | New Ulm | 56073 | 5 | 531W | Residential | Utility Rebate | 48000 | 2016 | 2016
20252-214998-01 | New Ulm Public Utilities | 76 | 13488 | Muni | 12 | 5.76 | Solar |  |  | Interconnected | New Ulm | 56073 | 4 | 431E | Residential | Utility Rebate |  | 2017 | 2017
20252-214998-01 | New Ulm Public Utilities | 76 | 13488 | Muni | NOVA13 | 10 | Solar |  |  | Interconnected | New Ulm | 56073 | 5 | 531W | Commercial | Utilty Ed. Grant | 23240 | 2018 | 2019
20252-214998-01 | New Ulm Public Utilities | 76 | 13488 | Muni | NOVA14 | 7.83 | Solar |  |  | Interconnected | New Ulm | 56073 | 4 | 431N | Residential |  | 38222 | 2019 | 2019
20252-214998-01 | New Ulm Public Utilities | 76 | 13488 | Muni | NOVA4274 | 4.06 | Solar |  |  | Interconnected | New Ulm | 56073 | 3 | 331WC2 | Residential |  | 17055.36 | 2021 | 2021
20252-214998-01 | New Ulm Public Utilities | 76 | 13488 | Muni | NOVA5174 | 2.79 | Solar |  |  | Interconnected | New Ulm | 56073 | 5 | 531S | Residential |  | 18984 | 2021 | 2021
20252-214998-01 | New Ulm Public Utilities | 76 | 13488 | Muni | NOVA4605 | 39.99 | Solar |  |  | Interconnected | New Ulm | 56070 | 5 | 531W | Commercial |  | 92500 | 2021 | 2023
20252-214998-01 | New Ulm Public Utilities | 76 | 13488 | Muni | NOVA6074 | 6.59 | Solar |  |  | Interconnected | New Ulm | 56073 | North Side | East | Residential |  | 30876 | 2022 | 2022
20252-214998-01 | New Ulm Public Utilities | 76 | 13488 | Muni | NOVA6114 | 10 | Solar |  |  | Interconnected | New Ulm | 56073 | South Side | N | Residential |  | 45057 | 2022 | 2022
20252-214998-01 | New Ulm Public Utilities | 76 | 13488 | Muni | NOVA6362 | 1.05 | Solar |  |  | Interconnected | New Ulm | 56073 | North Side | East | Residential |  | 7460 | 2022 | 2023
20252-214998-01 | New Ulm Public Utilities | 76 | 13488 | Muni | NOVA6510 | 7.08 | Solar |  |  | Interconnected | New Ulm | 56073 | North Side | S | Residential |  | 42638 | 2022 | 2022
20252-214998-01 | New Ulm Public Utilities | 76 | 13488 | Muni | NOVA7420 | 9.57 | Solar |  |  | Interconnected | New Ulm | 56073 | South Side | W | Residential |  | 24000 | 2023 | 2023
20252-214998-01 | New Ulm Public Utilities | 76 | 13488 | Muni | NOVA7514 | 5 | Solar |  |  | Interconnected | New Ulm | 56073 | South Side | N | Residential |  | 24068 | 2023 | 2023
20252-214998-01 | New Ulm Public Utilities | 76 | 13488 | Muni | NOVA7613 | 16 | Solar |  |  | Interconnected | New Ulm | 56073 | South Side | W | Residential |  | 82000 | 2023 | 2023
20252-214998-01 | New Ulm Public Utilities | 76 | 13488 | Muni | NOVA7750 | 15.2 | Solar |  |  | Interconnected | New Ulm | 56073 | South Side | W | Residential |  | 45000 | 2023 | 2023
20252-214998-01 | New Ulm Public Utilities | 76 | 13488 | Muni | NOVA8261 | 12.6 | Solar |  | X | Withdrawn | New Ulm | 56073 | South Side | W | Residential |  | 67500 | 2023
20252-214998-01 | New Ulm Public Utilities | 76 | 13488 | Muni | NOVA8269 | 9.6 | Solar |  |  | Interconnected | New Ulm | 56073 | North Side | S | Residential |  | 31449 | 2023 | 2023
20252-214998-01 | New Ulm Public Utilities | 76 | 13488 | Muni | NOVA8295 | 4.48 | Solar |  |  | Interconnected | New Ulm | 56073 | North Side | West | Residential |  | 24844 | 2023 | 2023
20252-214998-01 | New Ulm Public Utilities | 76 | 13488 | Muni | NOVA8311 | 13.44 | Solar |  |  | Interconnected | New Ulm | 56073 | South Side | W | Residential |  | 30870 | 2023 | 2023
20252-214998-01 | New Ulm Public Utilities | 76 | 13488 | Muni | NOVA8479 | 11.14 | Solar |  |  | Interconnected | New Ulm | 56073 | Power Plant | West Center Fdr-2 | Residential |  | 25000 | 2023 | 2023
20252-214998-01 | New Ulm Public Utilities | 76 | 13488 | Muni | NOVA8935 | 7.08 | Solar |  |  | Interconnected | New Ulm | 56073 | Power Plant | West Center Fdr-2 | Residential |  | 25707 | 2023 | 2024
20252-214998-01 | New Ulm Public Utilities | 76 | 13488 | Muni | NOVA10222 | 6.08 | Solar |  |  | Interconnected | New Ulm | 56073 | South Side | E | Residential |  | 30000 | 2024 | 2024
20252-214998-01 | New Ulm Public Utilities | 76 | 13488 | Muni | NOVA10247 | 6.4 | Solar |  |  | Interconnected | S German St | 56073 | South Side | E | Residential |  | 26730 | 2024 | 2024
20252-214998-01 | New Ulm Public Utilities | 76 | 13488 | Muni | NOVA10248 | 7.36 | Solar |  |  | Interconnected | New Ulm | 56073 | South Side | E | Residential |  | 30739.5 | 2024 | 2024
20252-214998-01 | New Ulm Public Utilities | 76 | 13488 | Muni | NOVA10249 | 7.36 | Solar |  |  | Interconnected | New Ulm | 56073 | South Side | E | Residential |  | 30273.75 | 2024 | 2024
20252-214998-01 | New Ulm Public Utilities | 76 | 13488 | Muni | NOVA10250 | 5.12 | Solar |  |  | Interconnected | New Ulm | 56073 | North Side | East | Residential |  | 21168 | 2024 | 2024
20252-214998-01 | New Ulm Public Utilities | 76 | 13488 | Muni | NOVA10251 | 9.28 | Solar |  |  | Interconnected | New Ulm | 56073 | North Side | East | Residential |  | 40144 | 2024 | 2024
20252-214998-01 | New Ulm Public Utilities | 76 | 13488 | Muni | NOVA10252 | 39.68 | Solar |  |  | Withdrawn | New Ulm | 56037 | Center Street | Downtown | Commercial |  | 142155 | 2024
20252-214998-01 | New Ulm Public Utilities | 76 | 13488 | Muni | NOVA11946 | 50 | Solar |  |  | Interconnected | New Ulm | 56037 | Center Street | Downtown | Commercial |  | 1e+05 | 2024 | 2024
20252-215558-01 | Nobles Cooperative Electric | 148 | 13684 | Co-op | 23090.02 | 39.9 | Wind |  |  | Interconnected | Lismore | 56155 | 7 | #4 | Residential
20252-215558-01 | Nobles Cooperative Electric | 148 | 13684 | Co-op | 13746.01 | 10 | Wind |  |  | Decommissioned | Brewster | 56119 | 13 | #4 | Residential |  |  |  |  | 2019
20252-215558-01 | Nobles Cooperative Electric | 148 | 13684 | Co-op | 23675 | 10 | Wind |  |  | Interconnected | Wilmont | 56185 | 12 | #2 | Residential
20252-215558-01 | Nobles Cooperative Electric | 148 | 13684 | Co-op | 14999 | 1 | Wind |  |  | Interconnected | Worthington | 56187 | 9 | #4 | Residential
20252-215558-01 | Nobles Cooperative Electric | 148 | 13684 | Co-op | 19044 | 39.95 | Solar |  |  | Interconnected | Edgerton | 56128 | 7 | #1 | Residential
20252-215558-01 | Nobles Cooperative Electric | 148 | 13684 | Co-op | 19044.03 | 39.95 | Solar |  |  | Interconnected | Edgerton | 56128 | 7 | #1 | Residential
20252-215558-01 | Nobles Cooperative Electric | 148 | 13684 | Co-op | 14784 | 10 | Wind |  |  | Interconnected | Avoca | 56114 | 8 | #2 | Residential
20252-215558-01 | Nobles Cooperative Electric | 148 | 13684 | Co-op | 17942 | 10 | Wind |  |  | Interconnected | Iona | 56141 | 8 | #1 | Residential
20252-215558-01 | Nobles Cooperative Electric | 148 | 13684 | Co-op | 19768 | 8 | Solar |  |  | Interconnected | Lake Wilson | 56151 | 6 | #1 | Residential
20252-215558-01 | Nobles Cooperative Electric | 148 | 13684 | Co-op | 24167 | 20 | Solar |  |  | Interconnected | Slayton | 56172 | 3 | #4 | Residential
20252-215558-01 | Nobles Cooperative Electric | 148 | 13684 | Co-op | 24444 | 10 | Solar |  |  | Interconnected | Brewster | 56119 | 5 | #3 | Residential
20252-215558-01 | Nobles Cooperative Electric | 148 | 13684 | Co-op | 60970 | 10 | Solar |  |  | Interconnected | Dundee | 56131 | 15 | #1 | Residential
20252-215558-01 | Nobles Cooperative Electric | 148 | 13684 | Co-op | 16767 | 15 | Solar |  |  | Interconnected | Wesbrook | 56183 | 3 | #2 | Residential
20252-215558-01 | Nobles Cooperative Electric | 148 | 13684 | Co-op | 25403 | 38 | Solar |  |  | Interconnected | Avoca | 56114 | 3 | 2 | Residential |  | 95000 |  | 2019
20252-215558-01 | Nobles Cooperative Electric | 148 | 13684 | Co-op | 24180 | 22.8 | Solar |  |  | Interconnected | Worthington | 56187 | 9 | 3 | Residential |  | 79750 | 2018 | 2019
20252-215558-01 | Nobles Cooperative Electric | 148 | 13684 | Co-op | 26576 | 36 | Solar |  |  | Interconnected | Avoca | 56114 | 3 | 2 | Residential |  | 95000 | 2020 | 2020
20252-215558-01 | Nobles Cooperative Electric | 148 | 13684 | Co-op | 24539 | 120 | Wind |  |  | Interconnected | Hadley | 56151 | 6 | 1 | Residential |  |  | 2019 | 2020
20252-215558-01 | Nobles Cooperative Electric | 148 | 13684 | Co-op | 26733 | 36 | Solar |  |  | Interconnected | Lake Wilson | 56151 | 6 | 1 | Residential |  | 230865 | 2020 | 2021
20252-215558-01 | Nobles Cooperative Electric | 148 | 13684 | Co-op | NOVA2188 | 11.4 | Solar |  |  | Interconnected | Westbrook | 56183 | Currie | Fdr2 | Residential |  | 38000 | 2019 | 2019
20252-215558-01 | Nobles Cooperative Electric | 148 | 13684 | Co-op | NOVA2247 | 25 | Solar |  |  | Interconnected | Avoca | 56114 | Currie | Fdr2 | Residential |  | 103950 | 2019 | 2020
20252-215558-01 | Nobles Cooperative Electric | 148 | 13684 | Co-op | NOVA2992 | 36 | Solar |  |  | Interconnected | Avoca | 56114 | Currie | Fdr2 | Residential |  | 89000 | 2020 | 2020
20252-215558-01 | Nobles Cooperative Electric | 148 | 13684 | Co-op | NOVA3723 | 36 | Solar |  |  | Interconnected | Lake Wilson | 56151 | Lake Wilson | Fdr1 | Residential |  | 230865 | 2020 | 2021
20252-215558-01 | Nobles Cooperative Electric | 148 | 13684 | Co-op | NOVA4787 | 39 | Solar |  |  | Interconnected | Edgerton | 56128 | Lismore | Fdr1 | Commercial |  | 1e+05 | 2021 | 2022
20252-215558-01 | Nobles Cooperative Electric | 148 | 13684 | Co-op | NOVA4972 | 39 | Solar |  |  | Interconnected | Chandler | 56122 | Lismore | Fdr1 | Residential |  | 1e+05 | 2021 | 2022
20252-215558-01 | Nobles Cooperative Electric | 148 | 13684 | Co-op | NOVA4973 | 38 | Solar |  |  | Interconnected | Chandler | 56122 | Lismore | Fdr1 | Residential |  | 1e+05 | 2021 | 2022
20252-215558-01 | Nobles Cooperative Electric | 148 | 13684 | Co-op | NOVA5283 | 36 | Solar |  |  | Interconnected | Lismore | 56155 | Lismore | Fdr2 | Commercial |  | 222740 | 2021 | 2022
20252-215558-01 | Nobles Cooperative Electric | 148 | 13684 | Co-op | NOVA5284 | 36 | Solar |  |  | Interconnected | Lismore | 56155 | Lismore | Fdr2 | Residential |  | 222740 | 2022 | 2022
20252-215558-01 | Nobles Cooperative Electric | 148 | 13684 | Co-op | NOVA5328 | 39.98 | Solar |  |  | Interconnected | Worthington | 56187 | Worthington | Fdr3 | Residential |  | 100740 | 2021 | 2022
20252-215558-01 | Nobles Cooperative Electric | 148 | 13684 | Co-op | NOVA5371 | 38.4 | Solar |  |  | Interconnected | Rushmore | 56168 | Rushmore | Fdr3 | Commercial |  | 85000 | 2021 | 2023
20252-215558-01 | Nobles Cooperative Electric | 148 | 13684 | Co-op | NOVA5419 | 69 | Solar |  |  | Withdrawn | Lake Wilson | 56151 | Lake Wilson | Fdr1 | Commercial |  | 148000 | 2021
20252-215558-01 | Nobles Cooperative Electric | 148 | 13684 | Co-op | NOVA5917 | 15 | Solar |  |  | Interconnected | Bigelow | 56117 | Worthington | Fdr4 | Residential |  | 35000 | 2022 | 2022
20252-215558-01 | Nobles Cooperative Electric | 148 | 13684 | Co-op | NOVA6282 | 36 | Solar |  |  | Interconnected | Lismore | 56155 | Lismore | Fdr2 | Commercial |  | 252870 | 2022 | 2022
20252-215558-01 | Nobles Cooperative Electric | 148 | 13684 | Co-op | NOVA6414 | 39.2 | Solar |  |  | Interconnected | Lismore | 56155 | Lismore | Fdr1 | Commercial |  | 119360 | 2022 | 2022
20252-215558-01 | Nobles Cooperative Electric | 148 | 13684 | Co-op | NOVA6908 | 38.5 | Solar |  |  | Interconnected | Rushmore | 56168 | Rushmore | Fdr3 | Commercial |  | 85000 | 2023 | 2023
20252-215558-01 | Nobles Cooperative Electric | 148 | 13684 | Co-op | NOVA6909 | 38.4 | Solar |  |  | Interconnected | Rushmore | 56168 | Rushmore | Fdr3 | Commercial |  | 85000 | 2023 | 2023
20252-215558-01 | Nobles Cooperative Electric | 148 | 13684 | Co-op | NOVA8057 | 39.2 | Solar |  |  | Interconnected | Lismore | 56155 | Lismore | Fdr2 | Commercial |  | 132000 | 2023 | 2023
20252-215558-01 | Nobles Cooperative Electric | 148 | 13684 | Co-op | NOVA8104 | 5.8 | Solar |  |  | Withdrawn | Wilmont | 56185 | Wilmont | 1 | Residential |  | 49000 | 2023
20252-215558-01 | Nobles Cooperative Electric | 148 | 13684 | Co-op | NOVA8107 | 39.2 | Solar |  |  | Interconnected | Worthington |  | Fulda | Fdr1 | Commercial |  | 123868 | 2023 | 2023
20252-215558-01 | Nobles Cooperative Electric | 148 | 13684 | Co-op | NOVA8286 | 22.8 | Solar |  |  | Interconnected | Slayton | 56172 | Currie | Fdr4 | Commercial |  | 164700 | 2023 | 2023
20252-215558-01 | Nobles Cooperative Electric | 148 | 13684 | Co-op | NOVA8365 | 38 | Solar |  |  | Interconnected | Lake Wilson | 56151 | Lake Wilson | Fdr1 | Residential |  | 105352 | 2023 | 2023
20252-215558-01 | Nobles Cooperative Electric | 148 | 13684 | Co-op | NOVA8612 | 5.8 | Solar |  |  | Interconnected | Wilmont | 56185 | Wilmont | 1 | Residential |  | 50000 | 2023 | 2024
20252-215558-01 | Nobles Cooperative Electric | 148 | 13684 | Co-op | NOVA8862 | 7.68 | Solar |  |  | Interconnected | Garvin | 56132 | Sarah | Fdr4 | Residential |  | 22229 | 2024 | 2024
20252-215558-01 | Nobles Cooperative Electric | 148 | 13684 | Co-op | NOVA9062 | 38.5 | Solar |  |  | Interconnected | Adrian | 56110 | Rushmore | Fdr4 | Residential |  | 183000 | 2024 | 2024
20252-215558-01 | Nobles Cooperative Electric | 148 | 13684 | Co-op | NOVA9099 | 10.08 | Solar |  |  | Interconnected | Tracy | 56175 | Sarah | Fdr2 | Residential |  | 53000 | 2024 | 2024
20252-215558-01 | Nobles Cooperative Electric | 148 | 13684 | Co-op | NOVA9111 | 8.19 | Solar |  |  | Withdrawn | Magnolia | 56158 | Lismore | Fdr4 | Residential |  | 28456 | 2024
20252-215558-01 | Nobles Cooperative Electric | 148 | 13684 | Co-op | NOVA9191 | 10.37 | Solar |  |  | Interconnected | Fulda | 56131 | Fulda | Fdr2 | Residential |  | 34620.55 | 2024 | 2024
20252-215558-01 | Nobles Cooperative Electric | 148 | 13684 | Co-op | NOVA10785 | 25 | Wind |  |  | Active Application | Woodstock | 56186 | Lake Wilson | Fdr1 | Residential |  | 2e+05 | 2024
20252-215558-01 | Nobles Cooperative Electric | 148 | 13684 | Co-op | NOVA12016 | 3.8 | Solar |  |  | Active Application | Slayton | 56172 | Sarah | Fdr2 | Residential |  | 21000 | 2024
20252-215558-01 | Nobles Cooperative Electric | 148 | 13684 | Co-op | NOVA12104 | 15 | Solar |  |  | Withdrawn | Kenneth |  | Lismore | Fdr1 | Residential |  | 60000 | 2024
20252-215558-01 | Nobles Cooperative Electric | 148 | 13684 | Co-op | NOVA12393 | 35.74 | Solar |  | X | Withdrawn | Slayton | 56172 | Slayton | Fdr3 | Residential |  | 175000 | 2024
20252-215558-01 | Nobles Cooperative Electric | 148 | 13684 | Co-op | NOVA12421 | 38.9 | Solar |  |  | Active Application | Slayton | 56172 | Slayton | Fdr2 | Commercial |  | 148901 | 2024
20252-215119-01 | North Itasca Electric Cooperative Inc. | 79 | 13700 | Co-op | NOVA12410 | 10.75 | Solar |  |  | Active Application | Bigfork | 56628 | BF | F1 | Residential |  | 58000 | 2024
20252-215119-01 | North Itasca Electric Cooperative Inc. | 79 | 13700 | Co-op | NOVANIECI01 | 9.71 | Solar |  |  | Interconnected | Max | 56659 | WR | F1 | Residential |  | 18236 | 2024 | 2024
20252-215119-01 | North Itasca Electric Cooperative Inc. | 79 | 13700 | Co-op | NOVANIECI02 | 15.36 | Solar |  |  | Interconnected | Bigfork | 56628 | BF | F1 | Residential |  | 50000 | 2023 | 2023
20252-215119-01 | North Itasca Electric Cooperative Inc. | 79 | 13700 | Co-op | NOVANIECI03 | 8.41 | Solar |  |  | Interconnected | Deer River | 56636 | JL | F1 | Residential |  | 47000 | 2022 | 2024
20252-215119-01 | North Itasca Electric Cooperative Inc. | 79 | 13700 | Co-op | NOVANIECI04 | 18 | Solar |  |  | Interconnected | Talmoon | 56637 | JL | F1 | Residential |  | 57816 | 2022 | 2022
20252-215119-01 | North Itasca Electric Cooperative Inc. | 79 | 13700 | Co-op | NOVANIECI05 | 2.8 | Solar |  |  | Interconnected | Bigfork | 56628 | BF | F1 | Residential |  |  | 2011 | 2011
20252-215119-01 | North Itasca Electric Cooperative Inc. | 79 | 13700 | Co-op | NOVANIECI07 | 10.22 | Solar |  | X | Interconnected | Bigfork | 56628 | SC | F1 | Residential |  |  | 2021 | 2021
20252-215119-01 | North Itasca Electric Cooperative Inc. | 79 | 13700 | Co-op | NOVANIECI08 | 9.07 | Solar |  |  | Interconnected | Marcell | 56657 | SC | F1 | Residential |  |  | 2020 | 2020
20252-215119-01 | North Itasca Electric Cooperative Inc. | 79 | 13700 | Co-op | NOVANIECI08 | 5 | Solar |  |  | Interconnected | Bigfork | 56628 | SC | F1 | Residential |  |  | 2019 | 2019
20252-215119-01 | North Itasca Electric Cooperative Inc. | 79 | 13700 | Co-op | NOVANIECI10 | 5.94 | Solar |  |  | Interconnected | Max | 56659 | WR | F1 | Residential |  |  | 2019 | 2019
20252-215119-01 | North Itasca Electric Cooperative Inc. | 79 | 13700 | Co-op | NOVANIECI11 | 3.72 | Solar |  |  | Interconnected | Bigfork | 56628 | BF | F1 | Residential |  |  | 2016 | 2016
20252-215119-01 | North Itasca Electric Cooperative Inc. | 79 | 13700 | Co-op | NOVANIECI12 | 3.36 | Solar |  |  | Interconnected | Marcell | 56657 | SC |  | Residential |  | 17201 | 2019 | 2024
20252-215119-01 | North Itasca Electric Cooperative Inc. | 79 | 13700 | Co-op | NOVANIECI13 | 3.78 | Solar |  |  | Interconnected | Marcell | 56657 | JL | F1 | Residential |  | 18728 | 2019 | 2019
20252-215119-01 | North Itasca Electric Cooperative Inc. | 79 | 13700 | Co-op | NOVANIECI14 | 3.9 | Solar |  |  | Interconnected | Marcell | 56657 | JL | F1 | Residential |  | 21192 | 2022 | 2022
20252-215119-01 | North Itasca Electric Cooperative Inc. | 79 | 13700 | Co-op | NOVANIECI15 | 36 | Solar |  |  | Interconnected | Mizpah | 56660 | NH | F1 | Residential |  | 255500 | 2022 | 2022
20252-215119-01 | North Itasca Electric Cooperative Inc. | 79 | 13700 | Co-op | NOVANIECI16 | 27.6 | Solar |  |  | Interconnected | Deer River | 56636 | JL | F1 | Residential |  | 90616 | 2021 | 2021
20252-215119-01 | North Itasca Electric Cooperative Inc. | 79 | 13700 | Co-op | NOVANIECI17 | 16.24 | Solar |  |  | Interconnected | Mizpah | 56660 | NH | F1 | Residential |  | 75000 | 2022 | 2022
20252-215680-01 | NORTH STAR ELECTRIC COOPERATIVE INC. | 83 | 13731 | Co-op | 2525 | 39 | Wind |  |  | Interconnected | Williams | 56686 | 1 | 1 | Residential |  | 68000 |  | 2008
20252-215680-01 | NORTH STAR ELECTRIC COOPERATIVE INC. | 83 | 13731 | Co-op | 2519 | 2 | Solar |  |  | Interconnected | Ray | 56669 | 2 | 2 | Residential |  | 14000 |  | 2011
20252-215680-01 | NORTH STAR ELECTRIC COOPERATIVE INC. | 83 | 13731 | Co-op | 3519 | 6 | Solar |  |  | Interconnected | Birchdale | 56623 | 3 | 3 | Residential |  | 24000 |  | 2011
20252-215680-01 | NORTH STAR ELECTRIC COOPERATIVE INC. | 83 | 13731 | Co-op | NSEC Site | 4.92 | Solar |  |  | Interconnected | Baudette | 56623 | 3 | 3 | Residential |  | 22000 |  | 2014
20252-215680-01 | NORTH STAR ELECTRIC COOPERATIVE INC. | 83 | 13731 | Co-op | 0306 | 15.2 | Solar |  |  | Interconnected | Baudette | 56623 | 3 | 3 | Commercial |  | 33852 | 2019 | 2019
20252-215680-01 | NORTH STAR ELECTRIC COOPERATIVE INC. | 83 | 13731 | Co-op | 20301 | 2.9 | Solar |  |  | Interconnected | Kabetogama | 56669 | 7 | 1 | Residential |  | 12810 | 2020 | 2020
20252-215680-01 | NORTH STAR ELECTRIC COOPERATIVE INC. | 83 | 13731 | Co-op | NOVA4175 | 11.4 | Solar |  |  | Interconnected | Williams | 56686 | 10 | North | Residential |  | 68000 | 2021 | 2023
20252-215680-01 | NORTH STAR ELECTRIC COOPERATIVE INC. | 83 | 13731 | Co-op | NOVA4681 | 38 | Solar |  |  | Interconnected | Big Falls | 56627 | 6 | 3 | Commercial |  | 126500 | 2021 | 2023
20252-215680-01 | NORTH STAR ELECTRIC COOPERATIVE INC. | 83 | 13731 | Co-op | NOVA5252 | 15.2 | Solar |  |  | Withdrawn | Baudette | 56623 | 8 | 4 | Residential |  | 22800 | 2021
20252-215680-01 | NORTH STAR ELECTRIC COOPERATIVE INC. | 83 | 13731 | Co-op | NOVA6684 | 22.04 | Solar |  |  | Interconnected | Baudette | 56623 | 10 | 2 | Residential |  | 45600 | 2022 | 2023
20252-215680-01 | NORTH STAR ELECTRIC COOPERATIVE INC. | 83 | 13731 | Co-op | NOVA6892 | 29 | Solar |  |  | Active Application | Baudette | 56623 | 10 | 2 | Residential |  | 60000 | 2022
20252-215680-01 | NORTH STAR ELECTRIC COOPERATIVE INC. | 83 | 13731 | Co-op | NOVA7955 | 14.72 | Solar |  |  | Interconnected | Littlefork | 56653 | 4 | 5 | Residential |  | 56864 | 2023 | 2023
20252-215680-01 | NORTH STAR ELECTRIC COOPERATIVE INC. | 83 | 13731 | Co-op | NOVA8520 | 4.23 | Solar |  |  | Interconnected | Kabetogama | 56669 | 7 | 1 | Residential |  | 11389 | 2023 | 2023
20252-215680-01 | NORTH STAR ELECTRIC COOPERATIVE INC. | 83 | 13731 | Co-op | NOVA8929 | 38.4 | Solar |  |  | Active Application | Warroad | 56763 | 3 | 2 | Residential |  | 140000 | 2024
20252-215680-01 | NORTH STAR ELECTRIC COOPERATIVE INC. | 83 | 13731 | Co-op | NOVA10654 | 11.4 | Solar |  | X | Active Application | Williams | 56686 | 2 | North | Residential |  | 14000 | 2024
20252-215680-01 | NORTH STAR ELECTRIC COOPERATIVE INC. | 83 | 13731 | Co-op | NOVA10654-S | 5 | Storage |  |  | Active Application | Williams | 56686 | 2 | North | Residential |  | 14000 | 2024
20252-215680-01 | NORTH STAR ELECTRIC COOPERATIVE INC. | 83 | 13731 | Co-op | NOVA10821 | 15.74 | Solar |  |  | Interconnected | International Falls | 56649 | 5 | 4 | Residential |  | 77053.57 | 2024 | 2024
20252-215680-01 | NORTH STAR ELECTRIC COOPERATIVE INC. | 83 | 13731 | Co-op | NOVA11843 | 13.82 | Solar |  |  | Active Application | Roosevelt | 56673 | 11 | 1 | Residential |  | 56400 | 2024
20252-215019-01 | Blue Earth Light and Water | 138 | 1883 | Muni | NOVA3394 | 26.1 | Solar |  |  | Interconnected | Blue Earth | 56013 | West | SW Darling | Residential |  | 78000 | 2020 | 2021
20252-215019-01 | Blue Earth Light and Water | 138 | 1883 | Muni | NOVA4371 | 8.38 | Solar |  |  | Interconnected | Blue Earth | 56013 | PP | 1 | Residential |  | 39033.4 | 2021 | 2021
20252-215019-01 | Blue Earth Light and Water | 138 | 1883 | Muni | NOVA4307 | 8 | Storage |  |  | Interconnected | Blue Earth | 56013 | West | SW Darling | Residential |  | 19500 | 2021 | 2023
20252-215019-01 | Blue Earth Light and Water | 138 | 1883 | Muni | NOVA7191 | 13.18 | Solar |  |  | Interconnected | Blue Earth | 56013 | Rice | North | Residential |  | 64943 | 2022 | 2023
20252-215853-03 | Otter Tail Power Co | 87 | 14232 | IOU | D94-01 | 35 | Other |  |  | Interconnected |  |  | 7461 |  | Commercial |  |  |  | 1994
20252-215853-03 | Otter Tail Power Co | 87 | 14232 | IOU | D97-01 | 225 | Wind |  |  | Interconnected |  |  | 620206 |  | Commercial |  |  |  | 1997
20252-215853-03 | Otter Tail Power Co | 87 | 14232 | IOU | D07-02 | 1.8 | Wind |  |  | Interconnected |  |  | 7168 |  | Commercial |  |  |  | 2008
20252-215853-03 | Otter Tail Power Co | 87 | 14232 | IOU | D07-03 | 39.5 | Wind |  |  | Interconnected |  |  | 7164 |  | Residential |  |  | 2007 | 2008
20252-215853-03 | Otter Tail Power Co | 87 | 14232 | IOU | D08-01 | 20 | Wind |  |  | Interconnected |  |  | 7457 |  | Commercial |  |  | 2008 | 2012
20252-215853-03 | Otter Tail Power Co | 87 | 14232 | IOU | D08-03 | 39.5 | Wind |  |  | Interconnected |  |  | 620170 |  | Residential |  |  | 2008 | 2011
20252-215853-03 | Otter Tail Power Co | 87 | 14232 | IOU | D08-04 | 39.5 | Wind |  |  | Interconnected |  |  | 620232 |  | Commercial |  |  |  | 2008
20252-215853-03 | Otter Tail Power Co | 87 | 14232 | IOU | D08-06 | 39.5 | Wind |  |  | Interconnected |  |  | 7147 |  | Residential |  |  | 2008 | 2009
20252-215853-03 | Otter Tail Power Co | 87 | 14232 | IOU | D09-01 | 7.2 | Wind |  |  | Withdrawn |  |  | 7180
20252-215853-03 | Otter Tail Power Co | 87 | 14232 | IOU | D09-02 | 1650 | Wind |  |  | Interconnected |  |  | 7434 |  | Commercial |  |  | 2009 | 2009
20252-215853-03 | Otter Tail Power Co | 87 | 14232 | IOU | D09-03 | 2.4 | Wind |  |  | Interconnected |  |  | 7180 |  | Commercial |  |  | 2009 | 2009
20252-215853-03 | Otter Tail Power Co | 87 | 14232 | IOU | D09-04 | 1.8 | Wind |  |  | Interconnected |  |  | 620235 |  | Residential |  |  | 1900 | 2008
20252-215853-03 | Otter Tail Power Co | 87 | 14232 | IOU | D09-05 | 4 | Solar |  |  | Interconnected |  |  | 7979 |  | Residential |  |  | 2009 | 2009
20252-215853-03 | Otter Tail Power Co | 87 | 14232 | IOU | D10-01 | 315 | Other |  |  | Interconnected |  |  | 7434 |  | Commercial |  |  | 2010 | 2010
20252-215853-03 | Otter Tail Power Co | 87 | 14232 | IOU | D10-02 | 4 | Solar |  |  | Interconnected |  |  | 7210 |  | Commercial |  |  | 2010 | 2011
20252-215853-03 | Otter Tail Power Co | 87 | 14232 | IOU | D10-04 | 75 | Wind |  |  | Withdrawn |  |  | 7180
20252-215853-03 | Otter Tail Power Co | 87 | 14232 | IOU | D10-06 | 33 | Solar |  |  | Interconnected |  |  | 7434 |  | Commercial |  |  | 2010 | 2010
20252-215853-03 | Otter Tail Power Co | 87 | 14232 | IOU | D10-07 | 60 | Other |  |  | Interconnected |  |  | 7434 |  | Commercial |  |  | 2010 | 2010
20252-215853-03 | Otter Tail Power Co | 87 | 14232 | IOU | D10-10 | 33 | Wind |  |  | Interconnected |  |  | 8033 |  | Commercial |  |  | 2010 | 2010
20252-215853-03 | Otter Tail Power Co | 87 | 14232 | IOU | D10-14 | 40 | Wind |  |  | Interconnected |  |  | 7831 |  | Commercial |  |  |  | 2010
20252-215853-03 | Otter Tail Power Co | 87 | 14232 | IOU | D11-02 | 65 | Wind |  |  | Interconnected |  |  | 620232 |  | Commercial |  |  | 2011 | 2011
20252-215853-03 | Otter Tail Power Co | 87 | 14232 | IOU | D12-01 | 100 | Other |  |  | Interconnected |  |  | 7434 |  | Commercial |  |  | 2012 | 2012
20252-215853-03 | Otter Tail Power Co | 87 | 14232 | IOU | D12-04 | 20 | Solar |  |  | Interconnected |  |  | 620288 |  | Commercial |  |  | 2012 | 2012
20252-215853-03 | Otter Tail Power Co | 87 | 14232 | IOU | D13-01 | 39.5 | Wind |  |  | Withdrawn |  |  | 7180
20252-215853-03 | Otter Tail Power Co | 87 | 14232 | IOU | D13-03 | 11 | Solar |  |  | Interconnected |  |  | 7996 |  | Residential
20252-215853-03 | Otter Tail Power Co | 87 | 14232 | IOU | D13-05 | 3 | Solar |  |  | Interconnected |  |  | 7181 |  | Commercial |  |  | 2013 | 2014
20252-215853-03 | Otter Tail Power Co | 87 | 14232 | IOU | D14-01 | 250 | Solar |  |  | Withdrawn
20252-215853-03 | Otter Tail Power Co | 87 | 14232 | IOU | D14-02 | 10 | Solar |  |  | Interconnected |  |  | 7457 |  | Residential |  |  | 2014 | 2014
20252-215853-03 | Otter Tail Power Co | 87 | 14232 | IOU | D14-03 | 3.675 | Solar |  |  | Withdrawn |  |  | 620245 |  |  | MiM |  | 2014 |  | 2017
20252-215853-03 | Otter Tail Power Co | 87 | 14232 | IOU | D14-04 | 9.1 | Solar |  |  | Interconnected |  |  | 7856 |  | Residential | MiM |  | 2014 | 2014
20252-215853-03 | Otter Tail Power Co | 87 | 14232 | IOU | D14-05 | 3.225 | Solar |  |  | Interconnected |  |  | 620245 |  | Commercial |  |  | 2014 | 2014
20252-215853-03 | Otter Tail Power Co | 87 | 14232 | IOU | D14-07 | 19.68 | Solar |  |  | Interconnected |  |  | 7434 |  | Commercial | MiM |  | 2014 | 2014
20252-215853-03 | Otter Tail Power Co | 87 | 14232 | IOU | D15-01 | 9.84 | Solar |  |  | Interconnected |  |  | 620223 |  | Residential |  |  | 2015 | 2015
20252-215853-03 | Otter Tail Power Co | 87 | 14232 | IOU | D15-02 | 8.4 | Solar |  |  | Interconnected |  |  | 7210 |  | Residential | MiM |  | 2015 | 2015
20252-215853-03 | Otter Tail Power Co | 87 | 14232 | IOU | D15-03 | 5 | Solar |  |  | Interconnected |  |  | 620235 |  | Residential |  |  | 2015 | 2015
20252-215853-03 | Otter Tail Power Co | 87 | 14232 | IOU | D15-04 | 20 | Solar |  |  | Interconnected |  |  | 7979 |  | Commercial |  |  | 2015 | 2016
20252-215853-03 | Otter Tail Power Co | 87 | 14232 | IOU | D15-05 | 11.995 | Solar |  |  | Interconnected |  |  | 658115 |  | Commercial |  |  | 2015 | 2016
20252-215853-03 | Otter Tail Power Co | 87 | 14232 | IOU | D15-06 | 6.8 | Solar |  |  | Interconnected |  |  | 7178 |  | Residential |  |  | 2015 | 2015
20252-215853-03 | Otter Tail Power Co | 87 | 14232 | IOU | D15-07 | 22.8 | Solar |  |  | Interconnected |  |  | 658115 |  | Residential |  |  | 2015 | 2016
20252-215853-03 | Otter Tail Power Co | 87 | 14232 | IOU | D15-08 | 6.48 | Solar |  |  | Interconnected |  |  | 7845 |  | Residential | MiM |  | 2015 | 2016
20252-215853-03 | Otter Tail Power Co | 87 | 14232 | IOU | D16-01 | 12 | Wind |  |  | Interconnected |  |  | 7180 |  | Commercial |  |  | 2016 | 2016
20252-215853-03 | Otter Tail Power Co | 87 | 14232 | IOU | D16-02 | 39.9 | Solar |  |  | Interconnected |  |  | 7855 |  | Commercial | MiM |  | 2016 | 2016
20252-215853-03 | Otter Tail Power Co | 87 | 14232 | IOU | D16-03 | 6.72 | Solar |  |  | Interconnected |  |  | 620235 |  | Residential | MiM |  | 2016 | 2016
20252-215853-03 | Otter Tail Power Co | 87 | 14232 | IOU | D16-04 | 7.5 | Solar |  |  | Interconnected |  |  | 7166 |  | Residential | MiM |  | 2016 | 2016
20252-215853-03 | Otter Tail Power Co | 87 | 14232 | IOU | D16-05 | 14.4 | Solar |  |  | Interconnected |  |  | 7928 |  | Commercial |  |  | 2016 | 2016
20252-215853-03 | Otter Tail Power Co | 87 | 14232 | IOU | D16-06 | 7.6 | Solar |  |  | Interconnected |  |  | 7210 |  | Residential |  |  | 2016 | 2016
20252-215853-03 | Otter Tail Power Co | 87 | 14232 | IOU | D16-07 | 7.975 | Solar |  |  | Interconnected |  |  | 620218 |  | Residential | MiM |  | 2016 | 2016
20252-215853-03 | Otter Tail Power Co | 87 | 14232 | IOU | D17-01 | 36 | Solar |  |  | Interconnected |  |  | 7928 |  | Commercial |  |  | 2017 | 2017
20252-215853-03 | Otter Tail Power Co | 87 | 14232 | IOU | D17-02 | 10 | Solar |  |  | Interconnected |  |  | 620246 |  | Residential | MiM |  | 2017 | 2017
20252-215853-03 | Otter Tail Power Co | 87 | 14232 | IOU | D17-03 | 8.5 | Solar |  |  | Interconnected |  |  | 620218 |  | Residential | MiM |  | 2017 | 2017
20252-215853-03 | Otter Tail Power Co | 87 | 14232 | IOU | D17-04 | 8.35 | Solar |  |  | Interconnected |  |  | 7154 |  | Residential | MiM |  | 2017 | 2017
20252-215853-03 | Otter Tail Power Co | 87 | 14232 | IOU | D17-05 | 5.04 | Solar |  |  | Interconnected |  |  | 7166 |  | Residential | MiM |  | 2017 | 2017
20252-215853-03 | Otter Tail Power Co | 87 | 14232 | IOU | D17-06 | 5.45 | Solar |  |  | Interconnected |  |  | 7434 |  | Residential | MiM |  | 2017 | 2017
20252-215853-03 | Otter Tail Power Co | 87 | 14232 | IOU | D17-10 | 10 | Solar |  |  | Interconnected |  |  | 7925 |  | Residential |  |  | 2017 | 2018
20252-215853-03 | Otter Tail Power Co | 87 | 14232 | IOU | D17-11 | 3 | Solar |  |  | Interconnected |  |  | 7925 |  | Commercial |  |  | 2017 | 2017
20252-215853-03 | Otter Tail Power Co | 87 | 14232 | IOU | D17-12 | 9.92 | Solar |  |  | Interconnected |  |  | 7849 |  | Residential | MiM |  | 2017 | 2017
20252-215853-03 | Otter Tail Power Co | 87 | 14232 | IOU | D17-13 | 10.35 | Solar |  |  | Interconnected |  |  | 8220 |  | Commercial |  |  | 2017 | 2017
20252-215853-03 | Otter Tail Power Co | 87 | 14232 | IOU | D18-01 | 38.7 | Solar |  |  | Interconnected |  |  | 8540 |  | Commercial | POP Solar |  | 2018 | 2018
20252-215853-03 | Otter Tail Power Co | 87 | 14232 | IOU | D18-02 | 3.84 | Solar |  |  | Interconnected |  |  | 7166 |  | Residential |  |  | 2018 | 2018
20252-215853-03 | Otter Tail Power Co | 87 | 14232 | IOU | D18-03 | 12.96 | Solar |  |  | Interconnected |  |  | 7925 |  | Commercial |  |  | 2018 | 2018
20252-215853-03 | Otter Tail Power Co | 87 | 14232 | IOU | D18-04 | 38.98 | Solar |  |  | Interconnected |  |  | 7918 |  | Commercial | POP Solar |  | 2018 | 2018
20252-215853-03 | Otter Tail Power Co | 87 | 14232 | IOU | D19-01 | 11.31 | Solar |  |  | Interconnected |  |  | 719 |  | Residential |  |  | 2019 | 2019
20252-215853-03 | Otter Tail Power Co | 87 | 14232 | IOU | D19-03 | 8.03 | Solar |  |  | Interconnected |  |  | 620218 |  | Commercial | POP Solar |  | 2019 | 2020
20252-215853-03 | Otter Tail Power Co | 87 | 14232 | IOU | D19-04 | 15.2 | Solar |  |  | Interconnected |  |  | 658115 |  | Residential |  |  | 2019 | 2019
20252-215853-03 | Otter Tail Power Co | 87 | 14232 | IOU | D19-06 | 33.3 | Solar |  |  | Interconnected |  |  | 7172 |  | Residential |  |  | 2019 | 2020
20252-215853-03 | Otter Tail Power Co | 87 | 14232 | IOU | D19-07 | 20 | Solar |  |  | Interconnected |  |  | 7465 |  | Commercial |  |  | 2019 | 2020
20252-215853-03 | Otter Tail Power Co | 87 | 14232 | IOU | D19-08 | 215 | Solar |  |  | Interconnected |  |  | 7434 |  | Commercial | POP Solar |  | 2019 | 2021
20252-215853-03 | Otter Tail Power Co | 87 | 14232 | IOU | D20-01 | 8.26 | Solar |  |  | Interconnected |  |  | 8540 |  | Residential |  |  | 2020 | 2021
20252-215853-03 | Otter Tail Power Co | 87 | 14232 | IOU | D20-02 | 33.3 | Solar |  |  | Interconnected |  |  | 7918 |  | Commercial | POP Solar |  | 2020 | 2020
20252-215853-03 | Otter Tail Power Co | 87 | 14232 | IOU | D20-02 | 600 | Other |  |  | Interconnected |  |  | 7918 |  | Commercial |  |  | 2020 | 2020
20252-215853-03 | Otter Tail Power Co | 87 | 14232 | IOU | D20-03 | 17.63 | Solar |  |  | Withdrawn |  |  | 7214 |  | Residential |  |  | 2020 | 2021
20252-215853-03 | Otter Tail Power Co | 87 | 14232 | IOU | D20-04 | 14.45 | Solar |  |  | Interconnected |  |  | 7203 |  | Residential |  |  | 2020 | 2020
20252-215853-03 | Otter Tail Power Co | 87 | 14232 | IOU | D20-05 | 10.41 | Solar |  |  | Interconnected |  |  | 7197 |  | Residential |  |  | 2020 | 2021
20252-215853-03 | Otter Tail Power Co | 87 | 14232 | IOU | D20-06 | 37.5 | Solar |  |  | Interconnected |  |  | 620237 |  | Commercial |  |  | 2020 | 2021
20252-215853-03 | Otter Tail Power Co | 87 | 14232 | IOU | D21-01 | 16.4 | Solar |  |  | Interconnected |  |  | 620206R1 |  | Residential |  |  | 2021 | 2021
20252-215853-03 | Otter Tail Power Co | 87 | 14232 | IOU | D21-02 | 36 | Solar |  |  | Interconnected |  |  | 7994R1 |  | Commercial |  |  | 2021 | 2021
20252-215853-03 | Otter Tail Power Co | 87 | 14232 | IOU | D21-03 | 13.6 | Solar |  |  | Interconnected |  |  | 7139R125 |  | Residential |  |  | 2021 | 2021
20252-215853-03 | Otter Tail Power Co | 87 | 14232 | IOU | D21-04 | 2.03 | Solar |  |  | Interconnected |  |  | 7916R1 |  | Residential |  |  | 2021 | 2021
20252-215853-03 | Otter Tail Power Co | 87 | 14232 | IOU | D21-05 | 16 | Solar |  |  | Interconnected |  |  | 7465R665 |  | Residential |  |  | 2021 | 2021
20252-215853-03 | Otter Tail Power Co | 87 | 14232 | IOU | D21-06 | 22.7 | Solar |  |  | Withdrawn |  |  |  |  | Commercial |  |  | 2021
20252-215853-03 | Otter Tail Power Co | 87 | 14232 | IOU | D21-07 | 30.8 | Solar |  |  | Interconnected |  |  | 620218R1 |  | Commercial | POP Solar |  | 2021 | 2021
20252-215853-03 | Otter Tail Power Co | 87 | 14232 | IOU | D21-08 | 18 | Solar |  |  | Interconnected |  |  | 620218R1 |  | Commercial | POP Solar |  | 2021 | 2021
20252-215853-03 | Otter Tail Power Co | 87 | 14232 | IOU | D21-10 | 15.2 | Solar |  |  | Interconnected |  |  | 620177R3 |  | Residential |  |  | 2021 | 2021
20252-215853-03 | Otter Tail Power Co | 87 | 14232 | IOU | D21-11 | 120 | Solar |  |  | Interconnected |  |  | 620218R2 |  | Commercial |  |  | 2021 | 2021
20252-215853-03 | Otter Tail Power Co | 87 | 14232 | IOU | D21-14 | 36 | Solar |  |  | Interconnected |  |  | 7434R4 |  | Commercial | POP Solar |  | 2021 | 2022
20252-215853-03 | Otter Tail Power Co | 87 | 14232 | IOU | D21-15 | 23.1 | Solar |  |  | Interconnected |  |  | 620218R1 |  | Commercial | POP Solar |  | 2021 | 2021
20252-215853-03 | Otter Tail Power Co | 87 | 14232 | IOU | D21-16 | 39 | Solar |  |  | Interconnected |  |  | 7474R1 |  | Commercial |  |  | 2021 | 2021
20252-215853-03 | Otter Tail Power Co | 87 | 14232 | IOU | D21-17 | 25 | Wind |  |  | Interconnected |  |  | 7465R665 |  | Residential |  |  | 2021 | 2021
20252-215853-03 | Otter Tail Power Co | 87 | 14232 | IOU | D21-18 | 6 | Solar |  |  | Withdrawn |  |  | 8220R25 |  | Residential |  |  | 2021
20252-215853-03 | Otter Tail Power Co | 87 | 14232 | IOU | D21-19 | 4.35 | Solar |  |  | Interconnected |  |  | 7434R4 |  | Residential |  |  | 2021 | 2021
20252-215853-03 | Otter Tail Power Co | 87 | 14232 | IOU | D21-20 | 4.64 | Solar |  |  | Interconnected |  |  | 7434R4 |  | Residential |  |  | 2021 | 2021
20252-215853-03 | Otter Tail Power Co | 87 | 14232 | IOU | D21-22 | 3.84 | Solar |  |  | Interconnected |  |  | 7434R3 |  | Residential |  |  | 2021 | 2022
20252-215853-03 | Otter Tail Power Co | 87 | 14232 | IOU | D21-23 | 7.6 | Solar |  |  | Interconnected |  |  | 7206R875 |  | Residential |  |  | 2021 | 2022
20252-215853-03 | Otter Tail Power Co | 87 | 14232 | IOU | D21-24 | 10.44 | Solar |  |  | Interconnected |  |  | 620218R2 |  | Residential |  |  | 2021 | 2022
20252-215853-03 | Otter Tail Power Co | 87 | 14232 | IOU | D21-25 | 13.6 | Solar |  |  | Interconnected |  |  | 620170R15 |  | Residential |  |  | 2021 | 2022
20252-215853-03 | Otter Tail Power Co | 87 | 14232 | IOU | D21-26 | 5.8 | Solar |  |  | Interconnected |  |  | 7434R3 |  | Residential |  |  | 2021 | 2022
20252-215853-03 | Otter Tail Power Co | 87 | 14232 | IOU | D21-27 | 10.6 | Solar |  | X | Interconnected |  |  | 7172R865 |  | Residential |  |  | 2021 | 2022
20252-215853-03 | Otter Tail Power Co | 87 | 14232 | IOU | D22-01 | 7000 | Solar |  |  | Withdrawn |  |  | 7918R2 |  | Commercial |  |  | 2022
20252-215853-03 | Otter Tail Power Co | 87 | 14232 | IOU | D22-02 | 3150 | Solar |  |  | Withdrawn |  |  | 7918R2 |  | Commercial |  |  | 2022
20252-215853-03 | Otter Tail Power Co | 87 | 14232 | IOU | D22-04 | 11.4 | Solar |  |  | Interconnected |  |  | 7172R865 |  | Residential |  |  | 2022 | 2022
20252-215853-03 | Otter Tail Power Co | 87 | 14232 | IOU | D22-05 | 60 | Solar |  |  | Interconnected |  |  | 8004R1 |  | Commercial |  |  | 2022 | 2023
20252-215853-03 | Otter Tail Power Co | 87 | 14232 | IOU | D22-06 | 240 | Solar |  |  | Interconnected |  |  | 8004R1 |  | Commercial |  |  | 2022 | 2023
20252-215853-03 | Otter Tail Power Co | 87 | 14232 | IOU | D22-07 | 180 | Solar |  |  | Interconnected |  |  | 8004R1 |  | Commercial |  |  | 2022 | 2023
20252-215853-03 | Otter Tail Power Co | 87 | 14232 | IOU | D22-08 | 180 | Solar |  |  | Interconnected |  |  | 8004R1 |  | Commercial |  |  | 2022 | 2023
20252-215853-03 | Otter Tail Power Co | 87 | 14232 | IOU | D22-09 | 38.5 | Solar |  |  | Interconnected |  |  | 7197R15 |  | Commercial |  |  | 2022 | 2022
20252-215853-03 | Otter Tail Power Co | 87 | 14232 | IOU | D22-10 | 14.8 | Solar |  |  | Active Application |  |  | 7465R2 |  | Commercial |  |  | 2022
20252-215853-03 | Otter Tail Power Co | 87 | 14232 | IOU | D22-12 | 38.4 | Solar |  |  | Interconnected |  |  | 620206R2 |  | Commercial |  |  | 2022 | 2022
20252-215853-03 | Otter Tail Power Co | 87 | 14232 | IOU | D22-13 | 10.4 | Solar |  |  | Withdrawn |  |  | 7172R865 |  | Residential |  |  | 2022 | 2022
20252-215853-03 | Otter Tail Power Co | 87 | 14232 | IOU | D22-14 | 38.4 | Solar |  |  | Interconnected |  |  | 7434R4 |  | Residential |  |  | 2022 | 2022
20252-215853-03 | Otter Tail Power Co | 87 | 14232 | IOU | D22-15 | 9.772 | Solar |  |  | Interconnected |  |  | 7936R1 |  | Residential |  |  | 2022 | 2022
20252-215853-03 | Otter Tail Power Co | 87 | 14232 | IOU | D22-23 | 38.4 | Solar |  |  | Withdrawn |  |  | 605047R495 |  | Residential |  |  | 2022
20252-215853-03 | Otter Tail Power Co | 87 | 14232 | IOU | D22-24 | 2.61 | Solar |  |  | Interconnected |  |  | 7434R3 |  | Residential |  |  | 2022 | 2022
20252-215853-03 | Otter Tail Power Co | 87 | 14232 | IOU | D22-25 | 11.31 | Solar |  |  | Interconnected |  |  | 7434R4 |  | Residential |  |  | 2022 | 2023
20252-215853-03 | Otter Tail Power Co | 87 | 14232 | IOU | D22-26 | 30.74 | Solar |  |  | Interconnected |  |  | 7465R2 |  | Residential |  |  | 2022 | 2023
20252-215853-03 | Otter Tail Power Co | 87 | 14232 | IOU | D22-27 | 36 | Solar |  |  | Interconnected |  |  | 605047R495 |  | Residential |  |  | 2022 | 2024
20252-215853-03 | Otter Tail Power Co | 87 | 14232 | IOU | D22-28 | 5 | Solar |  |  | Active Application |  |  | 7855R1 |  | Residential |  |  | 2022 | 2024
20252-215853-03 | Otter Tail Power Co | 87 | 14232 | IOU | D23-01 | 11.4 | Solar |  |  | Interconnected |  |  | 658096R435 |  | Residential |  |  | 44921 | 2024
20252-215853-03 | Otter Tail Power Co | 87 | 14232 | IOU | D23-02 | 34.6 | Solar |  |  | Interconnected |  |  | 7203R295 |  | Commercial | POP Solar |  | 44923 | 2024
20252-215853-03 | Otter Tail Power Co | 87 | 14232 | IOU | D23-03 | 34.6 | Solar |  |  | Withdrawn |  |  | 620274R1 |  | Commercial | POP Solar |  | 44931 | 2024
20252-215853-03 | Otter Tail Power Co | 87 | 14232 | IOU | D23-04 | 40 | Solar |  |  | Interconnected |  |  | 7144R1 |  | Commercial | POP Solar |  | 44929 | 2024
20252-215853-03 | Otter Tail Power Co | 87 | 14232 | IOU | D23-05 | 8.96 | Solar |  |  | Interconnected |  |  | 7210R875 |  | Residential |  |  | 44935 | 2024
20252-215853-03 | Otter Tail Power Co | 87 | 14232 | IOU | D23-06 | 7.68 | Solar |  |  | Interconnected |  |  | 8044R1 |  | Residential |  |  | 44975 | 2024
20252-215853-03 | Otter Tail Power Co | 87 | 14232 | IOU | D23-07 | 25.1 | Solar |  | X | Interconnected |  |  | 7149R1 |  | Residential |  |  | 44972 | 2024
20252-215853-03 | Otter Tail Power Co | 87 | 14232 | IOU | D23-08 | 5 | Solar |  | X | Interconnected |  |  | 7197R25 |  | Residential |  |  | 45007 | 2024
20252-215853-03 | Otter Tail Power Co | 87 | 14232 | IOU | D23-09 | 11.71 | Solar |  | X | Interconnected |  |  | 7166R825 |  | Residential |  |  | 45007 | 2024
20252-215853-03 | Otter Tail Power Co | 87 | 14232 | IOU | D23-10 | 20.5 | Solar |  |  | Interconnected |  |  | 620245R25 |  | Commercial | POP Solar |  | 45014 | 2024
20252-215853-03 | Otter Tail Power Co | 87 | 14232 | IOU | D23-11 | 11.4 | Solar |  |  | Interconnected |  |  | 620122R535 |  | Residential |  |  | 45026 | 2024
20252-215853-03 | Otter Tail Power Co | 87 | 14232 | IOU | D23-12 | 33 | Solar |  |  | Interconnected |  |  | 7166R825 |  | Residential |  |  | 45047 | 2024
20252-215853-03 | Otter Tail Power Co | 87 | 14232 | IOU | D23-14 | 38.39 | Solar |  |  | Interconnected |  |  | 620218R2 |  | Commercial | POP Solar |  | 45061 | 2024
20252-215853-03 | Otter Tail Power Co | 87 | 14232 | IOU | D23-15 | 40 | Solar |  |  | Interconnected |  |  | 7168R1 |  | Commercial | POP Solar |  | 45062 | 2024
20252-215853-03 | Otter Tail Power Co | 87 | 14232 | IOU | D23-16 | 11.52 | Solar |  |  | Withdrawn |  |  | 7434R3 |  | Residential |  |  | 45056 | 2024
20252-215853-03 | Otter Tail Power Co | 87 | 14232 | IOU | D23-17 | 22.88 | Solar |  |  | Interconnected |  |  | 7942R1 |  | Residential |  |  | 45022 | 2024
20252-215853-03 | Otter Tail Power Co | 87 | 14232 | IOU | D23-18 | 10 | Solar |  |  | Interconnected |  |  | 7206R875 |  | Residential |  |  | 45076 | 2024
20252-215853-03 | Otter Tail Power Co | 87 | 14232 | IOU | D23-19 | 15 | Solar |  |  | Interconnected |  |  | 7147R335 |  | Residential |  |  | 45103 | 2024
20252-215853-03 | Otter Tail Power Co | 87 | 14232 | IOU | D23-20 | 6.68 | Solar |  |  | Interconnected |  |  | 7831R2 |  | Residential |  |  | 45134 | 2024
20252-215853-03 | Otter Tail Power Co | 87 | 14232 | IOU | D23-21 | 2.03 | Solar |  |  | Interconnected |  |  | 7831R2 |  | Residential |  |  | 45134 | 2024
20252-215853-03 | Otter Tail Power Co | 87 | 14232 | IOU | D23-22 | 23.04 | Solar |  |  | Interconnected |  |  | 7203R295 |  | Residential |  |  | 45118 | 2024
20252-215853-03 | Otter Tail Power Co | 87 | 14232 | IOU | D23-25 | 6.96 | Solar |  |  | Interconnected |  |  | 7206R875 |  | Residential |  |  | 45134 | 2024
20252-215853-03 | Otter Tail Power Co | 87 | 14232 | IOU | D23-26 | 11.4 | Solar |  |  | Active Application |  |  | 7166R825 |  | Residential |  |  |  | 2024
20252-215853-03 | Otter Tail Power Co | 87 | 14232 | IOU | D23-29 | 16.8 | Solar |  |  | Interconnected |  |  | 658096R435 |  | Residential |  |  | 45178 | 2024
20252-215853-03 | Otter Tail Power Co | 87 | 14232 | IOU | D23-30 | 16.8 | Solar |  |  | Interconnected |  |  | 7154R1 |  | Residential |  |  | 2023 | 2024
20252-215853-03 | Otter Tail Power Co | 87 | 14232 | IOU | D23-31 | 33.01 | Solar |  |  | Interconnected |  |  | 620223R15 |  | Commercial |  |  | 45215 | 2024
20252-215853-03 | Otter Tail Power Co | 87 | 14232 | IOU | D23-32 | 11.4 | Solar |  |  | Interconnected |  |  | 7197R865 |  | Residential |  |  | 45234 | 2024
20252-215853-03 | Otter Tail Power Co | 87 | 14232 | IOU | D23-33 | 12 | Solar |  |  | Interconnected |  |  | 658096R435 |  | Residential |  |  | 45241 | 2024
20252-215853-03 | Otter Tail Power Co | 87 | 14232 | IOU | D23-34 | 8.32 | Solar |  |  | Interconnected |  |  | 7979R1 |  | Residential |  |  | 2023 | 2024
20252-215853-03 | Otter Tail Power Co | 87 | 14232 | IOU | D23-35 | 40 | Solar |  |  | Interconnected |  |  | 7831R1 |  | Commercial | POP Solar |  | 2023 | 2025
20252-215853-03 | Otter Tail Power Co | 87 | 14232 | IOU | D24-04 | 500 | Solar |  |  | Withdrawn |  |  | 620237R3 |  | Commercial |  |  | 2024
20252-215853-03 | Otter Tail Power Co | 87 | 14232 | IOU | D24-05 | 11.52 | Solar |  |  | Interconnected |  |  | 7925R15 |  | Residential |  |  | 2024 | 2024
20252-215853-03 | Otter Tail Power Co | 87 | 14232 | IOU | D24-06 | 39.99 | Solar |  |  | Interconnected |  |  | 7928R55 |  | Commercial |  |  | 2024 | 2024
20252-215853-03 | Otter Tail Power Co | 87 | 14232 | IOU | D24-07 | 9.98 | Solar |  |  | Interconnected |  |  | 7188R4 |  | Residential |  |  | 2024 | 2024
20252-215853-03 | Otter Tail Power Co | 87 | 14232 | IOU | D24-08 | 500 | Solar |  |  | Withdrawn |  |  | 620237R2 |  | Residential |  |  | 2024
20252-215853-03 | Otter Tail Power Co | 87 | 14232 | IOU | D24-09 | 9.22 | Solar |  |  | Interconnected |  |  | 620218R2 |  | Residential |  |  | 2024 | 2024
20252-215853-03 | Otter Tail Power Co | 87 | 14232 | IOU | D24-10 | 40 | Solar |  |  | Interconnected |  |  | 7849R1 |  | Commercial | POP Solar |  | 2024 | 2024
20252-215853-03 | Otter Tail Power Co | 87 | 14232 | IOU | D24-12 | 40 | Solar |  |  | Interconnected |  |  | 8046R2 |  | Commercial |  |  | 2024 | 2024
20252-215853-03 | Otter Tail Power Co | 87 | 14232 | IOU | D24-13 | 40 | Solar |  |  | Interconnected |  |  | 7974R3 |  | Commercial |  |  | 2024 | 2024
20252-215853-03 | Otter Tail Power Co | 87 | 14232 | IOU | D24-14 | 38.4 | Solar |  |  | Interconnected |  |  | 7966R1 |  | Commercial |  |  | 2024 | 2024
20252-215853-03 | Otter Tail Power Co | 87 | 14232 | IOU | D24-15 | 38.4 | Solar |  |  | Interconnected |  |  | 7180R1 |  | Commercial |  |  | 2024 | 2024
20252-215853-03 | Otter Tail Power Co | 87 | 14232 | IOU | D24-16 | 38.4 | Solar |  |  | Interconnected |  |  | 8572R1 |  | Commercial |  |  | 2024 | 2024
20252-215853-03 | Otter Tail Power Co | 87 | 14232 | IOU | D24-17 | 40 | Solar |  |  | Interconnected |  |  | 7970R2 |  | Commercial |  |  | 2024 | 2024
20252-215853-03 | Otter Tail Power Co | 87 | 14232 | IOU | D24-18 | 38.4 | Solar |  |  | Interconnected |  |  | 7147R335 |  | Commercial |  |  | 2024 | 2024
20252-215853-03 | Otter Tail Power Co | 87 | 14232 | IOU | D24-19 | 38.4 | Solar |  |  | Interconnected |  |  | 7145R1 |  | Commercial |  |  | 2024 | 2024
20252-215853-03 | Otter Tail Power Co | 87 | 14232 | IOU | D24-20 | 38.4 | Solar |  |  | Interconnected |  |  | 620232R25 |  | Commercial |  |  | 2024 | 2024
20252-215853-03 | Otter Tail Power Co | 87 | 14232 | IOU | D24-21 | 38.4 | Solar |  |  | Interconnected |  |  | 7164R865 |  | Commercial |  |  | 2024 | 2024
20252-215853-03 | Otter Tail Power Co | 87 | 14232 | IOU | D24-22 | 38.4 | Solar |  |  | Interconnected |  |  | 658115R2 |  | Commercial |  |  | 2024 | 2024
20252-215853-03 | Otter Tail Power Co | 87 | 14232 | IOU | D24-23 | 22.27 | Solar |  |  | Interconnected |  |  | 7194R1 |  | Residential |  |  | 2024 | 2024
20252-215853-03 | Otter Tail Power Co | 87 | 14232 | IOU | D24-24 | 280 | Solar |  |  | Active Application |  |  | 7434R4 |  | Commercial |  |  | 2024
20252-215853-03 | Otter Tail Power Co | 87 | 14232 | IOU | D24-24 | 27 | Storage |  |  | Active Application |  |  | 7434R5 |  | Commercial |  |  | 2024
20252-215853-03 | Otter Tail Power Co | 87 | 14232 | IOU | D24-25 | 2000 | Solar |  |  | Withdrawn |  |  | 620223R25 |  | Commercial |  |  | 2024
20252-215853-03 | Otter Tail Power Co | 87 | 14232 | IOU | D24-26 | 38.4 | Solar |  |  | Interconnected |  |  | 7925R15 |  | Commercial |  |  | 2024 | 2024
20252-215853-03 | Otter Tail Power Co | 87 | 14232 | IOU | D24-27 | 11.5 | Solar |  |  | Interconnected |  |  | 620174R2 |  | Residential |  |  | 2024 | 2024
20252-215853-03 | Otter Tail Power Co | 87 | 14232 | IOU | D24-28 | 40 | Solar |  |  | Interconnected |  |  | 7928R55 |  | Commercial |  |  | 2024 | 2024
20252-215853-03 | Otter Tail Power Co | 87 | 14232 | IOU | D24-29 | 13.056 | Solar |  |  | Active Application |  |  | 7928R55 |  | Commercial |  |  | 2024
20252-215853-03 | Otter Tail Power Co | 87 | 14232 | IOU | D24-30 | 39.36 | Solar |  |  | Interconnected |  |  | 7855R2 |  | Commercial | POP Solar |  | 2024 | 2024
20252-215853-03 | Otter Tail Power Co | 87 | 14232 | IOU | D24-31 | 38.4 | Solar |  |  | Active Application |  |  | 7910R25 |  | Commercial |  |  | 2024
20252-215853-03 | Otter Tail Power Co | 87 | 14232 | IOU | D24-32 | 38.4 | Solar |  |  | Interconnected |  |  | 7910R25 |  | Commercial |  |  | 2024 | 2024
20252-215853-03 | Otter Tail Power Co | 87 | 14232 | IOU | D24-33 | 39.52 | Solar |  |  | Active Application |  |  | 658096R435 |  | Commercial | POP Solar |  | 2024
20252-215853-03 | Otter Tail Power Co | 87 | 14232 | IOU | D24-34 | 39.52 | Solar |  |  | Active Application |  |  | 7192R2 |  | Commercial | POP Solar |  | 2024
20252-215853-03 | Otter Tail Power Co | 87 | 14232 | IOU | D24-35 | 11.02 | Solar |  |  | Interconnected |  |  | 620218R2 |  | Residential |  |  | 2024 | 2024
20252-215853-03 | Otter Tail Power Co | 87 | 14232 | IOU | D24-36 | 38.4 | Solar |  |  | Interconnected |  |  | 7168R1 |  | Commercial |  |  | 2024 | 2024
20252-215853-03 | Otter Tail Power Co | 87 | 14232 | IOU | D24-37 | 3.8 | Solar |  |  | Interconnected |  |  | 620174R2 |  | Residential |  |  | 2024 | 2024
20252-215853-03 | Otter Tail Power Co | 87 | 14232 | IOU | D24-39 | 9.98 | Solar |  | X | Interconnected |  |  | 7172R865 |  | Residential |  |  | 2024 | 2024
20252-215853-03 | Otter Tail Power Co | 87 | 14232 | IOU | D24-40 | 4.56 | Solar |  | X | Active Application |  |  | 7194R2 |  | Residential |  |  | 2024
20252-215812-01 | People's Energy Cooperative | 89 | 14468 | Co-op | WD0001 | 39.5 | Wind |  |  | Interconnected | Eyota | 55934 | 6 | 2 | Commercial |  |  | 2008 | 2008
20252-215812-01 | People's Energy Cooperative | 89 | 14468 | Co-op | PV0002 | 7.2 | Solar |  |  | Interconnected | Oronoco | 55960 | 16 | 2 | Residential |  |  | 2009 | 2009
20252-215812-01 | People's Energy Cooperative | 89 | 14468 | Co-op | PV0004 | 6.048 | Solar |  |  | Interconnected | Byron | 55920 | 9 | 1 | Residential |  |  | 2010 | 2010
20252-215812-01 | People's Energy Cooperative | 89 | 14468 | Co-op | PV0005 | 3.584 | Solar |  |  | Interconnected | Oronoco | 55960 | 16 | 2 | Residential |  |  | 2010 | 2010
20252-215812-01 | People's Energy Cooperative | 89 | 14468 | Co-op | PV0006 | 8.28 | Solar |  |  | Interconnected | Oronoco | 55960 | 9 | 2 | Residential |  |  | 2011 | 2011
20252-215812-01 | People's Energy Cooperative | 89 | 14468 | Co-op | WD0002 | 10 | Wind |  |  | Interconnected | Stewartville | 55976 | 10 | 3 | Residential |  |  | 2011 | 2011
20252-215812-01 | People's Energy Cooperative | 89 | 14468 | Co-op | WD0004 | 20 | Wind |  |  | Decommissioned | Viola | 55934 | 6 | 1 | Residential |  |  | 2011 | 2011 | 2016
20252-215812-01 | People's Energy Cooperative | 89 | 14468 | Co-op | WD0003 | 39.5 | Wind |  |  | Decommissioned | Elgin | 55932 | 15 | 2 | Residential |  |  | 2011 | 2011 | 2016
20252-215812-01 | People's Energy Cooperative | 89 | 14468 | Co-op | WD0005 | 10 | Wind |  |  | Interconnected | Saint Charles | 55972 | 22 | 1 | Residential |  |  | 2011 | 2011
20252-215812-01 | People's Energy Cooperative | 89 | 14468 | Co-op | PV0007 | 32.4 | Solar |  |  | Interconnected | Elgin | 55932 | 15 | 1 | Commercial |  |  | 2011 | 2011
20252-215812-01 | People's Energy Cooperative | 89 | 14468 | Co-op | WD0006 | 10 | Wind |  |  | Interconnected | Rochester | 55902 | 14 | 2 | Commercial |  |  | 2011 | 2011
20252-215812-01 | People's Energy Cooperative | 89 | 14468 | Co-op | PV0008 | 6.9 | Solar |  |  | Interconnected | Mazeppa | 55956 | 16 | 1 | Residential |  |  | 2012 | 2012
20252-215812-01 | People's Energy Cooperative | 89 | 14468 | Co-op | PV0009 | 39.9 | Solar |  |  | Interconnected | Chatfield | 55923 | 10 | 1 | Commercial |  |  | 2013 | 2013
20252-215812-01 | People's Energy Cooperative | 89 | 14468 | Co-op | PV0010 | 7.2 | Solar |  |  | Interconnected | Rochester | 55904 | 17 | 3 | Commercial |  |  | 2013 | 2013
20252-215812-01 | People's Energy Cooperative | 89 | 14468 | Co-op | PV0011 | 11.8 | Solar |  |  | Decommissioned | Plainview | 55964 | 4 | 2 | Residential |  |  | 2013 | 2013 | 2019
20252-215812-01 | People's Energy Cooperative | 89 | 14468 | Co-op | PV0012 | 6.9 | Solar |  |  | Interconnected | Rochester | 55904 | 17 | 3 | Residential |  |  | 2013 | 2013
20252-215812-01 | People's Energy Cooperative | 89 | 14468 | Co-op | PV0013 | 4.2 | Solar |  |  | Interconnected | Rochester | 55904 | 17 | 4 | Residential |  |  | 2013 | 2013
20252-215812-01 | People's Energy Cooperative | 89 | 14468 | Co-op | PV0014 | 3.96 | Solar |  |  | Interconnected | Rochester | 55906 | 5 | 1 | Residential |  |  | 2013 | 2013
20252-215812-01 | People's Energy Cooperative | 89 | 14468 | Co-op | PV0015 | 37.5 | Solar |  |  | Interconnected | Chatfield | 55923 | 10 | 2 | Commercial |  |  | 2013 | 2013
20252-215812-01 | People's Energy Cooperative | 89 | 14468 | Co-op | PV0016 | 13.5 | Solar |  |  | Interconnected | Chatfield | 55923 | 10 | 1 | Residential |  |  | 2013 | 2013
20252-215812-01 | People's Energy Cooperative | 89 | 14468 | Co-op | WD0007 | 10 | Wind |  |  | Interconnected | Chatfield | 55923 | 20 | 1 | Commercial |  |  | 2014 | 2014
20252-215812-01 | People's Energy Cooperative | 89 | 14468 | Co-op | PV0017 | 12.72 | Solar |  |  | Interconnected | Mantorville | 55955 | 9 | 1 | Residential |  |  | 2014 | 2014
20252-215812-01 | People's Energy Cooperative | 89 | 14468 | Co-op | PV0018 | 515 | Solar |  |  | Interconnected | Oronoco | 55960 | 16 | 1 | Commercial |  |  | 2014 | 2014
20252-215812-01 | People's Energy Cooperative | 89 | 14468 | Co-op | PV0019 | 21.45 | Solar |  |  | Interconnected | Byron | 55920 | 2 | 2 | Residential |  |  | 2014 | 2014
20252-215812-01 | People's Energy Cooperative | 89 | 14468 | Co-op | PV0020 | 19.1 | Solar |  |  | Interconnected | Stewartville | 55976 | 2 | 2 | Residential |  |  | 2014 | 2014
20252-215812-01 | People's Energy Cooperative | 89 | 14468 | Co-op | WD0008 | 39.9 | Wind |  |  | Interconnected | Elgin | 55932 | 4 | 3 | Commercial |  |  | 2017 | 2017
20252-215812-01 | People's Energy Cooperative | 89 | 14468 | Co-op | PV0021 | 16.5 | Solar |  |  | Interconnected | Byron | 55920 | 9 | 1 | Residential |  |  | 2014 | 2014
20252-215812-01 | People's Energy Cooperative | 89 | 14468 | Co-op | PV0022 | 8.2 | Solar |  |  | Interconnected | Oronoco | 55960 | 16 | 2 | Residential |  |  | 2014 | 2014
20252-215812-01 | People's Energy Cooperative | 89 | 14468 | Co-op | PV0023 | 5.775 | Solar |  |  | Interconnected | Rochester | 55904 | 5 | 3 | Residential |  |  | 2014 | 2014
20252-215812-01 | People's Energy Cooperative | 89 | 14468 | Co-op | PV0024 | 27.5 | Solar |  |  | Interconnected | Chatfield | 55923 | 10 | 1 | Commercial |  |  | 2015 | 2015
20252-215812-01 | People's Energy Cooperative | 89 | 14468 | Co-op | PV0025 | 14.3 | Solar |  |  | Interconnected | Rochester | 55902 | 14 | 2 | Commercial |  |  | 2015 | 2015
20252-215812-01 | People's Energy Cooperative | 89 | 14468 | Co-op | PV0026 | 5 | Solar |  |  | Interconnected | Rochester | 55906 | 5 | 1 | Residential |  |  | 2015 | 2015
20252-215812-01 | People's Energy Cooperative | 89 | 14468 | Co-op | PV0027 | 7.9 | Solar |  |  | Interconnected | Rochester | 55902 | 14 | 2 | Residential |  |  | 2015 | 2015
20252-215812-01 | People's Energy Cooperative | 89 | 14468 | Co-op | PV0028 | 14.5 | Solar |  |  | Interconnected | Millville | 55957 | 4 | 3 | Commercial |  |  | 2015 | 2015
20252-215812-01 | People's Energy Cooperative | 89 | 14468 | Co-op | PV0029 | 30.2 | Solar |  |  | Interconnected | Millville | 55957 | 4 | 3 | Commercial |  |  | 2015 | 2015
20252-215812-01 | People's Energy Cooperative | 89 | 14468 | Co-op | PV0030 | 39.69 | Solar |  |  | Interconnected | Saint Charles | 55972 | 22 | 1 | Commercial |  |  | 2015 | 2015
20252-215812-01 | People's Energy Cooperative | 89 | 14468 | Co-op | PV0031 | 27 | Solar |  |  | Interconnected | Plainview | 55964 | 27 | 34 | Commercial |  |  | 2014 | 2014
20252-215812-01 | People's Energy Cooperative | 89 | 14468 | Co-op | PV0032 | 26 | Solar |  |  | Interconnected | Plainview | 55964 | 27 | 34 | Residential |  |  | 2013 | 2013
20252-215812-01 | People's Energy Cooperative | 89 | 14468 | Co-op | PV0033 | 8.4 | Solar |  |  | Interconnected | Byron | 55920 | 2 | 1 | Residential |  |  | 2015 | 2015
20252-215812-01 | People's Energy Cooperative | 89 | 14468 | Co-op | PV0034 | 8.4 | Solar |  |  | Interconnected | Plainview | 55964 | 27 | 34 | Commercial |  |  | 2015 | 2015
20252-215812-01 | People's Energy Cooperative | 89 | 14468 | Co-op | PV0035 | 15.86 | Solar |  |  | Interconnected | Rochester | 55906 | 3 | 1 | Residential |  |  | 2015 | 2015
20252-215812-01 | People's Energy Cooperative | 89 | 14468 | Co-op | PV0036 | 10.26 | Solar |  |  | Interconnected | Oronoco | 55960 | 16 | 1 | Residential |  |  | 2015 | 2015
20252-215812-01 | People's Energy Cooperative | 89 | 14468 | Co-op | PV0037 | 14.4 | Solar |  |  | Interconnected | Chatfield | 55923 | 1 | 2 | Residential |  |  | 2015 | 2015
20252-215812-01 | People's Energy Cooperative | 89 | 14468 | Co-op | PV0038 | 20.79 | Solar |  |  | Interconnected | Rochester | 55902 | 14 | 2 | Commercial |  |  | 2015 | 2015
20252-215812-01 | People's Energy Cooperative | 89 | 14468 | Co-op | PV0039 | 11.44 | Solar |  |  | Interconnected | Rochester | 55902 | 14 | 2 | Residential |  |  | 2015 | 2015
20252-215812-01 | People's Energy Cooperative | 89 | 14468 | Co-op | PV0040 | 12.04 | Solar |  |  | Interconnected | Rochester | 55901 | 16 | 3 | Residential |  |  | 2015 | 2015
20252-215812-01 | People's Energy Cooperative | 89 | 14468 | Co-op | PV0041 | 11.5 | Solar |  |  | Interconnected | Kellogg | 55945 | 8 | 1 | Residential |  |  | 2015 | 2015
20252-215812-01 | People's Energy Cooperative | 89 | 14468 | Co-op | PV0042 | 4.5 | Solar |  |  | Interconnected | Rochester | 55904 | 25 | 1 | Residential |  |  | 2015 | 2015
20252-215812-01 | People's Energy Cooperative | 89 | 14468 | Co-op | PV0043 | 11.7 | Solar |  |  | Interconnected | Rochester | 55906 | 5 | 1 | Residential |  |  | 2015 | 2015
20252-215812-01 | People's Energy Cooperative | 89 | 14468 | Co-op | PV0044 | 13.8 | Solar |  |  | Interconnected | Rochester | 55904 | 17 | 3 | Residential |  |  | 2015 | 2015
20252-215812-01 | People's Energy Cooperative | 89 | 14468 | Co-op | PV0045 | 7.8 | Solar |  |  | Interconnected | Elgin | 55932 | 26 | 38 | Residential |  |  | 2015 | 2015
20252-215812-01 | People's Energy Cooperative | 89 | 14468 | Co-op | PV0046 | 11.34 | Solar |  |  | Interconnected | Eyota | 55934 | 6 | 1 | Residential |  |  | 2015 | 2015
20252-215812-01 | People's Energy Cooperative | 89 | 14468 | Co-op | PV0047 | 11.55 | Solar |  |  | Interconnected | Theilman | 55945 |  | 2 | Commercial |  |  | 2016 | 2016
20252-215812-01 | People's Energy Cooperative | 89 | 14468 | Co-op | PV0048 | 13.44 | Solar |  |  | Interconnected | Plainview | 55964 | 4 | 3 | Commercial |  |  | 2016 | 2016
20252-215812-01 | People's Energy Cooperative | 89 | 14468 | Co-op | PV0049 | 10.2 | Solar |  |  | Interconnected | Stewartville | 55976 | 17 | 4 | Residential |  |  | 2016 | 2016
20252-215812-01 | People's Energy Cooperative | 89 | 14468 | Co-op | PV0050 | 10.8 | Solar |  |  | Interconnected | Rochester | 55904 | 5 | 3 | Residential |  |  | 2016 | 2016
20252-215812-01 | People's Energy Cooperative | 89 | 14468 | Co-op | PV0051 | 9.24 | Solar |  |  | Interconnected | Rochester | 55906 | 3 | 2 | Residential |  |  | 2016 | 2016
20252-215812-01 | People's Energy Cooperative | 89 | 14468 | Co-op | PV0052 | 8.45 | Solar |  |  | Interconnected | Elgin | 55932 | 15 | 2 | Residential |  |  | 2016 | 2016
20252-215812-01 | People's Energy Cooperative | 89 | 14468 | Co-op | PV0053 | 8.4 | Solar |  |  | Interconnected | Rochester | 55904 | 25 | 3 | Residential |  |  | 2016 | 2016
20252-215812-01 | People's Energy Cooperative | 89 | 14468 | Co-op | PV0054 | 13 | Solar |  |  | Interconnected | Elgin | 55932 | 18 | 2 | Commercial |  |  | 2016 | 2016
20252-215812-01 | People's Energy Cooperative | 89 | 14468 | Co-op | PV0055 | 39.65 | Solar |  |  | Interconnected | Kasson | 55944 | 12 | 2 | Commercial |  |  | 2016 | 2016
20252-215812-01 | People's Energy Cooperative | 89 | 14468 | Co-op | PV0056 | 5.85 | Solar |  |  | Interconnected | Oronoco | 55960 | 16 | 1 | Residential |  |  | 2016 | 2016
20252-215812-01 | People's Energy Cooperative | 89 | 14468 | Co-op | WD0009 | 34.5 | Wind |  |  | Decommissioned | Rochester | 55902 | 14 | 2 | Residential |  |  | 2016 | 2016 | 2023
20252-215812-01 | People's Energy Cooperative | 89 | 14468 | Co-op | PV0057 | 14.9 | Solar |  |  | Interconnected | Elgin | 55932 | 5 | 3 | Residential |  |  | 2016 | 2016
20252-215812-01 | People's Energy Cooperative | 89 | 14468 | Co-op | PV0058 | 9 | Solar |  |  | Interconnected | Rochester | 55901 | 3 | 4 | Commercial |  |  | 2016 | 2016
20252-215812-01 | People's Energy Cooperative | 89 | 14468 | Co-op | PV0059 | 7.6 | Solar |  |  | Interconnected | Kasson | 55944 | 12 | 2 | Residential |  |  | 2016 | 2016
20252-215812-01 | People's Energy Cooperative | 89 | 14468 | Co-op | PV0060 | 16.25 | Solar |  |  | Interconnected | Eyota | 55934 | 5 | 2 | Residential |  |  | 2016 | 2016
20252-215812-01 | People's Energy Cooperative | 89 | 14468 | Co-op | PV0061 | 33.8 | Solar |  |  | Interconnected | Zumbro Falls | 55991 | 18 | 1 | Residential |  |  | 2016 | 2016
20252-215812-01 | People's Energy Cooperative | 89 | 14468 | Co-op | PV0062 | 256 | Solar |  |  | Interconnected | Elgin | 55932 | 15 | 3 | Commercial |  |  | 2016 | 2016
20252-215812-01 | People's Energy Cooperative | 89 | 14468 | Co-op | PV0063 | 10.72 | Solar |  |  | Interconnected | Oronoco | 55960 | 16 | 1 | Residential |  |  | 2016 | 2016
20252-215812-01 | People's Energy Cooperative | 89 | 14468 | Co-op | PV0064 | 36 | Solar |  |  | Interconnected | Rochester | 55902 | 14 | 2 | Commercial |  |  | 2017 | 2017
20252-215812-01 | People's Energy Cooperative | 89 | 14468 | Co-op | PV0065 | 4.86 | Solar |  |  | Interconnected | Rochester | 55904 | 25 | 1 | Residential |  |  | 2017 | 2017
20252-215812-01 | People's Energy Cooperative | 89 | 14468 | Co-op | PV0066 | 13.65 | Solar |  |  | Interconnected | Byron | 55920 | 2 | 1 | Residential |  |  | 2017 | 2017
20252-215812-01 | People's Energy Cooperative | 89 | 14468 | Co-op | PV0067 | 38 | Solar |  |  | Interconnected | Oronoco | 55960 | 16 | 1 | Residential |  |  | 2017 | 2017
20252-215812-01 | People's Energy Cooperative | 89 | 14468 | Co-op | PV0068 | 7.8 | Solar |  |  | Interconnected | Eyota | 55934 | 5 | 2 | Residential |  |  | 2017 | 2017
20252-215812-01 | People's Energy Cooperative | 89 | 14468 | Co-op | PV0069 | 10 | Solar |  |  | Interconnected | Lake City | 55041 | 7 | 1 | Residential |  |  | 2017 | 2017
20252-215812-01 | People's Energy Cooperative | 89 | 14468 | Co-op | PV0070 | 14.95 | Solar |  |  | Interconnected | Rochester | 55902 | 2 | 2 | Residential |  |  | 2017 | 2017
20252-215812-01 | People's Energy Cooperative | 89 | 14468 | Co-op | PV0071 | 10.95 | Solar |  |  | Interconnected | Oronoco | 55960 | 16 | 2 | Commercial |  |  | 2017 | 2017
20252-215812-01 | People's Energy Cooperative | 89 | 14468 | Co-op | PV0072 | 18.5 | Solar |  |  | Interconnected | Millville | 55957 | 4 | 1 | Residential |  |  | 2017 | 2017
20252-215812-01 | People's Energy Cooperative | 89 | 14468 | Co-op | PV0073 | 10.95 | Solar |  |  | Interconnected | Rochester | 55902 | 14 | 2 | Residential |  |  | 2017 | 2017
20252-215812-01 | People's Energy Cooperative | 89 | 14468 | Co-op | PV0074 | 38.5 | Solar |  |  | Interconnected | Oronoco | 55960 | 9 | 2 | Residential |  |  | 2017 | 2017
20252-215812-01 | People's Energy Cooperative | 89 | 14468 | Co-op | PV0075 | 18.54 | Solar |  |  | Interconnected | Stewartville | 55976 | 30 | 60 | Commercial |  |  | 2017 | 2017
20252-215812-01 | People's Energy Cooperative | 89 | 14468 | Co-op | PV0076 | 7.6 | Solar |  |  | Interconnected | Rochester | 55901 | 3 | 4 | Residential |  |  | 2017 | 2017
20252-215812-01 | People's Energy Cooperative | 89 | 14468 | Co-op | PV0077 | 7.6 | Solar |  |  | Interconnected | Eyota | 55934 | 15 | 2 | Residential |  |  | 2017 | 2017
20252-215812-01 | People's Energy Cooperative | 89 | 14468 | Co-op | PV2977 | 24 | Solar |  |  | Interconnected | Stewartville | 55976 | 11 | 1 | Commercial |  |  | 2017 | 2017
20252-215812-01 | People's Energy Cooperative | 89 | 14468 | Co-op | PV0079 | 36 | Solar |  |  | Interconnected | Byron | 55920 | 2 | 1 | Residential |  |  | 2018 | 2018
20252-215812-01 | People's Energy Cooperative | 89 | 14468 | Co-op | PV0081 | 6 | Solar |  |  | Interconnected | Oronoco | 55960 | 16 | 1 | Residential |  |  | 2018 | 2018
20252-215812-01 | People's Energy Cooperative | 89 | 14468 | Co-op | PV0082 | 5.8 | Solar |  |  | Interconnected | Oronoco | 55960 | 16 | 1 | Residential |  |  | 2018 | 2018
20252-215812-01 | People's Energy Cooperative | 89 | 14468 | Co-op | PV0083 | 27.2 | Solar |  |  | Interconnected | Chatfield | 55923 | 20 | 1 | Residential |  |  | 2018 | 2018
20252-215812-01 | People's Energy Cooperative | 89 | 14468 | Co-op | PV0084 | 12 | Solar |  |  | Interconnected | Rochester | 55905 | 18 | 2 | Residential |  |  | 2018 | 2018
20252-215812-01 | People's Energy Cooperative | 89 | 14468 | Co-op | PV0085 | 12.5 | Solar |  |  | Interconnected | Byron | 55920 | 2 | 1 | Residential |  |  | 2018 | 2018
20252-215812-01 | People's Energy Cooperative | 89 | 14468 | Co-op | PV0071A | 21.9 | Solar |  |  | Interconnected | Oronoco | 55960 | 16 | 2 | Residential |  |  | 2018 | 2018
20252-215812-01 | People's Energy Cooperative | 89 | 14468 | Co-op | PV0086 | 6 | Solar |  |  | Interconnected | Rochester | 55906 | 3 | 3 | Residential |  |  | 2018 | 2018
20252-215812-01 | People's Energy Cooperative | 89 | 14468 | Co-op | PV0087 | 12 | Solar |  |  | Interconnected | Eyota | 55934 | 6 | 2 | Residential |  |  | 2018 | 2018
20252-215812-01 | People's Energy Cooperative | 89 | 14468 | Co-op | PV0088 | 37.5 | Solar |  |  | Interconnected | Elgin | 55932 | 15 | 3 | Residential |  |  | 2018 | 2018
20252-215812-01 | People's Energy Cooperative | 89 | 14468 | Co-op | PV0089 | 3 | Solar |  |  | Interconnected | Kasson | 55944 | 12 | 1 | Residential |  |  | 2018 | 2018
20252-215812-01 | People's Energy Cooperative | 89 | 14468 | Co-op | PV0090 | 30.4 | Solar |  |  | Interconnected | Plainview | 55964 | 8 | 2 | Residential |  |  | 2018 | 2018
20252-215812-01 | People's Energy Cooperative | 89 | 14468 | Co-op | PV0091 | 15.2 | Solar |  |  | Interconnected | Plainview | 55964 | 8 | 2 | Residential |  |  | 2018 | 2018
20252-215812-01 | People's Energy Cooperative | 89 | 14468 | Co-op | PV0040A | 16 | Solar |  |  | Interconnected | Rochester | 55901 | 16 | 3 | Residential |  |  | 2018 | 2018
20252-215812-01 | People's Energy Cooperative | 89 | 14468 | Co-op | PV0092 | 12.5 | Solar |  |  | Interconnected | Rochester | 55906 | 3 | 3 | Residential |  |  | 2018 | 2018
20252-215812-01 | People's Energy Cooperative | 89 | 14468 | Co-op | PV0093 | 22 | Solar |  |  | Interconnected | Rochester | 55901 | 3 | 3 | Residential |  |  | 2018 | 2018
20252-215812-01 | People's Energy Cooperative | 89 | 14468 | Co-op | PV0094 | 10 | Solar |  |  | Interconnected | Rochester | 55904 | 25 | 1 | Residential |  |  | 2019 | 2019
20252-215812-01 | People's Energy Cooperative | 89 | 14468 | Co-op | PV0095 | 25 | Solar |  |  | Interconnected | Eyota | 55965 | 6 | 4 | Residential |  |  | 2019 | 2019
20252-215812-01 | People's Energy Cooperative | 89 | 14468 | Co-op | PV0048A | 6 | Solar |  |  | Interconnected | Plainview | 55964 | 4 | 3 | Residential |  |  | 2019 | 2019
20252-215812-01 | People's Energy Cooperative | 89 | 14468 | Co-op | PV0096 | 8.4 | Solar |  |  | Interconnected | Pine Island | 55963 | 16 | 2 | Residential |  |  | 2019 | 2019
20252-215812-01 | People's Energy Cooperative | 89 | 14468 | Co-op | PV0097 | 19.3 | Solar |  |  | Interconnected | Rochester | 55904 | 1 | 3 | Residential |  |  | 2019 | 2019
20252-215812-01 | People's Energy Cooperative | 89 | 14468 | Co-op | PV0098 | 7.6 | Solar |  |  | Interconnected | Rochester | 55902 | 14 | 1 | Residential |  |  | 2019 | 2019
20252-215812-01 | People's Energy Cooperative | 89 | 14468 | Co-op | PV0099 | 11.4 | Solar |  |  | Interconnected | Rochester | 55904 | 1 | 3 | Residential |  |  | 2019 | 2019
20252-215812-01 | People's Energy Cooperative | 89 | 14468 | Co-op | PV0100 | 5 | Solar |  |  | Interconnected | Rochester | 55901 | 3 | 2 | Residential |  |  | 2019 | 2019
20252-215812-01 | People's Energy Cooperative | 89 | 14468 | Co-op | PV0101 | 15 | Solar |  |  | Interconnected | Chatfield | 55923 | 20 | 2 | Residential |  | 44495 | 2019 | 2019
20252-215812-01 | People's Energy Cooperative | 89 | 14468 | Co-op | PV0102 | 7.6 | Solar |  |  | Interconnected | Oronoco | 55960 | 3 | 4 | Residential |  |  | 2019 | 2019
20252-215812-01 | People's Energy Cooperative | 89 | 14468 | Co-op | PV0103 | 15 | Solar |  |  | Interconnected | Oronoco | 55960 | 16 | 2 | Residential |  |  | 2019 | 2019
20252-215812-01 | People's Energy Cooperative | 89 | 14468 | Co-op | PV0104 | 7.6 | Solar |  |  | Interconnected | Rochester | 55904 | 25 | 4 | Residential |  | 18790 | 2019 | 2019
20252-215812-01 | People's Energy Cooperative | 89 | 14468 | Co-op | PV0105 | 27.5 | Solar |  |  | Interconnected | Plainview | 55964 | 27 | 1 | Residential |  |  | 2019 | 2019
20252-215812-01 | People's Energy Cooperative | 89 | 14468 | Co-op | PV0106 | 10 | Solar |  |  | Interconnected | Chatfield | 55923 | 1 | 1 | Residential |  |  | 2019 | 2019
20252-215812-01 | People's Energy Cooperative | 89 | 14468 | Co-op | PV0107 | 11.4 | Solar |  |  | Interconnected | Rochester | 55901 | 3 | 35 | Residential |  | 37530 | 2019 | 2019
20252-215812-01 | People's Energy Cooperative | 89 | 14468 | Co-op | PV0108 | 39.9 | Solar |  |  | Interconnected | Rochester | 55904 | 3 | 2 | Commercial |  |  | 2019 | 2019
20252-215812-01 | People's Energy Cooperative | 89 | 14468 | Co-op | PV0109 | 15 | Solar |  |  | Interconnected | Plainview | 55964 | 27 | 4 | Residential |  | 45500 | 2019 | 2019
20252-215812-01 | People's Energy Cooperative | 89 | 14468 | Co-op | PV0110 | 11.4 | Solar |  | X | Interconnected | Rochester | 55906 | 3 | 3 | Residential |  | 55825 | 2019 | 2019
20252-215812-01 | People's Energy Cooperative | 89 | 14468 | Co-op | PV0111 | 15.2 | Solar |  |  | Interconnected | Rochester | 55906 | 5 | 2 | Residential |  | 50000 | 2019 | 2019
20252-215812-01 | People's Energy Cooperative | 89 | 14468 | Co-op | PV0056A | 7.6 | Solar |  |  | Interconnected | Oronoco | 55960 | 16 | 1 | Residential |  | 12950 | 2019 | 2019
20252-215812-01 | People's Energy Cooperative | 89 | 14468 | Co-op | PV0112 | 8.2 | Solar |  |  | Interconnected | Rochester | 55904 | 25 | 1 | Residential |  | 31650 | 2019 | 2019
20252-215812-01 | People's Energy Cooperative | 89 | 14468 | Co-op | PV0114 | 10 | Solar |  |  | Withdrawn | Rochester | 55904 | 25 | 1 | Residential |  | 27000 | 2019
20252-215812-01 | People's Energy Cooperative | 89 | 14468 | Co-op | PV0113 | 37.5 | Solar |  |  | Interconnected | Stewartville | 55976 | 2 | 2 | Residential |  |  | 2019 | 2020
20252-215812-01 | People's Energy Cooperative | 89 | 14468 | Co-op | PV0090A | 7.3 | Solar |  |  | Interconnected | Plainview | 55964 | 8 | 3 | Residential |  | 30000 | 2019 | 2020
20252-215812-01 | People's Energy Cooperative | 89 | 14468 | Co-op | PV0115 | 23.04 | Solar |  |  | Interconnected | Eyota | 55934 | 15 | 1 | Residential |  | 60000 | 2019 | 2020
20252-215812-01 | People's Energy Cooperative | 89 | 14468 | Co-op | WD0010 | 39.9 | Wind |  |  | Withdrawn | Rochester | 55906 | 3 | 3 | Commercial |  |  | 2019
20252-215812-01 | People's Energy Cooperative | 89 | 14468 | Co-op | PV0116 | 11.4 | Solar |  |  | Interconnected | Rochester | 55904 | 5 | 3 | Residential |  | 35000 | 2020 | 2020
20252-215812-01 | People's Energy Cooperative | 89 | 14468 | Co-op | PV0117 | 3.8 | Solar |  |  | Interconnected | Kasson | 55944 | 12 | 2 | Residential |  | 18500 | 2020 | 2020
20252-215812-01 | People's Energy Cooperative | 89 | 14468 | Co-op | PV0118 | 10 | Solar |  |  | Interconnected | Rochester | 55901 | 3 | 3 | Residential |  | 31670 | 2020 | 2020
20252-215812-01 | People's Energy Cooperative | 89 | 14468 | Co-op | PV0119 | 32.8 | Solar |  |  | Interconnected | Hayfield | 55940 | 2 | 3 | Residential |  | 90000 | 2020 | 2021
20252-215812-01 | People's Energy Cooperative | 89 | 14468 | Co-op | PV0120 | 37.5 | Solar |  |  | Interconnected | Elgin | 55932 | 15 | 2 | Residential |  | 103200 | 2020 | 2020
20252-215812-01 | People's Energy Cooperative | 89 | 14468 | Co-op | PV0121 | 25 | Solar |  |  | Interconnected | Pine Island | 55963 | 9 | 1 | Residential |  | 83650 | 2020 | 2020
20252-215812-01 | People's Energy Cooperative | 89 | 14468 | Co-op | NOVA2975 | 22.8 | Solar |  |  | Interconnected | Stewartville | 55976 | 24 | 1 | Residential |  | 66000 | 2020 | 2020
20252-215812-01 | People's Energy Cooperative | 89 | 14468 | Co-op | PV0123 | 36 | Solar |  |  | Withdrawn | Byron | 55920 | 9 | 1 | Residential |  | 302000 | 2020
20252-215812-01 | People's Energy Cooperative | 89 | 14468 | Co-op | PV0079A | 36 | Solar |  |  | Withdrawn | Byron | 55920 | 9 | 1 | Commercial |  |  | 2020
20252-215812-01 | People's Energy Cooperative | 89 | 14468 | Co-op | NOVA3023 | 5 | Solar |  |  | Interconnected | Rochester | 55904 | 25 | 1 | Residential |  | 20000 | 2020 | 2020
20252-215812-01 | People's Energy Cooperative | 89 | 14468 | Co-op | NOVA3055 | 39.9 | Solar |  |  | Withdrawn | Byron | 55976 | 2 | 2 | Residential |  | 99000 | 2020
20252-215812-01 | People's Energy Cooperative | 89 | 14468 | Co-op | NOVA3057 | 39.99 | Solar |  |  | Withdrawn | Byron | 55976 | 2 | 2 | Residential |  | 99000 | 2020
20252-215812-01 | People's Energy Cooperative | 89 | 14468 | Co-op | NOVA3129 | 39.99 | Solar |  |  | Interconnected | Byron | 55976 | 2 | 2 | Residential |  | 108500 | 2020 | 2021
20252-215812-01 | People's Energy Cooperative | 89 | 14468 | Co-op | NOVA3130 | 39.9 | Solar |  |  | Interconnected | Byron | 55976 | 2 | 2 | Residential |  | 108500 | 2020 | 2021
20252-215812-01 | People's Energy Cooperative | 89 | 14468 | Co-op | NOVA2972 | 37.5 | Solar |  |  | Interconnected | Elgin | 55932 | 4 | 3 | Residential |  | 101200 | 2020 | 2020
20252-215812-01 | People's Energy Cooperative | 89 | 14468 | Co-op | NOVA3201 | 34.2 | Solar |  |  | Interconnected | Rochester | 55902 | 14 | 2 | Residential |  | 89888 | 2020 | 2020
20252-215812-01 | People's Energy Cooperative | 89 | 14468 | Co-op | NOVA3165 | 37.5 | Solar |  |  | Interconnected | Plainview | 55964 | 8 | 3 | Residential |  | 110000 | 2020 | 2020
20252-215812-01 | People's Energy Cooperative | 89 | 14468 | Co-op | NOVA3265 | 34.2 | Solar |  |  | Interconnected | Rochester | 55901 | 3 | 4 | Commercial |  | 97210 | 2020 | 2020
20252-215812-01 | People's Energy Cooperative | 89 | 14468 | Co-op | NOVA3239 | 3.8 | Solar |  |  | Interconnected | Eyota | 55934 | 28 | 2 | Residential |  | 28403 | 2020 | 2020
20252-215812-01 | People's Energy Cooperative | 89 | 14468 | Co-op | NOVA3304 | 10 | Solar |  |  | Interconnected | Rochester | 55906 | 3 | 3 | Residential |  | 30460.6 | 2020 | 2020
20252-215812-01 | People's Energy Cooperative | 89 | 14468 | Co-op | NOVA3354 | 24 | Solar |  |  | Interconnected | Dodge Center | 55927 | 12 | 3 | Commercial |  | 159560 | 2020 | 2020
20252-215812-01 | People's Energy Cooperative | 89 | 14468 | Co-op | NOVA3392 | 10 | Solar |  |  | Interconnected | Stewartville | 55976 | 11 | 1 | Residential |  | 36011 | 2020 | 2020
20252-215812-01 | People's Energy Cooperative | 89 | 14468 | Co-op | NOVA3404 | 22.8 | Solar |  |  | Interconnected | Stewartville | 55976 | 1 | 3 | Residential |  | 61000 | 2020 | 2020
20252-215812-01 | People's Energy Cooperative | 89 | 14468 | Co-op | NOVA3442 | 16.44 | Solar |  |  | Interconnected | Grand Meadow | 55936 | 11 | 2 | Commercial |  | 26000 | 2020 | 2020
20252-215812-01 | People's Energy Cooperative | 89 | 14468 | Co-op | NOVA3353 | 1000 | Solar |  |  | Interconnected | Rochester | 55906 | 5 | 1 | Commercial |  | 2122808 | 2020 | 2021
20252-215812-01 | People's Energy Cooperative | 89 | 14468 | Co-op | NOVA3463 | 13.6 | Solar |  |  | Interconnected | Rochester | 55906 | 5 | 1 | Residential |  | 43000 | 2020 | 2020
20252-215812-01 | People's Energy Cooperative | 89 | 14468 | Co-op | NOVA3491 | 38.2 | Solar |  |  | Interconnected | Eyota | 55934 | 5 | 2 | Residential |  | 107825 | 2020 | 2020
20252-215812-01 | People's Energy Cooperative | 89 | 14468 | Co-op | NOVA3501 | 10 | Solar |  |  | Interconnected | Rochester | 55904 | 5 | 1 | Residential |  | 28974 | 2020 | 2020
20252-215812-01 | People's Energy Cooperative | 89 | 14468 | Co-op | NOVA3502 | 4.8 | Solar |  |  | Interconnected | Rochester | 55901 | 16 | 2 | Residential |  | 16349 | 2020 | 2020
20252-215812-01 | People's Energy Cooperative | 89 | 14468 | Co-op | NOVA3571 | 15.2 | Solar |  |  | Interconnected | Rochester | 55902 | 14 | 2 | Residential |  | 78360 | 2020 | 2020
20252-215812-01 | People's Energy Cooperative | 89 | 14468 | Co-op | NOVA3581 | 14.5 | Solar |  | X | Interconnected | Oronoco | 55920 | 16 | 2 | Residential |  | 71000 | 2020 | 2020
20252-215812-01 | People's Energy Cooperative | 89 | 14468 | Co-op | NOVA3615 | 37.5 | Solar |  |  | Interconnected | Rochester | 55902 | 17 | 2 | Residential |  | 101130 | 2020 | 2020
20252-215812-01 | People's Energy Cooperative | 89 | 14468 | Co-op | NOVA3629 | 15.2 | Solar |  |  | Interconnected | Rochester | 55902 | 14 | 2 | Residential |  | 46325 | 2020 | 2021
20252-215812-01 | People's Energy Cooperative | 89 | 14468 | Co-op | NOVA3701 | 37.6 | Solar |  |  | Interconnected | Millville | 55957 | 4 | 3 | Residential |  | 92980 | 2020 | 2020
20252-215812-01 | People's Energy Cooperative | 89 | 14468 | Co-op | NOVA3709 | 5 | Solar |  |  | Withdrawn | Oronoco | 55960 | 16 | 2 | Residential |  | 36096 | 2020
20252-215812-01 | People's Energy Cooperative | 89 | 14468 | Co-op | NOVA3702 | 5 | Solar |  |  | Withdrawn | Rochester | 55904 | 5 | 3 | Residential |  | 29997 | 2020
20252-215812-01 | People's Energy Cooperative | 89 | 14468 | Co-op | NOVA3765 | 3 | Solar |  |  | Interconnected | Kasson | 55944 | 12 | 2 | Residential |  | 8352 | 2020 | 2020
20252-215812-01 | People's Energy Cooperative | 89 | 14468 | Co-op | NOVA3912 | 10.32 | Solar |  | X | Withdrawn | Eyota | 55934 | 5 | 2 | Residential |  | 33000 | 2020
20252-215812-01 | People's Energy Cooperative | 89 | 14468 | Co-op | NOVA3931 | 15 | Solar |  |  | Interconnected | Wykoff | 55990 | 10 | 1 | Residential |  | 45940 | 2020 | 2021
20252-215812-01 | People's Energy Cooperative | 89 | 14468 | Co-op | NOVA3960 | 20 | Solar |  |  | Withdrawn | Stewartville | 55976 | 11 | 1 | Residential |  | 91000 | 2020
20252-215812-01 | People's Energy Cooperative | 89 | 14468 | Co-op | NOVA2977A | 10 | Solar |  |  | Interconnected | Stewartville | 55976 | 11 | 1 | Residential |  | 20000 | 2020 | 2020
20252-215812-01 | People's Energy Cooperative | 89 | 14468 | Co-op | NOVA3676 | 39 | Wind |  |  | Withdrawn | Rochester | 55906 | 3 | 3 | Commercial |  | 190000 | 2020
20252-215812-01 | People's Energy Cooperative | 89 | 14468 | Co-op | PV0073A | 3.25 | Solar |  |  | Interconnected | Rochester | 55902 | 14 | 2 | Residential |  | 11400 | 2020 | 2020
20252-215812-01 | People's Energy Cooperative | 89 | 14468 | Co-op | NOVA4027 | 36 | Solar |  |  | Interconnected | Byron | 55920 | 2 | 1 | Commercial |  | 302000 | 2021 | 2022
20252-215812-01 | People's Energy Cooperative | 89 | 14468 | Co-op | NOVA4028 | 36 | Solar |  |  | Interconnected | Byron | 55920 | 2 | 1 | Commercial |  |  | 2021 | 2022
20252-215812-01 | People's Energy Cooperative | 89 | 14468 | Co-op | NOVA4003 | 36 | Solar |  |  | Withdrawn | Dover | 55929 | 29 | 30 | Commercial |  | 102825 | 2021
20252-215812-01 | People's Energy Cooperative | 89 | 14468 | Co-op | NOVA4060 | 22.8 | Solar |  |  | Interconnected | Rochester | 55906 | 18 | 3 | Residential |  | 69015 | 2021 | 2021
20252-215812-01 | People's Energy Cooperative | 89 | 14468 | Co-op | NOVA4073 | 5 | Solar |  |  | Withdrawn | Oronoco | 55960 | 16 | 2 | Residential |  | 36096 | 2021
20252-215812-01 | People's Energy Cooperative | 89 | 14468 | Co-op | NOVA4137 | 15.2 | Solar |  |  | Interconnected | Stewartville | 55976 | 11 | 1 | Residential |  | 91000 | 2021 | 2021
20252-215812-01 | People's Energy Cooperative | 89 | 14468 | Co-op | NOVA4205 | 5 | Solar |  |  | Withdrawn | Oronoco | 55960 | 16 | 1 | Residential |  | 26664 | 2021
20252-215812-01 | People's Energy Cooperative | 89 | 14468 | Co-op | NOVA4213 | 7 | Storage |  |  | Interconnected | Rochester | 55902 | 14 | 2 | Residential |  | 4000 | 2021 | 2021
20252-215812-01 | People's Energy Cooperative | 89 | 14468 | Co-op | NOVA4220 | 36 | Solar |  |  | Interconnected | Kellogg | 55945 | 8 | 1 | Residential |  | 236500 | 2021 | 2021
20252-215812-01 | People's Energy Cooperative | 89 | 14468 | Co-op | NOVA4221 | 36 | Solar |  |  | Interconnected | Kellogg | 55945 | 8 | 1 | Commercial |  | 236500 | 2021 | 2021
20252-215812-01 | People's Energy Cooperative | 89 | 14468 | Co-op | NOVA4290 | 10 | Solar |  |  | Interconnected | Rochester | 55906 | 3 | 1 | Commercial |  | 30000 | 2021 | 2021
20252-215812-01 | People's Energy Cooperative | 89 | 14468 | Co-op | NOVA4291 | 10 | Solar |  |  | Interconnected | Rochester | 55906 | 3 | 1 | Residential |  | 45000 | 2021 | 2021
20252-215812-01 | People's Energy Cooperative | 89 | 14468 | Co-op | NOVA4301 | 21.6 | Solar |  |  | Interconnected | Plainview | 55964 | 27 | 35 | Residential |  | 71260 | 2021 | 2021
20252-215812-01 | People's Energy Cooperative | 89 | 14468 | Co-op | NOVA4336 | 8.22 | Solar |  |  | Interconnected | Oronoco | 55960 | 16 | 1 | Residential |  | 42587 | 2021 | 2021
20252-215812-01 | People's Energy Cooperative | 89 | 14468 | Co-op | NOVA4334 | 7.12 | Solar |  |  | Interconnected | Byron | 55920 | 14 | 3 | Residential |  | 38181 | 2021 | 2021
20252-215812-01 | People's Energy Cooperative | 89 | 14468 | Co-op | NOVA4337 | 7.67 | Solar |  |  | Interconnected | Byron | 55920 | 14 | 3 | Residential |  | 39650 | 2021 | 2021
20252-215812-01 | People's Energy Cooperative | 89 | 14468 | Co-op | NOVA4359 | 6.58 | Solar |  |  | Interconnected | Stewartville | 55976 | 24 | 1 | Residential |  | 35244 | 2021 | 2021
20252-215812-01 | People's Energy Cooperative | 89 | 14468 | Co-op | NOVA4363 | 6.58 | Solar |  |  | Interconnected | Byron | 55920 | 14 | 3 | Residential |  | 35244 | 2021 | 2021
20252-215812-01 | People's Energy Cooperative | 89 | 14468 | Co-op | NOVA4362 | 5.48 | Solar |  |  | Interconnected | Stewartville | 55976 | 17 | 4 | Residential |  | 27902 | 2021 | 2021
20252-215812-01 | People's Energy Cooperative | 89 | 14468 | Co-op | NOVA4360 | 3.29 | Solar |  |  | Interconnected | Byron | 55920 | 14 | 3 | Residential |  | 18216 | 2021 | 2021
20252-215812-01 | People's Energy Cooperative | 89 | 14468 | Co-op | NOVA4361 | 6.03 | Solar |  |  | Interconnected | Oronoco | 55960 | 16 | 1 | Residential |  | 30839 | 2021 | 2021
20252-215812-01 | People's Energy Cooperative | 89 | 14468 | Co-op | NOVA4433 | 20 | Solar |  |  | Withdrawn | Eyota | 55934 | 5 | 2 | Residential |  | 53825 | 2021
20252-215812-01 | People's Energy Cooperative | 89 | 14468 | Co-op | NOVA4442 | 11.51 | Solar |  |  | Interconnected | Oronoco | 55960 | 16 | 1 | Residential |  | 60209 | 2021 | 2021
20252-215812-01 | People's Energy Cooperative | 89 | 14468 | Co-op | NOVA4458 | 3.49 | Solar |  |  | Interconnected | Rochester | 55902 | 17 | 2 | Residential |  | 12731 | 2021 | 2021
20252-215812-01 | People's Energy Cooperative | 89 | 14468 | Co-op | NOVA4510 | 5.22 | Solar |  |  | Withdrawn | Oronoco | 55960 | 16 | 1 | Residential |  | 36305.27 | 2021
20252-215812-01 | People's Energy Cooperative | 89 | 14468 | Co-op | NOVA4665 | 5.22 | Solar |  |  | Interconnected | Oronoco | 55960 | 16 | 1 | Residential |  | 36305.27 | 2021 | 2022
20252-215812-01 | People's Energy Cooperative | 89 | 14468 | Co-op | NOVA4609 | 7.6 | Solar |  |  | Withdrawn | Chatfield | 55923 | 31 | 1 | Residential |  | 45558 | 2021
20252-215812-01 | People's Energy Cooperative | 89 | 14468 | Co-op | NOVA4620 | 5 | Solar |  |  | Withdrawn | Dover | 55929 | 29 | 30 | Residential |  | 26664 | 2021
20252-215812-01 | People's Energy Cooperative | 89 | 14468 | Co-op | NOVA4660 | 5 | Solar |  |  | Withdrawn | Oronoco | 55960 | 16 | 1 | Residential |  | 26664 | 2021
20252-215812-01 | People's Energy Cooperative | 89 | 14468 | Co-op | NOVA4715 | 34.2 | Solar |  |  | Withdrawn | Rochester | 55906 | 3 | 3 | Residential |  | 107400 | 2021
20252-215812-01 | People's Energy Cooperative | 89 | 14468 | Co-op | NOVA4708 | 20 | Solar |  |  | Interconnected | Eyota | 55934 | 5 | 2 | Residential |  | 53825 | 2021 | 2021
20252-215812-01 | People's Energy Cooperative | 89 | 14468 | Co-op | NOVA4719 | 9.86 | Solar |  |  | Interconnected | Oronoco | 55960 | 16 | 1 | Residential |  | 54034 | 2021 | 2021
20252-215812-01 | People's Energy Cooperative | 89 | 14468 | Co-op | NOVA4796 | 9 | Solar |  |  | Interconnected | Rochester | 55904 | 25 | 1 | Residential |  | 57965 | 2021 | 2021
20252-215812-01 | People's Energy Cooperative | 89 | 14468 | Co-op | NOVA4828 | 20 | Solar |  |  | Interconnected | Rochester | 55901 | 3 | 3 | Residential |  | 59045 | 2021 | 2021
20252-215812-01 | People's Energy Cooperative | 89 | 14468 | Co-op | NOVA4812 | 21.4 | Solar |  |  | Interconnected | Rochester | 22290 | 5 | 1 | Residential |  | 74500 | 2021 | 2021
20252-215812-01 | People's Energy Cooperative | 89 | 14468 | Co-op | NOVA4777 | 3.19 | Solar |  |  | Interconnected | Stewartville | 55976 | 30 | 65 | Residential |  | 12107.94 | 2021 | 2021
20252-215812-01 | People's Energy Cooperative | 89 | 14468 | Co-op | NOVA4798 | 30.72 | Solar |  |  | Interconnected | Lake City | 55041 | 7 | 1 | Residential |  | 65000 | 2021 | 2022
20252-215812-01 | People's Energy Cooperative | 89 | 14468 | Co-op | NOVA4876 | 22.8 | Solar |  |  | Interconnected | Rochester | 55901 | 3 | 4 | Residential |  | 52000 | 2021 | 2021
20252-215812-01 | People's Energy Cooperative | 89 | 14468 | Co-op | NOVA4882 | 14.4 | Solar |  |  | Interconnected | Chatfield | 55923 | 20 | 2 | Residential |  | 53490 | 2021 | 2021
20252-215812-01 | People's Energy Cooperative | 89 | 14468 | Co-op | NOVA4898 | 38 | Solar |  |  | Interconnected | Plainview | 55964 | 15 | 1 | Commercial |  | 105000 | 2021 | 2021
20252-215812-01 | People's Energy Cooperative | 89 | 14468 | Co-op | NOVA4902 | 37.5 | Solar |  |  | Interconnected | Chatfield | 55923 | 31 | 1 | Commercial |  | 1e+05 | 2021 | 2021
20252-215812-01 | People's Energy Cooperative | 89 | 14468 | Co-op | NOVA4907 | 5.23 | Solar |  |  | Interconnected | Plainview | 55964 | 15 | 3 | Commercial |  | 10000 | 2021 | 2022
20252-215812-01 | People's Energy Cooperative | 89 | 14468 | Co-op | NOVA4905 | 37.5 | Solar |  |  | Interconnected | Dover | 55929 | 29 | 30 | Residential |  | 102320 | 2021 | 2022
20252-215812-01 | People's Energy Cooperative | 89 | 14468 | Co-op | NOVA4910 | 37.5 | Solar |  |  | Interconnected | Plainview | 55964 | 15 | 3 | Commercial |  | 102320 | 2021 | 2022
20252-215812-01 | People's Energy Cooperative | 89 | 14468 | Co-op | NOVA5009 | 13.6 | Solar |  |  | Interconnected | Byron | 55920 | 2 | 1 | Residential |  | 51500 | 2021 | 2022
20252-215812-01 | People's Energy Cooperative | 89 | 14468 | Co-op | NOVA5010 | 30 | Solar |  |  | Interconnected | Theilman | 55945 | 8 | 1 | Residential |  | 85775 | 2021 | 2021
20252-215812-01 | People's Energy Cooperative | 89 | 14468 | Co-op | NOVA5071 | 39.8 | Solar |  |  | Interconnected | Stewartville | 55976 | 2 | 3 | Residential |  | 65646 | 2021 | 2022
20252-215812-01 | People's Energy Cooperative | 89 | 14468 | Co-op | NOVA5108 | 15.2 | Solar |  |  | Interconnected | Rochester | 55904 | 25 | 1 | Residential |  | 51900 | 2021 | 2022
20252-215812-01 | People's Energy Cooperative | 89 | 14468 | Co-op | NOVA5114 | 25 | Solar |  |  | Interconnected | Rochester | 55902 | 14 | 2 | Residential |  | 74650 | 2021 | 2022
20252-215812-01 | People's Energy Cooperative | 89 | 14468 | Co-op | NOVA5099 | 38 | Solar |  |  | Interconnected | Plainview | 55964 | 6 | 1 | Residential |  | 110000 | 2021 | 2021
20252-215812-01 | People's Energy Cooperative | 89 | 14468 | Co-op | NOVA5123 | 20 | Solar |  |  | Interconnected | Byron | 55920 | 2 | 2 | Residential |  | 27285 | 2021 | 2021
20252-215812-01 | People's Energy Cooperative | 89 | 14468 | Co-op | NOVA5122 | 11.17 | Solar |  |  | Withdrawn | Rochester | 55904 | 17 | 4 | Residential |  | 59882.77 | 2021
20252-215812-01 | People's Energy Cooperative | 89 | 14468 | Co-op | NOVA5180 | 10 | Solar |  |  | Interconnected | Lake City | 55041 | 7 | 1 | Residential |  | 53424 | 2021 | 2022
20252-215812-01 | People's Energy Cooperative | 89 | 14468 | Co-op | NOVA4947 | 36.4 | Solar |  |  | Withdrawn | Rochester | 55906 | 5 | 1 | Residential |  | 123450 | 2021
20252-215812-01 | People's Energy Cooperative | 89 | 14468 | Co-op | NOVA5155 | 18 | Solar |  |  | Interconnected | Rochester | 55902 | 14 | 2 | Residential |  | 46262 | 2021 | 2022
20252-215812-01 | People's Energy Cooperative | 89 | 14468 | Co-op | NOVA5155-S | 9 | Storage |  |  | Interconnected | Rochester | 55902 | 14 | 2 | Residential |  |  | 2021 | 2022
20252-215812-01 | People's Energy Cooperative | 89 | 14468 | Co-op | NOVA4482 | 11.4 | Solar |  |  | Interconnected | Stewartville | 55976 | 2 | 3 | Residential |  | 20000 | 2021 | 2021
20252-215812-01 | People's Energy Cooperative | 89 | 14468 | Co-op | NOVA5196 | 16.32 | Solar |  |  | Withdrawn | Chatfield | 55913 | 20 | 1 | Residential |  | 99907 | 2021
20252-215812-01 | People's Energy Cooperative | 89 | 14468 | Co-op | NOVA5218 | 10 | Solar |  |  | Withdrawn | Rochester | 55904 | 5 | 3 | Residential |  | 49385 | 2021
20252-215812-01 | People's Energy Cooperative | 89 | 14468 | Co-op | NOVA5207 | 17.4 | Solar |  |  | Interconnected | Kellogg | 55945 | 8 | 1 | Residential |  | 1e+05 | 2021 | 2022
20252-215812-01 | People's Energy Cooperative | 89 | 14468 | Co-op | NOVA5225 | 5 | Solar |  |  | Interconnected | Stewartville | 55976 | 30 | 66 | Residential |  | 29155 | 2021 | 2023
20252-215812-01 | People's Energy Cooperative | 89 | 14468 | Co-op | NOVA5293 | 22.8 | Solar |  |  | Interconnected | Rochester | 55906 | 5 | 1 | Residential |  | 41466 | 2021 | 2022
20252-215812-01 | People's Energy Cooperative | 89 | 14468 | Co-op | NOVA5321 | 37.5 | Solar |  |  | Interconnected | Altura | 55910 | 8 | 2 | Commercial |  | 110000 | 2021 | 2022
20252-215812-01 | People's Energy Cooperative | 89 | 14468 | Co-op | NOVA5322 | 37.5 | Solar |  |  | Interconnected | Altura | 55910 | 8 | 2 | Residential |  | 1e+05 | 2021 | 2022
20252-215812-01 | People's Energy Cooperative | 89 | 14468 | Co-op | NOVA5326 | 20 | Solar |  |  | Interconnected | Rochester | 55904 | 5 | 4 | Residential |  | 38119 | 2021 | 2022
20252-215812-01 | People's Energy Cooperative | 89 | 14468 | Co-op | NOVA5330 | 6 | Solar |  |  | Interconnected | Oronoco | 55960 | 16 | 1 | Residential |  | 21995.38 | 2021 | 2021
20252-215812-01 | People's Energy Cooperative | 89 | 14468 | Co-op | NOVA5341 | 16 | Solar |  |  | Interconnected | Chatfield | 55923 | 20 | 1 | Residential |  | 99900 | 2021 | 2022
20252-215812-01 | People's Energy Cooperative | 89 | 14468 | Co-op | NOVA5345 | 9 | Solar |  |  | Interconnected | Pine Island | 55963 | 9 | 1 | Residential |  | 85500 | 2021 | 2022
20252-215812-01 | People's Energy Cooperative | 89 | 14468 | Co-op | NOVA5387 | 10 | Solar |  |  | Interconnected | Rochester | 55904 | 5 | 3 | Residential |  | 49386 | 2021 | 2022
20252-215812-01 | People's Energy Cooperative | 89 | 14468 | Co-op | NOVA5467 | 7.6 | Solar |  |  | Withdrawn | Rochester | 55902 |  |  | Residential |  | 25120 | 2021
20252-215812-01 | People's Energy Cooperative | 89 | 14468 | Co-op | NOVA5525 | 3.84 | Solar |  |  | Interconnected | Byron | 55920 | 14 | 3 | Residential |  | 23940 | 2021 | 2022
20252-215812-01 | People's Energy Cooperative | 89 | 14468 | Co-op | NOVA5535 | 12 | Solar |  |  | Interconnected | Byron | 55920 | 14 | 3 | Residential |  | 34876 | 2022 | 2022
20252-215812-01 | People's Energy Cooperative | 89 | 14468 | Co-op | NOVA5414 | 9 | Solar |  |  | Interconnected | Eyota | 55934 | 5 | 2 | Residential |  | 35000 | 2022 | 2022
20252-215812-01 | People's Energy Cooperative | 89 | 14468 | Co-op | NOVA5696 | 34.4 | Solar |  | X | Interconnected | Rochester | 55906 | 5 | 1 | Residential |  | 123450 | 2021 | 2022
20252-215812-01 | People's Energy Cooperative | 89 | 14468 | Co-op | NOVA5560 | 8.4 | Solar |  |  | Interconnected | Byron | 55920 | 14 | 3 | Residential |  | 45864 | 2022 | 2022
20252-215812-01 | People's Energy Cooperative | 89 | 14468 | Co-op | NOVA5584 | 7 | Solar |  |  | Withdrawn | Chatfield | 55109 | 1 | 2 | Residential |  | 10000 | 2022
20252-215812-01 | People's Energy Cooperative | 89 | 14468 | Co-op | NOVA5608 | 38 | Solar |  |  | Interconnected | Rochester | 55904 | 25 | 1 | Residential |  | 110000 | 2022 | 2022
20252-215812-01 | People's Energy Cooperative | 89 | 14468 | Co-op | NOVA5648 | 11.4 | Solar |  |  | Interconnected | Rochester | 55904 | 17 | 3 | Residential |  | 33000 | 2022 | 2022
20252-215812-01 | People's Energy Cooperative | 89 | 14468 | Co-op | NOVA5659 | 37.5 | Solar |  |  | Interconnected | Oronoco | 55960 | 16 | 2 | Residential |  | 109150 | 2022 | 2022
20252-215812-01 | People's Energy Cooperative | 89 | 14468 | Co-op | NOVA5669 | 11.4 | Solar |  |  | Interconnected | Chatfield | 55923 | 20 | 1 | Residential |  | 37000 | 2022 | 2022
20252-215812-01 | People's Energy Cooperative | 89 | 14468 | Co-op | NOVA5684 | 5.93 | Solar |  |  | Interconnected | Stewartville | 55976 | 30 | 65 | Residential |  | 24100 | 2022 | 2022
20252-215812-01 | People's Energy Cooperative | 89 | 14468 | Co-op | NOVA5727 | 12.095 | Solar |  |  | Interconnected | Rochester | 55902 | 14 | 2 | Residential |  | 47026 | 2022 | 2022
20252-215812-01 | People's Energy Cooperative | 89 | 14468 | Co-op | NOVA5752 | 38 | Solar |  |  | Interconnected | Plainview | 55964 | 15 | 3 | Residential |  | 80000 | 2022 | 2022
20252-215812-01 | People's Energy Cooperative | 89 | 14468 | Co-op | NOVA5753 | 38 | Solar |  |  | Interconnected | Byron | 55920 | 2 | 1 | Residential |  | 80000 | 2022 | 2022
20252-215812-01 | People's Energy Cooperative | 89 | 14468 | Co-op | NOVA5754 | 37 | Solar |  |  | Interconnected | Byron | 55920 | 2 | 1 | Residential |  | 80000 | 2022 | 2022
20252-215812-01 | People's Energy Cooperative | 89 | 14468 | Co-op | NOVA5755 | 38 | Solar |  |  | Interconnected | Chatfield | 55923 | 20 | 1 | Residential |  | 80000 | 2022 | 2022
20252-215812-01 | People's Energy Cooperative | 89 | 14468 | Co-op | NOVA5757 | 28 | Solar |  |  | Interconnected | Stewartville | 55976 | 11 | 1 | Residential |  | 1e+05 | 2022 | 2022
20252-215812-01 | People's Energy Cooperative | 89 | 14468 | Co-op | NOVA5770 | 5.9 | Solar |  |  | Interconnected | Rochester | 55901 | 3 | 4 | Residential |  | 13300 | 2022 | 2022
20252-215812-01 | People's Energy Cooperative | 89 | 14468 | Co-op | NOVA5805 | 10 | Solar |  |  | Withdrawn | Rochester | 55906 | 5 | 1 | Residential |  | 39175 | 2022
20252-215812-01 | People's Energy Cooperative | 89 | 14468 | Co-op | NOVA5826 | 9 | Solar |  |  | Interconnected | Rochester | 55906 | 5 | 1 | Residential |  | 47092 | 2022 | 2022
20252-215812-01 | People's Energy Cooperative | 89 | 14468 | Co-op | NOVA5836 | 32 | Solar |  |  | Interconnected | Eyota | 55934 | 15 | 1 | Residential |  | 125000 | 2022 | 2022
20252-215812-01 | People's Energy Cooperative | 89 | 14468 | Co-op | NOVA5846 | 22.8 | Solar |  |  | Interconnected | Plainview | 55964 | 15 | 1 | Residential |  | 40000 | 2022 | 2022
20252-215812-01 | People's Energy Cooperative | 89 | 14468 | Co-op | NOVA5852 | 16.4 | Solar |  |  | Interconnected | Oronoco | 55960 | 9 | 2 | Residential |  | 48920 | 2022 | 2022
20252-215812-01 | People's Energy Cooperative | 89 | 14468 | Co-op | NOVA5878 | 9.6 | Solar |  |  | Interconnected | Oronoco | 55960 | 16 | 1 | Residential |  | 30452 | 2022 | 2022
20252-215812-01 | People's Energy Cooperative | 89 | 14468 | Co-op | NOVA5883 | 10.12 | Solar |  |  | Interconnected | Rochester | 55906 | 18 | 2 | Residential |  | 35250 | 2022 | 2022
20252-215812-01 | People's Energy Cooperative | 89 | 14468 | Co-op | NOVA5930 | 9.15 | Solar |  |  | Interconnected | Rochester | 55902 | 14 | 2 | Residential |  | 30760 | 2022 | 2022
20252-215812-01 | People's Energy Cooperative | 89 | 14468 | Co-op | NOVA5973 | 11.52 | Solar |  |  | Interconnected | Elgin | 55932 | 4 | 3 | Residential |  | 36500 | 2022 | 2022
20252-215812-01 | People's Energy Cooperative | 89 | 14468 | Co-op | NOVA5974 | 23.04 | Solar |  |  | Interconnected | Rochester | 55901 | 14 | 1 | Residential |  | 59875 | 2022 | 2022
20252-215812-01 | People's Energy Cooperative | 89 | 14468 | Co-op | NOVA5988 | 7.2 | Solar |  |  | Interconnected | Plainview | 55964 | 27 | 35 | Residential |  | 17280 | 2022 | 2022
20252-215812-01 | People's Energy Cooperative | 89 | 14468 | Co-op | NOVA6047 | 7.08 | Solar |  |  | Interconnected | Oronoco | 55960 | 16 | 1 | Residential |  | 31975 | 2022 | 2022
20252-215812-01 | People's Energy Cooperative | 89 | 14468 | Co-op | NOVA6048 | 10 | Solar |  |  | Interconnected | Chatfield | 55923 | 31 | 3 | Residential |  | 32000 | 2022 | 2022
20252-215812-01 | People's Energy Cooperative | 89 | 14468 | Co-op | NOVA6096 | 25 | Solar |  |  | Interconnected | Pine Island | 55963 | 9 | 1 | Residential |  | 79650 | 2022 | 2022
20252-215812-01 | People's Energy Cooperative | 89 | 14468 | Co-op | NOVA6113 | 20 | Solar |  |  | Withdrawn | Elgin | 55932 | 3 | 1 | Residential |  | 17700 | 2022
20252-215812-01 | People's Energy Cooperative | 89 | 14468 | Co-op | NOVA6132 | 4.38 | Solar |  |  | Interconnected | Stewartville | 55976 | 30 | 65 | Residential |  | 25123 | 2022 | 2022
20252-215812-01 | People's Energy Cooperative | 89 | 14468 | Co-op | NOVA6203 | 14.4 | Solar |  |  | Withdrawn | Grand Meadow | 55936 | 11 | 2 | Residential |  | 75640 | 2023
20252-215812-01 | People's Energy Cooperative | 89 | 14468 | Co-op | NOVA6947 | 28.8 | Solar |  |  | Interconnected | Grand Meadow | 55936 | 11 | 2 | Residential |  | 75640 | 2022 | 2023
20252-215812-01 | People's Energy Cooperative | 89 | 14468 | Co-op | NOVA6223 | 19 | Solar |  |  | Interconnected | Mantorville | 55955 | 9 | 1 | Residential |  | 78000 | 2022 | 2022
20252-215812-01 | People's Energy Cooperative | 89 | 14468 | Co-op | NOVA6223-S | 20 | Storage |  |  | Interconnected | Mantorville | 55955 | 9 | 1 | Residential |  |  | 2022 | 2022
20252-215812-01 | People's Energy Cooperative | 89 | 14468 | Co-op | NOVA6237 | 16.2 | Solar |  |  | Interconnected | Plainview | 55964 | 27 | 35 | Residential |  | 82951.35 | 2022 | 2023
20252-215812-01 | People's Energy Cooperative | 89 | 14468 | Co-op | NOVA6291 | 26.88 | Solar |  |  | Interconnected | Plainview | 55964 | 4 | 3 | Residential |  | 74728 | 2022 | 2022
20252-215812-01 | People's Energy Cooperative | 89 | 14468 | Co-op | NOVA6316 | 19 | Solar |  |  | Interconnected | Eyota | 55934 | 20 | 2 | Residential |  | 90000 | 2022 | 2023
20252-215812-01 | People's Energy Cooperative | 89 | 14468 | Co-op | NOVA6316-S | 15.2 | Storage |  |  | Interconnected | Eyota | 55934 | 20 | 2 | Residential |  |  | 2022 | 2023
20252-215812-01 | People's Energy Cooperative | 89 | 14468 | Co-op | NOVA6412 | 4.8 | Solar |  |  | Withdrawn | Lake City | 55041 | 7 | 1 | Residential |  |  | 2022
20252-215812-01 | People's Energy Cooperative | 89 | 14468 | Co-op | NOVA6452 | 38 | Solar |  |  | Interconnected | Dover | 55929 | 29 | 31 | Commercial |  | 80000 | 2022 | 2023
20252-215812-01 | People's Energy Cooperative | 89 | 14468 | Co-op | NOVA6458 | 15.36 | Solar |  |  | Interconnected | Byron | 55920 | 9 | 1 | Residential |  | 74445 | 2022 | 2022
20252-215812-01 | People's Energy Cooperative | 89 | 14468 | Co-op | NOVA6523 | 37.5 | Solar |  |  | Interconnected | Plainview | 55964 | 6 | 1 | Residential |  | 80000 | 2022 | 2022
20252-215812-01 | People's Energy Cooperative | 89 | 14468 | Co-op | NOVA6596 | 40 | Solar |  |  | Interconnected | Elgin | 55932 | 15 | 3 | Commercial |  | 174640 | 2022 | 2023
20252-215812-01 | People's Energy Cooperative | 89 | 14468 | Co-op | NOVA6605 | 40 | Solar |  |  | Interconnected | Plainview | 55964 | 27 | 34 | Commercial |  | 174640 | 2022 | 2023
20252-215812-01 | People's Energy Cooperative | 89 | 14468 | Co-op | NOVA6606 | 40 | Solar |  |  | Interconnected | Byron | 55920 | 9 | 3 | Commercial |  | 174640 | 2022 | 2023
20252-215812-01 | People's Energy Cooperative | 89 | 14468 | Co-op | NOVA6611 | 8.7 | Solar |  |  | Interconnected | Chatfield | 55923 | 20 | 1 | Residential |  | 49643 | 2022 | 2023
20252-215812-01 | People's Energy Cooperative | 89 | 14468 | Co-op | NOVA6657 | 7.6 | Solar |  |  | Interconnected | Rochester | 55901 | 15 | 36 | Residential |  | 33235 | 2022 | 2022
20252-215812-01 | People's Energy Cooperative | 89 | 14468 | Co-op | NOVA6664 | 15.3 | Solar |  |  | Interconnected | Rochester | 55906 | 5 | 1 | Residential |  | 30600 | 2022 | 2023
20252-215812-01 | People's Energy Cooperative | 89 | 14468 | Co-op | NOVA6700 | 39 | Solar |  |  | Interconnected | Stewartville | 55976 | 17 | 4 | Commercial |  | 113146 | 2022 | 2023
20252-215812-01 | People's Energy Cooperative | 89 | 14468 | Co-op | NOVA6717 | 19.4 | Solar |  |  | Interconnected | Stewartville | 55976 | 30 | 66 | Residential |  | 28710 | 2022 | 2023
20252-215812-01 | People's Energy Cooperative | 89 | 14468 | Co-op | NOVA6737 | 25 | Solar |  |  | Interconnected | Byron | 55920 | 9 | 1 | Residential |  | 80310 | 2022 | 2022
20252-215812-01 | People's Energy Cooperative | 89 | 14468 | Co-op | NOVA6786 | 20.4 | Solar |  |  | Interconnected | Rochester | 55904 | 25 | 1 | Residential |  | 124756 | 2022 | 2023
20252-215812-01 | People's Energy Cooperative | 89 | 14468 | Co-op | NOVA6789 | 15 | Solar |  |  | Interconnected | Eyota | 55934 | 5 | 2 | Residential |  | 52450 | 2022 | 2023
20252-215812-01 | People's Energy Cooperative | 89 | 14468 | Co-op | NOVA6822 | 9.6 | Solar |  |  | Interconnected | Oronoco | 55960 | 6 | 1 | Residential |  | 33862 | 2022 | 2022
20252-215812-01 | People's Energy Cooperative | 89 | 14468 | Co-op | NOVA6837 | 27.82 | Solar |  |  | Withdrawn | Byron | 55920 | 2 | 1 | Residential |  | 84033 | 2022
20252-215812-01 | People's Energy Cooperative | 89 | 14468 | Co-op | NOVA6926 | 7.69 | Solar |  |  | Interconnected | Rochester | 55901 | 16 | 2 | Residential |  | 28200 | 2022 | 2023
20252-215812-01 | People's Energy Cooperative | 89 | 14468 | Co-op | NOVA6942 | 6 | Solar |  |  | Interconnected | Elgin | 55932 | 3 | 1 | Residential |  | 25700 | 2022 | 2023
20252-215812-01 | People's Energy Cooperative | 89 | 14468 | Co-op | NOVA6945 | 23.9 | Solar |  |  | Interconnected | Oronoco | 55960 | 9 | 2 | Residential |  | 78400 | 2022 | 2023
20252-215812-01 | People's Energy Cooperative | 89 | 14468 | Co-op | NOVA6972 | 4.39 | Solar |  |  | Interconnected | Stewartville | 55976 | 17 | 4 | Residential |  | 18136 | 2022 | 2022
20252-215812-01 | People's Energy Cooperative | 89 | 14468 | Co-op | NOVA7017 | 9.6 | Solar |  |  | Interconnected | Zumbro Falls | 55991 | 18 | 1 | Residential |  | 39970 | 2022 | 2023
20252-215812-01 | People's Energy Cooperative | 89 | 14468 | Co-op | NOVA7022 | 14.72 | Solar |  |  | Interconnected | Rochester | 55901 | 3 | 2 | Residential |  | 48900 | 2022 | 2023
20252-215812-01 | People's Energy Cooperative | 89 | 14468 | Co-op | NOVA7044 | 9.2 | Solar |  |  | Interconnected | Rochester | 55904 | 25 | 1 | Residential |  | 35557 | 2022 | 2023
20252-215812-01 | People's Energy Cooperative | 89 | 14468 | Co-op | NOVA7046 | 8.4 | Solar |  |  | Interconnected | Eyota | 55934 | 25 | 2 | Residential |  | 45267 | 2022 | 2023
20252-215812-01 | People's Energy Cooperative | 89 | 14468 | Co-op | NOVA7067 | 39.5 | Solar |  |  | Interconnected | Dodge Center | 55920 | 12 | 1 | Residential |  | 55920 | 2022 | 2023
20252-215812-01 | People's Energy Cooperative | 89 | 14468 | Co-op | NOVA7103 | 15.34 | Solar |  |  | Interconnected | Eyota | 55934 | 28 | 1 | Residential |  | 84746 | 2022 | 2023
20252-215812-01 | People's Energy Cooperative | 89 | 14468 | Co-op | NOVA7143 | 14.4 | Solar |  |  | Interconnected | Elgin | 55932 | 4 | 3 | Residential |  | 90933 | 2022 | 2023
20252-215812-01 | People's Energy Cooperative | 89 | 14468 | Co-op | NOVA7147 | 38 | Solar |  |  | Interconnected | Saint Charles | 55972 | 22 | 1 | Residential |  | 80000 | 2022 | 2023
20252-215812-01 | People's Energy Cooperative | 89 | 14468 | Co-op | NOVA7363 | 7.04 | Solar |  |  | Interconnected | Elgin | 55932 | 4 | 3 | Residential |  | 25146 | 2022 | 2023
20252-215812-01 | People's Energy Cooperative | 89 | 14468 | Co-op | NOVA7409 | 10.24 | Solar |  |  | Interconnected | Elgin | 55932 | 15 | 3 | Residential |  | 35381 | 2023 | 2023
20252-215812-01 | People's Energy Cooperative | 89 | 14468 | Co-op | NOVA7375 | 21 | Solar |  |  | Interconnected | Rochester | 55902 | 14 | 2 | Residential |  | 71054 | 2023 | 2023
20252-215812-01 | People's Energy Cooperative | 89 | 14468 | Co-op | NOVA7565 | 25.36 | Solar |  |  | Interconnected | Rochester | 55906 | 3 | 2 | Residential |  | 150000 | 2023 | 2023
20252-215812-01 | People's Energy Cooperative | 89 | 14468 | Co-op | NOVA7565-S | 14.2 | Storage |  |  | Interconnected | Rochester | 55906 | 3 | 2 | Residential |  | 50000 | 2023 | 2023
20252-215812-01 | People's Energy Cooperative | 89 | 14468 | Co-op | NOVA7463 | 16.84 | Solar |  |  | Interconnected | Stewartville | 55976 | 2 | 2 | Residential |  | 56140 | 2023 | 2023
20252-215812-01 | People's Energy Cooperative | 89 | 14468 | Co-op | NOVA7684 | 19 | Solar |  |  | Interconnected | Rochester | 55906 | 3 | 4 | Residential |  | 66500 | 2023 | 2023
20252-215812-01 | People's Energy Cooperative | 89 | 14468 | Co-op | NOVA7627 | 6.61 | Solar |  |  | Interconnected | Rochester | 55906 | 3 | 4 | Residential |  | 33000 | 2023 | 2023
20252-215812-01 | People's Energy Cooperative | 89 | 14468 | Co-op | NOVA7680 | 7 | Solar |  |  | Interconnected | Chatfield | 55923 | 1 | 2 | Residential |  | 9000 | 2023 | 2023
20252-215812-01 | People's Energy Cooperative | 89 | 14468 | Co-op | NOVA8064 | 25 | Solar |  |  | Interconnected | Rochester | 55904 | 25 | 1 | Residential |  | 99500 | 2023 | 2023
20252-215812-01 | People's Energy Cooperative | 89 | 14468 | Co-op | NOVA8215 | 6 | Solar |  |  | Interconnected | Oronoco | 55960 | 16 | 1 | Residential |  | 24961 | 2023 | 2023
20252-215812-01 | People's Energy Cooperative | 89 | 14468 | Co-op | NOVA8060 | 8.05 | Solar |  |  | Interconnected | Rochester | 55906 | 18 | 2 | Residential |  | 29987 | 2023 | 2023
20252-215812-01 | People's Energy Cooperative | 89 | 14468 | Co-op | NOVA7133 | 39.69 | Solar |  |  | Interconnected | Oronoco | 55960 | 16 | 2 | Residential |  | 123626 | 2023 | 2023
20252-215812-01 | People's Energy Cooperative | 89 | 14468 | Co-op | NOVA7433 | 7.7 | Solar |  |  | Interconnected | Wykoff | 55990 | 10 | 1 | Residential |  | 31648 | 2023 | 2023
20252-215812-01 | People's Energy Cooperative | 89 | 14468 | Co-op | NOVA8051 | 5.76 | Solar |  |  | Interconnected | Rochester | 55904 | 18 | 2 | Residential |  | 28472 | 2023 | 2023
20252-215812-01 | People's Energy Cooperative | 89 | 14468 | Co-op | NOVA8171 | 13 | Solar |  |  | Interconnected | Rochester | 55901 | 3 | 4 | Residential |  | 44500 | 2023 | 2023
20252-215812-01 | People's Energy Cooperative | 89 | 14468 | Co-op | NOVA8162 | 13.44 | Solar |  |  | Interconnected | Rochester | 55901 | 16 | 3 | Residential |  | 25360 | 2023 | 2023
20252-215812-01 | People's Energy Cooperative | 89 | 14468 | Co-op | NOVA7799 | 33.25 | Solar |  |  | Interconnected | Rochester | 55902 | 14 | 2 | Residential |  | 116750 | 2023 | 2023
20252-215812-01 | People's Energy Cooperative | 89 | 14468 | Co-op | NOVA7525 | 37.5 | Solar |  |  | Interconnected | Dover | 55929 | 29 | 30 | Commercial |  | 80000 | 2023 | 2023
20252-215812-01 | People's Energy Cooperative | 89 | 14468 | Co-op | NOVA8475 | 38 | Solar |  |  | Interconnected | Grand Meadow | 55936 | 11 | 4 | Residential |  | 118000 | 2023 | 2023
20252-215812-01 | People's Energy Cooperative | 89 | 14468 | Co-op | NOVA8476 | 38 | Solar |  |  | Interconnected | Grand Meadow | 55936 | 11 | 4 | Residential |  | 118000 | 2023 | 2023
20252-215812-01 | People's Energy Cooperative | 89 | 14468 | Co-op | NOVA8005 | 23.1 | Solar |  |  | Interconnected | Lake City | 55041 | 7 | 1 | Residential |  | 104600 | 2023 | 2023
20252-215812-01 | People's Energy Cooperative | 89 | 14468 | Co-op | NOVA8111 | 37.5 | Solar |  |  | Interconnected | Oronoco | 55960 | 9 | 2 | Residential |  | 119229 | 2023 | 2023
20252-215812-01 | People's Energy Cooperative | 89 | 14468 | Co-op | NOVA8071 | 29.4 | Solar |  |  | Interconnected | Rochester | 55906 | 3 | 4 | Residential |  | 115600 | 2023 | 2023
20252-215812-01 | People's Energy Cooperative | 89 | 14468 | Co-op | NOVA7827 | 10.5 | Solar |  |  | Interconnected | Stewartville | 55976 | 30 | 65 | Residential |  | 44810 | 2023 | 2023
20252-215812-01 | People's Energy Cooperative | 89 | 14468 | Co-op | NOVA8680 | 7.6 | Solar |  |  | Interconnected | Oronoco | 55960 | 16 | 1 | Residential |  | 35330 | 2023 | 2023
20252-215812-01 | People's Energy Cooperative | 89 | 14468 | Co-op | NOVA8353 | 13.136 | Solar |  |  | Interconnected | Rochester | 55904 | 25 | 1 | Residential |  | 43972 | 2023 | 2023
20252-215812-01 | People's Energy Cooperative | 89 | 14468 | Co-op | NOVA8318 | 8.2 | Solar |  |  | Interconnected | Stewartville | 55976 | 11 | 1 | Residential |  | 37950 | 2023 | 2023
20252-215812-01 | People's Energy Cooperative | 89 | 14468 | Co-op | NOVA8602 | 11.671 | Solar |  |  | Interconnected | Elgin | 55932 | 4 | 3 | Residential |  | 39720 | 2023 | 2023
20252-215812-01 | People's Energy Cooperative | 89 | 14468 | Co-op | NOVA8339 | 13.68 | Solar |  |  | Interconnected | Saint Charles | 55972 | 22 | 1 | Residential |  | 62700 | 2023 | 2023
20252-215812-01 | People's Energy Cooperative | 89 | 14468 | Co-op | NOVA7459 | 25 | Wind |  |  | Interconnected | Stewartville | 55976 | 2 | 2 | Residential |  | 180000 | 2023 | 2023
20252-215812-01 | People's Energy Cooperative | 89 | 14468 | Co-op | NOVA7470 | 25 | Wind |  |  | Interconnected | Stewartville | 55976 | 2 | 2 | Residential |  | 180000 | 2023 | 2023
20252-215812-01 | People's Energy Cooperative | 89 | 14468 | Co-op | NOVA8677 | 15.4 | Solar |  |  | Interconnected | Rochester | 55902 | 14 | 2 | Residential |  | 51650 | 2023 | 2023
20252-215812-01 | People's Energy Cooperative | 89 | 14468 | Co-op | NOVA8442 | 38 | Solar |  |  | Interconnected | Rochester | 55902 | 14 | 2 | Residential |  | 118000 | 2023 | 2023
20252-215812-01 | People's Energy Cooperative | 89 | 14468 | Co-op | NOVA7564 | 38 | Solar |  |  | Interconnected | Rochester | 55901 | 14 | 2 | Residential |  | 80000 | 2023 | 2023
20252-215812-01 | People's Energy Cooperative | 89 | 14468 | Co-op | NOVA8777 | 4.026 | Solar |  |  | Interconnected | Rochester | 55904 | 5 | 4 | Residential |  | 20872.5 | 2023 | 2023
20252-215812-01 | People's Energy Cooperative | 89 | 14468 | Co-op | NOVA8866 | 12.85 | Solar |  |  | Interconnected | Rochester | 55901 | 3 | 4 | Residential |  | 42770 | 2023 | 2023
20252-215812-01 | People's Energy Cooperative | 89 | 14468 | Co-op | NOVA8547 | 37.5 | Solar |  |  | Interconnected | Eyota | 55934 | 1 | 2 | Residential |  | 113000 | 2023 | 2023
20252-215812-01 | People's Energy Cooperative | 89 | 14468 | Co-op | NOVA8767 | 5 | Solar |  |  | Withdrawn | Rochester | 55906 | 3 | 3 | Residential |  | 44207.3 | 2023
20252-215812-01 | People's Energy Cooperative | 89 | 14468 | Co-op | NOVA7574 | 7.6 | Solar |  |  | Withdrawn | Oronoco | 55960 | 16 | 1 | Residential |  | 35330 | 2023
20252-215812-01 | People's Energy Cooperative | 89 | 14468 | Co-op | NOVA8323 | 10.368 | Solar |  |  | Withdrawn | Rochester | 55902 | 17 | 2 | Residential |  | 18570 | 2023
20252-215812-01 | People's Energy Cooperative | 89 | 14468 | Co-op | NOVA7665 | 25 | Solar |  |  | Withdrawn | Rochester | 55904 | 25 | 1 | Residential |  | 99500 | 2023
20252-215812-01 | People's Energy Cooperative | 89 | 14468 | Co-op | NOVA7581 | 5 | Solar |  |  | Withdrawn | Rochester | 55904 | 5 | 4 | Residential |  | 28000 | 2023
20252-215812-01 | People's Energy Cooperative | 89 | 14468 | Co-op | NOVA8947-S | 34.4 | Storage |  |  | Interconnected | Rochester | 55906 | 5 | 1 | Residential |  | 123450 | 2023 | 2024
20252-215812-01 | People's Energy Cooperative | 89 | 14468 | Co-op | NOVA8473 | 38 | Solar |  |  | Interconnected | Kasson | 55944 | 12 | 2 | Residential |  | 110000 | 2023 | 2024
20252-215812-01 | People's Energy Cooperative | 89 | 14468 | Co-op | NOVA8844 | 14.976 | Solar |  |  | Interconnected | Plainview | 55964 | 27 | 35 | Residential |  | 51333 | 2023 | 2024
20252-215812-01 | People's Energy Cooperative | 89 | 14468 | Co-op | NOVA9039 | 23.058 | Solar |  |  | Interconnected | Plainview | 55964 | 8 | 1 | Residential |  | 62633 | 2023 | 2024
20252-215812-01 | People's Energy Cooperative | 89 | 14468 | Co-op | NOVA9005 | 2.835 | Solar |  |  | Interconnected | Lake City | 55041 | 7 | 1 | Residential |  | 5670 | 2023 | 2024
20252-215812-01 | People's Energy Cooperative | 89 | 14468 | Co-op | NOVA8406 | 6.222 | Solar |  |  | Interconnected | Eyota | 55934 | 28 | 1 | Residential |  | 25368 | 2023 | 2024
20252-215812-01 | People's Energy Cooperative | 89 | 14468 | Co-op | NOVA9101 | 8.505 | Solar |  |  | Interconnected | Kellogg | 55946 | 8 | 1 | Residential |  | 51030 | 2024 | 2024
20252-215812-01 | People's Energy Cooperative | 89 | 14468 | Co-op | NOVA9153 | 22.272 | Solar |  |  | Interconnected | Grand Meadow | 55936 | 11 | 1 | Residential |  | 87000 | 2024 | 2024
20252-215812-01 | People's Energy Cooperative | 89 | 14468 | Co-op | NOVA10349 | 7.296 | Solar |  |  | Interconnected | Kasson | 55944 | 12 | 2 | Residential |  | 25245 | 2024 | 2024
20252-215812-01 | People's Energy Cooperative | 89 | 14468 | Co-op | NOVA10365 | 8.448 | Solar |  |  | Interconnected | Kasson | 55944 | 12 | 2 | Residential |  | 22707 | 2024 | 2024
20252-215812-01 | People's Energy Cooperative | 89 | 14468 | Co-op | NOVA10389 | 10.88 | Solar |  |  | Interconnected | Kasson | 55944 | 12 | 2 | Residential |  | 59539 | 2024 | 2024
20252-215812-01 | People's Energy Cooperative | 89 | 14468 | Co-op | NOVA8977 | 37.5 | Solar |  |  | Interconnected | Stewartville | 55976 | 10 | 3 | Residential |  | 114819 | 2023 | 2024
20252-215812-01 | People's Energy Cooperative | 89 | 14468 | Co-op | NOVA9097 | 10.3 | Solar |  |  | Interconnected | Lake City | 55041 | 7 | 1 | Residential |  | 33475 | 2024 | 2024
20252-215812-01 | People's Energy Cooperative | 89 | 14468 | Co-op | NOVA9058 | 12.444 | Solar |  |  | Interconnected | Rochester | 55904 | 25 | 1 | Residential |  | 43911 | 2024 | 2024
20252-215812-01 | People's Energy Cooperative | 89 | 14468 | Co-op | NOVA8770 | 18.3 | Solar |  |  | Interconnected | Eyota | 55934 | 1 | 2 | Residential |  | 52100 | 2024 | 2024
20252-215812-01 | People's Energy Cooperative | 89 | 14468 | Co-op | NOVA9057 | 6.8 | Solar |  |  | Interconnected | Rochester | 55906 | 3 | 4 | Residential |  | 34976 | 2024 | 2024
20252-215812-01 | People's Energy Cooperative | 89 | 14468 | Co-op | NOVA8893 | 12.288 | Solar |  |  | Interconnected | Byron | 55920 | 14 | 3 | Residential |  | 24853.15 | 2024 | 2024
20252-215812-01 | People's Energy Cooperative | 89 | 14468 | Co-op | NOVA8893-S | 5.7 | Storage |  |  | Interconnected | Byron | 55920 | 14 | 3 | Residential |  | 10000 | 2024 | 2024
20252-215812-01 | People's Energy Cooperative | 89 | 14468 | Co-op | NOVA9148 | 39.6 | Solar |  |  | Interconnected | Grand Meadow | 55936 | 11 | 1 | Residential |  | 119240 | 2024 | 2024
20252-215812-01 | People's Energy Cooperative | 89 | 14468 | Co-op | NOVA10527 | 21.24 | Solar |  |  | Interconnected | Rochester | 55904 | 1 | 3 | Residential |  | 68393 | 2024 | 2024
20252-215812-01 | People's Energy Cooperative | 89 | 14468 | Co-op | NOVA10742 | 19 | Solar |  |  | Interconnected | Chatfield | 55923 | 10 | 1 | Residential |  | 53000 | 2024 | 2024
20252-215812-01 | People's Energy Cooperative | 89 | 14468 | Co-op | NOVA10740 | 38 | Solar |  |  | Interconnected | Rochester | 55901 | 17 | 2 | Commercial |  | 118000 | 2024 | 2024
20252-215812-01 | People's Energy Cooperative | 89 | 14468 | Co-op | NOVA10230 | 6 | Solar |  |  | Interconnected | Chatfield | 55923 | 31 | 3 | Residential |  | 47746.84 | 2024 | 2024
20252-215812-01 | People's Energy Cooperative | 89 | 14468 | Co-op | NOVA12106 | 38 | Solar |  |  | Interconnected | Kasson | 55944 | 12 | 2 | Residential |  | 120000 | 2024 | 2024
20252-215812-01 | People's Energy Cooperative | 89 | 14468 | Co-op | NOVA11924 | 5.124 | Solar |  |  | Interconnected | Oronoco | 55960 | 16 | 1 | Residential |  | 22038 | 2024 | 2024
20252-215812-01 | People's Energy Cooperative | 89 | 14468 | Co-op | NOVA10558 | 7.75 | Solar |  |  | Interconnected | Byron | 55920 | 9 | 1 | Residential |  | 26525 | 2024 | 2024
20252-215812-01 | People's Energy Cooperative | 89 | 14468 | Co-op | NOVA11951 | 17.202 | Solar |  |  | Interconnected | Byron | 55920 | 2 | 2 | Residential |  | 55087.5 | 2024 | 2024
20252-215812-01 | People's Energy Cooperative | 89 | 14468 | Co-op | NOVA12053 | 38 | Solar |  |  | Interconnected | Kasson | 55944 | 12 | 2 | Residential |  | 120000 | 2024 | 2024
20252-215812-01 | People's Energy Cooperative | 89 | 14468 | Co-op | NOVA12105 | 38 | Solar |  |  | Interconnected | Rochester | 55902 | 17 | 2 | Residential |  | 118000 | 2024 | 2024
20252-215812-01 | People's Energy Cooperative | 89 | 14468 | Co-op | NOVA10474 | 37.08 | Solar |  |  | Interconnected | Rochester | 55904 | 5 | 1 | Residential |  | 125300 | 2024 | 2024
20252-215812-01 | People's Energy Cooperative | 89 | 14468 | Co-op | NOVA12004 | 12.54 | Solar |  |  | Interconnected | Byron | 55920 | 9 | 1 | Residential |  | 43078 | 2024 | 2024
20252-215812-01 | People's Energy Cooperative | 89 | 14468 | Co-op | NOVA12161 | 38 | Solar |  |  | Interconnected | Saint Charles | 55972 | 22 | 1 | Residential |  | 118000 | 2024 | 2024
20252-215812-01 | People's Energy Cooperative | 89 | 14468 | Co-op | NOVA12144 | 11.4 | Solar |  |  | Interconnected | Rochester | 55902 | 17 | 2 | Residential |  | 39500 | 2024 | 2024
20252-215812-01 | People's Energy Cooperative | 89 | 14468 | Co-op | NOVA12233 | 38 | Solar |  |  | Interconnected | Grand Meadow | 55936 | 11 | 2 | Residential |  | 120000 | 2024 | 2024
20252-215812-01 | People's Energy Cooperative | 89 | 14468 | Co-op | NOVA11855 | 40 | Solar |  |  | Interconnected | Elgin | 55932 | 15 | 3 | Commercial |  | 173800 | 2024 | 2024
20252-215812-01 | People's Energy Cooperative | 89 | 14468 | Co-op | NOVA11868 | 40 | Solar |  |  | Interconnected | Plainview | 55964 | 27 | 34 | Commercial |  | 173360 | 2024 | 2024
20252-215812-01 | People's Energy Cooperative | 89 | 14468 | Co-op | NOVA12236 | 38 | Solar |  |  | Interconnected | Kellogg | 55945 | 8 | 1 | Residential |  | 125000 | 2024 | 2024
20252-215812-01 | People's Energy Cooperative | 89 | 14468 | Co-op | NOVA10825 | 27.6 | Solar |  |  | Interconnected | Rochester | 55904 | 5 | 3 | Residential |  | 76660 | 2024 | 2024
20252-215812-01 | People's Energy Cooperative | 89 | 14468 | Co-op | NOVA11977 | 20.418 | Solar |  |  | Interconnected | Chatfield | 55923 | 31 | 3 | Residential |  | 43627.5 | 2024 | 2024
20252-215812-01 | People's Energy Cooperative | 89 | 14468 | Co-op | NOVA8691 | 17.202 | Solar |  |  | Withdrawn | Byron | 55920 | 2 | 2 | Residential |  | 55087.5 | 2023
20252-215812-01 | People's Energy Cooperative | 89 | 14468 | Co-op | NOVA8804 | 19.764 | Solar |  |  | Withdrawn | Plainview | 55964 | 8 | 1 | Residential |  | 62633 | 2023
20252-215812-01 | People's Energy Cooperative | 89 | 14468 | Co-op | NOVA8809 | 39.786 | Solar |  |  | Withdrawn | Altura | 55910 | 21 | 2 | Residential |  | 135776 | 2023
20252-215812-01 | People's Energy Cooperative | 89 | 14468 | Co-op | NOVA8847 | 25.515 | Solar |  |  | Withdrawn | Eyota | 55934 | 5 | 2 | Residential |  | 20000 | 2023
20252-215812-01 | People's Energy Cooperative | 89 | 14468 | Co-op | NOVA10673 | 4.61 | Solar |  |  | Withdrawn | Eyota | 55934 | 25 | 2 | Residential |  | 26880 | 2024
20252-215812-01 | People's Energy Cooperative | 89 | 14468 | Co-op | NOVA9074 | 5.12 | Solar |  |  | Withdrawn | Rochester | 55906 | 3 | 3 | Residential |  | 20480 | 2024
20252-215812-01 | People's Energy Cooperative | 89 | 14468 | Co-op | NOVA8870 | 16.75 | Solar |  |  | Withdrawn | Eyota | 55934 | 1 | 2 | Residential |  | 52100 | 2023
20252-215812-01 | People's Energy Cooperative | 89 | 14468 | Co-op | NOVA9128 | 2000 | Solar |  |  | Active Application | Plainview | 55964 | 8 | 2 | Commercial |  |  | 2024
20252-215812-01 | People's Energy Cooperative | 89 | 14468 | Co-op | NOVA9129 | 2500 | Solar |  |  | Active Application | Rochester | 55906 | 3 | 2 | Commercial |  |  | 2024
20252-215812-01 | People's Energy Cooperative | 89 | 14468 | Co-op | NOVA9127 | 2500 | Solar |  |  | Active Application | Byron | 55920 | 14 | 2 | Commercial |  |  | 2024
20252-215812-01 | People's Energy Cooperative | 89 | 14468 | Co-op | NOVA10670 | 25.248 | Solar |  |  | Active Application | Oronoco | 55960 | 16 | 2 | Residential |  | 71460 | 2024
20252-215812-01 | People's Energy Cooperative | 89 | 14468 | Co-op | NOVA10808 | 38 | Solar |  |  | Active Application | Kellogg | 55945 | 8 | 1 | Residential |  | 120000 | 2024
20252-215812-01 | People's Energy Cooperative | 89 | 14468 | Co-op | NOVA11956 | 8 | Solar |  |  | Active Application | Rochester | 55902 | 14 | 2 | Residential |  | 33000 | 2024
20252-215812-01 | People's Energy Cooperative | 89 | 14468 | Co-op | NOVA12002 | 39.6 | Solar |  |  | Active Application | Rochester | 55904 | 14 | 1 | Commercial |  | 108100 | 2024
20252-215812-01 | People's Energy Cooperative | 89 | 14468 | Co-op | NOVA12059 | 22.8 | Solar |  |  | Active Application | Chatfield | 55923 | 10 | 1 | Residential |  | 60000 | 2024
20252-215812-01 | People's Energy Cooperative | 89 | 14468 | Co-op | NOVA12156 | 6.25 | Solar |  |  | Active Application | Stewartville | 55976 | 10 | 3 | Residential |  | 27000 | 2024
20252-215812-01 | People's Energy Cooperative | 89 | 14468 | Co-op | NOVA12064 | 5.25 | Solar |  |  | Active Application | Stewartville | 55976 | 30 | 65 | Residential |  | 23250 | 2024
20252-215812-01 | People's Energy Cooperative | 89 | 14468 | Co-op | NOVA10271 | 11.1 | Solar |  |  | Active Application | Oronoco | 55960 | 16 | 2 | Residential |  | 33290 | 2024
20252-215812-01 | People's Energy Cooperative | 89 | 14468 | Co-op | NOVA12292 | 7.6 | Solar |  |  | Active Application | Kasson | 55944 | 12 | 1 | Residential |  | 30634 | 2024
20252-215812-01 | People's Energy Cooperative | 89 | 14468 | Co-op | NOVA12174 | 37.6 | Solar |  |  | Active Application | Oronoco | 55960 | 9 | 2 | Commercial |  | 103450 | 2024
20252-215812-01 | People's Energy Cooperative | 89 | 14468 | Co-op | NOVA12214 | 14.78 | Solar |  |  | Active Application | Plainview | 55964 | 4 | 1 | Residential |  | 78688 | 2024
20252-215812-01 | People's Energy Cooperative | 89 | 14468 | Co-op | NOVA12365 | 38 | Solar |  |  | Active Application | Lake City | 55041 | 7 | 1 | Residential |  | 120000 | 2024
20252-215812-01 | People's Energy Cooperative | 89 | 14468 | Co-op | NOVA12290 | 30 | Solar |  |  | Active Application | Chatfield | 55923 | 31 | 1 | Residential |  | 59638 | 2024
20252-215812-01 | People's Energy Cooperative | 89 | 14468 | Co-op | NOVA12318 | 8 | Solar |  |  | Active Application | Elgin | 55932 | 15 | 3 | Residential |  | 77350 | 2024
20252-215812-01 | People's Energy Cooperative | 89 | 14468 | Co-op | NOVA12415 | 17.22 | Solar |  |  | Active Application | Rochester | 55902 | 14 | 2 | Residential |  | 44772 | 2024
20252-215812-01 | People's Energy Cooperative | 89 | 14468 | Co-op | NOVA12474 | 8 | Solar |  |  | Active Application | Oronoco | 55960 | 16 | 1 | Residential |  | 29068 | 2024
20252-215405-01 | PKM ELECTRIC COOPERATIVE, INC. | 25 | 14178 | Co-op | 22029 | 10 | Solar |  |  | Interconnected | Hallock | 56728 | 23 |  | Residential |  | 30000 | 2022 | 2023
20252-215405-01 | PKM ELECTRIC COOPERATIVE, INC. | 25 | 14178 | Co-op | 42072 | 38 | Solar |  |  | Interconnected | Stephen | 56757 | 36 |  | Residential |  | 270000 | 2023 | 2023
20252-215405-01 | PKM ELECTRIC COOPERATIVE, INC. | 25 | 14178 | Co-op | 49070 | 9.6 | Solar |  |  | Interconnected | Strandquist | 56758 | 39 |  | Residential |  | 30000 | 2023 | 2023
20252-215405-01 | PKM ELECTRIC COOPERATIVE, INC. | 25 | 14178 | Co-op | 60115 | 11.6 | Solar |  |  | Interconnected | Warren | 56762 | 61 |  | Residential |  | 52500 | 2023 | 2023
20252-215405-01 | PKM ELECTRIC COOPERATIVE, INC. | 25 | 14178 | Co-op | 61102 | 19.84 | Solar |  |  | Interconnected | Viking | 56760 | 61 |  | Residential |  | 37000 | 2023 | 2023
20252-215405-01 | PKM ELECTRIC COOPERATIVE, INC. | 25 | 14178 | Co-op | 65057 | 7.5 | Solar |  |  | Interconnected | Warren | 56762 | 61 |  | Residential |  | 40000 | 2017 | 2017
20252-215405-01 | PKM ELECTRIC COOPERATIVE, INC. | 25 | 14178 | Co-op | 84062 | 36 | Solar |  |  | Interconnected | Crookston | 56716 | 77 |  | Commercial |  | 250000 | 2021 | 2021
20252-215405-01 | PKM ELECTRIC COOPERATIVE, INC. | 25 | 14178 | Co-op | 84092 | 39 | Solar |  |  | Interconnected | Crookston | 56716 | 77 |  | Commercial |  | 3e+05 | 2023 | 2024
20252-215405-01 | PKM ELECTRIC COOPERATIVE, INC. | 25 | 14178 | Co-op | 89016 | 39 | Solar |  |  | Interconnected | Crookston | 56716 | 77 |  | Commercial |  | 250000 | 2021 | 2022
20252-215405-01 | PKM ELECTRIC COOPERATIVE, INC. | 25 | 14178 | Co-op | 31064 | 29.16 | Solar |  |  | Interconnected | Hallock | 56728 | 23 |  | Residential |  | 112000 | 2024 | 2024
20252-215268-01 | Preston Public Utilities | 176 | 15348 | Muni | 1 | 1.5 | Solar |  |  | Interconnected | Preston | 55965 | South Preston | SE | Residential |  |  |  | 2015
20252-215268-01 | Preston Public Utilities | 176 | 15348 | Muni | 2 | 4 | Solar |  |  | Interconnected | Preston | 55965 | South Preston | SE | Utility |  |  |  | 2017
20252-215268-01 | Preston Public Utilities | 176 | 15348 | Muni | 3 | 10 | Solar |  |  | Withdrawn | Preston | 55965 | North Preston | NW | Residential |  |  | 2021
20252-215268-01 | Preston Public Utilities | 176 | 15348 | Muni | 4 | 23.6 | Solar |  |  | Interconnected | Preston | 55965 | South Preston | SE | Residential |  |  |  | 2022
20252-215268-01 | Preston Public Utilities | 176 | 15348 | Muni | 5 | 37.5 | Solar |  |  | Interconnected | Preston | 55965 | South Preston | S | Commercial |  |  | 2022 | 2023
20252-215268-01 | Preston Public Utilities | 176 | 15348 | Muni | 6 | 13.05 | Solar |  |  | Interconnected | Preston | 55965 | South Preston | SW | Residential |  |  | 2023 | 2023
20252-215268-01 | Preston Public Utilities | 176 | 15348 | Muni | 7 | 8.356 | Solar |  |  | Interconnected | Preston | 55965 | South Preston | SE | Residential |  |  | 2023 | 2023
20252-215268-01 | Preston Public Utilities | 176 | 15348 | Muni | 8 | 32.8 | Solar |  |  | Interconnected | Preston | 55965 | South Preston | SW | Residential |  |  | 2023 | 2023
20252-215268-01 | Preston Public Utilities | 176 | 15348 | Muni | 9 | 26.5 | Solar |  |  | Interconnected | Preston | 55965 | North Preston | NW | Residential |  |  | 2023 | 2023
20252-215268-01 | Preston Public Utilities | 176 | 15348 | Muni | 10 | 68.1 | Solar |  |  | Interconnected | Presotn | 55965 | North Preston | Industrial | Commercial |  |  | 2024 | 2024
20251-214677-01 | Princeton Public Utilities | 92 | 15387 | Muni | 2019 - 001L | 9.36 | Solar |  |  | Interconnected | Princeton | 55371 | Power Plant | 12 | Residential |  | 29706 | 2019 | 2019
20251-214677-01 | Princeton Public Utilities | 92 | 15387 | Muni | 2020 - 001W | 5.8 | Solar |  |  | Interconnected | Princeton | 55371 | Power Plant | 12 | Residential |  | 24811 | 2020 | 2020
20251-214677-01 | Princeton Public Utilities | 92 | 15387 | Muni | 2020 - 002VO | 11.168 | Solar |  |  | Interconnected | Princeton | 55371 | Power Plant | 17 | Commercial |  | 36954 | 2020 | 2020
20251-214677-01 | Princeton Public Utilities | 92 | 15387 | Muni | 2021 - 001T | 15 | Solar |  |  | Interconnected | Princeton | 55371 | Power Plant | 11 | Commercial |  |  | 2021 | 2022
20251-214677-01 | Princeton Public Utilities | 92 | 15387 | Muni | 2021 - 002T | 5.76 | Solar |  |  | Interconnected | Princeton | 55371 | Power Plant | 6 | Residential |  | 39000 | 2021 | 2022
20251-214677-01 | Princeton Public Utilities | 92 | 15387 | Muni | 2021 - 003D | 22.8 | Solar |  | X | Interconnected | Princeton | 55371 | Power Plant | 6 | Residential |  | 90378 | 2021 | 2022
20251-214677-01 | Princeton Public Utilities | 92 | 15387 | Muni | 2022 - 001K | 10.8 | Solar |  |  | Interconnected | Princeton | 55371 | Power Plant | 6 | Residential |  | 50000 | 2022 | 2022
20251-214677-01 | Princeton Public Utilities | 92 | 15387 | Muni | 2022 - 002B | 12.76 | Solar |  |  | Interconnected | Princeton | 55371 | North | 1 | Residential |  | 68973 | 2022 | 2022
20251-214677-01 | Princeton Public Utilities | 92 | 15387 | Muni | 2023 - 001D | 9.135 | Solar |  |  | Interconnected | Princeton | 55371 | South | 20 | Residential |  | 43227 | 2023 | 2023
20251-214677-01 | Princeton Public Utilities | 92 | 15387 | Muni | 2024 - 001J | 5 | Solar |  |  | Interconnected | Princeton | 55371 | South | 20 | Residential |  | 22871.38 | 2024 | 2024
20251-214677-01 | Princeton Public Utilities | 92 | 15387 | Muni | 2024 - 002S | 5 | Solar |  |  | Interconnected | Princeton | 55371 | Power Plant | 11 | Residential |  | 22639.92 | 2024 | 2024
20251-214677-01 | Princeton Public Utilities | 92 | 15387 | Muni | 2024 - 003B | 7.6 | Solar |  |  | Active Application | Princeton | 55371 | South | 20 | Residential |  | 31067.74 | 2024
20252-215470-01 | Red Lake Electric Cooperative | 94 | 26934 | Co-op | 7105004 | 3.7 | Wind |  |  | Interconnected | Cookston | 56716 | Huot | 4 | Residential |  |  | 2008 | 2008
20252-215470-01 | Red Lake Electric Cooperative | 94 | 26934 | Co-op | 6717001 | 8.2 | Solar |  |  | Interconnected | Brooks | 56715 | Oklee | 3 | Residential |  |  | 2016 | 2016
20252-215470-01 | Red Lake Electric Cooperative | 94 | 26934 | Co-op | 5814001.1 | 10 | Solar |  |  | Interconnected | Red Lake Falls | 56750 | Huot | 1 | Residential |  |  | 2018 | 2018
20252-215470-01 | Red Lake Electric Cooperative | 94 | 26934 | Co-op | 5814001.2 | 10 | Solar |  |  | Interconnected | Red Lake Falls | 56750 | Huot | 1 | Residential |  |  | 2019 | 2019
20252-215470-01 | Red Lake Electric Cooperative | 94 | 26934 | Co-op | 5913008.1 | 5 | Solar |  |  | Interconnected | Red Lake Falls | 56750 | Terrebonne | 5 | Residential |  |  | 2019 | 2019
20252-215470-01 | Red Lake Electric Cooperative | 94 | 26934 | Co-op | 7123003.1 | 10 | Solar |  |  | Interconnected | Crookston | 56716 | Gentilly Creek | 2 | Residential |  |  | 2019 | 2019
20252-215470-01 | Red Lake Electric Cooperative | 94 | 26934 | Co-op | 7123003.2 | 10 | Solar |  |  | Interconnected | Crookston | 56716 | Gentilly Creek | 2 | Residential |  |  | 2020 | 2020
20252-215470-01 | Red Lake Electric Cooperative | 94 | 26934 | Co-op | 5913014 | 2.2 | Solar |  |  | Interconnected | Red Lake Falls | 56750 | Terrebonne | 5 | Residential |  |  | 2020 | 2020
20252-215470-01 | Red Lake Electric Cooperative | 94 | 26934 | Co-op | 6935006 | 36 | Solar |  |  | Interconnected | Red Lake Falls | 56750 | Terrebonne | 2 | Residential |  |  | 2020 | 2020
20252-215470-01 | Red Lake Electric Cooperative | 94 | 26934 | Co-op | 6310004 | 12 | Solar |  |  | Interconnected | Oklee | 56742 | Oklee | 1 | Residential |  |  | 2021 | 2021
20252-215470-01 | Red Lake Electric Cooperative | 94 | 26934 | Co-op | 7902002 | 17.45 | Solar |  |  | Interconnected | Trail | 56684 | Oklee | 3 | Residential |  |  | 2021 | 2021
20252-215470-01 | Red Lake Electric Cooperative | 94 | 26934 | Co-op | 6910004 | 38 | Solar |  |  | Interconnected | Brooks | 56715 | Terrebonne | 2 | Residential |  |  | 2022 | 2022
20252-215470-01 | Red Lake Electric Cooperative | 94 | 26934 | Co-op | 6036006 | 38 | Solar |  |  | Interconnected | Red Lake Falls | 56750 | Terrebonne | 1 | Residential |  |  | 2022 | 2022
20252-215470-01 | Red Lake Electric Cooperative | 94 | 26934 | Co-op | 7706001 | 38 | Solar |  |  | Interconnected | Erskine | 56535 | Terrebonne | 2 | Residential |  |  | 2022 | 2022
20252-215470-01 | Red Lake Electric Cooperative | 94 | 26934 | Co-op | 3629004 | 20 | Solar |  |  | Interconnected | Thief River Falls | 56701 | Hazel | 1 | Residential |  |  | 2022 | 2022
20252-215470-01 | Red Lake Electric Cooperative | 94 | 26934 | Co-op | 5913008.2 | 10 | Solar |  |  | Interconnected | Red Lake Falls | 56750 | Terrebonne | 5 | Residential |  |  | 2022 | 2023
20252-215470-01 | Red Lake Electric Cooperative | 94 | 26934 | Co-op | 4413012 | 7.83 | Solar |  | X | Interconnected | Thief River Falls | 56701 | Hazel | 4 | Residential |  |  | 2022 | 2023
20252-215470-01 | Red Lake Electric Cooperative | 94 | 26934 | Co-op | 4314006 | 17.28 | Solar |  |  | Interconnected | Thief River Falls | 56701 | Morris-Owen | 4 | Residential |  |  | 2023 | 2023
20252-215470-01 | Red Lake Electric Cooperative | 94 | 26934 | Co-op | 2205003 | 14.08 | Solar |  |  | Interconnected | Newfolden | 56738 | Holt | 4 | Residential |  |  | 2023 | 2023
20252-215470-01 | Red Lake Electric Cooperative | 94 | 26934 | Co-op | 6402003 | 38 | Solar |  |  | Interconnected | Gully | 56646 | Highlanding | 3 | Residential |  |  | 2023 | 2023
20252-215470-01 | Red Lake Electric Cooperative | 94 | 26934 | Co-op | 5814006 | 10.752 | Solar |  |  | Interconnected | Red Lake Falls | 56750 | Huot | 1 | Residential |  |  | 2023 | 2023
20252-215470-01 | Red Lake Electric Cooperative | 94 | 26934 | Co-op | 2307002 | 39.6 | Solar |  |  | Interconnected | Newfolden | 56738 | Holt | 4 | Commercial |  |  | 2023 | 2024
20252-215470-01 | Red Lake Electric Cooperative | 94 | 26934 | Co-op | 6731005 | 38 | Solar |  |  | Interconnected | Brooks | 56715 | Terrebonne | 2 | Residential |  |  | 2023 | 2024
20252-215470-01 | Red Lake Electric Cooperative | 94 | 26934 | Co-op | 3115002 | 36.864 | Solar |  |  | Interconnected | Goodridge | 56725 | Highlanding | 1 | Residential |  |  | 2024 | 2024
20252-215470-01 | Red Lake Electric Cooperative | 94 | 26934 | Co-op | 6819004 | 38.5 | Solar |  |  | Interconnected | Brooks | 56715 | Terrebonne | 2 | Residential |  |  | 2024 | 2024
20252-215470-01 | Red Lake Electric Cooperative | 94 | 26934 | Co-op | 3406001 | 34.2 | Solar |  |  | Active Application | Goodridge | 56725 | Highlanding | 1 | Residential |  |  | 2024
20252-215470-01 | Red Lake Electric Cooperative | 94 | 26934 | Co-op | 5919003 | 19.6 | Solar |  | X | Active Application | Red Lake Falls | 56750 | Huot | 1 | Residential |  |  | 2024
20251-214160-01 | Red River Valley Cooperative Power Association | 95 | 26939 | Co-op | 58 25 535 | 12 | Solar |  |  | Interconnected | Moorhead |  | 8 | 3 | Commercial |  |  |  | 2014
20251-214160-01 | Red River Valley Cooperative Power Association | 95 | 26939 | Co-op | 44 18 2209 | 30 | Wind |  |  | Interconnected | Felton |  | 11 | 3 | Commercial |  |  |  | 2016
20251-214160-01 | Red River Valley Cooperative Power Association | 95 | 26939 | Co-op | 31 20 4361 | 4 | Solar |  |  | Interconnected | Halstad |  | 3 | 5 | Commercial |  |  |  | 2016
20251-214160-01 | Red River Valley Cooperative Power Association | 95 | 26939 | Co-op | 45 22 1729 | 30 | Wind |  |  | Interconnected | Felton |  | 11 | 3 | Commercial |  |  |  | 2016
20251-214160-01 | Red River Valley Cooperative Power Association | 95 | 26939 | Co-op | 48 07 5064 | 30 | Wind |  |  | Interconnected | Glyndon |  | 4 | 5 | Commercial |  |  |  | 2017
20251-214160-01 | Red River Valley Cooperative Power Association | 95 | 26939 | Co-op | 04 30 2143 | 39 | Solar |  |  | Interconnected | East Grand Forks |  | 2 | 4 | Residential |  |  |  | 2017
20251-214160-01 | Red River Valley Cooperative Power Association | 95 | 26939 | Co-op | 51 14 4626 | 10 | Solar |  | X | Interconnected | Glyndon |  | 10 | 3 | Residential |  |  |  | 2018
20251-214160-01 | Red River Valley Cooperative Power Association | 95 | 26939 | Co-op | 54 24 0543 | 30 | Wind |  |  | Interconnected | Sabin |  | 8 | 5 | Residential |  |  |  | 2018
20251-214160-01 | Red River Valley Cooperative Power Association | 95 | 26939 | Co-op | 51 24 1724 | 38 | Solar |  |  | Interconnected | Glyndon |  | 5 | 1 | Residential |  |  | 2019 | 2019
20251-214160-01 | Red River Valley Cooperative Power Association | 95 | 26939 | Co-op | 45 22 2229 | 11.4 | Solar |  |  | Interconnected | Felton |  | 11 | 3 | Residential |  |  | 2020 | 2020
20251-214160-01 | Red River Valley Cooperative Power Association | 95 | 26939 | Co-op | 47 03 5573 | 19.8 | Solar |  |  | Interconnected | Moorhead |  | 4 | 5 | Residential |  |  | 2020 | 2020
20251-214160-01 | Red River Valley Cooperative Power Association | 95 | 26939 | Co-op | 54 04 4472 | 7 | Solar |  |  | Interconnected | Sabin |  | 5 | 4 | Residential |  |  | 2021 | 2021
20251-214160-01 | Red River Valley Cooperative Power Association | 95 | 26939 | Co-op | 53 10 2808 | 6.6 | Solar |  |  | Interconnected | Moorhead |  | 5 | 6 | Residential |  |  | 2020 | 2021
20251-214160-01 | Red River Valley Cooperative Power Association | 95 | 26939 | Co-op | 45 22 4014 | 39.9 | Solar |  |  | Interconnected | Felton |  | 11 | 3 | Residential |  |  | 2021 | 2021
20251-214160-01 | Red River Valley Cooperative Power Association | 95 | 26939 | Co-op | 48 21 0512 | 34 | Solar |  |  | Interconnected | Glyndon |  | 5 | 1 | Commercial |  |  | 2021 | 2022
20251-214160-01 | Red River Valley Cooperative Power Association | 95 | 26939 | Co-op | 45 20 1604 | 22 | Solar |  |  | Interconnected | Felton |  | 11 | 1 | Residential |  |  | 2021 | 2022
20251-214160-01 | Red River Valley Cooperative Power Association | 95 | 26939 | Co-op | 04 35 5575 | 39.9 | Solar |  |  | Interconnected | Fisher |  | 2 | 4 | Commercial |  |  | 2021 | 2022
20251-214160-01 | Red River Valley Cooperative Power Association | 95 | 26939 | Co-op | 30 21 6136 | 36 | Solar |  |  | Interconnected | Halstad |  | 1 | 4 | Commercial |  |  | 2022 | 2022
20251-214160-01 | Red River Valley Cooperative Power Association | 95 | 26939 | Co-op | 34 15 5914 | 36 | Solar |  |  | Interconnected | Halstad |  | 1 | 5 | Commercial |  |  | 2022 | 2022
20251-214160-01 | Red River Valley Cooperative Power Association | 95 | 26939 | Co-op | 29 13 5676 | 36 | Solar |  |  | Interconnected | Ada |  | 1 | 2 | Commercial |  |  | 2022 | 2022
20251-214160-01 | Red River Valley Cooperative Power Association | 95 | 26939 | Co-op | 05 13 4741 | 27 | Solar |  |  | Interconnected | East Grand Forks |  | 7 | 1 | Commercial |  |  | 2022 | 2023
20251-214160-01 | Red River Valley Cooperative Power Association | 95 | 26939 | Co-op | 46 33 4973 | 37 | Solar |  |  | Interconnected | Moorhead |  | 4 | 4 | Residential |  |  | 2022 | 2023
20251-214160-01 | Red River Valley Cooperative Power Association | 95 | 26939 | Co-op | 47 11 6135 | 39 | Solar |  |  | Interconnected | Moorhead |  | 4 | 5 | Residential |  |  | 2022 | 2023
20251-214160-01 | Red River Valley Cooperative Power Association | 95 | 26939 | Co-op | 31 36 5194 | 38 | Solar |  |  | Interconnected | Halstad |  | 1 | 4 | Commercial |  |  | 2023 | 2023
20251-214160-01 | Red River Valley Cooperative Power Association | 95 | 26939 | Co-op | 45 19 1658 | 9 | Solar |  |  | Interconnected | Felton |  | 11 | 3 | Residential |  |  | 2023 | 2023
20251-214160-01 | Red River Valley Cooperative Power Association | 95 | 26939 | Co-op | 55 14 2334 | 10 | Solar |  |  | Interconnected | Barnesville |  | 5 | 5 | Residential |  |  | 2023 | 2023
20251-214160-01 | Red River Valley Cooperative Power Association | 95 | 26939 | Co-op | 45 20 1604 | 22 | Solar |  |  | Interconnected | Felton |  | 11 | 1 | Residential |  |  | 2023 | 2023
20251-214160-01 | Red River Valley Cooperative Power Association | 95 | 26939 | Co-op | 26 17 5387 | 38 | Solar |  |  | Interconnected | Ada |  | 9 | 1 | Commercial |  |  | 2023 | 2023
20251-214160-01 | Red River Valley Cooperative Power Association | 95 | 26939 | Co-op | 27 32 3950 | 38 | Solar |  |  | Interconnected | Gary |  | 1 | 2 | Commercial |  |  | 2019 | 2019
20251-214160-01 | Red River Valley Cooperative Power Association | 95 | 26939 | Co-op | 55 25 6220 | 38 | Solar |  |  | Interconnected | Barnesville |  | 5 | 5 | Commercial |  |  | 2023 | 2024
20251-214592-01 | REDWOOD ELECTRIC COOPERATIVE | 96 | 15750 | Co-op | 12-30-B | 10 | Wind |  |  | Interconnected | Seaforth | 56292 |  |  | Residential |  |  | 2014 | 2014
20251-214592-01 | REDWOOD ELECTRIC COOPERATIVE | 96 | 15750 | Co-op | 38-06-D | 2.8 | Wind |  |  | Interconnected | Springfield | 56087 | 4 | 3 | Residential |  |  | 2010 | 2010
20251-214592-01 | REDWOOD ELECTRIC COOPERATIVE | 96 | 15750 | Co-op | 30-16-F | 11.2 | Wind |  |  | Interconnected | Clements | 56224 | 4 | 2 | Commercial |  |  | 2009 | 2009
20251-214592-01 | REDWOOD ELECTRIC COOPERATIVE | 96 | 15750 | Co-op | 38-02-C | 2.8 | Wind |  |  | Interconnected | Springfield | 56087 | 6 | 3 | Residential |  |  | 2009 | 2009
20251-214592-01 | REDWOOD ELECTRIC COOPERATIVE | 96 | 15750 | Co-op | 38-13-B | 5.6 | Solar |  |  | Interconnected | Springfield | 56087 | 6 | 3 | Residential |  |  | 2009 | 2009
20251-214592-01 | REDWOOD ELECTRIC COOPERATIVE | 96 | 15750 | Co-op | 38-13-A | 5.6 | Wind |  |  | Interconnected | Springfield | 56087 | 6 | 3 | Residential |  |  | 2009 | 2009
20251-214592-01 | REDWOOD ELECTRIC COOPERATIVE | 96 | 15750 | Co-op | 12-36-B | 34 | Solar |  |  | Interconnected | Wabasso | 56293 | 2 | 4 | Commercial |  |  | 2011 | 2011
20251-214592-01 | REDWOOD ELECTRIC COOPERATIVE | 96 | 15750 | Co-op | 36-07-B | 10 | Solar |  |  | Interconnected | Lamberton | 56152 | 9 | 1 | Residential |  |  | 2011 | 2011
20251-214592-01 | REDWOOD ELECTRIC COOPERATIVE | 96 | 15750 | Co-op | 20-19-C | 5.8 | Solar |  |  | Interconnected | Wabasso | 56293 | 1 | 1 | Residential |  |  | 2011 | 2011
20251-214592-01 | REDWOOD ELECTRIC COOPERATIVE | 96 | 15750 | Co-op | 15-31-C | 39.9 | Wind |  |  | Interconnected | Morgan | 56266 | 2 | 2 | Residential |  |  | 2011 | 2011
20251-214592-01 | REDWOOD ELECTRIC COOPERATIVE | 96 | 15750 | Co-op | 29-01-A | 3.6 | Solar |  |  | Interconnected | Clements | 56224 | 5 | 2 | Residential |  |  | 2011 | 2011
20251-214592-01 | REDWOOD ELECTRIC COOPERATIVE | 96 | 15750 | Co-op | 22-06-AA | 5.8 | Solar |  |  | Interconnected | Redwood Falls | 56283 | 2 | 3 | Residential |  |  | 2011 | 2011
20251-214592-01 | REDWOOD ELECTRIC COOPERATIVE | 96 | 15750 | Co-op | 21-17-A | 39.9 | Wind |  |  | Interconnected | Redwood Falls | 56283 | 2 | 4 | Residential |  |  | 2014 | 2014
20251-214592-01 | REDWOOD ELECTRIC COOPERATIVE | 96 | 15750 | Co-op | 27-06-B | 39.9 | Wind |  |  | Interconnected | Walnut Grove | 56180 | 1 | 4 | Residential |  |  | 2011 | 2011
20251-214592-01 | REDWOOD ELECTRIC COOPERATIVE | 96 | 15750 | Co-op | 31-19-B | 9.45 | Solar |  |  | Interconnected | Springfield | 56087 | 6 | 2 | Residential |  |  | 2016 | 2016
20251-214592-01 | REDWOOD ELECTRIC COOPERATIVE | 96 | 15750 | Co-op | 19-10-A | 22 | Solar |  |  | Interconnected | Wabasso | 56293 | 3 | 4 | Residential |  |  | 2016 | 2016
20251-214592-01 | REDWOOD ELECTRIC COOPERATIVE | 96 | 15750 | Co-op | 30-12-A | 18 | Solar |  |  | Interconnected | Clements | 56224 | 6 | 1 | Residential |  |  | 2016 | 2016
20251-214592-01 | REDWOOD ELECTRIC COOPERATIVE | 96 | 15750 | Co-op | 19-24-C | 2.8 | Solar |  |  | Interconnected | Lucan | 56255 | 1 | 1 | Residential |  |  | 2011 | 2011
20251-214592-01 | REDWOOD ELECTRIC COOPERATIVE | 96 | 15750 | Co-op | 14-30-A | 2.8 | Solar |  |  | Interconnected | Redwood Falls | 56283 | 2 | 2 | Residential |  |  | 2009 | 2009
20251-214592-01 | REDWOOD ELECTRIC COOPERATIVE | 96 | 15750 | Co-op | 07-36-L | 3.7 | Solar |  |  | Interconnected | Redwood Falls | 56283 | 2 | 4 | Residential |  |  | 2014 | 2014
20251-214592-01 | REDWOOD ELECTRIC COOPERATIVE | 96 | 15750 | Co-op | 14-22-C | 18.3 | Solar |  |  | Interconnected | Redwood Falls | 56283 | 2 | 2 | Residential |  |  | 2018 | 2018
20251-214592-01 | REDWOOD ELECTRIC COOPERATIVE | 96 | 15750 | Co-op | 13-15-B | 5.6 | Wind |  |  | Interconnected | Redwood Falls | 56283 | 2 | 4 | Residential |  |  | 2010 | 2010
20251-214592-01 | REDWOOD ELECTRIC COOPERATIVE | 96 | 15750 | Co-op | 12-30-A | 2.8 | Wind |  |  | Interconnected | Vesta | 56292 | 3 | 3 | Residential |  |  | 2014 | 2014
20251-214592-01 | REDWOOD ELECTRIC COOPERATIVE | 96 | 15750 | Co-op | NOVA3272 | 15.2 | Solar |  |  | Interconnected | Lamberton | 56152 | 1 | 3 | Residential |  | 49999 | 2020 | 2020
20251-214592-01 | REDWOOD ELECTRIC COOPERATIVE | 96 | 15750 | Co-op | NOVA3271 | 38.4 | Solar |  |  | Interconnected | Lamberton | 56152 | 9 | 4 | Residential |  | 128592 | 2020 | 2020
20251-214592-01 | REDWOOD ELECTRIC COOPERATIVE | 96 | 15750 | Co-op | NOVA4507 | 16.8 | Solar |  |  | Interconnected | Wabasso |  | Wabasso | 1 | Residential |  | 77845 | 2021 | 2021
20251-214592-01 | REDWOOD ELECTRIC COOPERATIVE | 96 | 15750 | Co-op | NOVA4624 | 24.75 | Solar |  |  | Interconnected | Walnut Grove | 56180 | Walnut Grove SMEC | 4 | Commercial |  | 35000 | 2021 | 2022
20251-214592-01 | REDWOOD ELECTRIC COOPERATIVE | 96 | 15750 | Co-op | NOVA4658 | 4.66 | Solar |  |  | Withdrawn | Sanborn | 56083 | Sanborn | 2 | Residential |  | 7424 | 2021
20251-214592-01 | REDWOOD ELECTRIC COOPERATIVE | 96 | 15750 | Co-op | NOVA6323 | 18 | Solar |  |  | Interconnected | Redwood Falls | 56283 | Sheridan | 1 | Residential |  | 93433 | 2022 | 2023
20251-214592-01 | REDWOOD ELECTRIC COOPERATIVE | 96 | 15750 | Co-op | NOVA6659 | 7 | Solar |  |  | Interconnected | Sanborn | 56083 | Sanborn | 2 | Residential |  | 24000 | 2022 | 2022
20251-214592-01 | REDWOOD ELECTRIC COOPERATIVE | 96 | 15750 | Co-op | NOVA7425 | 20.88 | Solar |  |  | Interconnected | Walnut Grove | 56180 | Walnut Grove | 3 | Residential |  | 85000 | 2023 | 2023
20251-214592-01 | REDWOOD ELECTRIC COOPERATIVE | 96 | 15750 | Co-op | NOVA7447 | 17.57 | Solar |  |  | Interconnected | Walnut Grove | 56180 | Walnut Grove | 3 | Residential |  | 94299 | 2023 | 2023
20251-214592-01 | REDWOOD ELECTRIC COOPERATIVE | 96 | 15750 | Co-op | NOVA7526 | 38 | Solar |  |  | Interconnected | Redwood Falls | 56283 | Redwood | 1 | Commercial |  | 138569 | 2023 | 2024
20251-214592-01 | REDWOOD ELECTRIC COOPERATIVE | 96 | 15750 | Co-op | NOVA7875 | 39.9 | Solar |  |  | Interconnected | Vesta | 56292 | Wabasso | 2 | Commercial |  | 132600 | 2023 | 2024
20251-214592-01 | REDWOOD ELECTRIC COOPERATIVE | 96 | 15750 | Co-op | NOVA8634 | 14 | Solar |  |  | Withdrawn | Belview | 56214 | Wabasso | 1 | Residential |  | 79000 | 2023
20251-214592-01 | REDWOOD ELECTRIC COOPERATIVE | 96 | 15750 | Co-op | NOVA12287 | 38.4 | Solar |  |  | Active Application | Sanborn | 56083 | Wanda | 2 | Residential |  | 181125 | 2024
20252-215657-01 | Brainerd Public Utilities | 11 | 2138 | Muni | 2007 Application 1 | 2.1 | Solar |  |  | Interconnected | Brainerd | 56401 | Main | 558 | Residential |  |  | 2007 | 2007
20252-215657-01 | Brainerd Public Utilities | 11 | 2138 | Muni | 2011 Application 2 | 9.8 | Solar |  |  | Interconnected | Brainerd | 56401 | Main | 518 | Commercial |  |  | 2011 | 2011
20252-215657-01 | Brainerd Public Utilities | 11 | 2138 | Muni | 2011 Application 3 | 8.9 | Solar |  |  | Interconnected | Brainerd | 56401 | Main | 558 | Utility |  |  | 2011 | 2011
20252-215657-01 | Brainerd Public Utilities | 11 | 2138 | Muni | 2011 Application 4 | 3.52 | Solar |  |  | Interconnected | Brainerd | 56401 | Main | 528 | Residential |  |  | 2011 | 2011
20252-215657-01 | Brainerd Public Utilities | 11 | 2138 | Muni | 2014 Application 5 | 4.8 | Solar |  |  | Interconnected | Brainerd | 56401 | Main | 548 | Commercial |  |  | 2014 | 2014
20252-215657-01 | Brainerd Public Utilities | 11 | 2138 | Muni | 2015 Application 6 | 2.16 | Solar |  |  | Interconnected | Brainerd | 56401 | Main | 548 | Residential |  |  | 2015 | 2015
20252-215657-01 | Brainerd Public Utilities | 11 | 2138 | Muni | 2017 Application 7 | 2.48 | Solar |  |  | Interconnected | Brainerd | 56401 | Main | 558 | Residential |  |  | 2017 | 2017
20252-215657-01 | Brainerd Public Utilities | 11 | 2138 | Muni | 2017 Application 8 | 5 | Solar |  |  | Interconnected | Brainerd | 56401 | Main | 558 | Residential |  |  | 2017 | 2017
20252-215657-01 | Brainerd Public Utilities | 11 | 2138 | Muni | 2017 Application 9 | 7.5 | Solar |  |  | Interconnected | Brainerd | 56401 | Main | 518 | Residential |  |  | 2017 | 2017
20252-215657-01 | Brainerd Public Utilities | 11 | 2138 | Muni | 2018 Application 10 | 8.4 | Solar |  |  | Interconnected | Brainerd | 56401 | Main | 518 | Residential |  | 9600 | 2018 | 2018
20252-215657-01 | Brainerd Public Utilities | 11 | 2138 | Muni | 2019 Application 11 | 39.8 | Solar |  |  | Interconnected | Brainerd | 56401 | Main | 518 | Commercial |  |  | 2019 | 2019
20252-215657-01 | Brainerd Public Utilities | 11 | 2138 | Muni | 2019 Application 12 | 13.34 | Solar |  |  | Interconnected | Brainerd | 56401 | Main | 528 | Residential |  | 66084 | 2019 | 2019
20252-215657-01 | Brainerd Public Utilities | 11 | 2138 | Muni | 2019 Application 13 | 2.03 | Solar |  |  | Interconnected | Brainerd | 56401 | Main | 528 | Residential |  | 12000 | 2019 | 2019
20252-215657-01 | Brainerd Public Utilities | 11 | 2138 | Muni | 2020 Application 14 | 4.8 | Solar |  |  | Interconnected | Brainerd | 56401 | Main | 558 | Residential |  | 9505 | 2020 | 2020
20252-215657-01 | Brainerd Public Utilities | 11 | 2138 | Muni | 2020 Application 15 | 5.6 | Solar |  |  | Interconnected | Brainerd | 56401 | Main | 558 | Residential |  | 15000 | 2020 | 2020
20252-215657-01 | Brainerd Public Utilities | 11 | 2138 | Muni | 2020 Application 16 | 7.6 | Solar |  |  | Interconnected | Brainerd | 56401 | Main | 558 | Residential |  | 10000 | 2020 | 2020
20252-215657-01 | Brainerd Public Utilities | 11 | 2138 | Muni | 2021 Application 17 | 17.3 | Solar |  |  | Interconnected | Brainerd | 56401 | Main | 528 | Commercial |  | 38000 | 2021 | 2021
20252-215657-01 | Brainerd Public Utilities | 11 | 2138 | Muni | 2021 Application 18 | 19.99 | Solar |  |  | Interconnected | Brainerd | 56401 | Main | 558 | Commercial |  | 77000 | 2021 | 2021
20252-215657-01 | Brainerd Public Utilities | 11 | 2138 | Muni | 2021 Application 19 | 9.6 | Solar |  |  | Interconnected | Brainerd | 56401 | Main | 518 | Residential |  | 26400 | 2021 | 2021
20252-215657-01 | Brainerd Public Utilities | 11 | 2138 | Muni | 2022 Application 20 | 6 | Solar |  |  | Interconnected | Brainerd | 56401 | Main | 518 | Residential |  | 32560 | 2022 | 2022
20252-215657-01 | Brainerd Public Utilities | 11 | 2138 | Muni | 2023 Application 7823 | 4.8 | Solar |  |  | Interconnected | Brainerd | 56401 | Main | 548 | Residential |  | 24900 | 2023 | 2023
20252-215657-01 | Brainerd Public Utilities | 11 | 2138 | Muni | 2023 Application 8157 | 6 | Solar |  |  | Interconnected | Brainerd | 56401 | Main | 518 | Residential |  | 40802.17 | 2023 | 2023
20252-215657-01 | Brainerd Public Utilities | 11 | 2138 | Muni | NOVA9073 | 7.56 | Solar |  |  | Interconnected | Brainerd | 56401 | Main | 518 | Residential |  | 32752 | 2024 | 2024
20252-215657-01 | Brainerd Public Utilities | 11 | 2138 | Muni | NOVA10572 | 2.88 | Solar |  |  | Interconnected | Brainerd | 56401 | Main | 518 | Residential |  | 13792.3 | 2024 | 2024
20252-215657-01 | Brainerd Public Utilities | 11 | 2138 | Muni | NOVA10636 | 39.73 | Solar |  |  | Interconnected | Baxter | 56425 | Main | 518 | Commercial |  | 65920 | 2024 | 2024
20252-215657-01 | Brainerd Public Utilities | 11 | 2138 | Muni | NOVA12178 | 2.61 | Solar |  |  | Interconnected | Brainerd | 56401 | Main | 568 | Residential |  | 13000 | 2024 | 2024
20251-214060-01 | Redwood Falls Public Utilities | 97 | 15793 | Muni | Site #1 | 10.72 | Solar |  |  | Interconnected | Redwood Falls | 56283 | West | 4 | Commercial |  |  | 2010 | 2015
20251-214060-01 | Redwood Falls Public Utilities | 97 | 15793 | Muni | Site #2 | 80 | Solar |  |  | Interconnected | Redwood Falls | 56283 | East | 1 | Commercial |  |  | 2015 | 2015
20251-214060-01 | Redwood Falls Public Utilities | 97 | 15793 | Muni | Site #3 | 6.96 | Solar |  |  | Interconnected | Redwood Falls | 56283 | West | 2 | Residential |  |  | 2021 | 2021
20251-214060-01 | Redwood Falls Public Utilities | 97 | 15793 | Muni | Site #4 | 39.9 | Solar |  |  | Active Application | Redwood Falls | 56283 | East | 4 | Industrial |  |  | 2022
20251-214060-01 | Redwood Falls Public Utilities | 97 | 15793 | Muni | Site #5 | 3.8 | Solar |  |  | Interconnected | Redwood Falls | 56283 | West | 1 | Residential |  |  | 2023 | 2024
20251-214621-01 | Renville-Sibley Coop Power Association | 98 | 15845 | Co-op | 24-36-030 | 30.12 | Solar |  |  | Interconnected | Olivia | 56277 | 2 | 322 | Commercial |  |  |  | 2016
20251-214621-01 | Renville-Sibley Coop Power Association | 98 | 15845 | Co-op | 24-36-040 | 23.18 | Solar |  |  | Interconnected | Olivia | 56277 | 2 | 322 | Commercial |  |  |  | 2016
20251-214621-01 | Renville-Sibley Coop Power Association | 98 | 15845 | Co-op | 24-36-050 | 37.82 | Solar |  |  | Interconnected | Olivia | 56277 | 2 | 322 | Residential |  |  |  | 2016
20251-214621-01 | Renville-Sibley Coop Power Association | 98 | 15845 | Co-op | 25-14-280 | 39.9 | Wind |  |  | Interconnected | Bird Island | 55310 | 2 | 222 | Commercial |  |  |  | 2011
20251-214621-01 | Renville-Sibley Coop Power Association | 98 | 15845 | Co-op | 33-18-310 | 24 | Solar |  |  | Interconnected | Renville | 56284 | 1 | 422 | Residential |  |  |  | 2015
20251-214621-01 | Renville-Sibley Coop Power Association | 98 | 15845 | Co-op | 35-10-040 | 30 | Solar |  |  | Interconnected | Olivia | 56277 | 2 | 122 | Residential |  |  |  | 2014
20251-214621-01 | Renville-Sibley Coop Power Association | 98 | 15845 | Co-op | 44-19-180 | 39.24 | Solar |  |  | Interconnected | Danube | 56230 | 4 | 222 | Residential |  |  |  | 2016
20251-214621-01 | Renville-Sibley Coop Power Association | 98 | 15845 | Co-op | 44-19-250 | 39.24 | Solar |  |  | Interconnected | Danube | 56230 | 4 | 222 | Commercial |  |  |  | 2015
20251-214621-01 | Renville-Sibley Coop Power Association | 98 | 15845 | Co-op | 44-30-080 | 39.2 | Solar |  |  | Interconnected | Danube | 56230 | 4 | 222 | Residential |  |  |  | 2015
20251-214621-01 | Renville-Sibley Coop Power Association | 98 | 15845 | Co-op | 44-31-310 | 5.4 | Other |  |  | Interconnected | Redwood Falls | 56283 | 4 | 222 | Residential |  |  |  | 2010
20251-214621-01 | Renville-Sibley Coop Power Association | 98 | 15845 | Co-op | 66-02-050 | 6.72 | Solar |  |  | Interconnected | Fairfax | 55332 | 6 | 522 | Residential |  |  |  | 2011
20251-214621-01 | Renville-Sibley Coop Power Association | 98 | 15845 | Co-op | 66-05-310 | 20 | Wind |  |  | Interconnected | Franklin | 55333 | 5 | 222 | Residential |  |  |  | 2009
20251-214621-01 | Renville-Sibley Coop Power Association | 98 | 15845 | Co-op | 67-27-260 | 39.06 | Solar |  |  | Interconnected | Fairfax | 55332 | 6 | 122 | Commercial |  |  |  | 2016
20251-214621-01 | Renville-Sibley Coop Power Association | 98 | 15845 | Co-op | 68-06-210 | 37.5 | Solar |  |  | Interconnected | Fairfax | 55332 | 6 | 422 | Residential |  |  |  | 2015
20251-214621-01 | Renville-Sibley Coop Power Association | 98 | 15845 | Co-op | 68-08-390 | 19.8 | Solar |  |  | Interconnected | Gibbon | 55335 | 6 | 422 | Residential |  |  |  | 2015
20251-214621-01 | Renville-Sibley Coop Power Association | 98 | 15845 | Co-op | 68-13-010 | 39.86 | Solar |  |  | Interconnected | Gibbon | 55335 | 6 | 422 | Commercial |  |  |  | 2016
20251-214621-01 | Renville-Sibley Coop Power Association | 98 | 15845 | Co-op | 68-23-280 | 39.06 | Solar |  |  | Interconnected | Gibbon | 55335 | 6 | 422 | Residential |  |  |  | 2016
20251-214621-01 | Renville-Sibley Coop Power Association | 98 | 15845 | Co-op | 68-26-160 | 19.8 | Solar |  |  | Interconnected | Gibbon | 55335 | 6 | 322 | Residential |  |  |  | 2016
20251-214621-01 | Renville-Sibley Coop Power Association | 98 | 15845 | Co-op | 68-28-370 | 6 | Solar |  |  | Interconnected | Gibbon | 55335 | 6 | 322 | Residential |  |  |  | 2015
20251-214621-01 | Renville-Sibley Coop Power Association | 98 | 15845 | Co-op | 33-26-260 | 23.59 | Solar |  |  | Interconnected | Renville | 56284 | 3 | 122 | Residential |  |  |  | 2016
20251-214621-01 | Renville-Sibley Coop Power Association | 98 | 15845 | Co-op | 57-26-270 | 21 | Solar |  |  | Interconnected | Fairfax | 55332 | 6 | 222 | Residential |  |  |  | 2017
20251-214621-01 | Renville-Sibley Coop Power Association | 98 | 15845 | Co-op | 22-24-320 | 35 | Solar |  |  | Interconnected | Renville | 56284 | 1 | 222 | Residential |  |  |  | 2017
20251-214621-01 | Renville-Sibley Coop Power Association | 98 | 15845 | Co-op | 45-36-170 | 35.2 | Solar |  |  | Interconnected | Bird Island | 55310 | 5 | 422 | Commercial |  |  |  | 2017
20251-214621-01 | Renville-Sibley Coop Power Association | 98 | 15845 | Co-op | 45-36-220 | 22.8 | Solar |  |  | Interconnected | Franklin | 55333 | 5 | 422 | Residential |  |  |  | 2017
20251-214621-01 | Renville-Sibley Coop Power Association | 98 | 15845 | Co-op | 45-36-250 | 35.2 | Solar |  |  | Interconnected | Franklin | 55333 | 5 | 422 | Commercial |  |  |  | 2017
20251-214621-01 | Renville-Sibley Coop Power Association | 98 | 15845 | Co-op | 55-01-140 | 35.2 | Solar |  |  | Interconnected | Franklin | 55333 | 5 | 422 | Commercial |  |  |  | 2017
20251-214621-01 | Renville-Sibley Coop Power Association | 98 | 15845 | Co-op | 55-01-180 | 35.2 | Solar |  |  | Interconnected | Franklin | 55333 | 5 | 422 | Commercial |  |  |  | 2017
20251-214621-01 | Renville-Sibley Coop Power Association | 98 | 15845 | Co-op | 67-12-080 | 17.68 | Solar |  |  | Interconnected | Fairfax | 55332 | 6 | 422 | Residential |  |  |  | 2017
20251-214621-01 | Renville-Sibley Coop Power Association | 98 | 15845 | Co-op | 57-32-320 - S | 6 | Solar |  |  | Interconnected | Fairfax | 55332 | 6 | 522 | Commercial |  |  |  | 2017
20251-214621-01 | Renville-Sibley Coop Power Association | 98 | 15845 | Co-op | 57-34-220 | 24 | Solar |  |  | Interconnected | Fairfax | 55332 | 6 | 222 | Residential |  |  |  | 2017
20251-214621-01 | Renville-Sibley Coop Power Association | 98 | 15845 | Co-op | 57-36-370 - S | 18 | Solar |  |  | Interconnected | Fairfax | 55332 | 6 | 122 | Commercial |  |  |  | 2017
20251-214621-01 | Renville-Sibley Coop Power Association | 98 | 15845 | Co-op | 67-10-250 | 18 | Solar |  |  | Interconnected | Fairfax | 55332 | 6 | 422 | Commercial |  |  |  | 2017
20251-214621-01 | Renville-Sibley Coop Power Association | 98 | 15845 | Co-op | 57-18-390 | 15 | Solar |  |  | Interconnected | Fairfax | 55332 | 6 | 122 | Residential |  |  |  | 2022
20251-214621-01 | Renville-Sibley Coop Power Association | 98 | 15845 | Co-op | 25-33-240 | 25 | Wind |  |  | Interconnected | Olivia | 56277 | 2 | 222 | Commercial |  |  |  | 2023
20251-214621-01 | Renville-Sibley Coop Power Association | 98 | 15845 | Co-op | 34-22-340 | 31.41 | Solar |  |  | Active Application | Olivia | 56277 | 3 | 222 | Commercial |  |  | 2024
20251-214621-01 | Renville-Sibley Coop Power Association | 98 | 15845 | Co-op | 57-32-320 - W | 25 | Wind |  |  | Interconnected | Fairfax | 56277 | 6 | 522 | Commercial |  |  |  | 2024
20251-214621-01 | Renville-Sibley Coop Power Association | 98 | 15845 | Co-op | 57-36-370 - W | 25 | Wind |  |  | Interconnected | Fairfax | 55332 | 6 | 122 | Commercial |  |  |  | 2024
20252-215070-01 | Rochester Public Utilities | 99 | 16181 | Muni | 7000048304 | 8.96 | Solar |  |  | Interconnected | Rochester | 55904 | Silver Lake | 304 | Residential |  | 48209 | 2024 | 2024
20252-215070-01 | Rochester Public Utilities | 99 | 16181 | Muni | 7000021848 | 7.68 | Solar |  |  | Interconnected | Rochester | 55901 | Cascade Creek | 712 | Residential |  | 40033 | 2024 | 2024
20252-215070-01 | Rochester Public Utilities | 99 | 16181 | Muni | 7000026581 | 4.48 | Solar |  |  | Interconnected | Rochester | 55906 | Silver Lake | 405 | Residential |  | 23331 | 2024 | 2024
20252-215070-01 | Rochester Public Utilities | 99 | 16181 | Muni | 7000048076 | 12.766 | Solar |  |  | Interconnected | Rochester | 55902 | Bamber Valley | 911 | Residential |  | 41314 | 2024 | 2024
20252-215070-01 | Rochester Public Utilities | 99 | 16181 | Muni | 7000087328 | 11.4 | Solar |  |  | Interconnected | Rochester | 55902 | Bamber Valley | 904 | Residential |  | 34728.5 | 2024 | 2024
20252-215070-01 | Rochester Public Utilities | 99 | 16181 | Muni | 7000033040 | 10 | Solar |  |  | Interconnected | Rochester | 55906 | Zumbro River | 804 | Residential |  | 55994.24 | 2023 | 2024
20252-215070-01 | Rochester Public Utilities | 99 | 16181 | Muni | 7000019292 | 3.84 | Solar |  |  | Interconnected | Rochester | 55904 | Willow Creek | 605 | Residential |  | 21513 | 2024 | 2024
20252-215070-01 | Rochester Public Utilities | 99 | 16181 | Muni | 7000025417 | 11.416 | Solar |  |  | Interconnected | Rochester | 55901 | Northern Hills | 1303 | Residential |  | 36400 | 2024 | 2024
20252-215070-01 | Rochester Public Utilities | 99 | 16181 | Muni | 7000087891 | 5.76 | Solar |  |  | Interconnected | Rochester | 55901 | Silver Lake | 304 | Residential |  | 29596 | 2024 | 2024
20252-215070-01 | Rochester Public Utilities | 99 | 16181 | Muni | 7000002646 | 5.76 | Solar |  |  | Interconnected | Rochester | 55906 | Silver Lake | 303 | Residential |  | 28684 | 2024 | 2024
20252-215070-01 | Rochester Public Utilities | 99 | 16181 | Muni | 7000054570 | 5.12 | Solar |  |  | Interconnected | Rochester | 55906 | Zumbro River | 815 | Residential |  | 28684 | 2024 | 2024
20252-215070-01 | Rochester Public Utilities | 99 | 16181 | Muni | 7000049692 | 5.76 | Solar |  |  | Interconnected | Rochester | 55901 | Westside | 1603 | Residential |  | 31311 | 2024 | 2024
20252-215070-01 | Rochester Public Utilities | 99 | 16181 | Muni | 7000016383 | 7.68 | Solar |  |  | Interconnected | Rochester | 55901 | Douglas Trail | 1731 | Residential |  | 40033 | 2024 | 2024
20252-215070-01 | Rochester Public Utilities | 99 | 16181 | Muni | 7000066764 | 5.12 | Solar |  |  | Interconnected | Rochester | 55904 | Willow Creek | 614 | Residential |  | 28684 | 2024 | 2024
20252-215070-01 | Rochester Public Utilities | 99 | 16181 | Muni | 7000041215 | 7.04 | Solar |  |  | Interconnected | Rochester | 55904 | Silver Lake | 304 | Residential |  | 36554 | 2024 | 2024
20252-215070-01 | Rochester Public Utilities | 99 | 16181 | Muni | 7000009509 | 6.4 | Solar |  |  | Interconnected | Rochester | 55904 | Silver Lake | 304 | Residential |  | 31311 | 2024 | 2024
20252-215070-01 | Rochester Public Utilities | 99 | 16181 | Muni | 7000086550 | 3.84 | Solar |  |  | Interconnected | Rochester | 55901 | Northern Hills | 1311 | Residential |  | 21513 | 2024 | 2024
20252-215070-01 | Rochester Public Utilities | 99 | 16181 | Muni | 7000037078 | 12.718 | Solar |  |  | Interconnected | Rochester | 55904 | Willow Creek | 614 | Residential |  | 42440 | 2024 | 2024
20252-215070-01 | Rochester Public Utilities | 99 | 16181 | Muni | 7000050923 | 8.32 | Solar |  |  | Interconnected | Rochester | 55906 | Silver Lake | 304 | Residential |  | 43512 | 2024 | 2024
20252-215070-01 | Rochester Public Utilities | 99 | 16181 | Muni | 7000042120 | 5.12 | Solar |  |  | Interconnected | Rochester | 55906 | Silver Lake | 402 | Residential |  | 28684 | 2024 | 2024
20252-215070-01 | Rochester Public Utilities | 99 | 16181 | Muni | 7000027265 | 9.765 | Solar |  |  | Interconnected | Rochester | 55901 | Zumbro River | 805 | Residential |  | 41063 | 2023 | 2024
20252-215070-01 | Rochester Public Utilities | 99 | 16181 | Muni | 7000019307 | 5.76 | Solar |  |  | Interconnected | Rochester | 55904 | Willow Creek | 605 | Residential |  | 31311 | 2024 | 2024
20252-215070-01 | Rochester Public Utilities | 99 | 16181 | Muni | 7000049688 | 8.96 | Solar |  |  | Interconnected | Rochester | 55904 | Silver Lake | 304 | Residential |  | 48209 | 2024 | 2024
20252-215070-01 | Rochester Public Utilities | 99 | 16181 | Muni | 7000009663 | 8.36 | Solar |  |  | Interconnected | Rochester | 55902 | Bamber Valley | 912 | Residential |  | 36621 | 2024 | 2024
20252-215070-01 | Rochester Public Utilities | 99 | 16181 | Muni | 7000042494 | 9.6 | Solar |  |  | Interconnected | Rochester | 55906 | Silver Lake | 405 | Residential |  | 49955 | 2024 | 2024
20252-215070-01 | Rochester Public Utilities | 99 | 16181 | Muni | 7000012940 | 5.12 | Solar |  |  | Interconnected | Rochester | 55904 | Silver Lake | 304 | Residential |  | 30968 | 2024 | 2024
20252-215070-01 | Rochester Public Utilities | 99 | 16181 | Muni | 7000045723 | 12.716 | Solar |  |  | Interconnected | Rochester | 55902 | Bamber Valley | 905 | Residential |  | 43050 | 2024 | 2024
20252-215070-01 | Rochester Public Utilities | 99 | 16181 | Muni | 7000003625 | 5.76 | Solar |  |  | Interconnected | Rochester | 55902 | Willow Creek | 612 | Residential |  | 16796 | 2024 | 2024
20252-215070-01 | Rochester Public Utilities | 99 | 16181 | Muni | 7000062483 | 8.505 | Solar |  |  | Interconnected | Rochester | 55902 | Bamber Valley | 905 | Residential |  | 39800 | 2023 | 2024
20252-215070-01 | Rochester Public Utilities | 99 | 16181 | Muni | 7000067684 | 4.48 | Solar |  |  | Interconnected | Rochester | 55901 | Northern Hills | 1311 | Residential |  | 23331 | 2024 | 2024
20252-215070-01 | Rochester Public Utilities | 99 | 16181 | Muni | 7000042896 | 10 | Solar |  |  | Interconnected | Rochester | 55901 | Zumbro River | 801 | Residential |  | 72498.32 | 2023 | 2024
20252-215070-01 | Rochester Public Utilities | 99 | 16181 | Muni | 7000001823 | 15.684 | Solar |  |  | Interconnected | Rochester | 55902 | Bamber Valley | 905 | Residential |  | 45870 | 2024 | 2024
20252-215070-01 | Rochester Public Utilities | 99 | 16181 | Muni | 7000029692 | 8 | Solar |  |  | Interconnected | Rochester | 55901 | Northern Hills | 1311 | Residential |  | 6500 | 2024 | 2024
20252-215070-01 | Rochester Public Utilities | 99 | 16181 | Muni | 7000002053 | 6.282 | Solar |  |  | Interconnected | Rochester | 55901 | Silver Lake | 305 | Residential |  | 23643 | 2024 | 2024
20252-215070-01 | Rochester Public Utilities | 99 | 16181 | Muni | 7000020245 | 6 | Solar |  |  | Interconnected | Rochester | 55902 | Bamber Valley | 904 | Residential |  | 40846 | 2023 | 2024
20252-215070-01 | Rochester Public Utilities | 99 | 16181 | Muni | 7000015565 | 7.6 | Solar |  |  | Interconnected | Rochester | 55904 | Silver Lake | 301 | Residential |  | 58996.51 | 2023 | 2024
20252-215070-01 | Rochester Public Utilities | 99 | 16181 | Muni | 7000013392 | 3.84 | Solar |  |  | Interconnected | Rochester | 55906 | Zumbro River | 815 | Residential |  | 21513 | 2024 | 2024
20252-215070-01 | Rochester Public Utilities | 99 | 16181 | Muni | 7000045610 | 5 | Solar |  |  | Interconnected | Rochester | 55901 | Northern Hills | 1311 | Residential |  | 35839 | 2023 | 2024
20252-215070-01 | Rochester Public Utilities | 99 | 16181 | Muni | 7000066742 | 14.309 | Solar |  |  | Interconnected | Rochester | 55901 | Northern Hills | 1303 | Residential |  | 49725 | 2024 | 2024
20252-215070-01 | Rochester Public Utilities | 99 | 16181 | Muni | 7000086776 | 6.4 | Solar |  |  | Interconnected | Rochester | 55901 | Northern Hills | 1304 | Residential |  | 33075 | 2024 | 2024
20252-215070-01 | Rochester Public Utilities | 99 | 16181 | Muni | 7000046255 | 6.4 | Solar |  |  | Interconnected | Rochester | 55906 | Silver Lake | 405 | Residential |  | 33075 | 2024 | 2024
20252-215070-01 | Rochester Public Utilities | 99 | 16181 | Muni | 7000051888 | 3.84 | Solar |  |  | Interconnected | Rochester | 55901 | Northern Hills | 1311 | Residential |  | 22776 | 2023 | 2023
20252-215070-01 | Rochester Public Utilities | 99 | 16181 | Muni | 7000016863 | 6.631 | Solar |  |  | Interconnected | Rochester | 55901 | Westside | 1601 | Residential |  | 27625 | 2024 | 2024
20252-215070-01 | Rochester Public Utilities | 99 | 16181 | Muni | 7000087932 | 7.68 | Solar |  |  | Interconnected | Rochester | 55902 | Bamber Valley | 905 | Residential |  | 41503 | 2024 | 2024
20252-215070-01 | Rochester Public Utilities | 99 | 16181 | Muni | 7000029476 | 6.4 | Solar |  |  | Interconnected | Rochester | 55906 | Silver Lake | 304 | Residential |  | 34790 | 2024 | 2024
20252-215070-01 | Rochester Public Utilities | 99 | 16181 | Muni | 7000016956 | 7.04 | Solar |  |  | Interconnected | Rochester | 55904 | Willow Creek | 614 | Residential |  | 33075 | 2024 | 2024
20252-215070-01 | Rochester Public Utilities | 99 | 16181 | Muni | 7000044993 | 6.08 | Solar |  |  | Interconnected | Rochester | 55902 | Cascade Creek | 703 | Residential |  | 26002 | 2024 | 2024
20252-215070-01 | Rochester Public Utilities | 99 | 16181 | Muni | 7000030735 | 8.32 | Solar |  |  | Interconnected | Rochester | 55906 | Silver Lake | 405 | Residential |  | 41748 | 2024 | 2024
20252-215070-01 | Rochester Public Utilities | 99 | 16181 | Muni | 7000007435 | 7.329 | Solar |  |  | Interconnected | Rochester | 55901 | Zumbro River | 813 | Residential |  | 29621.5 | 2024 | 2024
20252-215070-01 | Rochester Public Utilities | 99 | 16181 | Muni | 7000024158 | 5.12 | Solar |  |  | Interconnected | Rochester | 55904 | Willow Creek | 614 | Residential |  | 28684 | 2024 | 2024
20252-215070-01 | Rochester Public Utilities | 99 | 16181 | Muni | 7000007648 | 3.84 | Solar |  |  | Interconnected | Rochester | 55906 | Silver Lake | 303 | Residential |  | 21513 | 2024 | 2024
20252-215070-01 | Rochester Public Utilities | 99 | 16181 | Muni | 7000016151 | 6.9 | Solar |  |  | Interconnected | Rochester | 55904 | Willow Creek | 605 | Residential |  | 27500 | 2024 | 2024
20252-215070-01 | Rochester Public Utilities | 99 | 16181 | Muni | 7000030250 | 6.912 | Solar |  |  | Interconnected | Rochester | 55902 | Cascade Creek | 713 | Residential |  | 15000 | 2023 | 2024
20252-215070-01 | Rochester Public Utilities | 99 | 16181 | Muni | 7000048624 | 9.6 | Solar |  |  | Interconnected | Rochester | 55901 | Northern Hills | 1301 | Residential |  | 51652.5 | 2024 | 2024
20252-215070-01 | Rochester Public Utilities | 99 | 16181 | Muni | 7000071172 | 16.47 | Solar |  |  | Interconnected | Rochester | 55902 | Bamber Valley | 905 | Residential |  | 68860 | 2023 | 2024
20252-215070-01 | Rochester Public Utilities | 99 | 16181 | Muni | 7000017608 | 5.76 | Solar |  |  | Interconnected | Rochester | 55902 | Bamber Valley | 905 | Residential |  | 29596 | 2024 | 2024
20252-215070-01 | Rochester Public Utilities | 99 | 16181 | Muni | 7000033248 | 11.866 | Solar |  |  | Interconnected | Rochester | 55901 | Zumbro River | 812 | Residential |  | 43605 | 2024 | 2024
20252-215070-01 | Rochester Public Utilities | 99 | 16181 | Muni | 7000085568 | 10.47 | Solar |  |  | Interconnected | Rochester | 55902 | Bamber Valley | 904 | Residential |  | 40205 | 2023 | 2024
20252-215070-01 | Rochester Public Utilities | 99 | 16181 | Muni | 7000066551 | 13.456 | Solar |  |  | Interconnected | Rochester | 55901 | Zumbro River | 812 | Residential |  | 44000 | 2024 | 2024
20252-215070-01 | Rochester Public Utilities | 99 | 16181 | Muni | 7000072546 | 9.583 | Solar |  |  | Interconnected | Rochester | 55902 | Bamber Valley | 911 | Residential |  | 33550 | 2024 | 2024
20252-215070-01 | Rochester Public Utilities | 99 | 16181 | Muni | 7000024663 | 3.84 | Solar |  |  | Interconnected | Rochester | 55901 | Cascade Creek | 712 | Residential |  | 21513 | 2024 | 2024
20252-215070-01 | Rochester Public Utilities | 99 | 16181 | Muni | 7000062141 | 8.32 | Solar |  |  | Interconnected | Rochester | 55906 | Zumbro River | 804 | Residential |  | 43512 | 2024 | 2024
20252-215070-01 | Rochester Public Utilities | 99 | 16181 | Muni | 7000085865 | 6.4 | Solar |  |  | Interconnected | Rochester | 55901 | Northern Hills | 1303 | Residential |  | 33075 | 2024 | 2024
20252-215070-01 | Rochester Public Utilities | 99 | 16181 | Muni | 7000042153 | 6.4 | Solar |  |  | Interconnected | Rochester | 55906 | Silver Lake | 402 | Residential |  | 34790 | 2024 | 2024
20252-215070-01 | Rochester Public Utilities | 99 | 16181 | Muni | 7000016621 | 13.056 | Solar |  |  | Interconnected | Rochester | 55902 | Bamber Valley | 905 | Residential |  | 50000 | 2023 | 2024
20252-215070-01 | Rochester Public Utilities | 99 | 16181 | Muni | 7000012568 | 10.88 | Solar |  |  | Interconnected | Rochester | 55901 | Zumbro River | 812 | Residential |  | 58539.5 | 2024 | 2024
20252-215070-01 | Rochester Public Utilities | 99 | 16181 | Muni | 7000008452 | 12.285 | Solar |  |  | Interconnected | Rochester | 55902 | Bamber Valley | 911 | Residential |  | 57947 | 2023 | 2024
20252-215070-01 | Rochester Public Utilities | 99 | 16181 | Muni | 7000038590 | 7.68 | Solar |  |  | Interconnected | Rochester | 55901 | Zumbro River | 812 | Residential |  | 11100 | 2024 | 2024
20252-215070-01 | Rochester Public Utilities | 99 | 16181 | Muni | 7000029621 | 15.245 | Solar |  |  | Interconnected | Rochester | 55902 | Cascade Creek | 703 | Residential |  | 47500 | 2024 | 2024
20252-215070-01 | Rochester Public Utilities | 99 | 16181 | Muni | 7000045685 | 8.74 | Solar |  |  | Interconnected | Rochester | 55901 | Cascade Creek | 712 | Residential |  | 32513 | 2024 | 2024
20252-215070-01 | Rochester Public Utilities | 99 | 16181 | Muni | 7000063104 | 3.84 | Solar |  |  | Interconnected | Rochester | 55901 | Northern Hills | 1311 | Residential |  | 21513 | 2024 | 2024
20252-215070-01 | Rochester Public Utilities | 99 | 16181 | Muni | 7000062301 | 8.96 | Solar |  |  | Interconnected | Rochester | 55906 | Zumbro River | 804 | Residential |  | 46511.5 | 2024 | 2024
20252-215070-01 | Rochester Public Utilities | 99 | 16181 | Muni | 7000029047 | 8.32 | Solar |  |  | Interconnected | Rochester | 55901 | Northern Hills | 1303 | Residential |  | 43512 | 2024 | 2024
20252-215070-01 | Rochester Public Utilities | 99 | 16181 | Muni | 7000025405 | 9.6 | Solar |  |  | Interconnected | Rochester | 55901 | Douglas Trail | 1731 | Residential |  | 51652.5 | 2024 | 2024
20252-215070-01 | Rochester Public Utilities | 99 | 16181 | Muni | 7000063800 | 10.24 | Solar |  |  | Interconnected | Rochester | 55901 | Northern Hills | 1303 | Residential |  | 53398.5 | 2024 | 2024
20252-215070-01 | Rochester Public Utilities | 99 | 16181 | Muni | 7000002595 | 8.82 | Solar |  |  | Interconnected | Rochester | 55906 | Zumbro River | 804 | Residential |  | 26556.21 | 2024 | 2024
20252-215070-01 | Rochester Public Utilities | 99 | 16181 | Muni | 7000048719 | 9.6 | Solar |  |  | Interconnected | Rochester | 55901 | Northern Hills | 1301 | Residential |  | 49955 | 2024 | 2024
20252-215070-01 | Rochester Public Utilities | 99 | 16181 | Muni | 7000065317 | 5.12 | Solar |  |  | Interconnected | Rochester | 55901 | Northern Hills | 1301 | Residential |  | 26916.5 | 2024 | 2024
20252-215070-01 | Rochester Public Utilities | 99 | 16181 | Muni | 7000040151 | 6 | Solar |  |  | Interconnected | Rochester | 55902 | Willow Creek | 603 | Residential |  | 41600.24 | 2023 | 2024
20252-215070-01 | Rochester Public Utilities | 99 | 16181 | Muni | 7000021223 | 18.56 | Solar |  |  | Interconnected | Rochester | 55901 | Douglas Trail | 1731 | Residential |  | 98164 | 2024 | 2024
20252-215070-01 | Rochester Public Utilities | 99 | 16181 | Muni | 7000013817 | 7.04 | Solar |  |  | Interconnected | Rochester | 55902 | Bamber Valley | 911 | Residential |  | 38269 | 2024 | 2024
20252-215070-01 | Rochester Public Utilities | 99 | 16181 | Muni | 7000008774 | 6.96 | Solar |  |  | Interconnected | Rochester | 55901 | Zumbro River | 812 | Residential |  | 55083 | 2022 | 2024
20252-215070-01 | Rochester Public Utilities | 99 | 16181 | Muni | 7000022767 | 3.8 | Solar |  |  | Interconnected | Rochester | 55901 | Zumbro River | 812 | Residential |  | 31645 | 2024 | 2024
20252-215070-01 | Rochester Public Utilities | 99 | 16181 | Muni | 7000045847 | 10.24 | Solar |  |  | Interconnected | Rochester | 55906 | Silver Lake | 304 | Residential |  | 53398.5 | 2024 | 2024
20252-215070-01 | Rochester Public Utilities | 99 | 16181 | Muni | 7000021078 | 3.84 | Solar |  |  | Interconnected | Rochester | 55901 | Northern Hills | 1311 | Residential |  | 21513 | 2024 | 2024
20252-215070-01 | Rochester Public Utilities | 99 | 16181 | Muni | 7000025567 | 3.84 | Solar |  |  | Interconnected | Rochester | 55901 | Cascade Creek | 712 | Residential |  | 21513 | 2024 | 2024
20252-215070-01 | Rochester Public Utilities | 99 | 16181 | Muni | 7000012037 | 9.6 | Solar |  |  | Interconnected | Rochester | 55902 | Bamber Valley | 904 | Residential |  | 24081 | 2024 | 2024
20252-215070-01 | Rochester Public Utilities | 99 | 16181 | Muni | 7000041831 | 4 | Solar |  |  | Interconnected | Rochester | 55902 | Cascade Creek | 703 | Residential |  | 55553.51 | 2024 | 2024
20252-215070-01 | Rochester Public Utilities | 99 | 16181 | Muni | 7000018315 | 14.06 | Solar |  |  | Interconnected | Rochester | 55901 | Westside | 1601 | Residential |  | 46652 | 2024 | 2024
20252-215070-01 | Rochester Public Utilities | 99 | 16181 | Muni | 7000027035 | 5 | Solar |  |  | Interconnected | Rochester | 55901 | Silver Lake | 305 | Residential |  | 39154.52 | 2023 | 2024
20252-215070-01 | Rochester Public Utilities | 99 | 16181 | Muni | 7000011569 | 3.8 | Solar |  |  | Interconnected | Rochester | 55904 | Silver Lake | 405 | Residential |  | 27891.56 | 2023 | 2024
20252-215070-01 | Rochester Public Utilities | 99 | 16181 | Muni | 7000037995 | 6.4 | Solar |  |  | Interconnected | Rochester | 55901 | Cascade Creek | 712 | Residential |  | 15000 | 2024 | 2024
20252-215070-01 | Rochester Public Utilities | 99 | 16181 | Muni | 7000067010 | 8.538 | Solar |  |  | Interconnected | Rochester | 55901 | Zumbro River | 812 | Residential |  | 29100 | 2024 | 2024
20252-215070-01 | Rochester Public Utilities | 99 | 16181 | Muni | 7000021923 | 5.76 | Solar |  |  | Interconnected | Rochester | 55906 | Silver Lake | 304 | Residential |  | 29596 | 2024 | 2024
20252-215070-01 | Rochester Public Utilities | 99 | 16181 | Muni | 7000015335 | 7.6 | Solar |  |  | Interconnected | Rochester | 55901 | Zumbro River | 814 | Residential |  | 53609.6 | 2023 | 2024
20252-215070-01 | Rochester Public Utilities | 99 | 16181 | Muni | 7000072804 | 10.88 | Solar |  |  | Interconnected | Rochester | 55901 | Northern Hills | 1301 | Residential |  | 58539.5 | 2024 | 2024
20252-215070-01 | Rochester Public Utilities | 99 | 16181 | Muni | 7000017537 | 8.96 | Solar |  |  | Interconnected | Rochester | 55901 | Northern Hills | 1311 | Residential |  | 46511.5 | 2024 | 2024
20252-215070-01 | Rochester Public Utilities | 99 | 16181 | Muni | 7000025654 | 7.68 | Solar |  |  | Interconnected | Rochester | 55906 | Silver Lake | 304 | Residential |  | 38269 | 2024 | 2024
20252-215070-01 | Rochester Public Utilities | 99 | 16181 | Muni | 7000039735 | 8.411 | Solar |  |  | Interconnected | Rochester | 55904 | Willow Creek | 604 | Residential |  | 36306 | 2023 | 2024
20252-215070-01 | Rochester Public Utilities | 99 | 16181 | Muni | 7000039023 | 8.628 | Solar |  | X | Interconnected | Rochester | 55906 | Silver Lake | 402 | Residential |  | 50240 | 2023 | 2024
20252-215070-01 | Rochester Public Utilities | 99 | 16181 | Muni | 7000052052 | 8.32 | Solar |  |  | Interconnected | Rochester | 55906 | Silver Lake | 304 | Residential |  | 43512 | 2024 | 2024
20252-215070-01 | Rochester Public Utilities | 99 | 16181 | Muni | 7000085895 | 8.96 | Solar |  |  | Interconnected | Rochester | 55901 | Northern Hills | 1301 | Residential |  | 48209 | 2024 | 2024
20252-215070-01 | Rochester Public Utilities | 99 | 16181 | Muni | 7000084555 | 14.08 | Solar |  |  | Interconnected | Rochester | 55902 | Bamber Valley | 905 | Residential |  | 75757 | 2024 | 2024
20252-215070-01 | Rochester Public Utilities | 99 | 16181 | Muni | 7000013816 | 9.12 | Solar |  |  | Interconnected | Rochester | 55901 | Northern Hills | 1311 | Residential |  | 34741 | 2024 | 2024
20252-215070-01 | Rochester Public Utilities | 99 | 16181 | Muni | 7000010308 | 5.1 | Solar |  |  | Interconnected | Rochester | 55902 | Bamber Valley | 912 | Residential |  | 18487.5 | 2024 | 2024
20252-215070-01 | Rochester Public Utilities | 99 | 16181 | Muni | 7000000342 | 11.4 | Solar |  |  | Interconnected | Rochester | 55902 | Bamber Valley | 911 | Residential |  | 44555 | 2023 | 2024
20252-215070-01 | Rochester Public Utilities | 99 | 16181 | Muni | 7000004407 | 5.7 | Solar |  |  | Interconnected | Rochester | 55902 | Willow Creek | 601 | Residential |  | 26310 | 2024 | 2024
20252-215070-01 | Rochester Public Utilities | 99 | 16181 | Muni | 7000050342 | 5 | Solar |  |  | Interconnected | Rochester | 55906 | Silver Lake | 304 | Residential |  | 45848.81 | 2024 | 2024
20252-215070-01 | Rochester Public Utilities | 99 | 16181 | Muni | 7000044960 | 6.615 | Solar |  |  | Interconnected | Rochester | 55902 | Bamber Valley | 905 | Residential |  | 36653 | 2023 | 2024
20252-215070-01 | Rochester Public Utilities | 99 | 16181 | Muni | 7000016915 | 10.415 | Solar |  |  | Interconnected | Rochester | 55902 | Bamber Valley | 911 | Residential |  | 34600 | 2024 | 2024
20252-215070-01 | Rochester Public Utilities | 99 | 16181 | Muni | 7000008889 | 7.68 | Solar |  |  | Interconnected | Rochester | 55902 | Bamber Valley | 911 | Residential |  | 31907.69 | 2023 | 2024
20252-215070-01 | Rochester Public Utilities | 99 | 16181 | Muni | 7000000177 | 6.98 | Solar |  |  | Interconnected | Rochester | 55901 | Zumbro River | 812 | Residential |  | 27740 | 2023 | 2023
20252-215070-01 | Rochester Public Utilities | 99 | 16181 | Muni | 7000000211 | 5.76 | Solar |  |  | Interconnected | Rochester | 55902 | Bamber Valley | 905 | Residential |  | 34153 | 2023 | 2023
20252-215070-01 | Rochester Public Utilities | 99 | 16181 | Muni | 7000000294 | 5.48 | Solar |  |  | Interconnected | Rochester | 55901 | Cascade Creek | 712 | Residential |  | 33120 | 2022 | 2022
20252-215070-01 | Rochester Public Utilities | 99 | 16181 | Muni | 7000000315 | 6.24 | Solar |  |  | Interconnected | Rochester | 55902 | Bamber Valley | 905 | Residential |  | 35860 | 2012 | 2012
20252-215070-01 | Rochester Public Utilities | 99 | 16181 | Muni | 7000000401 | 7.375 | Solar |  |  | Interconnected | Rochester | 55901 | Northern Hills | 1301 | Residential |  | 35000 | 2018 | 2018
20252-215070-01 | Rochester Public Utilities | 99 | 16181 | Muni | 7000000513 | 6.96 | Solar |  |  | Interconnected | Rochester | 55904 | Willow Creek | 613 | Residential |  | 44162 | 2022 | 2022
20252-215070-01 | Rochester Public Utilities | 99 | 16181 | Muni | 7000000540 | 8.7 | Solar |  |  | Interconnected | Rochester | 55902 | Bamber Valley | 911 | Residential |  | 34716 | 2022 | 2022
20252-215070-01 | Rochester Public Utilities | 99 | 16181 | Muni | 7000000755 | 5.5 | Solar |  |  | Interconnected | Rochester | 55902 | Bamber Valley | 905 | Residential |  | 22110 | 2021 | 2021
20252-215070-01 | Rochester Public Utilities | 99 | 16181 | Muni | 7000000758 | 9 | Solar |  |  | Interconnected | Rochester | 55902 | Bamber Valley | 912 | Residential |  | 30527 | 2018 | 2018
20252-215070-01 | Rochester Public Utilities | 99 | 16181 | Muni | 7000000924 | 5.76 | Solar |  |  | Interconnected | Rochester | 55902 | Bamber Valley | 911 | Residential |  | 23900 | 2017 | 2017
20252-215070-01 | Rochester Public Utilities | 99 | 16181 | Muni | 7000001774 | 7.6 | Solar |  |  | Interconnected | Rochester | 55904 | Willow Creek | 605 | Residential |  | 26650 | 2022 | 2022
20252-215070-01 | Rochester Public Utilities | 99 | 16181 | Muni | 7000001958 | 5.825 | Solar |  |  | Interconnected | Rochester | 55901 | Cascade Creek | 712 | Residential |  | 22500 | 2022 | 2023
20252-215070-01 | Rochester Public Utilities | 99 | 16181 | Muni | 7000002039 | 6.4 | Solar |  |  | Interconnected | Rochester | 55901 | Silver Lake | 305 | Residential |  | 25756 | 2021 | 2021
20252-215070-01 | Rochester Public Utilities | 99 | 16181 | Muni | 7000002043 | 3.8 | Solar |  |  | Interconnected | Rochester | 55901 | Silver Lake | 305 | Residential |  | 17315 | 2021 | 2021
20252-215070-01 | Rochester Public Utilities | 99 | 16181 | Muni | 7000002151 | 6.14 | Solar |  |  | Interconnected | Rochester | 55901 | Cascade Creek | 701 | Residential |  | 25287 | 2017 | 2017
20252-215070-01 | Rochester Public Utilities | 99 | 16181 | Muni | 7000002479 | 5.6 | Solar |  |  | Interconnected | Rochester | 55901 | Cascade Creek | 701 | Residential |  | 23677 | 2015 | 2015
20252-215070-01 | Rochester Public Utilities | 99 | 16181 | Muni | 7000002541 | 6 | Solar |  |  | Interconnected | Rochester | 55906 | Silver Lake | 405 | Residential |  | 22194 | 2020 | 2020
20252-215070-01 | Rochester Public Utilities | 99 | 16181 | Muni | 7000002607 | 3.9 | Solar |  |  | Interconnected | Rochester | 55906 | Silver Lake | 303 | Residential |  | 18691 | 2018 | 2018
20252-215070-01 | Rochester Public Utilities | 99 | 16181 | Muni | 7000002946 | 5 | Solar |  |  | Interconnected | Rochester | 55906 | Silver Lake | 405 | Residential |  | 29997 | 2021 | 2021
20252-215070-01 | Rochester Public Utilities | 99 | 16181 | Muni | 7000003063 | 4.35 | Solar |  |  | Interconnected | Rochester | 55901 | Zumbro River | 813 | Residential |  | 20308 | 2022 | 2022
20252-215070-01 | Rochester Public Utilities | 99 | 16181 | Muni | 7000003177 | 4.9 | Solar |  |  | Interconnected | Rochester | 55901 | Zumbro River | 813 | Residential |  | 27234 | 2021 | 2021
20252-215070-01 | Rochester Public Utilities | 99 | 16181 | Muni | 7000003486 | 5 | Solar |  |  | Interconnected | Rochester | 55901 | Zumbro River | 813 | Residential |  | 20145 | 2021 | 2021
20252-215070-01 | Rochester Public Utilities | 99 | 16181 | Muni | 7000004042 | 7.83 | Solar |  |  | Interconnected | Rochester | 55902 | Zumbro River | 901 | Residential |  | 39096 | 2023 | 2023
20252-215070-01 | Rochester Public Utilities | 99 | 16181 | Muni | 7000004070 | 9.75 | Solar |  |  | Interconnected | Rochester | 55902 | Bamber Valley | 904 | Residential |  | 35165 | 2016 | 2016
20252-215070-01 | Rochester Public Utilities | 99 | 16181 | Muni | 7000004335 | 9.6 | Solar |  |  | Interconnected | Rochester | 55902 | Willow Creek | 601 | Residential |  | 8500 | 2020 | 2020
20252-215070-01 | Rochester Public Utilities | 99 | 16181 | Muni | 7000004707 | 13.2 | Solar |  |  | Interconnected | Rochester | 55901 | Cascade Creek | 712 | Residential |  | 45600 | 2015 | 2015
20252-215070-01 | Rochester Public Utilities | 99 | 16181 | Muni | 7000004718 | 14.21 | Solar |  |  | Interconnected | Rochester | 55902 | Bamber Valley | 905 | Residential |  | 56860 | 2022 | 2023
20252-215070-01 | Rochester Public Utilities | 99 | 16181 | Muni | 7000004839 | 7 | Solar |  |  | Interconnected | Rochester | 55901 | Northern Hills | 1301 | Residential |  | 36690 | 2021 | 2021
20252-215070-01 | Rochester Public Utilities | 99 | 16181 | Muni | 7000005125 | 8.7 | Solar |  |  | Interconnected | Rochester | 55902 | Bamber Valley | 912 | Residential |  | 30100 | 2020 | 2020
20252-215070-01 | Rochester Public Utilities | 99 | 16181 | Muni | 7000005154 | 4.637 | Solar |  |  | Interconnected | Rochester | 55902 | Bamber Valley | 904 | Residential |  | 23040 | 2023 | 2023
20252-215070-01 | Rochester Public Utilities | 99 | 16181 | Muni | 7000005287 | 9.397 | Solar |  |  | Interconnected | Rochester | 55902 | Willow Creek | 612 | Residential |  | 35010 | 2022 | 2023
20252-215070-01 | Rochester Public Utilities | 99 | 16181 | Muni | 7000005362 | 7.6 | Solar |  |  | Interconnected | Rochester | 55906 | Zumbro River | 804 | Residential |  | 38950 | 2019 | 2019
20252-215070-01 | Rochester Public Utilities | 99 | 16181 | Muni | 7000007608 | 8.25 | Solar |  |  | Interconnected | Rochester | 55906 | Silver Lake | 303 | Residential |  | 31200 | 2014 | 2014
20252-215070-01 | Rochester Public Utilities | 99 | 16181 | Muni | 7000007698 | 4.5 | Solar |  |  | Interconnected | Rochester | 55906 | Silver Lake | 405 | Residential |  | 17999 | 2021 | 2022
20252-215070-01 | Rochester Public Utilities | 99 | 16181 | Muni | 7000008116 | 9.28 | Solar |  |  | Interconnected | Rochester | 55906 | Silver Lake | 402 | Residential |  | 33857 | 2022 | 2022
20252-215070-01 | Rochester Public Utilities | 99 | 16181 | Muni | 7000008195 | 7.2 | Solar |  |  | Interconnected | Rochester | 55901 | Douglas Trail | 1601 | Residential |  | 20547 | 2020 | 2021
20252-215070-01 | Rochester Public Utilities | 99 | 16181 | Muni | 7000008435 | 15.356 | Solar |  | X | Interconnected | Rochester | 55902 | Bamber Valley | 911 | Residential |  | 81075.92 | 2023 | 2023
20252-215070-01 | Rochester Public Utilities | 99 | 16181 | Muni | 7000008448 | 19.5 | Solar |  |  | Interconnected | Rochester | 55902 | Bamber Valley | 911 | Residential |  | 57176 | 2017 | 2017
20252-215070-01 | Rochester Public Utilities | 99 | 16181 | Muni | 7000008472 | 12 | Solar |  |  | Interconnected | Rochester | 55902 | Bamber Valley | 911 | Residential |  | 50902 | 2013 | 2013
20252-215070-01 | Rochester Public Utilities | 99 | 16181 | Muni | 7000008477 | 10 | Solar |  |  | Interconnected | Rochester | 55902 | Bamber Valley | 911 | Residential |  | 34300 | 2021 | 2021
20252-215070-01 | Rochester Public Utilities | 99 | 16181 | Muni | 7000008515 | 6.4 | Solar |  |  | Interconnected | Rochester | 55901 | Northern Hills | 1301 | Residential |  | 38171 | 2023 | 2023
20252-215070-01 | Rochester Public Utilities | 99 | 16181 | Muni | 7000008621 | 5.8 | Solar |  |  | Interconnected | Rochester | 55902 | Bamber Valley | 905 | Residential |  | 24332 | 2022 | 2023
20252-215070-01 | Rochester Public Utilities | 99 | 16181 | Muni | 7000008650 | 7.7 | Solar |  |  | Interconnected | Rochester | 55901 | Northern Hills | 1312 | Residential |  | 30400 | 2014 | 2014
20252-215070-01 | Rochester Public Utilities | 99 | 16181 | Muni | 7000008798 | 12 | Solar |  |  | Interconnected | Rochester | 55902 | Bamber Valley | 911 | Residential |  | 42800 | 2021 | 2021
20252-215070-01 | Rochester Public Utilities | 99 | 16181 | Muni | 7000008949 | 4.94 | Solar |  |  | Interconnected | Rochester | 55901 | Northern Hills | 1303 | Residential |  | 19660 | 2012 | 2012
20252-215070-01 | Rochester Public Utilities | 99 | 16181 | Muni | 7000008959 | 5.12 | Solar |  |  | Interconnected | Rochester | 55901 | Northern Hills | 1303 | Residential |  | 30720 | 2022 | 2022
20252-215070-01 | Rochester Public Utilities | 99 | 16181 | Muni | 7000008963 | 10.73 | Solar |  |  | Interconnected | Rochester | 55902 | Bamber Valley | 905 | Residential |  | 55500 | 2022 | 2022
20252-215070-01 | Rochester Public Utilities | 99 | 16181 | Muni | 7000009088 | 5.25 | Solar |  |  | Interconnected | Rochester | 55902 | Bamber Valley | 912 | Residential |  | 13910 | 2014 | 2014
20252-215070-01 | Rochester Public Utilities | 99 | 16181 | Muni | 7000009156 | 9.75 | Solar |  |  | Interconnected | Rochester | 55901 | Cascade Creek | 712 | Residential |  | 36800 | 2022 | 2023
20252-215070-01 | Rochester Public Utilities | 99 | 16181 | Muni | 7000009157 | 5.12 | Solar |  |  | Interconnected | Rochester | 55901 | Zumbro River | 812 | Residential |  | 31360 | 2022 | 2022
20252-215070-01 | Rochester Public Utilities | 99 | 16181 | Muni | 7000009204 | 10.44 | Solar |  |  | Interconnected | Rochester | 55902 | Cascade Creek | 703 | Residential |  | 38425 | 2022 | 2023
20252-215070-01 | Rochester Public Utilities | 99 | 16181 | Muni | 7000009361 | 7.6 | Solar |  |  | Interconnected | Rochester | 55901 | Zumbro River | 812 | Residential |  | 23300 | 2021 | 2021
20252-215070-01 | Rochester Public Utilities | 99 | 16181 | Muni | 7000009472 | 5.76 | Solar |  |  | Interconnected | Rochester | 55901 | Northern Hills | 1305 | Residential |  | 36162 | 2023 | 2023
20252-215070-01 | Rochester Public Utilities | 99 | 16181 | Muni | 7000009590 | 7.6 | Solar |  |  | Interconnected | Rochester | 55901 | Northern Hills | 1303 | Residential |  | 24630 | 2021 | 2021
20252-215070-01 | Rochester Public Utilities | 99 | 16181 | Muni | 7000009617 | 5.52 | Solar |  |  | Interconnected | Rochester | 55902 | Bamber Valley | 905 | Residential |  |  | 2012 | 2012
20252-215070-01 | Rochester Public Utilities | 99 | 16181 | Muni | 7000009720 | 8.32 | Solar |  |  | Interconnected | Rochester | 55901 | Northern Hills | 1301 | Residential |  | 51701 | 2023 | 2023
20252-215070-01 | Rochester Public Utilities | 99 | 16181 | Muni | 7000009789 | 11.4 | Solar |  |  | Interconnected | Rochester | 55902 | Bamber Valley | 911 | Residential |  | 37464 | 2021 | 2022
20252-215070-01 | Rochester Public Utilities | 99 | 16181 | Muni | 7000010287 | 5.04 | Solar |  |  | Interconnected | Rochester | 55902 | Bamber Valley | 912 | Residential |  | 23600 | 2015 | 2015
20252-215070-01 | Rochester Public Utilities | 99 | 16181 | Muni | 7000010326 | 8.725 | Solar |  |  | Interconnected | Rochester | 55902 | Cascade Creek | 703 | Residential |  | 30000 | 2022 | 2022
20252-215070-01 | Rochester Public Utilities | 99 | 16181 | Muni | 7000010339 | 10 | Solar |  |  | Interconnected | Rochester | 55902 | Silver Lake | 401 | Residential |  | 30800 | 2020 | 2020
20252-215070-01 | Rochester Public Utilities | 99 | 16181 | Muni | 7000010453 | 9.25 | Solar |  |  | Interconnected | Rochester | 55902 | Bamber Valley | 905 | Residential |  | 13500 | 2021 | 2022
20252-215070-01 | Rochester Public Utilities | 99 | 16181 | Muni | 7000011116 | 6 | Solar |  |  | Interconnected | Rochester | 55901 | Zumbro River | 801 | Residential |  | 22762 | 2020 | 2020
20252-215070-01 | Rochester Public Utilities | 99 | 16181 | Muni | 7000011224 | 6 | Solar |  |  | Interconnected | Rochester | 55901 | Zumbro River | 801 | Residential |  | 20960 | 2019 | 2019
20252-215070-01 | Rochester Public Utilities | 99 | 16181 | Muni | 7000012042 | 10 | Solar |  |  | Interconnected | Rochester | 55902 | Bamber Valley | 904 | Residential |  | 29700 | 2021 | 2021
20252-215070-01 | Rochester Public Utilities | 99 | 16181 | Muni | 7000012051 | 9.074 | Solar |  |  | Interconnected | Rochester | 55902 | Bamber Valley | 905 | Residential |  | 30300 | 2022 | 2022
20252-215070-01 | Rochester Public Utilities | 99 | 16181 | Muni | 7000012243 | 10 | Solar |  |  | Interconnected | Rochester | 55902 | Bamber Valley | 905 | Residential |  | 34800 | 2020 | 2020
20252-215070-01 | Rochester Public Utilities | 99 | 16181 | Muni | 7000012319 | 6.075 | Solar |  |  | Interconnected | Rochester | 55906 | Silver Lake | 405 | Residential |  | 25820 | 2011 | 2011
20252-215070-01 | Rochester Public Utilities | 99 | 16181 | Muni | 7000012333 | 8.26 | Solar |  |  | Interconnected | Rochester | 55902 | Willow Creek | 603 | Residential |  | 33330 | 2023 | 2023
20252-215070-01 | Rochester Public Utilities | 99 | 16181 | Muni | 7000012513 | 7.6 | Solar |  |  | Interconnected | Rochester | 55902 | Bamber Valley | 904 | Residential |  | 25580 | 2019 | 2019
20252-215070-01 | Rochester Public Utilities | 99 | 16181 | Muni | 7000012574 | 10 | Solar |  |  | Interconnected | Rochester | 55901 | Zumbro River | 812 | Residential |  | 28013 | 2021 | 2021
20252-215070-01 | Rochester Public Utilities | 99 | 16181 | Muni | 7000012610 | 3.45 | Solar |  |  | Interconnected | Rochester | 55902 | Bamber Valley | 911 | Residential |  |  | 2010 | 2010
20252-215070-01 | Rochester Public Utilities | 99 | 16181 | Muni | 7000012627 | 5.12 | Solar |  |  | Interconnected | Rochester | 55901 | Northern Hills | 1311 | Residential |  | 32144 | 2023 | 2023
20252-215070-01 | Rochester Public Utilities | 99 | 16181 | Muni | 7000012650 | 5.5 | Solar |  |  | Interconnected | Rochester | 55902 | Cascade Creek | 703 | Residential |  | 23204 | 2016 | 2016
20252-215070-01 | Rochester Public Utilities | 99 | 16181 | Muni | 7000012740 | 13.6 | Solar |  |  | Interconnected | Rochester | 55902 | Bamber Valley | 905 | Residential |  | 41862 | 2020 | 2020
20252-215070-01 | Rochester Public Utilities | 99 | 16181 | Muni | 7000012773 | 13.44 | Solar |  |  | Interconnected | Rochester | 55901 | Westside | 1603 | Residential |  | 79640 | 2022 | 2022
20252-215070-01 | Rochester Public Utilities | 99 | 16181 | Muni | 7000012862 | 10 | Solar |  |  | Interconnected | Rochester | 55902 | Cascade Creek | 703 | Residential |  | 32150 | 2019 | 2019
20252-215070-01 | Rochester Public Utilities | 99 | 16181 | Muni | 7000012884 | 9.772 | Solar |  |  | Interconnected | Rochester | 55906 | Silver Lake | 304 | Residential |  | 35520 | 2022 | 2023
20252-215070-01 | Rochester Public Utilities | 99 | 16181 | Muni | 7000013067 | 7.04 | Solar |  |  | Interconnected | Rochester | 55901 | Zumbro River | 812 | Residential |  | 41160 | 2022 | 2022
20252-215070-01 | Rochester Public Utilities | 99 | 16181 | Muni | 7000013384 | 5.1 | Solar |  |  | Interconnected | Rochester | 55906 | Silver Lake | 304 | Residential |  | 20650 | 2014 | 2014
20252-215070-01 | Rochester Public Utilities | 99 | 16181 | Muni | 7000013517 | 9.3 | Solar |  | X | Interconnected | Rochester | 55901 | Northern Hills | 1301 | Residential |  | 31400 | 2017 | 2017
20252-215070-01 | Rochester Public Utilities | 99 | 16181 | Muni | 7000013527 | 4.48 | Solar |  |  | Interconnected | Rochester | 55902 | Bamber Valley | 911 | Residential |  | 28280 | 2022 | 2023
20252-215070-01 | Rochester Public Utilities | 99 | 16181 | Muni | 7000013545 | 7.04 | Solar |  |  | Interconnected | Rochester | 55902 | Bamber Valley | 905 | Residential |  | 43747 | 2023 | 2023
20252-215070-01 | Rochester Public Utilities | 99 | 16181 | Muni | 7000013629 | 6.4 | Solar |  |  | Interconnected | Rochester | 55901 | Zumbro River | 812 | Residential |  | 37240 | 2022 | 2022
20252-215070-01 | Rochester Public Utilities | 99 | 16181 | Muni | 7000013643 | 5.12 | Solar |  |  | Interconnected | Rochester | 55902 | Bamber Valley | 905 | Residential |  | 32144 | 2023 | 2023
20252-215070-01 | Rochester Public Utilities | 99 | 16181 | Muni | 7000014659 | 4.64 | Solar |  |  | Interconnected | Rochester | 55902 | Silver Lake | 401 | Residential |  | 16000 | 2022 | 2022
20252-215070-01 | Rochester Public Utilities | 99 | 16181 | Muni | 7000014662 | 3.84 | Solar |  |  | Interconnected | Rochester | 55902 | Silver Lake | 401 | Residential |  | 18879 | 2022 | 2022
20252-215070-01 | Rochester Public Utilities | 99 | 16181 | Muni | 7000014706 | 11.4 | Solar |  | X | Interconnected | Rochester | 55902 | Bamber Valley | 912 | Residential |  | 35020 | 2020 | 2021
20252-215070-01 | Rochester Public Utilities | 99 | 16181 | Muni | 7000014737 | 6 | Solar |  |  | Interconnected | Rochester | 55902 | Silver Lake | 401 | Residential |  | 24741 | 2019 | 2019
20252-215070-01 | Rochester Public Utilities | 99 | 16181 | Muni | 7000014820 | 5.6 | Solar |  |  | Interconnected | Rochester | 55902 | Silver Lake | 401 | Residential |  | 11900 | 2016 | 2016
20252-215070-01 | Rochester Public Utilities | 99 | 16181 | Muni | 7000015110 | 5.5 | Solar |  |  | Interconnected | Rochester | 55901 | Zumbro River | 805 | Residential |  | 22450 | 2014 | 2014
20252-215070-01 | Rochester Public Utilities | 99 | 16181 | Muni | 7000015707 | 5.12 | Solar |  |  | Interconnected | Rochester | 55904 | Silver Lake | 301 | Residential |  | 31360 | 2022 | 2023
20252-215070-01 | Rochester Public Utilities | 99 | 16181 | Muni | 7000016165 | 7.25 | Solar |  |  | Interconnected | Rochester | 55906 | Silver Lake | 405 | Residential |  | 37987 | 2023 | 2023
20252-215070-01 | Rochester Public Utilities | 99 | 16181 | Muni | 7000016265 | 8.4 | Solar |  |  | Interconnected | Rochester | 55902 | Bamber Valley | 912 | Residential |  | 34600 | 2016 | 2016
20252-215070-01 | Rochester Public Utilities | 99 | 16181 | Muni | 7000016352 | 16.82 | Solar |  |  | Interconnected | Rochester | 55901 | Douglas Trail | 1731 | Residential |  | 85263 | 2022 | 2022
20252-215070-01 | Rochester Public Utilities | 99 | 16181 | Muni | 7000016373 | 27.5 | Solar |  |  | Interconnected | Rochester | 55902 | Bamber Valley | 911 | Residential |  | 68880 | 2019 | 2019
20252-215070-01 | Rochester Public Utilities | 99 | 16181 | Muni | 7000016575 | 16.64 | Solar |  |  | Interconnected | Rochester | 55902 | Bamber Valley | 911 | Residential |  | 64237 | 2022 | 2023
20252-215070-01 | Rochester Public Utilities | 99 | 16181 | Muni | 7000016589 | 5.48 | Solar |  |  | Interconnected | Rochester | 55902 | Bamber Valley | 905 | Residential |  | 33220 | 2021 | 2022
20252-215070-01 | Rochester Public Utilities | 99 | 16181 | Muni | 7000016648 | 11.4 | Solar |  |  | Interconnected | Rochester | 55902 | Bamber Valley | 911 | Residential |  | 38470 | 2021 | 2021
20252-215070-01 | Rochester Public Utilities | 99 | 16181 | Muni | 7000016661 | 16.82 | Solar |  |  | Interconnected | Rochester | 55902 | Bamber Valley | 905 | Residential |  | 59940 | 2022 | 2022
20252-215070-01 | Rochester Public Utilities | 99 | 16181 | Muni | 7000016668 | 6.4 | Solar |  |  | Interconnected | Rochester | 55901 | Northern Hills | 1311 | Residential |  | 39200 | 2022 | 2022
20252-215070-01 | Rochester Public Utilities | 99 | 16181 | Muni | 7000016730 | 11.4 | Solar |  |  | Interconnected | Rochester | 55902 | Bamber Valley | 911 | Residential |  | 39610 | 2020 | 2020
20252-215070-01 | Rochester Public Utilities | 99 | 16181 | Muni | 7000016890 | 8.505 | Solar |  |  | Interconnected | Rochester | 55901 | Westside | 1601 | Residential |  | 35500 | 2023 | 2023
20252-215070-01 | Rochester Public Utilities | 99 | 16181 | Muni | 7000016896 | 9.57 | Solar |  |  | Interconnected | Rochester | 55901 | Westside | 1601 | Residential |  | 56026 | 2022 | 2023
20252-215070-01 | Rochester Public Utilities | 99 | 16181 | Muni | 7000016902 | 6.03 | Solar |  |  | Interconnected | Rochester | 55901 | Westside | 1601 | Residential |  | 36532 | 2022 | 2022
20252-215070-01 | Rochester Public Utilities | 99 | 16181 | Muni | 7000017018 | 7.68 | Solar |  |  | Interconnected | Rochester | 55901 | Cascade Creek | 712 | Residential |  | 45736 | 2023 | 2023
20252-215070-01 | Rochester Public Utilities | 99 | 16181 | Muni | 7000017234 | 10 | Solar |  |  | Interconnected | Rochester | 55906 | Zumbro River | 804 | Residential |  | 31365 | 2020 | 2020
20252-215070-01 | Rochester Public Utilities | 99 | 16181 | Muni | 7000017342 | 0.35 | Solar |  |  | Interconnected | Rochester | 55901 | Northern Hills | 1301 | Residential |  |  | 2012 | 2012
20252-215070-01 | Rochester Public Utilities | 99 | 16181 | Muni | 7000017371 | 4.48 | Solar |  |  | Interconnected | Rochester | 55902 | Bamber Valley | 905 | Residential |  | 26917 | 2023 | 2023
20252-215070-01 | Rochester Public Utilities | 99 | 16181 | Muni | 7000017395 | 5 | Solar |  |  | Interconnected | Rochester | 55901 | Cascade Creek | 712 | Residential |  | 20600 | 2015 | 2015
20252-215070-01 | Rochester Public Utilities | 99 | 16181 | Muni | 7000017409 | 11.46 | Solar |  |  | Interconnected | Rochester | 55906 | Zumbro River | 804 | Residential |  | 40320 | 2023 | 2023
20252-215070-01 | Rochester Public Utilities | 99 | 16181 | Muni | 7000017435 | 6 | Solar |  |  | Interconnected | Rochester | 55902 | Bamber Valley | 905 | Residential |  | 22066 | 2020 | 2020
20252-215070-01 | Rochester Public Utilities | 99 | 16181 | Muni | 7000017659 | 9.7 | Solar |  |  | Interconnected | Rochester | 55902 | Cascade Creek | 703 | Residential |  | 29250 | 2013 | 2013
20252-215070-01 | Rochester Public Utilities | 99 | 16181 | Muni | 7000017701 | 7.8 | Solar |  |  | Interconnected | Rochester | 55901 | Northern Hills | 1302 | Residential |  | 25671 | 2018 | 2018
20252-215070-01 | Rochester Public Utilities | 99 | 16181 | Muni | 7000017703 | 7.2 | Solar |  |  | Interconnected | Rochester | 55901 | Northern Hills | 1311 | Residential |  | 25170 | 2017 | 2017
20252-215070-01 | Rochester Public Utilities | 99 | 16181 | Muni | 7000017816 | 6.576 | Solar |  |  | Interconnected | Rochester | 55901 | Northern Hills | 1311 | Residential |  | 38088 | 2022 | 2022
20252-215070-01 | Rochester Public Utilities | 99 | 16181 | Muni | 7000017890 | 5.5 | Solar |  |  | Interconnected | Rochester | 55901 | Northern Hills | 1301 | Residential |  | 27902 | 2021 | 2021
20252-215070-01 | Rochester Public Utilities | 99 | 16181 | Muni | 7000017928 | 3.8 | Solar |  |  | Interconnected | Rochester | 55901 | Northern Hills | 1303 | Residential |  | 34865 | 2022 | 2023
20252-215070-01 | Rochester Public Utilities | 99 | 16181 | Muni | 7000017929 | 8.2 | Solar |  |  | Interconnected | Rochester | 55901 | Northern Hills | 1303 | Residential |  | 23987 | 2020 | 2021
20252-215070-01 | Rochester Public Utilities | 99 | 16181 | Muni | 7000017964 | 5.12 | Solar |  |  | Interconnected | Rochester | 55901 | Northern Hills | 1303 | Residential |  | 32144 | 2023 | 2023
20252-215070-01 | Rochester Public Utilities | 99 | 16181 | Muni | 7000017980 | 7.15 | Solar |  |  | Interconnected | Rochester | 55901 | Northern Hills | 1301 | Residential |  | 25100 | 2018 | 2018
20252-215070-01 | Rochester Public Utilities | 99 | 16181 | Muni | 7000017983 | 8.12 | Solar |  |  | Interconnected | Rochester | 55901 | Cascade Creek | 712 | Residential |  | 47737 | 2022 | 2023
20252-215070-01 | Rochester Public Utilities | 99 | 16181 | Muni | 7000017998 | 4.64 | Solar |  |  | Interconnected | Rochester | 55901 | Cascade Creek | 703 | Residential |  | 22451 | 2019 | 2019
20252-215070-01 | Rochester Public Utilities | 99 | 16181 | Muni | 7000018229 | 3.84 | Solar |  |  | Interconnected | Rochester | 55901 | Cascade Creek | 712 | Residential |  | 23425 | 2022 | 2022
20252-215070-01 | Rochester Public Utilities | 99 | 16181 | Muni | 7000018250 | 7.6 | Solar |  |  | Interconnected | Rochester | 55901 | Westside | 1601 | Residential |  | 26115 | 2021 | 2021
20252-215070-01 | Rochester Public Utilities | 99 | 16181 | Muni | 7000018836 | 6 | Solar |  |  | Interconnected | Rochester | 55902 | Bamber Valley | 901 | Residential |  | 16000 | 2020 | 2020
20252-215070-01 | Rochester Public Utilities | 99 | 16181 | Muni | 7000020513 | 9.1 | Solar |  |  | Interconnected | Rochester | 55901 | Cascade Creek | 712 | Residential |  | 34250 | 2022 | 2023
20252-215070-01 | Rochester Public Utilities | 99 | 16181 | Muni | 7000020572 | 21.289 | Solar |  |  | Interconnected | Rochester | 55902 | Bamber Valley | 911 | Residential |  | 62841 | 2023 | 2023
20252-215070-01 | Rochester Public Utilities | 99 | 16181 | Muni | 7000020578 | 7.6 | Solar |  |  | Interconnected | Rochester | 55901 | Northern Hills | 1301 | Residential |  | 43392 | 2021 | 2021
20252-215070-01 | Rochester Public Utilities | 99 | 16181 | Muni | 7000020631 | 5.8 | Solar |  |  | Interconnected | Rochester | 55902 | Bamber Valley | 904 | Residential |  | 21920 | 2014 | 2014
20252-215070-01 | Rochester Public Utilities | 99 | 16181 | Muni | 7000020665 | 17.4 | Solar |  |  | Interconnected | Rochester | 55902 | Bamber Valley | 911 | Residential |  | 50015 | 2019 | 2020
20252-215070-01 | Rochester Public Utilities | 99 | 16181 | Muni | 7000020668 | 7.6 | Solar |  |  | Interconnected | Rochester | 55902 | Bamber Valley | 905 | Residential |  | 22066 | 2020 | 2020
20252-215070-01 | Rochester Public Utilities | 99 | 16181 | Muni | 7000020944 | 4.4 | Solar |  |  | Interconnected | Rochester | 55901 | Northern Hills | 1301 | Residential |  | 24288 | 2021 | 2021
20252-215070-01 | Rochester Public Utilities | 99 | 16181 | Muni | 7000021086 | 3.84 | Solar |  |  | Interconnected | Rochester | 55901 | Northern Hills | 1311 | Residential |  | 22220 | 2022 | 2022
20252-215070-01 | Rochester Public Utilities | 99 | 16181 | Muni | 7000021273 | 4.48 | Solar |  |  | Interconnected | Rochester | 55906 | Silver Lake | 304 | Residential |  | 26260 | 2022 | 2022
20252-215070-01 | Rochester Public Utilities | 99 | 16181 | Muni | 7000021375 | 6.4 | Solar |  |  | Interconnected | Rochester | 55901 | Northern Hills | 1311 | Residential |  | 39200 | 2022 | 2022
20252-215070-01 | Rochester Public Utilities | 99 | 16181 | Muni | 7000021404 | 10 | Solar |  |  | Interconnected | Rochester | 55901 | Northern Hills | 1311 | Residential |  | 32857 | 2020 | 2020
20252-215070-01 | Rochester Public Utilities | 99 | 16181 | Muni | 7000021477 | 7.6 | Solar |  | X | Interconnected | Rochester | 55906 | Silver Lake | 304 | Residential |  | 38780 | 2020 | 2020
20252-215070-01 | Rochester Public Utilities | 99 | 16181 | Muni | 7000021981 | 3.8 | Solar |  |  | Interconnected | Rochester | 55901 | Northern Hills | 1311 | Residential |  | 22330 | 2021 | 2022
20252-215070-01 | Rochester Public Utilities | 99 | 16181 | Muni | 7000021984 | 5 | Solar |  |  | Interconnected | Rochester | 55901 | Northern Hills | 1311 | Residential |  | 26041 | 2020 | 2021
20252-215070-01 | Rochester Public Utilities | 99 | 16181 | Muni | 7000023193 | 8.725 | Solar |  |  | Interconnected | Rochester | 55901 | Silver Lake | 305 | Residential |  | 30695 | 2022 | 2023
20252-215070-01 | Rochester Public Utilities | 99 | 16181 | Muni | 7000023399 | 6.282 | Solar |  |  | Interconnected | Rochester | 55901 | Zumbro River | 805 | Residential |  | 21300 | 2022 | 2022
20252-215070-01 | Rochester Public Utilities | 99 | 16181 | Muni | 7000023554 | 5.76 | Solar |  |  | Interconnected | Rochester | 55904 | Willow Creek | 605 | Residential |  | 36954 | 2022 | 2023
20252-215070-01 | Rochester Public Utilities | 99 | 16181 | Muni | 7000023608 | 0.175 | Solar |  |  | Interconnected | Rochester | 55904 | Willow Creek | 605 | Residential |  |  | 2015 | 2015
20252-215070-01 | Rochester Public Utilities | 99 | 16181 | Muni | 7000023668 | 6 | Solar |  |  | Interconnected | Rochester | 55904 | Willow Creek | 605 | Residential |  | 22670 | 2019 | 2019
20252-215070-01 | Rochester Public Utilities | 99 | 16181 | Muni | 7000023734 | 5.6 | Solar |  |  | Interconnected | Rochester | 55904 | Willow Creek | 605 | Residential |  | 27100 | 2013 | 2013
20252-215070-01 | Rochester Public Utilities | 99 | 16181 | Muni | 7000024177 | 7.6 | Solar |  |  | Interconnected | Rochester | 55904 | Willow Creek | 613 | Residential |  | 23000 | 2018 | 2019
20252-215070-01 | Rochester Public Utilities | 99 | 16181 | Muni | 7000024468 | 7.678 | Solar |  |  | Interconnected | Rochester | 55901 | Northern Hills | 1302 | Residential |  | 27170 | 2022 | 2022
20252-215070-01 | Rochester Public Utilities | 99 | 16181 | Muni | 7000024470 | 9 | Solar |  |  | Interconnected | Rochester | 55901 | Westside | 1601 | Residential |  | 14800 | 2021 | 2021
20252-215070-01 | Rochester Public Utilities | 99 | 16181 | Muni | 7000024538 | 8.41 | Solar |  |  | Interconnected | Rochester | 55902 | Bamber Valley | 911 | Residential |  | 61710 | 2022 | 2022
20252-215070-01 | Rochester Public Utilities | 99 | 16181 | Muni | 7000024583 | 2.55 | Solar |  |  | Interconnected | Rochester | 55901 | Cascade Creek | 712 | Residential |  | 16000 | 2013 | 2013
20252-215070-01 | Rochester Public Utilities | 99 | 16181 | Muni | 7000025015 | 6.38 | Solar |  |  | Interconnected | Rochester | 55901 | Northern Hills | 1301 | Residential |  | 26391 | 2022 | 2022
20252-215070-01 | Rochester Public Utilities | 99 | 16181 | Muni | 7000025016 | 6.576 | Solar |  |  | Interconnected | Rochester | 55902 | Bamber Valley | 905 | Residential |  | 39744 | 2022 | 2022
20252-215070-01 | Rochester Public Utilities | 99 | 16181 | Muni | 7000025020 | 11.4 | Solar |  |  | Interconnected | Rochester | 55902 | Bamber Valley | 905 | Residential |  | 37837 | 2020 | 2020
20252-215070-01 | Rochester Public Utilities | 99 | 16181 | Muni | 7000025100 | 3.84 | Solar |  |  | Interconnected | Rochester | 55901 | Northern Hills | 1301 | Residential |  | 21780 | 2022 | 2022
20252-215070-01 | Rochester Public Utilities | 99 | 16181 | Muni | 7000025200 | 4.9 | Solar |  |  | Interconnected | Rochester | 55901 | Northern Hills | 1311 | Residential |  | 29908 | 2021 | 2022
20252-215070-01 | Rochester Public Utilities | 99 | 16181 | Muni | 7000025234 | 7.04 | Solar |  |  | Interconnected | Rochester | 55906 | Silver Lake | 304 | Residential |  | 43120 | 2022 | 2022
20252-215070-01 | Rochester Public Utilities | 99 | 16181 | Muni | 7000025238 | 4.48 | Solar |  |  | Interconnected | Rochester | 55901 | Northern Hills | 1311 | Residential |  | 26917 | 2023 | 2023
20252-215070-01 | Rochester Public Utilities | 99 | 16181 | Muni | 7000025271 | 6.4 | Solar |  |  | Interconnected | Rochester | 55906 | Silver Lake | 304 | Residential |  | 37240 | 2022 | 2023
20252-215070-01 | Rochester Public Utilities | 99 | 16181 | Muni | 7000025301 | 7.68 | Solar |  |  | Interconnected | Rochester | 55901 | Cascade Creek | 712 | Residential |  | 47724 | 2023 | 2023
20252-215070-01 | Rochester Public Utilities | 99 | 16181 | Muni | 7000025480 | 8.564 | Solar |  |  | Interconnected | Rochester | 55901 | Northern Hills | 1311 | Residential |  | 31950 | 2023 | 2023
20252-215070-01 | Rochester Public Utilities | 99 | 16181 | Muni | 7000025733 | 8.8 | Solar |  |  | Interconnected | Rochester | 55906 | Silver Lake | 304 | Residential |  | 30628 | 2016 | 2016
20252-215070-01 | Rochester Public Utilities | 99 | 16181 | Muni | 7000025739 | 4.4 | Solar |  |  | Interconnected | Rochester | 55901 | Cascade Creek | 712 | Residential |  | 20420 | 2014 | 2014
20252-215070-01 | Rochester Public Utilities | 99 | 16181 | Muni | 7000025925 | 4.886 | Solar |  |  | Interconnected | Rochester | 55902 | Bamber Valley | 911 | Residential |  | 22408 | 2023 | 2023
20252-215070-01 | Rochester Public Utilities | 99 | 16181 | Muni | 7000025962 | 5.5 | Solar |  |  | Interconnected | Rochester | 55901 | Northern Hills | 1311 | Residential |  | 33220 | 2021 | 2022
20252-215070-01 | Rochester Public Utilities | 99 | 16181 | Muni | 7000026017 | 6 | Solar |  |  | Interconnected | Rochester | 55902 | Silver Lake | 401 | Residential |  | 38330 | 2021 | 2021
20252-215070-01 | Rochester Public Utilities | 99 | 16181 | Muni | 7000026079 | 8.32 | Solar |  |  | Interconnected | Rochester | 55902 | Silver Lake | 401 | Residential |  | 24251 | 2022 | 2022
20252-215070-01 | Rochester Public Utilities | 99 | 16181 | Muni | 7000026408 | 6 | Solar |  |  | Interconnected | Rochester | 55902 | Bamber Valley | 912 | Residential |  | 21385 | 2021 | 2021
20252-215070-01 | Rochester Public Utilities | 99 | 16181 | Muni | 7000026727 | 8.832 | Solar |  |  | Interconnected | Rochester | 55906 | Silver Lake | 405 | Residential |  | 23394 | 2023 | 2023
20252-215070-01 | Rochester Public Utilities | 99 | 16181 | Muni | 7000026958 | 8.768 | Solar |  |  | Interconnected | Rochester | 55906 | Silver Lake | 405 | Residential |  | 24800 | 2022 | 2022
20252-215070-01 | Rochester Public Utilities | 99 | 16181 | Muni | 7000026971 | 9.86 | Solar |  |  | Interconnected | Rochester | 55906 | Silver Lake | 305 | Residential |  | 57210 | 2022 | 2022
20252-215070-01 | Rochester Public Utilities | 99 | 16181 | Muni | 7000027047 | 7.6 | Solar |  |  | Interconnected | Rochester | 55901 | Zumbro River | 805 | Residential |  | 29050 | 2021 | 2022
20252-215070-01 | Rochester Public Utilities | 99 | 16181 | Muni | 7000027224 | 6 | Solar |  |  | Interconnected | Rochester | 55901 | Zumbro River | 813 | Residential |  | 22450 | 2019 | 2019
20252-215070-01 | Rochester Public Utilities | 99 | 16181 | Muni | 7000027408 | 8.32 | Solar |  |  | Interconnected | Rochester | 55901 | Zumbro River | 805 | Residential |  | 32799 | 2023 | 2023
20252-215070-01 | Rochester Public Utilities | 99 | 16181 | Muni | 7000028151 | 2.9 | Solar |  |  | Interconnected | Rochester | 55901 | Zumbro River | 812 | Residential |  | 16000 | 2021 | 2021
20252-215070-01 | Rochester Public Utilities | 99 | 16181 | Muni | 7000028331 | 9.18 | Solar |  |  | Interconnected | Rochester | 55901 | Zumbro River | 812 | Residential |  | 38560 | 2013 | 2013
20252-215070-01 | Rochester Public Utilities | 99 | 16181 | Muni | 7000028552 | 4.9 | Solar |  |  | Interconnected | Rochester | 55906 | Silver Lake | 405 | Residential |  | 21400 | 2011 | 2011
20252-215070-01 | Rochester Public Utilities | 99 | 16181 | Muni | 7000028591 | 10.71 | Solar |  |  | Interconnected | Rochester | 55901 | Westside | 1601 | Residential |  | 33000 | 2019 | 2019
20252-215070-01 | Rochester Public Utilities | 99 | 16181 | Muni | 7000028706 | 11.6 | Solar |  |  | Interconnected | Rochester | 55902 | Bamber Valley | 904 | Residential |  | 24000 | 2022 | 2023
20252-215070-01 | Rochester Public Utilities | 99 | 16181 | Muni | 7000028783 | 9.8 | Solar |  |  | Interconnected | Rochester | 55902 | Bamber Valley | 912 | Residential |  | 33120 | 2021 | 2021
20252-215070-01 | Rochester Public Utilities | 99 | 16181 | Muni | 7000028799 | 9.074 | Solar |  |  | Interconnected | Rochester | 55902 | Bamber Valley | 911 | Residential |  | 41154.24 | 2023 | 2023
20252-215070-01 | Rochester Public Utilities | 99 | 16181 | Muni | 7000028846 | 6.5 | Solar |  |  | Interconnected | Rochester | 55906 | Silver Lake | 304 | Residential |  | 26250 | 2013 | 2013
20252-215070-01 | Rochester Public Utilities | 99 | 16181 | Muni | 7000028971 | 6.555 | Solar |  |  | Interconnected | Rochester | 55901 | Cascade Creek | 712 | Residential |  | 23688 | 2018 | 2018
20252-215070-01 | Rochester Public Utilities | 99 | 16181 | Muni | 7000028994 | 8.32 | Solar |  |  | Interconnected | Rochester | 55901 | Cascade Creek | 712 | Residential |  | 48500 | 2022 | 2022
20252-215070-01 | Rochester Public Utilities | 99 | 16181 | Muni | 7000029125 | 7.25 | Solar |  |  | Interconnected | Rochester | 55906 | Silver Lake | 304 | Residential |  | 37117 | 2019 | 2019
20252-215070-01 | Rochester Public Utilities | 99 | 16181 | Muni | 7000029131 | 5.76 | Solar |  |  | Interconnected | Rochester | 55906 | Silver Lake | 304 | Residential |  | 33320 | 2022 | 2022
20252-215070-01 | Rochester Public Utilities | 99 | 16181 | Muni | 7000029174 | 12.185 | Solar |  |  | Interconnected | Rochester | 55901 | Northern Hills | 1301 | Residential |  | 41950 | 2022 | 2023
20252-215070-01 | Rochester Public Utilities | 99 | 16181 | Muni | 7000029190 | 7.6 | Solar |  |  | Interconnected | Rochester | 55902 | Bamber Valley | 911 | Residential |  | 12410 | 2022 | 2022
20252-215070-01 | Rochester Public Utilities | 99 | 16181 | Muni | 7000029199 | 7.7 | Solar |  |  | Interconnected | Rochester | 55901 | Northern Hills | 1301 | Residential |  | 27360 | 2018 | 2018
20252-215070-01 | Rochester Public Utilities | 99 | 16181 | Muni | 7000029236 | 8.376 | Solar |  |  | Interconnected | Rochester | 55902 | Bamber Valley | 911 | Residential |  | 38766 | 2022 | 2023
20252-215070-01 | Rochester Public Utilities | 99 | 16181 | Muni | 7000029238 | 7.8 | Solar |  |  | Interconnected | Rochester | 55902 | Cascade Creek | 703 | Residential |  | 26659 | 2016 | 2016
20252-215070-01 | Rochester Public Utilities | 99 | 16181 | Muni | 7000029383 | 4.6 | Solar |  |  | Interconnected | Rochester | 55901 | Northern Hills | 1311 | Residential |  | 19960 | 2012 | 2012
20252-215070-01 | Rochester Public Utilities | 99 | 16181 | Muni | 7000029456 | 8.68 | Solar |  |  | Interconnected | Rochester | 55901 | Northern Hills | 1312 | Residential |  | 30216 | 2015 | 2015
20252-215070-01 | Rochester Public Utilities | 99 | 16181 | Muni | 7000029515 | 5.76 | Solar |  |  | Interconnected | Rochester | 55901 | Westside | 1601 | Residential |  | 33320 | 2022 | 2022
20252-215070-01 | Rochester Public Utilities | 99 | 16181 | Muni | 7000029546 | 10.5 | Solar |  |  | Interconnected | Rochester | 55902 | Bamber Valley | 912 | Residential |  | 34225 | 2020 | 2020
20252-215070-01 | Rochester Public Utilities | 99 | 16181 | Muni | 7000029553 | 7.68 | Solar |  |  | Interconnected | Rochester | 55901 | Northern Hills | 1311 | Residential |  | 44814 | 2023 | 2024
20252-215070-01 | Rochester Public Utilities | 99 | 16181 | Muni | 7000029555 | 6.96 | Solar |  |  | Interconnected | Rochester | 55906 | Silver Lake | 304 | Residential |  | 28048 | 2022 | 2022
20252-215070-01 | Rochester Public Utilities | 99 | 16181 | Muni | 7000029611 | 5.12 | Solar |  |  | Interconnected | Rochester | 55901 | Cascade Creek | 712 | Residential |  | 31460 | 2022 | 2023
20252-215070-01 | Rochester Public Utilities | 99 | 16181 | Muni | 7000029805 | 5.035 | Solar |  |  | Interconnected | Rochester | 55902 | Cascade Creek | 703 | Residential |  | 21450 | 2013 | 2013
20252-215070-01 | Rochester Public Utilities | 99 | 16181 | Muni | 7000029973 | 6.36 | Solar |  |  | Interconnected | Rochester | 55902 | Bamber Valley | 905 | Residential |  | 25920 | 2013 | 2013
20252-215070-01 | Rochester Public Utilities | 99 | 16181 | Muni | 7000029988 | 7.6 | Solar |  |  | Interconnected | Rochester | 55906 | Silver Lake | 304 | Residential |  | 26630 | 2020 | 2020
20252-215070-01 | Rochester Public Utilities | 99 | 16181 | Muni | 7000030259 | 12.285 | Solar |  |  | Interconnected | Rochester | 55902 | Cascade Creek | 713 | Residential |  | 55890 | 2023 | 2023
20252-215070-01 | Rochester Public Utilities | 99 | 16181 | Muni | 7000030623 | 3.3 | Solar |  |  | Interconnected | Rochester | 55906 | Silver Lake | 405 | Residential |  | 16800 | 2014 | 2014
20252-215070-01 | Rochester Public Utilities | 99 | 16181 | Muni | 7000030763 | 6 | Solar |  |  | Interconnected | Rochester | 55906 | Silver Lake | 405 | Residential |  | 26852 | 2019 | 2019
20252-215070-01 | Rochester Public Utilities | 99 | 16181 | Muni | 7000031033 | 2 | Solar |  |  | Interconnected | Rochester | 55901 | Silver Lake | 305 | Residential |  | 10373 | 2020 | 2020
20252-215070-01 | Rochester Public Utilities | 99 | 16181 | Muni | 7000031263 | 7.54 | Solar |  |  | Interconnected | Rochester | 55901 | Zumbro River | 813 | Residential |  | 44473 | 2022 | 2022
20252-215070-01 | Rochester Public Utilities | 99 | 16181 | Muni | 7000031867 | 8 | Solar |  |  | Interconnected | Rochester | 55904 | Silver Lake | 301 | Residential |  | 64764 | 2022 | 2023
20252-215070-01 | Rochester Public Utilities | 99 | 16181 | Muni | 7000032072 | 7 | Solar |  |  | Interconnected | Rochester | 55901 | Zumbro River | 815 | Residential |  | 25450 | 2018 | 2018
20252-215070-01 | Rochester Public Utilities | 99 | 16181 | Muni | 7000032470 | 10.121 | Solar |  |  | Interconnected | Rochester | 55901 | Zumbro River | 812 | Residential |  | 36315 | 2022 | 2023
20252-215070-01 | Rochester Public Utilities | 99 | 16181 | Muni | 7000032493 | 8.96 | Solar |  |  | Interconnected | Rochester | 55901 | Northern Hills | 1301 | Residential |  | 53690 | 2023 | 2023
20252-215070-01 | Rochester Public Utilities | 99 | 16181 | Muni | 7000032523 | 6.825 | Solar |  |  | Interconnected | Rochester | 55901 | Cascade Creek | 712 | Residential |  | 24100 | 2018 | 2018
20252-215070-01 | Rochester Public Utilities | 99 | 16181 | Muni | 7000032602 | 5.32 | Solar |  |  | Interconnected | Rochester | 55904 | Willow Creek | 613 | Residential |  | 22500 | 2015 | 2015
20252-215070-01 | Rochester Public Utilities | 99 | 16181 | Muni | 7000032683 | 2.56 | Solar |  |  | Interconnected | Rochester | 55902 | Bamber Valley | 905 | Residential |  | 12098.19 | 2022 | 2023
20252-215070-01 | Rochester Public Utilities | 99 | 16181 | Muni | 7000032720 | 6.612 | Solar |  |  | Interconnected | Rochester | 55906 | Zumbro River | 804 | Residential |  | 26394 | 2022 | 2022
20252-215070-01 | Rochester Public Utilities | 99 | 16181 | Muni | 7000032823 | 10 | Solar |  |  | Interconnected | Rochester | 55901 | Northern Hills | 1301 | Residential |  | 31450 | 2020 | 2020
20252-215070-01 | Rochester Public Utilities | 99 | 16181 | Muni | 7000032961 | 7.68 | Solar |  |  | Interconnected | Rochester | 55901 | Northern Hills | 1301 | Residential |  | 47724 | 2023 | 2023
20252-215070-01 | Rochester Public Utilities | 99 | 16181 | Muni | 7000033028 | 3.84 | Solar |  |  | Interconnected | Rochester | 55901 | Zumbro River | 812 | Residential |  | 24240 | 2022 | 2022
20252-215070-01 | Rochester Public Utilities | 99 | 16181 | Muni | 7000033029 | 7.9 | Solar |  |  | Interconnected | Rochester | 55901 | Northern Hills | 1311 | Residential |  | 31600 | 2014 | 2014
20252-215070-01 | Rochester Public Utilities | 99 | 16181 | Muni | 7000033049 | 4.9 | Solar |  |  | Interconnected | Rochester | 55901 | Northern Hills | 1311 | Residential |  | 27324 | 2021 | 2021
20252-215070-01 | Rochester Public Utilities | 99 | 16181 | Muni | 7000033124 | 10.01 | Solar |  |  | Interconnected | Rochester | 55902 | Bamber Valley | 905 | Residential |  | 36610 | 2016 | 2016
20252-215070-01 | Rochester Public Utilities | 99 | 16181 | Muni | 7000033150 | 7.309 | Solar |  |  | Interconnected | Rochester | 55902 | Bamber Valley | 905 | Residential |  | 30140 | 2023 | 2023
20252-215070-01 | Rochester Public Utilities | 99 | 16181 | Muni | 7000033267 | 6.4 | Solar |  |  | Interconnected | Rochester | 55902 | Bamber Valley | 905 | Residential |  | 37240 | 2022 | 2022
20252-215070-01 | Rochester Public Utilities | 99 | 16181 | Muni | 7000033360 | 10.88 | Solar |  |  | Interconnected | Rochester | 55901 | Northern Hills | 1301 | Residential |  | 67609 | 2023 | 2023
20252-215070-01 | Rochester Public Utilities | 99 | 16181 | Muni | 7000033371 | 11.1 | Solar |  |  | Interconnected | Rochester | 55901 | Northern Hills | 1302 | Residential |  | 33269 | 2020 | 2021
20252-215070-01 | Rochester Public Utilities | 99 | 16181 | Muni | 7000033464 | 5.76 | Solar |  |  | Interconnected | Rochester | 55901 | Cascade Creek | 712 | Residential |  | 33320 | 2022 | 2022
20252-215070-01 | Rochester Public Utilities | 99 | 16181 | Muni | 7000033465 | 9.05 | Solar |  |  | Interconnected | Rochester | 55902 | Bamber Valley | 905 | Residential |  | 34000 | 2023 | 2023
20252-215070-01 | Rochester Public Utilities | 99 | 16181 | Muni | 7000033509 | 7.665 | Solar |  |  | Interconnected | Rochester | 55906 | Silver Lake | 304 | Residential |  | 25093 | 2018 | 2018
20252-215070-01 | Rochester Public Utilities | 99 | 16181 | Muni | 7000033519 | 4.48 | Solar |  |  | Interconnected | Rochester | 55906 | Silver Lake | 304 | Residential |  | 28987 | 2023 | 2023
20252-215070-01 | Rochester Public Utilities | 99 | 16181 | Muni | 7000033540 | 3.84 | Solar |  |  | Interconnected | Rochester | 55901 | Douglas Trail | 1731 | Residential |  | 24040 | 2021 | 2022
20252-215070-01 | Rochester Public Utilities | 99 | 16181 | Muni | 7000033550 | 4.4 | Solar |  |  | Interconnected | Rochester | 55901 | Douglas Trail | 1731 | Residential |  | 25650 | 2021 | 2022
20252-215070-01 | Rochester Public Utilities | 99 | 16181 | Muni | 7000033560 | 5 | Solar |  |  | Interconnected | Rochester | 55901 | Northern Hills | 1312 | Residential |  | 23325 | 2019 | 2019
20252-215070-01 | Rochester Public Utilities | 99 | 16181 | Muni | 7000033637 | 11.51 | Solar |  |  | Interconnected | Rochester | 55901 | Douglas Trail | 1731 | Residential |  | 67258 | 2021 | 2022
20252-215070-01 | Rochester Public Utilities | 99 | 16181 | Muni | 7000033645 | 6.4 | Solar |  |  | Interconnected | Rochester | 55901 | Douglas Trail | 1731 | Residential |  | 40180 | 2023 | 2023
20252-215070-01 | Rochester Public Utilities | 99 | 16181 | Muni | 7000033937 | 11.4 | Solar |  |  | Interconnected | Rochester | 55902 | Bamber Valley | 911 | Residential |  | 39025 | 2021 | 2021
20252-215070-01 | Rochester Public Utilities | 99 | 16181 | Muni | 7000033956 | 5.31 | Solar |  |  | Interconnected | Rochester | 55901 | Northern Hills | 1301 | Residential |  | 29000 | 2023 | 2023
20252-215070-01 | Rochester Public Utilities | 99 | 16181 | Muni | 7000033961 | 4.188 | Solar |  |  | Interconnected | Rochester | 55901 | Northern Hills | 1301 | Residential |  | 20579.37 | 2023 | 2023
20252-215070-01 | Rochester Public Utilities | 99 | 16181 | Muni | 7000033969 | 10.6 | Solar |  |  | Interconnected | Rochester | 55901 | Northern Hills | 1301 | Residential |  | 36700 | 2021 | 2021
20252-215070-01 | Rochester Public Utilities | 99 | 16181 | Muni | 7000033976 | 8.536 | Solar |  |  | Interconnected | Rochester | 55901 | Northern Hills | 1301 | Residential |  | 30650 | 2023 | 2023
20252-215070-01 | Rochester Public Utilities | 99 | 16181 | Muni | 7000034349 | 8.8 | Solar |  |  | Interconnected | Rochester | 55901 | Cascade Creek | 713 | Residential |  | 16700 | 2014 | 2014
20252-215070-01 | Rochester Public Utilities | 99 | 16181 | Muni | 7000034600 | 3.8 | Solar |  |  | Interconnected | Rochester | 55906 | Silver Lake | 402 | Residential |  | 12442 | 2019 | 2019
20252-215070-01 | Rochester Public Utilities | 99 | 16181 | Muni | 7000034771 | 2.59 | Solar |  |  | Interconnected | Rochester | 55906 | Silver Lake | 402 | Residential |  |  | 2004 | 2004
20252-215070-01 | Rochester Public Utilities | 99 | 16181 | Muni | 7000034969 | 5.6 | Solar |  |  | Interconnected | Rochester | 55906 | Silver Lake | 402 | Residential |  | 23227 | 2016 | 2016
20252-215070-01 | Rochester Public Utilities | 99 | 16181 | Muni | 7000035109 | 4.06 | Solar |  |  | Interconnected | Rochester | 55901 | Zumbro River | 812 | Residential |  | 17576 | 2021 | 2022
20252-215070-01 | Rochester Public Utilities | 99 | 16181 | Muni | 7000035163 | 9.28 | Solar |  |  | Interconnected | Rochester | 55901 | Zumbro River | 812 | Residential |  | 53053 | 2022 | 2022
20252-215070-01 | Rochester Public Utilities | 99 | 16181 | Muni | 7000036070 | 11.4 | Solar |  |  | Interconnected | Rochester | 55901 | Zumbro River | 813 | Residential |  | 35900 | 2020 | 2020
20252-215070-01 | Rochester Public Utilities | 99 | 16181 | Muni | 7000036305 | 7.6 | Solar |  | X | Interconnected | Rochester | 55906 | Zumbro River | 804 | Residential |  | 39375 | 2021 | 2021
20252-215070-01 | Rochester Public Utilities | 99 | 16181 | Muni | 7000037093 | 10 | Solar |  |  | Interconnected | Rochester | 55901 | Zumbro River | 812 | Residential |  | 32560 | 2020 | 2020
20252-215070-01 | Rochester Public Utilities | 99 | 16181 | Muni | 7000037163 | 7.6 | Solar |  |  | Interconnected | Rochester | 55901 | Cascade Creek | 712 | Residential |  | 29649 | 2018 | 2018
20252-215070-01 | Rochester Public Utilities | 99 | 16181 | Muni | 7000037214 | 14.848 | Solar |  |  | Interconnected | Rochester | 55901 | Northern Hills | 1302 | Residential |  | 46305 | 2023 | 2023
20252-215070-01 | Rochester Public Utilities | 99 | 16181 | Muni | 7000037216 | 9.9 | Solar |  |  | Interconnected | Rochester | 55901 | Zumbro River | 812 | Residential |  | 36650 | 2012 | 2012
20252-215070-01 | Rochester Public Utilities | 99 | 16181 | Muni | 7000037256 | 4.48 | Solar |  |  | Interconnected | Rochester | 55901 | Douglas Trail | 1731 | Residential |  | 28987 | 2023 | 2023
20252-215070-01 | Rochester Public Utilities | 99 | 16181 | Muni | 7000037296 | 5.76 | Solar |  |  | Interconnected | Rochester | 55901 | Northern Hills | 1311 | Residential |  | 33320 | 2022 | 2022
20252-215070-01 | Rochester Public Utilities | 99 | 16181 | Muni | 7000037411 | 6.4 | Solar |  |  | Interconnected | Rochester | 55901 | Northern Hills | 1311 | Residential |  | 40180 | 2023 | 2023
20252-215070-01 | Rochester Public Utilities | 99 | 16181 | Muni | 7000037455 | 7.6 | Solar |  |  | Interconnected | Rochester | 55906 | Silver Lake | 304 | Residential |  | 34950 | 2020 | 2020
20252-215070-01 | Rochester Public Utilities | 99 | 16181 | Muni | 7000037609 | 5.865 | Solar |  |  | Interconnected | Rochester | 55906 | Silver Lake | 402 | Residential |  | 27100 | 2013 | 2013
20252-215070-01 | Rochester Public Utilities | 99 | 16181 | Muni | 7000037702 | 11.9 | Solar |  |  | Interconnected | Rochester | 55906 | Silver Lake | 304 | Residential |  | 36748 | 2017 | 2017
20252-215070-01 | Rochester Public Utilities | 99 | 16181 | Muni | 7000037868 | 4.93 | Solar |  |  | Interconnected | Rochester | 55901 | Northern Hills | 1311 | Residential |  | 28252 | 2021 | 2022
20252-215070-01 | Rochester Public Utilities | 99 | 16181 | Muni | 7000037969 | 5.24 | Solar |  |  | Interconnected | Rochester | 55901 | Cascade Creek | 712 | Residential |  | 22460 | 2022 | 2022
20252-215070-01 | Rochester Public Utilities | 99 | 16181 | Muni | 7000038409 | 4.886 | Solar |  |  | Interconnected | Rochester | 55901 | Cascade Creek | 712 | Residential |  | 26796 | 2023 | 2023
20252-215070-01 | Rochester Public Utilities | 99 | 16181 | Muni | 7000038482 | 7.6 | Solar |  |  | Interconnected | Rochester | 55901 | Cascade Creek | 712 | Residential |  | 25210 | 2022 | 2023
20252-215070-01 | Rochester Public Utilities | 99 | 16181 | Muni | 7000038951 | 5.76 | Solar |  |  | Interconnected | Rochester | 55901 | Zumbro River | 813 | Residential |  | 21830 | 2017 | 2017
20252-215070-01 | Rochester Public Utilities | 99 | 16181 | Muni | 7000039041 | 7.6 | Solar |  |  | Interconnected | Rochester | 55906 | Silver Lake | 402 | Residential |  | 25550 | 2019 | 2019
20252-215070-01 | Rochester Public Utilities | 99 | 16181 | Muni | 7000039360 | 7.6 | Solar |  |  | Interconnected | Rochester | 55906 | Zumbro River | 804 | Residential |  | 26275 | 2020 | 2020
20252-215070-01 | Rochester Public Utilities | 99 | 16181 | Muni | 7000039793 | 2.792 | Solar |  |  | Interconnected | Rochester | 55904 | Willow Creek | 605 | Residential |  | 22000 | 2022 | 2023
20252-215070-01 | Rochester Public Utilities | 99 | 16181 | Muni | 7000040006 | 6 | Solar |  |  | Interconnected | Rochester | 55902 | Bamber Valley | 911 | Residential |  | 30941 | 2021 | 2021
20252-215070-01 | Rochester Public Utilities | 99 | 16181 | Muni | 7000040141 | 7.6 | Solar |  |  | Interconnected | Rochester | 55902 | Bamber Valley | 912 | Residential |  | 28145 | 2021 | 2021
20252-215070-01 | Rochester Public Utilities | 99 | 16181 | Muni | 7000040156 | 9.84 | Solar |  |  | Interconnected | Rochester | 55901 | Zumbro River | 813 | Residential |  | 36500 | 2023 | 2023
20252-215070-01 | Rochester Public Utilities | 99 | 16181 | Muni | 7000040227 | 7.475 | Solar |  |  | Interconnected | Rochester | 55902 | Bamber Valley | 911 | Residential |  | 38266 | 2023 | 2023
20252-215070-01 | Rochester Public Utilities | 99 | 16181 | Muni | 7000040393 | 14.4 | Solar |  |  | Interconnected | Rochester | 55901 | Northern Hills | 1301 | Residential |  | 57000 | 2022 | 2023
20252-215070-01 | Rochester Public Utilities | 99 | 16181 | Muni | 7000040611 | 10.44 | Solar |  | X | Interconnected | Rochester | 55902 | Bamber Valley | 911 | Residential |  | 58000 | 2023 | 2023
20252-215070-01 | Rochester Public Utilities | 99 | 16181 | Muni | 7000040750 | 6.38 | Solar |  |  | Interconnected | Rochester | 55901 | Northern Hills | 1302 | Residential |  | 27216 | 2019 | 2019
20252-215070-01 | Rochester Public Utilities | 99 | 16181 | Muni | 7000041143 | 10.62 | Solar |  |  | Interconnected | Rochester | 55902 | Cascade Creek | 703 | Residential |  | 46465 | 2023 | 2023
20252-215070-01 | Rochester Public Utilities | 99 | 16181 | Muni | 7000041212 | 8.376 | Solar |  |  | Interconnected | Rochester | 55904 | Silver Lake | 304 | Residential |  | 27566 | 2022 | 2022
20252-215070-01 | Rochester Public Utilities | 99 | 16181 | Muni | 7000041276 | 7.329 | Solar |  |  | Interconnected | Rochester | 55906 | Silver Lake | 304 | Residential |  | 33700 | 2023 | 2023
20252-215070-01 | Rochester Public Utilities | 99 | 16181 | Muni | 7000041304 | 10.28 | Solar |  |  | Interconnected | Rochester | 55901 | Northern Hills | 1311 | Residential |  | 35950 | 2023 | 2023
20252-215070-01 | Rochester Public Utilities | 99 | 16181 | Muni | 7000041327 | 7.8 | Solar |  |  | Interconnected | Rochester | 55901 | Northern Hills | 1311 | Residential |  | 25877 | 2018 | 2018
20252-215070-01 | Rochester Public Utilities | 99 | 16181 | Muni | 7000041364 | 10 | Solar |  |  | Interconnected | Rochester | 55901 | Zumbro River | 812 | Residential |  | 32680 | 2021 | 2021
20252-215070-01 | Rochester Public Utilities | 99 | 16181 | Muni | 7000041403 | 9.1 | Solar |  |  | Interconnected | Rochester | 55906 | Silver Lake | 304 | Residential |  | 50608 | 2023 | 2023
20252-215070-01 | Rochester Public Utilities | 99 | 16181 | Muni | 7000041421 | 7.3 | Solar |  |  | Interconnected | Rochester | 55906 | Silver Lake | 304 | Residential |  | 24000 | 2020 | 2021
20252-215070-01 | Rochester Public Utilities | 99 | 16181 | Muni | 7000041424 | 7.6 | Solar |  |  | Interconnected | Rochester | 55906 | Silver Lake | 304 | Residential |  | 32950 | 2020 | 2020
20252-215070-01 | Rochester Public Utilities | 99 | 16181 | Muni | 7000041431 | 15.2 | Solar |  |  | Interconnected | Rochester | 55906 | Silver Lake | 304 | Residential |  | 44650 | 2019 | 2019
20252-215070-01 | Rochester Public Utilities | 99 | 16181 | Muni | 7000041476 | 14.08 | Solar |  |  | Interconnected | Rochester | 55906 | Silver Lake | 304 | Residential |  | 85360 | 2022 | 2022
20252-215070-01 | Rochester Public Utilities | 99 | 16181 | Muni | 7000041645 | 12.8 | Solar |  |  | Interconnected | Rochester | 55902 | Bamber Valley | 905 | Residential |  | 77552 | 2023 | 2023
20252-215070-01 | Rochester Public Utilities | 99 | 16181 | Muni | 7000041806 | 7.6 | Solar |  |  | Interconnected | Rochester | 55902 | Bamber Valley | 905 | Residential |  | 30812 | 2019 | 2019
20252-215070-01 | Rochester Public Utilities | 99 | 16181 | Muni | 7000041934 | 4.4 | Solar |  |  | Interconnected | Rochester | 55901 | Northern Hills | 1301 | Residential |  | 24288 | 2021 | 2021
20252-215070-01 | Rochester Public Utilities | 99 | 16181 | Muni | 7000041962 | 6.58 | Solar |  |  | Interconnected | Rochester | 55901 | Westside | 1603 | Residential |  | 39844 | 2021 | 2022
20252-215070-01 | Rochester Public Utilities | 99 | 16181 | Muni | 7000041971 | 6 | Solar |  |  | Interconnected | Rochester | 55901 | Northern Hills | 1302 | Residential |  | 22400 | 2020 | 2020
20252-215070-01 | Rochester Public Utilities | 99 | 16181 | Muni | 7000041972 | 11.4 | Solar |  |  | Interconnected | Rochester | 55901 | Douglas Trail | 1731 | Residential |  | 46579 | 2021 | 2022
20252-215070-01 | Rochester Public Utilities | 99 | 16181 | Muni | 7000041978 | 8.96 | Solar |  |  | Interconnected | Rochester | 55901 | Northern Hills | 1303 | Residential |  | 55678 | 2023 | 2023
20252-215070-01 | Rochester Public Utilities | 99 | 16181 | Muni | 7000041980 | 14.72 | Solar |  |  | Interconnected | Rochester | 55902 | Bamber Valley | 905 | Residential |  | 89240 | 2022 | 2023
20252-215070-01 | Rochester Public Utilities | 99 | 16181 | Muni | 7000041994 | 9.57 | Solar |  |  | Interconnected | Rochester | 55904 | Silver Lake | 304 | Residential |  | 53421.05 | 2022 | 2023
20252-215070-01 | Rochester Public Utilities | 99 | 16181 | Muni | 7000042417 | 13.92 | Solar |  |  | Interconnected | Rochester | 55906 | Silver Lake | 402 | Residential |  | 119260.27 | 2023 | 2023
20252-215070-01 | Rochester Public Utilities | 99 | 16181 | Muni | 7000042438 | 6.3 | Solar |  |  | Interconnected | Rochester | 55906 | Silver Lake | 405 | Residential |  | 36720 | 2023 | 2023
20252-215070-01 | Rochester Public Utilities | 99 | 16181 | Muni | 7000042501 | 5.94 | Solar |  |  | Interconnected | Rochester | 55901 | Zumbro River | 814 | Residential |  | 26500 | 2015 | 2015
20252-215070-01 | Rochester Public Utilities | 99 | 16181 | Muni | 7000043446 | 4.68 | Solar |  |  | Interconnected | Rochester | 55901 | Silver Lake | 305 | Residential |  | 32990 | 2017 | 2017
20252-215070-01 | Rochester Public Utilities | 99 | 16181 | Muni | 7000043924 | 7.25 | Solar |  |  | Interconnected | Rochester | 55904 | Willow Creek | 605 | Residential |  | 45710 | 2022 | 2022
20252-215070-01 | Rochester Public Utilities | 99 | 16181 | Muni | 7000044090 | 1.745 | Solar |  |  | Interconnected | Rochester | 55901 | Zumbro River | 812 | Residential |  | 10300 | 2022 | 2022
20252-215070-01 | Rochester Public Utilities | 99 | 16181 | Muni | 7000044156 | 16.1 | Solar |  |  | Interconnected | Rochester | 55904 | Willow Creek | 612 | Residential |  | 65060 | 2021 | 2023
20252-215070-01 | Rochester Public Utilities | 99 | 16181 | Muni | 7000044187 | 6.5 | Solar |  |  | Interconnected | Rochester | 55901 | Cascade Creek | 712 | Residential |  | 47573 | 2022 | 2023
20252-215070-01 | Rochester Public Utilities | 99 | 16181 | Muni | 7000044209 | 10 | Solar |  |  | Interconnected | Rochester | 55902 | Bamber Valley | 912 | Residential |  | 15165 | 2022 | 2022
20252-215070-01 | Rochester Public Utilities | 99 | 16181 | Muni | 7000044276 | 6.4 | Solar |  |  | Interconnected | Rochester | 55901 | Zumbro River | 812 | Residential |  | 37240 | 2022 | 2022
20252-215070-01 | Rochester Public Utilities | 99 | 16181 | Muni | 7000044314 | 6.98 | Solar |  |  | Interconnected | Rochester | 55901 | Northern Hills | 1302 | Residential |  | 28240 | 2023 | 2023
20252-215070-01 | Rochester Public Utilities | 99 | 16181 | Muni | 7000044592 | 4.48 | Solar |  |  | Interconnected | Rochester | 55901 | Westside | 1603 | Residential |  | 26260 | 2022 | 2022
20252-215070-01 | Rochester Public Utilities | 99 | 16181 | Muni | 7000044598 | 9.765 | Solar |  |  | Interconnected | Rochester | 55901 | Westside | 1603 | Residential |  | 42263 | 2023 | 2023
20252-215070-01 | Rochester Public Utilities | 99 | 16181 | Muni | 7000044661 | 7.309 | Solar |  |  | Interconnected | Rochester | 55901 | Westside | 1603 | Residential |  | 29000 | 2023 | 2023
20252-215070-01 | Rochester Public Utilities | 99 | 16181 | Muni | 7000044671 | 4.38 | Solar |  |  | Interconnected | Rochester | 55901 | Westside | 1603 | Residential |  | 25750 | 2021 | 2022
20252-215070-01 | Rochester Public Utilities | 99 | 16181 | Muni | 7000044870 | 6.03 | Solar |  |  | Interconnected | Rochester | 55901 | Westside | 1601 | Residential |  | 36532 | 2021 | 2022
20252-215070-01 | Rochester Public Utilities | 99 | 16181 | Muni | 7000044996 | 10.6 | Solar |  |  | Interconnected | Rochester | 55902 | Cascade Creek | 703 | Residential |  | 36725 | 2019 | 2020
20252-215070-01 | Rochester Public Utilities | 99 | 16181 | Muni | 7000045080 | 4.932 | Solar |  |  | Interconnected | Rochester | 55901 | Westside | 1601 | Residential |  | 29808 | 2022 | 2022
20252-215070-01 | Rochester Public Utilities | 99 | 16181 | Muni | 7000045565 | 4.4 | Solar |  |  | Interconnected | Rochester | 55901 | Northern Hills | 1303 | Residential |  | 24288 | 2021 | 2021
20252-215070-01 | Rochester Public Utilities | 99 | 16181 | Muni | 7000045678 | 19.2 | Solar |  |  | Interconnected | Rochester | 55901 | Northern Hills | 1311 | Residential |  | 47625 | 2023 | 2024
20252-215070-01 | Rochester Public Utilities | 99 | 16181 | Muni | 7000045776 | 9.1 | Solar |  |  | Interconnected | Rochester | 55901 | Northern Hills | 1311 | Residential |  | 37275 | 2022 | 2022
20252-215070-01 | Rochester Public Utilities | 99 | 16181 | Muni | 7000045818 | 6.785 | Solar |  |  | Interconnected | Rochester | 55901 | Zumbro River | 812 | Residential |  | 13452 | 2022 | 2022
20252-215070-01 | Rochester Public Utilities | 99 | 16181 | Muni | 7000045819 | 2.6 | Wind |  |  | Interconnected | Rochester | 55906 | Silver Lake | 304 | Residential |  |  | 2008 | 2008
20252-215070-01 | Rochester Public Utilities | 99 | 16181 | Muni | 7000045859 | 5.76 | Solar |  |  | Interconnected | Rochester | 55901 | Westside | 1604 | Residential |  | 33320 | 2022 | 2022
20252-215070-01 | Rochester Public Utilities | 99 | 16181 | Muni | 7000045903 | 10 | Solar |  |  | Interconnected | Rochester | 55901 | Northern Hills | 1302 | Residential |  | 30180 | 2021 | 2021
20252-215070-01 | Rochester Public Utilities | 99 | 16181 | Muni | 7000045928 | 14.72 | Solar |  |  | Interconnected | Rochester | 55901 | Northern Hills | 1311 | Residential |  | 74063 | 2023 | 2023
20252-215070-01 | Rochester Public Utilities | 99 | 16181 | Muni | 7000045930 | 10.88 | Solar |  |  | Interconnected | Rochester | 55901 | Northern Hills | 1301 | Residential |  | 65621 | 2023 | 2023
20252-215070-01 | Rochester Public Utilities | 99 | 16181 | Muni | 7000045937 | 4.94 | Solar |  |  | Interconnected | Rochester | 55902 | Bamber Valley | 911 | Residential |  | 24540 | 2012 | 2012
20252-215070-01 | Rochester Public Utilities | 99 | 16181 | Muni | 7000045970 | 8.64 | Solar |  |  | Interconnected | Rochester | 55901 | Cascade Creek | 712 | Residential |  | 27811 | 2018 | 2018
20252-215070-01 | Rochester Public Utilities | 99 | 16181 | Muni | 7000046063 | 6 | Solar |  |  | Interconnected | Rochester | 55906 | Silver Lake | 405 | Residential |  | 23885 | 2020 | 2020
20252-215070-01 | Rochester Public Utilities | 99 | 16181 | Muni | 7000046254 | 8.32 | Solar |  |  | Interconnected | Rochester | 55906 | Silver Lake | 405 | Residential |  | 47724 | 2023 | 2023
20252-215070-01 | Rochester Public Utilities | 99 | 16181 | Muni | 7000046596 | 4.09 | Solar |  |  | Interconnected | Rochester | 55901 | Zumbro River | 814 | Residential |  | 18200 | 2015 | 2015
20252-215070-01 | Rochester Public Utilities | 99 | 16181 | Muni | 7000046643 | 6 | Solar |  |  | Interconnected | Rochester | 55901 | Silver Lake | 305 | Residential |  | 26125 | 2020 | 2020
20252-215070-01 | Rochester Public Utilities | 99 | 16181 | Muni | 7000046948 | 3.8 | Solar |  |  | Interconnected | Rochester | 55901 | Zumbro River | 801 | Residential |  | 23589 | 2022 | 2023
20252-215070-01 | Rochester Public Utilities | 99 | 16181 | Muni | 7000047282 | 7.5 | Solar |  |  | Interconnected | Rochester | 55901 | Silver Lake | 305 | Residential |  | 26600 | 2015 | 2015
20252-215070-01 | Rochester Public Utilities | 99 | 16181 | Muni | 7000047305 | 6.16 | Solar |  |  | Interconnected | Rochester | 55901 | Silver Lake | 305 | Residential |  | 24300 | 2015 | 2015
20252-215070-01 | Rochester Public Utilities | 99 | 16181 | Muni | 7000047527 | 8.9 | Solar |  |  | Interconnected | Rochester | 55904 | Silver Lake | 403 | Residential |  | 36000 | 2020 | 2021
20252-215070-01 | Rochester Public Utilities | 99 | 16181 | Muni | 7000047636 | 7.6 | Solar |  |  | Interconnected | Rochester | 55904 | Silver Lake | 405 | Residential |  | 50704 | 2021 | 2023
20252-215070-01 | Rochester Public Utilities | 99 | 16181 | Muni | 7000047750 | 5 | Solar |  |  | Interconnected | Rochester | 55904 | Silver Lake | 403 | Residential |  | 21802 | 2021 | 2021
20252-215070-01 | Rochester Public Utilities | 99 | 16181 | Muni | 7000047880 | 3 | Solar |  |  | Interconnected | Rochester | 55904 | Silver Lake | 405 | Residential |  | 20900 | 2021 | 2021
20252-215070-01 | Rochester Public Utilities | 99 | 16181 | Muni | 7000048123 | 10.2 | Solar |  |  | Interconnected | Rochester | 55902 | Bamber Valley | 905 | Residential |  | 51375 | 2020 | 2020
20252-215070-01 | Rochester Public Utilities | 99 | 16181 | Muni | 7000048240 | 6.58 | Solar |  |  | Interconnected | Rochester | 55901 | Northern Hills | 1311 | Residential |  | 38188 | 2021 | 2022
20252-215070-01 | Rochester Public Utilities | 99 | 16181 | Muni | 7000048274 | 7.6 | Solar |  |  | Interconnected | Rochester | 55906 | Silver Lake | 304 | Residential |  | 27470 | 2021 | 2021
20252-215070-01 | Rochester Public Utilities | 99 | 16181 | Muni | 7000048319 | 12.9 | Solar |  |  | Interconnected | Rochester | 55901 | Cascade Creek | 712 | Residential |  | 53100 | 2015 | 2015
20252-215070-01 | Rochester Public Utilities | 99 | 16181 | Muni | 7000048500 | 8.96 | Solar |  |  | Interconnected | Rochester | 55901 | Northern Hills | 1301 | Residential |  | 53200 | 2022 | 2022
20252-215070-01 | Rochester Public Utilities | 99 | 16181 | Muni | 7000048518 | 4.9 | Solar |  |  | Interconnected | Rochester | 55901 | Westside | 1604 | Residential |  | 28252 | 2021 | 2022
20252-215070-01 | Rochester Public Utilities | 99 | 16181 | Muni | 7000048549 | 7.04 | Solar |  |  | Interconnected | Rochester | 55901 | Northern Hills | 1301 | Residential |  | 43120 | 2022 | 2022
20252-215070-01 | Rochester Public Utilities | 99 | 16181 | Muni | 7000048577 | 6.4 | Solar |  |  | Interconnected | Rochester | 55901 | Zumbro River | 812 | Residential |  | 37240 | 2022 | 2022
20252-215070-01 | Rochester Public Utilities | 99 | 16181 | Muni | 7000048588 | 6.1 | Solar |  |  | Interconnected | Rochester | 55902 | Bamber Valley | 905 | Residential |  |  | 2014 | 2014
20252-215070-01 | Rochester Public Utilities | 99 | 16181 | Muni | 7000048629 | 7.68 | Solar |  |  | Interconnected | Rochester | 55901 | Northern Hills | 1301 | Residential |  | 44620 | 2022 | 2022
20252-215070-01 | Rochester Public Utilities | 99 | 16181 | Muni | 7000048647 | 8.8 | Solar |  |  | Interconnected | Rochester | 55902 | Bamber Valley | 905 | Residential |  | 33800 | 2014 | 2014
20252-215070-01 | Rochester Public Utilities | 99 | 16181 | Muni | 7000048673 | 12 | Solar |  |  | Interconnected | Rochester | 55901 | Northern Hills | 1301 | Residential |  | 37220 | 2019 | 2019
20252-215070-01 | Rochester Public Utilities | 99 | 16181 | Muni | 7000048686 | 9.7 | Solar |  |  | Interconnected | Rochester | 55902 | Cascade Creek | 703 | Residential |  | 39245 | 2020 | 2020
20252-215070-01 | Rochester Public Utilities | 99 | 16181 | Muni | 7000048688 | 8.027 | Solar |  |  | Interconnected | Rochester | 55901 | Northern Hills | 1301 | Residential |  | 29020 | 2022 | 2022
20252-215070-01 | Rochester Public Utilities | 99 | 16181 | Muni | 7000048691 | 4.932 | Solar |  |  | Interconnected | Rochester | 55901 | Northern Hills | 1311 | Residential |  | 29908 | 2022 | 2022
20252-215070-01 | Rochester Public Utilities | 99 | 16181 | Muni | 7000048768 | 5.6 | Solar |  |  | Interconnected | Rochester | 55901 | Westside | 1601 | Residential |  | 24620 | 2016 | 2016
20252-215070-01 | Rochester Public Utilities | 99 | 16181 | Muni | 7000048775 | 5.5 | Solar |  |  | Interconnected | Rochester | 55901 | Douglas Trail | 1731 | Residential |  | 29370 | 2021 | 2021
20252-215070-01 | Rochester Public Utilities | 99 | 16181 | Muni | 7000048815 | 13.6 | Solar |  |  | Interconnected | Rochester | 55901 | Northern Hills | 1301 | Residential |  | 40273 | 2021 | 2021
20252-215070-01 | Rochester Public Utilities | 99 | 16181 | Muni | 7000048842 | 3.8 | Solar |  |  | Interconnected | Rochester | 55901 | Northern Hills | 1311 | Residential |  | 19734 | 2021 | 2021
20252-215070-01 | Rochester Public Utilities | 99 | 16181 | Muni | 7000048871 | 4.9 | Solar |  |  | Interconnected | Rochester | 55901 | Douglas Trail | 1601 | Residential |  | 19679 | 2020 | 2020
20252-215070-01 | Rochester Public Utilities | 99 | 16181 | Muni | 7000048952 | 7.144 | Solar |  |  | Interconnected | Rochester | 55901 | Cascade Creek | 712 | Residential |  | 27900 | 2023 | 2023
20252-215070-01 | Rochester Public Utilities | 99 | 16181 | Muni | 7000048957 | 7.68 | Solar |  |  | Interconnected | Rochester | 55901 | Northern Hills | 1301 | Residential |  | 45600 | 2022 | 2022
20252-215070-01 | Rochester Public Utilities | 99 | 16181 | Muni | 7000048961 | 5.76 | Solar |  |  | Interconnected | Rochester | 55901 | Northern Hills | 1301 | Residential |  | 35280 | 2022 | 2023
20252-215070-01 | Rochester Public Utilities | 99 | 16181 | Muni | 7000049010 | 6.98 | Solar |  |  | Interconnected | Rochester | 55902 | Bamber Valley | 911 | Residential |  | 25100 | 2022 | 2022
20252-215070-01 | Rochester Public Utilities | 99 | 16181 | Muni | 7000049023 | 6 | Solar |  |  | Interconnected | Rochester | 55901 | Douglas Trail | 1731 | Residential |  | 32307 | 2021 | 2021
20252-215070-01 | Rochester Public Utilities | 99 | 16181 | Muni | 7000049204 | 11.4 | Solar |  |  | Interconnected | Rochester | 55902 | Cascade Creek | 703 | Residential |  | 37750 | 2019 | 2019
20252-215070-01 | Rochester Public Utilities | 99 | 16181 | Muni | 7000049298 | 7.15 | Solar |  |  | Interconnected | Rochester | 55901 | Northern Hills | 1303 | Residential |  | 23714 | 2017 | 2017
20252-215070-01 | Rochester Public Utilities | 99 | 16181 | Muni | 7000049318 | 3.84 | Solar |  |  | Interconnected | Rochester | 55901 | Northern Hills | 1311 | Residential |  | 24846 | 2023 | 2023
20252-215070-01 | Rochester Public Utilities | 99 | 16181 | Muni | 7000049320 | 10.15 | Solar |  |  | Interconnected | Rochester | 55901 | Northern Hills | 1305 | Residential |  | 34380 | 2017 | 2017
20252-215070-01 | Rochester Public Utilities | 99 | 16181 | Muni | 7000049501 | 3.84 | Solar |  |  | Interconnected | Rochester | 55901 | Westside | 1604 | Residential |  | 24250 | 2022 | 2022
20252-215070-01 | Rochester Public Utilities | 99 | 16181 | Muni | 7000049595 | 11.5 | Solar |  |  | Interconnected | Rochester | 55901 | Northern Hills | 1303 | Residential |  | 43574 | 2021 | 2021
20252-215070-01 | Rochester Public Utilities | 99 | 16181 | Muni | 7000049617 | 6.3 | Solar |  |  | Interconnected | Rochester | 55902 | Bamber Valley | 905 | Residential |  | 25400 | 2018 | 2018
20252-215070-01 | Rochester Public Utilities | 99 | 16181 | Muni | 7000049663 | 10 | Solar |  |  | Interconnected | Rochester | 55901 | Northern Hills | 1311 | Residential |  | 28500 | 2021 | 2021
20252-215070-01 | Rochester Public Utilities | 99 | 16181 | Muni | 7000049668 | 7.67 | Solar |  |  | Interconnected | Rochester | 55901 | Westside | 1603 | Residential |  | 35000 | 2023 | 2023
20252-215070-01 | Rochester Public Utilities | 99 | 16181 | Muni | 7000049676 | 14.21 | Solar |  |  | Interconnected | Rochester | 55902 | Bamber Valley | 905 | Residential |  | 76800 | 2022 | 2023
20252-215070-01 | Rochester Public Utilities | 99 | 16181 | Muni | 7000049680 | 9.32 | Solar |  |  | Interconnected | Rochester | 55901 | Westside | 1603 | Residential |  | 55792 | 2021 | 2022
20252-215070-01 | Rochester Public Utilities | 99 | 16181 | Muni | 7000049706 | 12.503 | Solar |  |  | Interconnected | Rochester | 55901 | Zumbro River | 812 | Residential |  | 40872 | 2023 | 2023
20252-215070-01 | Rochester Public Utilities | 99 | 16181 | Muni | 7000049737 | 5.76 | Solar |  |  | Interconnected | Rochester | 55901 | Westside | 1604 | Residential |  | 35280 | 2022 | 2022
20252-215070-01 | Rochester Public Utilities | 99 | 16181 | Muni | 7000049923 | 5.1 | Solar |  |  | Interconnected | Rochester | 55902 | Bamber Valley | 912 | Residential |  | 24260 | 2016 | 2016
20252-215070-01 | Rochester Public Utilities | 99 | 16181 | Muni | 7000049960 | 7.6 | Solar |  |  | Interconnected | Rochester | 55906 | Zumbro River | 804 | Residential |  | 27998 | 2021 | 2021
20252-215070-01 | Rochester Public Utilities | 99 | 16181 | Muni | 7000050025 | 6.3 | Solar |  |  | Interconnected | Rochester | 55901 | Westside | 1603 | Residential |  | 24197.8 | 2023 | 2023
20252-215070-01 | Rochester Public Utilities | 99 | 16181 | Muni | 7000050027 | 7.8 | Solar |  |  | Interconnected | Rochester | 55901 | Northern Hills | 1301 | Residential |  | 32050 | 2022 | 2023
20252-215070-01 | Rochester Public Utilities | 99 | 16181 | Muni | 7000050034 | 8.32 | Solar |  |  | Interconnected | Rochester | 55901 | Northern Hills | 1301 | Residential |  | 51701 | 2023 | 2023
20252-215070-01 | Rochester Public Utilities | 99 | 16181 | Muni | 7000050047 | 6.09 | Solar |  |  | Interconnected | Rochester | 55902 | Bamber Valley | 911 | Residential |  | 50000 | 2022 | 2022
20252-215070-01 | Rochester Public Utilities | 99 | 16181 | Muni | 7000050082 | 5.12 | Solar |  |  | Interconnected | Rochester | 55901 | Westside | 1604 | Residential |  | 36257 | 2022 | 2023
20252-215070-01 | Rochester Public Utilities | 99 | 16181 | Muni | 7000050175 | 7.68 | Solar |  |  | Interconnected | Rochester | 55901 | Westside | 1604 | Residential |  | 46560 | 2022 | 2022
20252-215070-01 | Rochester Public Utilities | 99 | 16181 | Muni | 7000050185 | 6.4 | Solar |  |  | Interconnected | Rochester | 55901 | Northern Hills | 1301 | Residential |  | 36480 | 2022 | 2022
20252-215070-01 | Rochester Public Utilities | 99 | 16181 | Muni | 7000050561 | 4.58 | Solar |  |  | Interconnected | Rochester | 55901 | Northern Hills | 1303 | Residential |  | 27720 | 2022 | 2022
20252-215070-01 | Rochester Public Utilities | 99 | 16181 | Muni | 7000050656 | 7.04 | Solar |  |  | Interconnected | Rochester | 55901 | Northern Hills | 1311 | Residential |  | 42189 | 2023 | 2023
20252-215070-01 | Rochester Public Utilities | 99 | 16181 | Muni | 7000050811 | 5.5 | Solar |  |  | Interconnected | Rochester | 55901 | Northern Hills | 1303 | Residential |  | 27902 | 2021 | 2021
20252-215070-01 | Rochester Public Utilities | 99 | 16181 | Muni | 7000050919 | 5.48 | Solar |  |  | Interconnected | Rochester | 55901 | Westside | 1604 | Residential |  | 33220 | 2021 | 2022
20252-215070-01 | Rochester Public Utilities | 99 | 16181 | Muni | 7000050945 | 3.84 | Solar |  |  | Interconnected | Rochester | 55901 | Westside | 1604 | Residential |  | 22220 | 2022 | 2023
20252-215070-01 | Rochester Public Utilities | 99 | 16181 | Muni | 7000051228 | 5.44 | Solar |  |  | Interconnected | Rochester | 55901 | Northern Hills | 1302 | Residential |  |  | 2009 | 2009
20252-215070-01 | Rochester Public Utilities | 99 | 16181 | Muni | 7000051263 | 5.12 | Solar |  |  | Interconnected | Rochester | 55901 | Westside | 1601 | Residential |  | 31360 | 2022 | 2023
20252-215070-01 | Rochester Public Utilities | 99 | 16181 | Muni | 7000051388 | 8.376 | Solar |  |  | Interconnected | Rochester | 55902 | Bamber Valley | 905 | Residential |  | 33570 | 2022 | 2022
20252-215070-01 | Rochester Public Utilities | 99 | 16181 | Muni | 7000051539 | 7.656 | Solar |  |  | Interconnected | Rochester | 55901 | Cascade Creek | 712 | Residential |  | 29700 | 2023 | 2023
20252-215070-01 | Rochester Public Utilities | 99 | 16181 | Muni | 7000051788 | 10 | Solar |  |  | Interconnected | Rochester | 55901 | Northern Hills | 1302 | Residential |  | 36325 | 2021 | 2021
20252-215070-01 | Rochester Public Utilities | 99 | 16181 | Muni | 7000051823 | 8.4 | Solar |  |  | Interconnected | Rochester | 55902 | Bamber Valley | 905 | Residential |  | 32688 | 2015 | 2015
20252-215070-01 | Rochester Public Utilities | 99 | 16181 | Muni | 7000051923 | 3.84 | Solar |  |  | Interconnected | Rochester | 55906 | Zumbro River | 804 | Residential |  | 22776 | 2023 | 2023
20252-215070-01 | Rochester Public Utilities | 99 | 16181 | Muni | 7000052219 | 4.48 | Solar |  |  | Interconnected | Rochester | 55901 | Northern Hills | 1303 | Residential |  | 25740 | 2022 | 2022
20252-215070-01 | Rochester Public Utilities | 99 | 16181 | Muni | 7000052221 | 10.323 | Solar |  |  | Interconnected | Rochester | 55901 | Willow Creek | 605 | Residential |  | 35900 | 2023 | 2023
20252-215070-01 | Rochester Public Utilities | 99 | 16181 | Muni | 7000052319 | 5.48 | Solar |  |  | Interconnected | Rochester | 55901 | Douglas Trail | 1731 | Residential |  | 31564 | 2021 | 2022
20252-215070-01 | Rochester Public Utilities | 99 | 16181 | Muni | 7000052464 | 11.4 | Solar |  |  | Interconnected | Rochester | 55901 | Zumbro River | 812 | Residential |  | 36620 | 2019 | 2019
20252-215070-01 | Rochester Public Utilities | 99 | 16181 | Muni | 7000052510 | 3.77 | Solar |  |  | Interconnected | Rochester | 55902 | Bamber Valley | 905 | Residential |  | 18299 | 2022 | 2022
20252-215070-01 | Rochester Public Utilities | 99 | 16181 | Muni | 7000052543 | 6 | Solar |  |  | Interconnected | Rochester | 55901 | Westside | 1603 | Residential |  | 23814 | 2019 | 2019
20252-215070-01 | Rochester Public Utilities | 99 | 16181 | Muni | 7000053544 | 3.29 | Solar |  |  | Interconnected | Rochester | 55901 | Douglas Trail | 1731 | Residential |  | 18910 | 2021 | 2022
20252-215070-01 | Rochester Public Utilities | 99 | 16181 | Muni | 7000053566 | 5.12 | Solar |  |  | Interconnected | Rochester | 55906 | Zumbro River | 804 | Residential |  | 31360 | 2022 | 2022
20252-215070-01 | Rochester Public Utilities | 99 | 16181 | Muni | 7000054021 | 11.4 | Solar |  |  | Interconnected | Rochester | 55901 | Zumbro River | 812 | Residential |  | 40350 | 2020 | 2020
20252-215070-01 | Rochester Public Utilities | 99 | 16181 | Muni | 7000054031 | 9.6 | Solar |  |  | Interconnected | Rochester | 55901 | Westside | 1603 | Residential |  | 37316 | 2023 | 2023
20252-215070-01 | Rochester Public Utilities | 99 | 16181 | Muni | 7000054101 | 6.03 | Solar |  |  | Interconnected | Rochester | 55902 | Bamber Valley | 905 | Residential |  | 34876 | 2022 | 2022
20252-215070-01 | Rochester Public Utilities | 99 | 16181 | Muni | 7000054190 | 10 | Solar |  |  | Interconnected | Rochester | 55904 | Willow Creek | 613 | Residential |  | 31840 | 2019 | 2019
20252-215070-01 | Rochester Public Utilities | 99 | 16181 | Muni | 7000054223 | 5.5 | Solar |  |  | Interconnected | Rochester | 55901 | Northern Hills | 1303 | Residential |  | 27902 | 2021 | 2021
20252-215070-01 | Rochester Public Utilities | 99 | 16181 | Muni | 7000054508 | 16.24 | Solar |  | X | Interconnected | Rochester | 55902 | Bamber Valley | 911 | Residential |  | 102777 | 2022 | 2023
20252-215070-01 | Rochester Public Utilities | 99 | 16181 | Muni | 7000054518 | 7.6 | Solar |  |  | Interconnected | Rochester | 55902 | Bamber Valley | 905 | Residential |  | 12000 | 2019 | 2019
20252-215070-01 | Rochester Public Utilities | 99 | 16181 | Muni | 7000055011 | 9.9 | Solar |  |  | Interconnected | Rochester | 55901 | Westside | 1603 | Residential |  | 38590 | 2021 | 2021
20252-215070-01 | Rochester Public Utilities | 99 | 16181 | Muni | 7000057504 | 6.028 | Solar |  |  | Interconnected | Rochester | 55901 | Westside | 1604 | Residential |  | 34914 | 2022 | 2022
20252-215070-01 | Rochester Public Utilities | 99 | 16181 | Muni | 7000057514 | 10 | Solar |  |  | Interconnected | Rochester | 55901 | Northern Hills | 1311 | Residential |  | 20370 | 2015 | 2015
20252-215070-01 | Rochester Public Utilities | 99 | 16181 | Muni | 7000062066 | 6.1 | Solar |  |  | Interconnected | Rochester | 55901 | Cascade Creek | 712 | Residential |  | 30168 | 2022 | 2022
20252-215070-01 | Rochester Public Utilities | 99 | 16181 | Muni | 7000062127 | 8.96 | Solar |  |  | Interconnected | Rochester | 55906 | Zumbro River | 804 | Residential |  | 32802 | 2022 | 2023
20252-215070-01 | Rochester Public Utilities | 99 | 16181 | Muni | 7000062151 | 8.352 | Solar |  |  | Interconnected | Rochester | 55906 | Zumbro River | 804 | Residential |  | 31414.44 | 2023 | 2023
20252-215070-01 | Rochester Public Utilities | 99 | 16181 | Muni | 7000062177 | 8.96 | Solar |  |  | Interconnected | Rochester | 55901 | Cascade Creek | 712 | Residential |  | 53690 | 2023 | 2023
20252-215070-01 | Rochester Public Utilities | 99 | 16181 | Muni | 7000062199 | 11.136 | Solar |  |  | Interconnected | Rochester | 55901 | Westside | 1604 | Residential |  | 40886 | 2023 | 2023
20252-215070-01 | Rochester Public Utilities | 99 | 16181 | Muni | 7000062248 | 8.75 | Solar |  |  | Interconnected | Rochester | 55901 | Northern Hills | 1312 | Residential |  | 29780 | 2017 | 2017
20252-215070-01 | Rochester Public Utilities | 99 | 16181 | Muni | 7000062251 | 7.903 | Solar |  |  | Interconnected | Rochester | 55904 | Willow Creek | 613 | Residential |  | 32450 | 2023 | 2023
20252-215070-01 | Rochester Public Utilities | 99 | 16181 | Muni | 7000062415 | 9 | Solar |  |  | Interconnected | Rochester | 55901 | Northern Hills | 1303 | Residential |  | 29093 | 2017 | 2017
20252-215070-01 | Rochester Public Utilities | 99 | 16181 | Muni | 7000062625 | 3.29 | Solar |  |  | Interconnected | Rochester | 55901 | Northern Hills | 1311 | Residential |  | 20620 | 2021 | 2022
20252-215070-01 | Rochester Public Utilities | 99 | 16181 | Muni | 7000062712 | 10.093 | Solar |  |  | Interconnected | Rochester | 55902 | Bamber Valley | 903 | Residential |  | 36930 | 2023 | 2023
20252-215070-01 | Rochester Public Utilities | 99 | 16181 | Muni | 7000062755 | 10.24 | Solar |  |  | Interconnected | Rochester | 55902 | Bamber Valley | 905 | Residential |  | 56661.46 | 2023 | 2023
20252-215070-01 | Rochester Public Utilities | 99 | 16181 | Muni | 7000062913 | 3.3 | Solar |  |  | Interconnected | Rochester | 55901 | Northern Hills | 1311 | Residential |  | 16698 | 2021 | 2021
20252-215070-01 | Rochester Public Utilities | 99 | 16181 | Muni | 7000063014 | 11.4 | Solar |  |  | Interconnected | Rochester | 55902 | Bamber Valley | 901 | Residential |  | 19690 | 2021 | 2022
20252-215070-01 | Rochester Public Utilities | 99 | 16181 | Muni | 7000063154 | 9.6 | Solar |  |  | Interconnected | Rochester | 55901 | Northern Hills | 1303 | Residential |  | 27373.58 | 2023 | 2023
20252-215070-01 | Rochester Public Utilities | 99 | 16181 | Muni | 7000063520 | 5.12 | Solar |  |  | Interconnected | Rochester | 55901 | Westside | 1604 | Residential |  | 20000 | 2022 | 2022
20252-215070-01 | Rochester Public Utilities | 99 | 16181 | Muni | 7000063714 | 10 | Solar |  |  | Interconnected | Rochester | 55901 | Zumbro River | 812 | Residential |  | 28958 | 2021 | 2021
20252-215070-01 | Rochester Public Utilities | 99 | 16181 | Muni | 7000063774 | 11.25 | Solar |  |  | Interconnected | Rochester | 55902 | Bamber Valley | 905 | Residential |  | 41650 | 2017 | 2017
20252-215070-01 | Rochester Public Utilities | 99 | 16181 | Muni | 7000064033 | 6.4 | Solar |  |  | Interconnected | Rochester | 55901 | Westside | 1603 | Residential |  | 37240 | 2022 | 2022
20252-215070-01 | Rochester Public Utilities | 99 | 16181 | Muni | 7000064118 | 10 | Solar |  |  | Interconnected | Rochester | 55906 | Silver Lake | 304 | Residential |  | 32410 | 2020 | 2020
20252-215070-01 | Rochester Public Utilities | 99 | 16181 | Muni | 7000064765 | 9.423 | Solar |  |  | Interconnected | Rochester | 55902 | Bamber Valley | 905 | Residential |  | 35697.5 | 2023 | 2023
20252-215070-01 | Rochester Public Utilities | 99 | 16181 | Muni | 7000064793 | 9.1 | Solar |  |  | Interconnected | Rochester | 55902 | Bamber Valley | 911 | Residential |  | 30960 | 2018 | 2018
20252-215070-01 | Rochester Public Utilities | 99 | 16181 | Muni | 7000064804 | 7.9 | Solar |  |  | Interconnected | Rochester | 55901 | Northern Hills | 1301 | Residential |  | 21997 | 2020 | 2021
20252-215070-01 | Rochester Public Utilities | 99 | 16181 | Muni | 7000065022 | 3.8 | Solar |  |  | Interconnected | Rochester | 55902 | Bamber Valley | 905 | Residential |  | 18963 | 2021 | 2021
20252-215070-01 | Rochester Public Utilities | 99 | 16181 | Muni | 7000065040 | 8.96 | Solar |  |  | Interconnected | Rochester | 55906 | Zumbro River | 804 | Residential |  | 50440 | 2023 | 2023
20252-215070-01 | Rochester Public Utilities | 99 | 16181 | Muni | 7000065301 | 11.02 | Solar |  |  | Interconnected | Rochester | 55906 | Silver Lake | 304 | Residential |  | 57000 | 2022 | 2022
20252-215070-01 | Rochester Public Utilities | 99 | 16181 | Muni | 7000065360 | 8.32 | Solar |  |  | Interconnected | Rochester | 55904 | Willow Creek | 614 | Residential |  | 48500 | 2022 | 2022
20252-215070-01 | Rochester Public Utilities | 99 | 16181 | Muni | 7000065547 | 10.263 | Solar |  |  | Interconnected | Rochester | 55902 | Bamber Valley | 905 | Residential |  | 39150 | 2023 | 2023
20252-215070-01 | Rochester Public Utilities | 99 | 16181 | Muni | 7000065885 | 10.03 | Solar |  |  | Interconnected | Rochester | 55906 | Silver Lake | 304 | Residential |  | 39110 | 2022 | 2023
20252-215070-01 | Rochester Public Utilities | 99 | 16181 | Muni | 7000065932 | 8.96 | Solar |  |  | Interconnected | Rochester | 55902 | Bamber Valley | 905 | Residential |  | 52380 | 2022 | 2023
20252-215070-01 | Rochester Public Utilities | 99 | 16181 | Muni | 7000066011 | 11.866 | Solar |  |  | Interconnected | Rochester | 55902 | Bamber Valley | 911 | Residential |  | 38066 | 2022 | 2022
20252-215070-01 | Rochester Public Utilities | 99 | 16181 | Muni | 7000066181 | 5.12 | Solar |  |  | Interconnected | Rochester | 55901 | Northern Hills | 1303 | Residential |  | 30135 | 2023 | 2023
20252-215070-01 | Rochester Public Utilities | 99 | 16181 | Muni | 7000066195 | 15.36 | Solar |  |  | Interconnected | Rochester | 55906 | Zumbro River | 815 | Residential |  |  | 2022 | 2022
20252-215070-01 | Rochester Public Utilities | 99 | 16181 | Muni | 7000066320 | 7.04 | Solar |  |  | Interconnected | Rochester | 55901 | Northern Hills | 1301 | Residential |  | 43120 | 2022 | 2022
20252-215070-01 | Rochester Public Utilities | 99 | 16181 | Muni | 7000067501 | 6 | Solar |  |  | Interconnected | Rochester | 55902 | Bamber Valley | 911 | Residential |  | 26250 | 2019 | 2019
20252-215070-01 | Rochester Public Utilities | 99 | 16181 | Muni | 7000067508 | 11.4 | Solar |  |  | Interconnected | Rochester | 55904 | Willow Creek | 613 | Residential |  | 37650 | 2021 | 2021
20252-215070-01 | Rochester Public Utilities | 99 | 16181 | Muni | 7000067539 | 10.672 | Solar |  |  | Interconnected | Rochester | 55902 | Bamber Valley | 905 | Residential |  | 36280 | 2023 | 2023
20252-215070-01 | Rochester Public Utilities | 99 | 16181 | Muni | 7000067547 | 11.412 | Solar |  |  | Interconnected | Rochester | 55902 | Bamber Valley | 911 | Residential |  | 36020 | 2023 | 2023
20252-215070-01 | Rochester Public Utilities | 99 | 16181 | Muni | 7000067586 | 12.5 | Solar |  |  | Interconnected | Rochester | 55902 | Bamber Valley | 911 | Residential |  | 33789 | 2020 | 2021
20252-215070-01 | Rochester Public Utilities | 99 | 16181 | Muni | 7000068640 | 4.48 | Solar |  |  | Interconnected | Rochester | 55904 | Willow Creek | 614 | Residential |  | 28987 | 2023 | 2023
20252-215070-01 | Rochester Public Utilities | 99 | 16181 | Muni | 7000069153 | 12.8 | Solar |  |  | Interconnected | Rochester | 55902 | Bamber Valley | 911 | Residential |  | 46203 | 2017 | 2017
20252-215070-01 | Rochester Public Utilities | 99 | 16181 | Muni | 7000069197 | 6.4 | Solar |  |  | Interconnected | Rochester | 55902 | Bamber Valley | 905 | Residential |  | 37240 | 2022 | 2022
20252-215070-01 | Rochester Public Utilities | 99 | 16181 | Muni | 7000069212 | 17.11 | Solar |  |  | Interconnected | Rochester | 55902 | Bamber Valley | 905 | Residential |  | 35400 | 2022 | 2022
20252-215070-01 | Rochester Public Utilities | 99 | 16181 | Muni | 7000069610 | 10 | Solar |  |  | Interconnected | Rochester | 55906 | Silver Lake | 304 | Residential |  | 31320 | 2020 | 2020
20252-215070-01 | Rochester Public Utilities | 99 | 16181 | Muni | 7000069637 | 10 | Solar |  |  | Interconnected | Rochester | 55902 | Bamber Valley | 905 | Residential |  | 42440 | 2021 | 2022
20252-215070-01 | Rochester Public Utilities | 99 | 16181 | Muni | 7000069707 | 4.48 | Solar |  |  | Interconnected | Rochester | 55902 | Bamber Valley | 905 | Residential |  | 28987 | 2023 | 2023
20252-215070-01 | Rochester Public Utilities | 99 | 16181 | Muni | 7000070032 | 11.02 | Solar |  |  | Interconnected | Rochester | 55902 | Bamber Valley | 905 | Residential |  | 30000 | 2022 | 2023
20252-215070-01 | Rochester Public Utilities | 99 | 16181 | Muni | 7000070221 | 7.2 | Solar |  |  | Interconnected | Rochester | 55904 | Silver Lake | 304 | Residential |  | 19456 | 2020 | 2021
20252-215070-01 | Rochester Public Utilities | 99 | 16181 | Muni | 7000070304 | 9.9 | Solar |  |  | Interconnected | Rochester | 55901 | Northern Hills | 1301 | Residential |  | 57430 | 2021 | 2022
20252-215070-01 | Rochester Public Utilities | 99 | 16181 | Muni | 7000070526 | 22.8 | Solar |  |  | Interconnected | Rochester | 55902 | Bamber Valley | 911 | Residential |  | 46307 | 2021 | 2022
20252-215070-01 | Rochester Public Utilities | 99 | 16181 | Muni | 7000070536 | 13.6 | Solar |  |  | Interconnected | Rochester | 55906 | Zumbro River | 804 | Residential |  | 46410 | 2019 | 2019
20252-215070-01 | Rochester Public Utilities | 99 | 16181 | Muni | 7000070702 | 6.98 | Solar |  |  | Interconnected | Rochester | 55902 | Bamber Valley | 905 | Residential |  | 25900 | 2022 | 2022
20252-215070-01 | Rochester Public Utilities | 99 | 16181 | Muni | 7000071144 | 4.4 | Solar |  |  | Interconnected | Rochester | 55902 | Bamber Valley | 905 | Residential |  | 31564 | 2021 | 2022
20252-215070-01 | Rochester Public Utilities | 99 | 16181 | Muni | 7000071644 | 6 | Solar |  |  | Interconnected | Rochester | 55902 | Bamber Valley | 905 | Residential |  | 25958 | 2019 | 2019
20252-215070-01 | Rochester Public Utilities | 99 | 16181 | Muni | 7000071834 | 14.08 | Solar |  |  | Interconnected | Rochester | 55906 | Zumbro River | 804 | Residential |  | 53579 | 2023 | 2023
20252-215070-01 | Rochester Public Utilities | 99 | 16181 | Muni | 7000072093 | 10.44 | Solar |  |  | Interconnected | Rochester | 55902 | Bamber Valley | 905 | Residential |  | 42710 | 2022 | 2022
20252-215070-01 | Rochester Public Utilities | 99 | 16181 | Muni | 7000072143 | 7.6 | Solar |  |  | Interconnected | Rochester | 55904 | Willow Creek | 614 | Residential |  | 23360 | 2019 | 2019
20252-215070-01 | Rochester Public Utilities | 99 | 16181 | Muni | 7000072221 | 4.18 | Solar |  |  | Interconnected | Rochester | 55901 | Northern Hills | 1301 | Residential |  | 21856 | 2022 | 2022
20252-215070-01 | Rochester Public Utilities | 99 | 16181 | Muni | 7000072693 | 9.86 | Solar |  |  | Interconnected | Rochester | 55904 | Willow Creek | 614 | Residential |  | 56511 | 2022 | 2022
20252-215070-01 | Rochester Public Utilities | 99 | 16181 | Muni | 7000072721 | 5.76 | Solar |  |  | Interconnected | Rochester | 55901 | Northern Hills | 1301 | Residential |  | 34153 | 2023 | 2023
20252-215070-01 | Rochester Public Utilities | 99 | 16181 | Muni | 7000073015 | 9.1 | Solar |  |  | Interconnected | Rochester | 55906 | Zumbro River | 804 | Residential |  | 35880 | 2022 | 2022
20252-215070-01 | Rochester Public Utilities | 99 | 16181 | Muni | 7000073188 | 6.4 | Solar |  |  | Interconnected | Rochester | 55901 | Northern Hills | 1301 | Residential |  | 37240 | 2022 | 2022
20252-215070-01 | Rochester Public Utilities | 99 | 16181 | Muni | 7000073593 | 5.76 | Solar |  |  | Interconnected | Rochester | 55904 | Willow Creek | 614 | Residential |  | 25843 | 2022 | 2023
20252-215070-01 | Rochester Public Utilities | 99 | 16181 | Muni | 7000073618 | 13.6 | Solar |  |  | Interconnected | Rochester | 55902 | Bamber Valley | 905 | Residential |  | 41095 | 2021 | 2021
20252-215070-01 | Rochester Public Utilities | 99 | 16181 | Muni | 7000073749 | 7.6 | Solar |  |  | Interconnected | Rochester | 55906 | Silver Lake | 304 | Residential |  | 39340 | 2021 | 2021
20252-215070-01 | Rochester Public Utilities | 99 | 16181 | Muni | 7000073779 | 11.4 | Solar |  |  | Interconnected | Rochester | 55906 | Zumbro River | 804 | Residential |  | 27472 | 2019 | 2019
20252-215070-01 | Rochester Public Utilities | 99 | 16181 | Muni | 7000073826 | 10.24 | Solar |  |  | Interconnected | Rochester | 55902 | Bamber Valley | 905 | Residential |  | 60140 | 2022 | 2022
20252-215070-01 | Rochester Public Utilities | 99 | 16181 | Muni | 7000073914 | 11.4 | Solar |  |  | Interconnected | Rochester | 55906 | Silver Lake | 304 | Residential |  | 35297 | 2021 | 2021
20252-215070-01 | Rochester Public Utilities | 99 | 16181 | Muni | 7000074177 | 9.86 | Solar |  |  | Interconnected | Rochester | 55901 | Northern Hills | 1311 | Residential |  | 41554 | 2022 | 2023
20252-215070-01 | Rochester Public Utilities | 99 | 16181 | Muni | 7000075006 | 4.48 | Solar |  |  | Interconnected | Rochester | 55901 | Westside | 1604 | Residential |  | 26260 | 2022 | 2022
20252-215070-01 | Rochester Public Utilities | 99 | 16181 | Muni | 7000075027 | 9.28 | Solar |  |  | Interconnected | Rochester | 55906 | Silver Lake | 304 | Residential |  | 39420 | 2022 | 2022
20252-215070-01 | Rochester Public Utilities | 99 | 16181 | Muni | 7000075029 | 11.4 | Solar |  |  | Interconnected | Rochester | 55901 | Cascade Creek | 712 | Residential |  | 41400 | 2022 | 2022
20252-215070-01 | Rochester Public Utilities | 99 | 16181 | Muni | 7000075053 | 12.564 | Solar |  |  | Interconnected | Rochester | 55901 | Northern Hills | 1311 | Residential |  | 39830 | 2022 | 2022
20252-215070-01 | Rochester Public Utilities | 99 | 16181 | Muni | 7000075212 | 8.7 | Solar |  |  | Interconnected | Rochester | 55904 | Willow Creek | 613 | Residential |  | 18000 | 2022 | 2022
20252-215070-01 | Rochester Public Utilities | 99 | 16181 | Muni | 7000075250 | 7.8 | Solar |  |  | Interconnected | Rochester | 55901 | Northern Hills | 1303 | Residential |  | 25000 | 2020 | 2021
20252-215070-01 | Rochester Public Utilities | 99 | 16181 | Muni | 7000075652 | 7.6 | Solar |  |  | Interconnected | Rochester | 55906 | Zumbro River | 804 | Residential |  | 27990 | 2019 | 2019
20252-215070-01 | Rochester Public Utilities | 99 | 16181 | Muni | 7000076092 | 7.68 | Solar |  |  | Interconnected | Rochester | 55904 | Willow Creek | 614 | Residential |  | 44620 | 2022 | 2022
20252-215070-01 | Rochester Public Utilities | 99 | 16181 | Muni | 7000076513 | 15.37 | Solar |  |  | Interconnected | Rochester | 55901 | Zumbro River | 812 | Residential |  | 56090 | 2022 | 2023
20252-215070-01 | Rochester Public Utilities | 99 | 16181 | Muni | 7000076515 | 4.32 | Solar |  |  | Interconnected | Rochester | 55904 | Willow Creek | 614 | Residential |  | 19931 | 2017 | 2017
20252-215070-01 | Rochester Public Utilities | 99 | 16181 | Muni | 7000076523 | 11.4 | Solar |  |  | Interconnected | Rochester | 55906 | Silver Lake | 304 | Residential |  | 38794 | 2020 | 2020
20252-215070-01 | Rochester Public Utilities | 99 | 16181 | Muni | 7000076593 | 16.075 | Solar |  |  | Interconnected | Rochester | 55902 | Bamber Valley | 911 | Residential |  | 51650 | 2023 | 2023
20252-215070-01 | Rochester Public Utilities | 99 | 16181 | Muni | 7000076664 | 8.96 | Solar |  |  | Interconnected | Rochester | 55902 | Bamber Valley | 905 | Residential |  | 52380 | 2022 | 2022
20252-215070-01 | Rochester Public Utilities | 99 | 16181 | Muni | 7000077512 | 9.77 | Solar |  |  | Interconnected | Rochester | 55901 | Northern Hills | 1311 | Residential |  | 30850 | 2022 | 2022
20252-215070-01 | Rochester Public Utilities | 99 | 16181 | Muni | 7000077818 | 7.68 | Solar |  |  | Interconnected | Rochester | 55901 | Northern Hills | 1301 | Residential |  | 46560 | 2022 | 2022
20252-215070-01 | Rochester Public Utilities | 99 | 16181 | Muni | 7000077831 | 7.6 | Solar |  |  | Interconnected | Rochester | 55902 | Bamber Valley | 905 | Residential |  | 28675 | 2019 | 2019
20252-215070-01 | Rochester Public Utilities | 99 | 16181 | Muni | 7000078191 | 6.03 | Solar |  |  | Interconnected | Rochester | 55904 | Willow Creek | 614 | Residential |  | 34075 | 2022 | 2022
20252-215070-01 | Rochester Public Utilities | 99 | 16181 | Muni | 7000078223 | 26 | Solar |  |  | Interconnected | Rochester | 55902 | Bamber Valley | 905 | Residential |  | 90175 | 2022 | 2022
20252-215070-01 | Rochester Public Utilities | 99 | 16181 | Muni | 7000085293 | 5.76 | Solar |  |  | Interconnected | Rochester | 55901 | Northern Hills | 1303 | Residential |  | 21780 | 2022 | 2022
20252-215070-01 | Rochester Public Utilities | 99 | 16181 | Muni | 7000085538 | 8.32 | Solar |  |  | Interconnected | Rochester | 55906 | Zumbro River | 815 | Residential |  | 49713 | 2023 | 2023
20252-215070-01 | Rochester Public Utilities | 99 | 16181 | Muni | 7000085827 | 4.6 | Solar |  |  | Interconnected | Rochester | 55902 | Willow Creek | 603 | Residential |  | 27496 | 2021 | 2021
20252-215070-01 | Rochester Public Utilities | 99 | 16181 | Muni | 7000085963 | 4.886 | Solar |  |  | Interconnected | Rochester | 55901 | Cascade Creek | 712 | Residential |  | 23850 | 2022 | 2022
20252-215070-01 | Rochester Public Utilities | 99 | 16181 | Muni | 7000086138 | 8.376 | Solar |  |  | Interconnected | Rochester | 55904 | Willow Creek | 613 | Residential |  | 30376 | 2022 | 2022
20252-215070-01 | Rochester Public Utilities | 99 | 16181 | Muni | 7000086168 | 6.4 | Solar |  |  | Interconnected | Rochester | 55904 | Willow Creek | 614 | Residential |  | 37240 | 2022 | 2023
20252-215070-01 | Rochester Public Utilities | 99 | 16181 | Muni | 7000086187 | 8.26 | Solar |  |  | Interconnected | Rochester | 55906 | Zumbro River | 815 | Residential |  | 17823 | 2022 | 2022
20252-215070-01 | Rochester Public Utilities | 99 | 16181 | Muni | 7000086201 | 6.4 | Solar |  |  | Interconnected | Rochester | 55906 | Zumbro River | 815 | Residential |  | 40180 | 2023 | 2023
20252-215070-01 | Rochester Public Utilities | 99 | 16181 | Muni | 7000086218 | 5.76 | Solar |  |  | Interconnected | Rochester | 55906 | Zumbro River | 815 | Residential |  | 36162 | 2023 | 2023
20252-215070-01 | Rochester Public Utilities | 99 | 16181 | Muni | 7000086234 | 11.14 | Solar |  |  | Interconnected | Rochester | 55906 | Zumbro River | 815 | Residential |  | 40160 | 2023 | 2023
20252-215070-01 | Rochester Public Utilities | 99 | 16181 | Muni | 7000086284 | 11.52 | Solar |  |  | Interconnected | Rochester | 55901 | Northern Hills | 1303 | Residential |  | 69840 | 2022 | 2023
20252-215070-01 | Rochester Public Utilities | 99 | 16181 | Muni | 7000086320 | 10.24 | Solar |  |  | Interconnected | Rochester | 55906 | Zumbro River | 815 | Residential |  | 60140 | 2022 | 2022
20252-215070-01 | Rochester Public Utilities | 99 | 16181 | Muni | 7000086524 | 11.4 | Solar |  |  | Interconnected | Rochester | 55902 | Bamber Valley | 905 | Residential |  | 26029 | 2022 | 2022
20252-215070-01 | Rochester Public Utilities | 99 | 16181 | Muni | 7000086548 | 13.6 | Solar |  |  | Interconnected | Rochester | 55902 | Bamber Valley | 905 | Residential |  | 61950 | 2022 | 2022
20252-215070-01 | Rochester Public Utilities | 99 | 16181 | Muni | 7000086554 | 7.04 | Solar |  |  | Interconnected | Rochester | 55902 | Bamber Valley | 905 | Residential |  | 41160 | 2022 | 2022
20252-215070-01 | Rochester Public Utilities | 99 | 16181 | Muni | 7000087015 | 6.96 | Solar |  |  | Interconnected | Rochester | 55906 | Zumbro River | 815 | Residential |  | 14400 | 2022 | 2023
20252-215070-01 | Rochester Public Utilities | 99 | 16181 | Muni | 7000087853 | 8.32 | Solar |  |  | Interconnected | Rochester | 55906 | Zumbro River | 815 | Residential |  | 46706 | 2023 | 2023
20252-215070-01 | Rochester Public Utilities | 99 | 16181 | Muni | 7000045566 | 38.35 | Solar |  |  | Interconnected | Rochester | 55901 | Cascade Creek | 712 | Commercial |  | 114426 | 2023 | 2024
20252-215070-01 | Rochester Public Utilities | 99 | 16181 | Muni | 7000003430 | 39.9 | Solar |  |  | Interconnected | Rochester | 55901 | Zumbro River | 805 | Commercial |  | 169310 | 2024 | 2024
20252-215070-01 | Rochester Public Utilities | 99 | 16181 | Muni | 7000018173 | 39 | Solar |  |  | Interconnected | Rochester | 55901 | Cascade Creek | 712 | Commercial |  | 119952 | 2023 | 2024
20252-215070-01 | Rochester Public Utilities | 99 | 16181 | Muni | 7000086083 | 39 | Solar |  |  | Interconnected | Rochester | 55901 | Zumbro River | 812 | Commercial |  | 120960 | 2023 | 2024
20252-215070-01 | Rochester Public Utilities | 99 | 16181 | Muni | 7000051068 | 8.82 | Solar |  |  | Interconnected | Rochester | 55901 | Westside | 1603 | Commercial |  | 42448 | 2023 | 2024
20252-215070-01 | Rochester Public Utilities | 99 | 16181 | Muni | 7000001060 | 20 | Solar |  |  | Interconnected | Rochester | 55904 | Willow Creek | 614 | Commercial |  | 54560 | 2020 | 2020
20252-215070-01 | Rochester Public Utilities | 99 | 16181 | Muni | 7000001335 | 55 | Solar |  |  | Interconnected | Rochester | 55904 | Willow Creek | 614 | Commercial |  |  | 2017 | 2017
20252-215070-01 | Rochester Public Utilities | 99 | 16181 | Muni | 7000009080 | 39.9 | Solar |  |  | Interconnected | Rochester | 55902 | Cascade Creek | 703 | Commercial |  | 166109 | 2023 | 2023
20252-215070-01 | Rochester Public Utilities | 99 | 16181 | Muni | 7000014910 | 885 | Solar |  |  | Interconnected | Rochester | 55902 | Bamber Valley | 903 | Commercial |  |  | 2019 | 2019
20252-215070-01 | Rochester Public Utilities | 99 | 16181 | Muni | 7000021150 | 10 | Solar |  |  | Interconnected | Rochester | 55902 | Willow Creek | 603 | Commercial |  | 35525 | 2013 | 2013
20252-215070-01 | Rochester Public Utilities | 99 | 16181 | Muni | 7000026858 | 7.6 | Solar |  |  | Interconnected | Rochester | 55906 | Silver Lake | 305 | Commercial |  | 27300 | 2019 | 2019
20252-215070-01 | Rochester Public Utilities | 99 | 16181 | Muni | 7000027576 | 21.4 | Solar |  |  | Interconnected | Rochester | 55904 | Willow Creek | 604 | Commercial |  | 52530 | 2012 | 2012
20252-215070-01 | Rochester Public Utilities | 99 | 16181 | Muni | 7000032255 | 11.48 | Solar |  |  | Interconnected | Rochester | 55901 | Cascade Creek | 704 | Commercial |  | 49642 | 2015 | 2015
20252-215070-01 | Rochester Public Utilities | 99 | 16181 | Muni | 7000038387 | 37.8 | Solar |  |  | Interconnected | Rochester | 55901 | Cascade Creek | 704 | Commercial |  | 85885 | 2021 | 2022
20252-215070-01 | Rochester Public Utilities | 99 | 16181 | Muni | 7000039482 | 10.07 | Solar |  |  | Interconnected | Rochester | 55906 | Zumbro River | 804 | Commercial |  | 31302 | 2013 | 2013
20252-215070-01 | Rochester Public Utilities | 99 | 16181 | Muni | 7000041144 | 39.9 | Solar |  |  | Interconnected | Rochester | 55901 | Cascade Creek | 703 | Commercial |  | 166037 | 2023 | 2023
20252-215070-01 | Rochester Public Utilities | 99 | 16181 | Muni | 7000041154 | 33.6 | Solar |  |  | Interconnected | Rochester | 55901 | Zumbro River | 812 | Commercial |  | 177897 | 2011 | 2011
20252-215070-01 | Rochester Public Utilities | 99 | 16181 | Muni | 7000045213 | 6.105 | Solar |  |  | Interconnected | Rochester | 55906 | Zumbro River | 804 | Commercial |  |  | 2011 | 2011
20252-215070-01 | Rochester Public Utilities | 99 | 16181 | Muni | 7000047176 | 150 | Solar |  |  | Interconnected | Rochester | 55901 | Zumbro River | 813 | Commercial |  | 450950 | 2013 | 2013
20252-215070-01 | Rochester Public Utilities | 99 | 16181 | Muni | 7000047204 | 6.105 | Solar |  |  | Interconnected | Rochester | 55901 | Silver Lake | 305 | Commercial |  |  | 2011 | 2011
20252-215070-01 | Rochester Public Utilities | 99 | 16181 | Muni | 7000047216 | 20 | Solar |  |  | Interconnected | Rochester | 55901 | Cascade Creek | 701 | Commercial |  | 70750 | 2019 | 2020
20252-215070-01 | Rochester Public Utilities | 99 | 16181 | Muni | 7000047601 | 5.768 | Solar |  |  | Interconnected | Rochester | 55904 | Willow Creek | 605 | Commercial |  |  | 2008 | 2008
20252-215070-01 | Rochester Public Utilities | 99 | 16181 | Muni | 7000049438 | 39.7 | Solar |  |  | Interconnected | Rochester | 55901 | Cascade Creek | 712 | Commercial |  | 88530 | 2017 | 2017
20252-215070-01 | Rochester Public Utilities | 99 | 16181 | Muni | 7000051962 | 1.63 | Solar |  |  | Interconnected | Rochester | 55901 | Cascade Creek | 705 | Commercial |  |  | 2010 | 2010
20252-215070-01 | Rochester Public Utilities | 99 | 16181 | Muni | 7000063016 | 10 | Solar |  |  | Interconnected | Rochester | 55901 | Cascade Creek | 705 | Commercial |  |  | 2013 | 2013
20252-215070-01 | Rochester Public Utilities | 99 | 16181 | Muni | 7000063018 | 39.36 | Solar |  |  | Interconnected | Rochester | 55901 | Northern Hills | 1302 | Commercial |  |  | 2016 | 2016
20252-215070-01 | Rochester Public Utilities | 99 | 16181 | Muni | 7000064867 | 52.2 | Solar |  |  | Interconnected | Rochester | 55901 | Northern Hills | 1303 | Commercial |  | 145000 | 2020 | 2020
20252-215070-01 | Rochester Public Utilities | 99 | 16181 | Muni | 7000073199 | 34.2 | Solar |  |  | Interconnected | Rochester | 55901 | Cascade Creek | 712 | Commercial |  | 93191 | 2020 | 2020
20252-215070-01 | Rochester Public Utilities | 99 | 16181 | Muni | 7000073817 | 7.6 | Solar |  | X | Interconnected | Rochester | 55906 | Willow Creek | 613 | Commercial |  | 29860 | 2017 | 2017
20252-215070-01 | Rochester Public Utilities | 99 | 16181 | Muni | 7000074900 | 32.6 | Solar |  |  | Interconnected | Rochester | 55901 | Cascade Creek | 705 | Commercial |  |  | 2019 | 2020
20252-215070-01 | Rochester Public Utilities | 99 | 16181 | Muni | 7000085564 | 22 | Solar |  |  | Interconnected | Rochester | 55902 | Cascade Creek | 703 | Commercial |  | 81150 | 2023 | 2023
20252-215070-01 | Rochester Public Utilities | 99 | 16181 | Muni | 7000085959 | 86.4 | Solar |  |  | Interconnected | Rochester | 55906 | Zumbro River | 804 | Commercial |  | 243500 | 2020 | 2021
20252-215070-01 | Rochester Public Utilities | 99 | 16181 | Muni | 7000086163 | 39.9 | Solar |  |  | Interconnected | Rochester | 55901 | Northern Hills | 1313 | Commercial |  | 174640 | 2022 | 2023
20252-215070-01 | Rochester Public Utilities | 99 | 16181 | Muni | 7000086184 | 39.9 | Solar |  |  | Interconnected | Rochester | 55904 | Willow Creek | 614 | Commercial |  | 174640 | 2022 | 2023
20252-215070-01 | Rochester Public Utilities | 99 | 16181 | Muni | 7000086516 | 34.6 | Solar |  |  | Interconnected | Rochester | 55906 | Silver Lake | 404 | Commercial |  | 102795 | 2022 | 2023
20252-215070-01 | Rochester Public Utilities | 99 | 16181 | Muni | 7000087020 | 34.6 | Solar |  |  | Interconnected | Rochester | 55902 | Cascade Creek | 712 | Commercial |  | 117500 | 2022 | 2023
20252-215070-01 | Rochester Public Utilities | 99 | 16181 | Muni | 7000087960 | 100 | Solar |  |  | Interconnected | Rochester | 55901 | Zumbro River | 801 | Commercial |  | 280000 | 2022 | 2023
20252-215070-01 | Rochester Public Utilities | 99 | 16181 | Muni | 7000024776 | 145.53 | Solar |  |  | Interconnected | Rochester | 55901 | Crosstown | 1402 | Industrial |  |  | 2010 | 2010
20252-215070-01 | Rochester Public Utilities | 99 | 16181 | Muni | 0VHDERN | 3500 | Solar |  |  | Interconnected | Rochester | 55904 | Northern Hills | 1314 | Utility |  |  | 2020 | 2010
20252-215070-01 | Rochester Public Utilities | 99 | 16181 | Muni | 0VHDERS | 6500 | Solar |  |  | Interconnected | Rochester | 55904 | Cascade Creek | 712 | Utility |  |  | 2020 | 2022
20252-215070-01 | Rochester Public Utilities | 99 | 16181 | Muni | 7000003599 | 7 | Solar |  |  | Decommissioned | Rochester | 55902 | Willow Creek | 612 | Residential |  | 22656 | 2012 | 2023
20252-215070-01 | Rochester Public Utilities | 99 | 16181 | Muni | NOVA10416 | 20.44 | Solar |  |  | Active Application | Rochester | 55902 | Bamber Valley | 911 | Residential |  | 60270 | 2024
20252-215070-01 | Rochester Public Utilities | 99 | 16181 | Muni | NOVA10587 | 3.48 | Solar |  |  | Active Application | Rochester | 55902 | Cascade Creek | 712 | Residential |  | 19311 | 2024
20252-215070-01 | Rochester Public Utilities | 99 | 16181 | Muni | NOVA10798 | 7.6 | Solar |  |  | Active Application | Rochester | 55906 | Silver Lake 4 | 405 | Residential |  | 35303 | 2024
20252-215070-01 | Rochester Public Utilities | 99 | 16181 | Muni | NOVA10826 | 7.14 | Solar |  |  | Active Application | Rochester | 55901 | Silver Lake 3 | 305 | Residential |  | 27000 | 2024
20252-215070-01 | Rochester Public Utilities | 99 | 16181 | Muni | NOVA11834 | 12.85 | Solar |  |  | Active Application | Rochester | 55906 | Silver Lake 4 | 405 | Residential |  | 37440 | 2024
20252-215070-01 | Rochester Public Utilities | 99 | 16181 | Muni | NOVA11934 | 3.8 | Solar |  |  | Active Application | Rochester | 55901 | Cascade Creek | 713 | Residential |  | 15533.87 | 2024
20252-215070-01 | Rochester Public Utilities | 99 | 16181 | Muni | NOVA11996 | 7.6 | Solar |  |  | Active Application | Rochester | 55901 | Douglas Trail | 1731 | Residential |  | 31067.74 | 2024
20252-215070-01 | Rochester Public Utilities | 99 | 16181 | Muni | NOVA12033 | 11.5 | Solar |  | X | Active Application | Rochester | 55902 | Bamber Valley | 905 | Residential |  | 76060 | 2024
20252-215070-01 | Rochester Public Utilities | 99 | 16181 | Muni | NOVA12033-S | 11.5 | Storage |  |  | Active Application | Rochester | 55902 | Bamber Valley | 905 | Residential |  | 76060 | 2024
20252-215070-01 | Rochester Public Utilities | 99 | 16181 | Muni | NOVA12062 | 6.01 | Solar |  |  | Active Application | Rochester | 55902 | Bamber Valley | 905 | Residential |  | 26640 | 2024
20252-215070-01 | Rochester Public Utilities | 99 | 16181 | Muni | NOVA12091 | 5.93 | Solar |  |  | Active Application | Rochester | 55902 | Silver Lake 4 | 401 | Residential |  | 34000 | 2024
20252-215070-01 | Rochester Public Utilities | 99 | 16181 | Muni | NOVA12151 | 5 | Solar |  |  | Active Application | Rochester | 55906 | Zumbro River | 815 | Residential |  | 21088.41 | 2024
20252-215070-01 | Rochester Public Utilities | 99 | 16181 | Muni | NOVA12152 | 16 | Solar |  |  | Active Application | Rochester | 55902 | Bamber Valley | 911 | Residential |  | 157050 | 2024
20252-215070-01 | Rochester Public Utilities | 99 | 16181 | Muni | NOVA12172 | 7.98 | Solar |  |  | Active Application | Rochester | 55904 | Willow Creek | 605 | Residential |  | 25038.5 | 2024
20252-215070-01 | Rochester Public Utilities | 99 | 16181 | Muni | NOVA12201 | 10.54 | Solar |  |  | Active Application | Rochester | 55906 | Zumbro River | 804 | Residential |  | 36000 | 2024
20252-215070-01 | Rochester Public Utilities | 99 | 16181 | Muni | NOVA12226 | 3.8 | Solar |  |  | Active Application | Rochester | 55901 | Northern Hills | 1311 | Residential |  | 16475.32 | 2024
20252-215070-01 | Rochester Public Utilities | 99 | 16181 | Muni | NOVA12285 | 6.26 | Solar |  |  | Active Application | Rochester | 55906 | Silver Lake 4 | 402 | Residential |  | 36000 | 2024
20252-215070-01 | Rochester Public Utilities | 99 | 16181 | Muni | NOVA12363 | 12.29 | Solar |  |  | Active Application | Rochester | 55901 | West Side | 1603 | Residential | 2649 Monroe Dr NW | 58649.35 | 2024
20252-215070-01 | Rochester Public Utilities | 99 | 16181 | Muni | NOVA12372 | 10.8 | Solar |  |  | Active Application | Rochester | 55906 | Silver Lake 3 | 304 | Residential |  | 34920 | 2024
20252-215070-01 | Rochester Public Utilities | 99 | 16181 | Muni | NOVA12465 | 4.56 | Solar |  |  | Active Application | Rochester | 55901 | Northern Hills | 1301 | Residential |  | 18916 | 2024
20252-215070-01 | Rochester Public Utilities | 99 | 16181 | Muni | NOVA8167 | 25.44 | Solar |  | X | Active Application | Rochester | 55902 | Bamber Valley | 911 | Residential |  | 101034 | 2023
20252-215070-01 | Rochester Public Utilities | 99 | 16181 | Muni | NOVA8167-S | 10 | Storage |  |  | Active Application | Rochester | 55902 | Bamber Valley | 911 | Residential |  | 101034 | 2023
20252-215070-01 | Rochester Public Utilities | 99 | 16181 | Muni | NOVA8539 | 8.5 | Solar |  |  | Active Application | Rochester | 55906 | Zumbro River | 815 | Residential |  | 54612.86 | 2023
20252-215070-01 | Rochester Public Utilities | 99 | 16181 | Muni | NOVA8742 | 4.99 | Solar |  |  | Active Application | Rochester | 55902 | Bamber Valley | 904 | Residential |  | 15000 | 2023
20252-215070-01 | Rochester Public Utilities | 99 | 16181 | Muni | NOVA8743 | 7.56 | Solar |  |  | Active Application | Rochester | 55906 | Zumbro River | 815 | Residential |  | 32603 | 2023
20252-215070-01 | Rochester Public Utilities | 99 | 16181 | Muni | NOVA8969 | 7.56 | Solar |  |  | Active Application | Rochester | 55902 | Silver Lake 4 | 401 | Residential |  | 39647 | 2023
20252-215070-01 | Rochester Public Utilities | 99 | 16181 | Muni | NOVA10311 | 99.5 | Solar |  |  | Active Application | Rochester | 55906 | Silver Lake 3 | 305 | Commercial |  | 279800 | 2024
20252-215070-01 | Rochester Public Utilities | 99 | 16181 | Muni | NOVA10804 | 11.52 | Solar |  |  | Active Application | Rochester | 55904 | Willow Creek | 612 | Commercial |  | 40000 | 2024
20252-215070-01 | Rochester Public Utilities | 99 | 16181 | Muni | NOVA12111 | 33.3 | Solar |  |  | Active Application | Rochester | 55904 | Silver Lake 3 | 301 | Commercial |  | 90915.29 | 2024
20252-215070-01 | Rochester Public Utilities | 99 | 16181 | Muni | NOVA4153 | 5 | Solar |  |  | Withdrawn | Rochester | 55901 | Northern Hills | 1301 | Residential | 2021 Solar Electric Rebate Program | 26664 | 2021
20252-215070-01 | Rochester Public Utilities | 99 | 16181 | Muni | NOVA4173 | 3.8 | Solar |  |  | Withdrawn | Rochester | 55901 | Bamber Valley | 901 | Residential | 2021 Solar Electric Rebate Program | 6032 | 2021
20252-215070-01 | Rochester Public Utilities | 99 | 16181 | Muni | NOVA4342 | 7.12 | Solar |  |  | Withdrawn | Rochester | 55901 | Northern Hills | 1311 | Residential | 2021 Solar Rebate Program | 36713 | 2021
20252-215070-01 | Rochester Public Utilities | 99 | 16181 | Muni | NOVA4577 | 10.54 | Solar |  | X | Withdrawn | Rochester | 55904 | Willow Creek | 605 | Residential |  | 22000 | 2021
20252-215070-01 | Rochester Public Utilities | 99 | 16181 | Muni | NOVA4639 | 6.99 | Solar |  |  | Withdrawn | Rochester | 55901 | Zumbro River | 812 | Residential | 2021 Electric Solar Rebate | 11136 | 2021
20252-215070-01 | Rochester Public Utilities | 99 | 16181 | Muni | NOVA4667 | 4.37 | Solar |  |  | Withdrawn | Rochester | 55901 | Fake | Fake | Residential |  | 8156.25 | 2021
20252-215070-01 | Rochester Public Utilities | 99 | 16181 | Muni | NOVA4677 | 10.41 | Solar |  |  | Withdrawn | Rochester | 55901 | Northern Hills | 1301 | Residential |  | 57135 | 2021
20252-215070-01 | Rochester Public Utilities | 99 | 16181 | Muni | NOVA4702 | 4.08 | Solar |  |  | Withdrawn | Rochester | 55901 | Zumbro River | 812 | Residential | 2021 Solar Electric Rebate | 6496 | 2021
20252-215070-01 | Rochester Public Utilities | 99 | 16181 | Muni | NOVA4868 | 12.08 | Solar |  | X | Withdrawn | Rochester | 55906 | Silver Lake 3 | 304 | Residential | RPU Solar Electric Rebate | 36884.59 | 2021
20252-215070-01 | Rochester Public Utilities | 99 | 16181 | Muni | NOVA4919 | 4.16 | Solar |  |  | Withdrawn | Rochester | 55901 | Fake | Fake | Residential | 2021 Solar Electric Rebate Program | 4100 | 2021
20252-215070-01 | Rochester Public Utilities | 99 | 16181 | Muni | NOVA4943 | 5.62 | Solar |  |  | Withdrawn | Rochester | 55901 | Fake | Fake | Residential | 2021 Solar Electric Rebate Program | 6750 | 2021
20252-215070-01 | Rochester Public Utilities | 99 | 16181 | Muni | NOVA5559 | 13.17 | Solar |  |  | Withdrawn | Rochester | 55902 | Bamber Valley | 905 | Residential | Solar Rebate | 37330 | 2022
20252-215070-01 | Rochester Public Utilities | 99 | 16181 | Muni | NOVA5611 | 4.54 | Solar |  |  | Withdrawn | Rochester | 55901 | Cascade Creek | 712 | Residential | solar rebate | 19170 | 2022
20252-215070-01 | Rochester Public Utilities | 99 | 16181 | Muni | NOVA5721 | 7.67 | Solar |  |  | Withdrawn | Rochester | 55901 | Northern Hills | 1311 | Residential | 2022 Solar Electric Rebate | 45864 | 2022
20252-215070-01 | Rochester Public Utilities | 99 | 16181 | Muni | NOVA5768 | 6.96 | Solar |  |  | Withdrawn | Rochester | 55906 | Silver Lake 3 | 304 | Residential | 2022 Solar Electric Rebate | 36884.59 | 2022
20252-215070-01 | Rochester Public Utilities | 99 | 16181 | Muni | NOVA5979 | 3.8 | Solar |  |  | Withdrawn | Rochester | 55901 | Northern Hills | 1303 | Residential | Solar Rebate | 34865 | 2022
20252-215070-01 | Rochester Public Utilities | 99 | 16181 | Muni | NOVA6216 | 4.48 | Solar |  |  | Withdrawn | Rochester | 55901 | Northern Hills | 1303 | Residential | Solar Rebate | 27720 | 2022
20252-215070-01 | Rochester Public Utilities | 99 | 16181 | Muni | NOVA6272 | 7.6 | Solar |  |  | Withdrawn | Rochester | 55901 | Zumbro River | 812 | Residential | Solar Rebate | 63917 | 2022
20252-215070-01 | Rochester Public Utilities | 99 | 16181 | Muni | NOVA6280 | 9.57 | Solar |  |  | Withdrawn | Rochester | 55906 | Zumbro River | 815 | Residential | Solar Rebate | 51000 | 2022
20252-215070-01 | Rochester Public Utilities | 99 | 16181 | Muni | NOVA6359 | 3.8 | Solar |  |  | Withdrawn | Rochester | 55901 | Northern Hills | 1303 | Residential | Solar Rebate | 34865 | 2022
20252-215070-01 | Rochester Public Utilities | 99 | 16181 | Muni | NOVA6385 | 4.48 | Solar |  |  | Withdrawn | Rochester | 55901 | West Side | 1601 | Residential | Solar Rebate | 28280 | 2022
20252-215070-01 | Rochester Public Utilities | 99 | 16181 | Muni | NOVA6483 | 6.98 | Solar |  |  | Withdrawn | Rochester | 55902 | Fake | Fake | Residential | Solar Rebate | 25900 | 2022
20252-215070-01 | Rochester Public Utilities | 99 | 16181 | Muni | NOVA6569 | 7.6 | Solar |  |  | Withdrawn | Rochester | 55901 | Zumbro River | 812 | Residential | Solar Rebate | 63917 | 2022
20252-215070-01 | Rochester Public Utilities | 99 | 16181 | Muni | NOVA6719 | 7.6 | Solar |  |  | Withdrawn | Rochester | 55901 | Zumbro River | 812 | Residential |  | 63917 | 2022
20252-215070-01 | Rochester Public Utilities | 99 | 16181 | Muni | NOVA6805 | 8.32 | Solar |  |  | Withdrawn | Rochester | 55904 | Willow Creek | 612 | Residential |  | 27076 | 2022
20252-215070-01 | Rochester Public Utilities | 99 | 16181 | Muni | NOVA7015 | 9.34 | Solar |  |  | Withdrawn | Rochester | 55902 | Bamber Valley | 912 | Residential |  | 35470 | 2022
20252-215070-01 | Rochester Public Utilities | 99 | 16181 | Muni | NOVA7025 | 13.44 | Solar |  |  | Withdrawn | Rochester | 55902 | Bamber Valley | 911 | Residential |  | 50917 | 2022
20252-215070-01 | Rochester Public Utilities | 99 | 16181 | Muni | NOVA7083 | 7.66 | Solar |  |  | Withdrawn | Rochester | 55901 | Cascade Creek | 712 | Residential |  | 26330 | 2022
20252-215070-01 | Rochester Public Utilities | 99 | 16181 | Muni | NOVA7342 | 9.44 | Solar |  |  | Withdrawn | Rochester | 55902 | Bamber Valley | 912 | Residential |  | 39800 | 2022
20252-215070-01 | Rochester Public Utilities | 99 | 16181 | Muni | NOVA7791 | 5.12 | Solar |  |  | Withdrawn | Rochester | 55901 | Northern Hills | 1301 | Residential |  | 30135 | 2023
20252-215070-01 | Rochester Public Utilities | 99 | 16181 | Muni | NOVA8524 | 12.46 | Solar |  |  | Withdrawn | Rochester | 55901 | Cascade Creek | 713 | Residential |  | 40500 | 2023
20252-215070-01 | Rochester Public Utilities | 99 | 16181 | Muni | NOVA4607 | 10 | Solar |  |  | Withdrawn | Rochester | 55901 |  |  |  |  | 49711.96 | 2021
20252-215684-01 | Roseau Electric Cooperative | 100 | 16284 | Co-op | 50033 | 3 | Solar |  |  | Interconnected | Salol | 56756 | 7 | 1 | Residential |  |  | 2018 | 2018
20252-215684-01 | Roseau Electric Cooperative | 100 | 16284 | Co-op | 50035 | 10 | Solar |  |  | Interconnected | Salol | 56756 | 10 | 1 | Residential |  |  | 2018 | 2018
20252-215684-01 | Roseau Electric Cooperative | 100 | 16284 | Co-op | Roseau 2019 App 1 | 11.4 | Solar |  |  | Interconnected | Roseau | 56751 | 17 | 3 | Residential |  |  | 2019 | 2019
20252-215684-01 | Roseau Electric Cooperative | 100 | 16284 | Co-op | Roseau 2019 App 2 | 5 | Solar |  |  | Interconnected | Roseau | 56751 | 10 | 2 | Residential |  |  | 2019 | 2019
20252-215684-01 | Roseau Electric Cooperative | 100 | 16284 | Co-op | Roseau 2019 App 3 | 10.78 | Solar |  |  | Interconnected | Grygla | 56727 | 12 | 4 | Residential |  |  | 2019 | 2019
20252-215684-01 | Roseau Electric Cooperative | 100 | 16284 | Co-op | Roseau 2020 App 4 | 22 | Solar |  |  | Interconnected | Roseau | 56751 | 13 | 3 | Residential |  |  | 2020 | 2020
20252-215684-01 | Roseau Electric Cooperative | 100 | 16284 | Co-op | Roseau 2020 Aop 5 | 10 | Solar |  |  | Interconnected | Roseau | 56751 | 17 | 3 | Residential |  |  | 2020 | 2020
20252-215684-01 | Roseau Electric Cooperative | 100 | 16284 | Co-op | Roseau 2021 App 6 | 14.7 | Solar |  | X | Interconnected | Roseau | 56751 | 17 | 3 | Residential |  |  | 2021 | 2021
20252-215684-01 | Roseau Electric Cooperative | 100 | 16284 | Co-op | Roseau 2022 App 7 | 8.2 | Solar |  |  | Interconnected | Roseau | 56751 | 17 | 3 | Residential |  |  | 2022 | 2022
20252-215684-01 | Roseau Electric Cooperative | 100 | 16284 | Co-op | Roseau 2023 App 8 | 39 | Solar |  |  | Interconnected | Roseau | 56751 | 17 | 3 | Residential |  |  | 2023 | 2023
20252-215684-01 | Roseau Electric Cooperative | 100 | 16284 | Co-op | Roseau 2023 App 9 | 39 | Solar |  |  | Interconnected | Roseau | 56751 | 17 | 3 | Residential |  |  | 2023 | 2023
20252-215684-01 | Roseau Electric Cooperative | 100 | 16284 | Co-op | Roseau 2023 App 10 | 28 | Solar |  |  | Interconnected | Roseau | 56751 | 13 | 3 | Residential |  |  | 2023 | 2023
20252-215684-01 | Roseau Electric Cooperative | 100 | 16284 | Co-op | NOVA7764 | 15.2 | Other |  | X | Interconnected | Badger | 56714 | 11 | F1 | Residential |  | 107260 | 2023 | 2023
20252-215684-01 | Roseau Electric Cooperative | 100 | 16284 | Co-op | NOVA7943 | 11.52 | Solar |  |  | Interconnected | Salol | 56756 | 7 | F1 | Residential |  | 44110.59 | 2023 | 2023
20252-215684-01 | Roseau Electric Cooperative | 100 | 16284 | Co-op | NOVA8652 | 39.98 | Solar |  |  | Active Application | Warroad | 56763 | 17 | F1 | Residential |  | 150000 | 2023
20252-215684-01 | Roseau Electric Cooperative | 100 | 16284 | Co-op | NOVA8653 | 39.98 | Solar |  |  | Active Application | Warroad |  | 9 | F1 | Residential |  | 150000 | 2023
20252-215684-01 | Roseau Electric Cooperative | 100 | 16284 | Co-op | NOVA8667 | 5.76 | Solar |  |  | Interconnected | Strathcona | 56759 | 16 | F1 | Residential |  | 9000 | 2023 | 2024
20252-215684-01 | Roseau Electric Cooperative | 100 | 16284 | Co-op | NOVA8930 | 34.56 | Solar |  |  | Interconnected | Warroad | 56763 | 7 | F1 | Residential |  | 150000 | 2023 | 2024
20252-215684-01 | Roseau Electric Cooperative | 100 | 16284 | Co-op | NOVA9103 | 15.36 | Solar |  |  | Interconnected | Salol | 56756 | Salol | F1 | Residential |  | 40925 | 2024 | 2024
20252-215684-01 | Roseau Electric Cooperative | 100 | 16284 | Co-op | NOVA9163 | 39.94 | Solar |  |  | Active Application | Wannaska | 56761 | Malung | F1 | Residential |  | 150000 | 2024
20252-215684-01 | Roseau Electric Cooperative | 100 | 16284 | Co-op | NOVA10394 | 39.74 | Solar |  |  | Active Application | Roseau | 56751 | Roseau | F1 | Commercial |  | 265000 | 2024
20252-215684-01 | Roseau Electric Cooperative | 100 | 16284 | Co-op | NOVA10457 | 39.94 | Solar |  |  | Active Application | Wannaska | 56761 |  |  |  |  | 250000 | 2024
20252-215007-01 | City of Round Lake | 219 | 27026 | Muni | NOVA6366 | 8.4 | Solar |  |  | Interconnected | Round Lake | 56167 | Round Lake | 1-Main | Residential |  | 47894 | 2022 | 2023
20252-215007-01 | City of Round Lake | 219 | 27026 | Muni | NOVA12296 | 8.83 | Solar |  |  | Active Application | Round Lake | 56167 | Round Lake | 1-Main | Residential |  | 29666.23 | 2024
20252-215440-01 | Runestone Electric Association | 102 | 16368 | Co-op | 03.22.05 | 21.6 | Solar |  |  | Interconnected | Miltona | 56354 | 2 | 1 | Residential |  |  | 2014 | 2014
20252-215440-01 | Runestone Electric Association | 102 | 16368 | Co-op | 05.07.04 | 10 | Wind |  |  | Interconnected | Evansville | 56326 | 4 | 1 | Residential |  |  | 2009 | 2009
20252-215440-01 | Runestone Electric Association | 102 | 16368 | Co-op | 05.30.02.002 | 2 | Solar |  |  | Interconnected | Evansville | 56326 | 4 | 1 | Residential |  |  | 2010 | 2010
20252-215440-01 | Runestone Electric Association | 102 | 16368 | Co-op | 06.19.05 | 39 | Wind |  |  | Interconnected | Ashby | 56309 | 5 | 2 | Residential |  |  | 2010 | 2010
20252-215440-01 | Runestone Electric Association | 102 | 16368 | Co-op | 12.11.02 | 10 | Wind |  |  | Interconnected | Elbow Lake | 56531 | 5 | 3 | Residential |  |  | 2008 | 2008
20252-215440-01 | Runestone Electric Association | 102 | 16368 | Co-op | 12.11.02.2 | 2 | Solar |  |  | Interconnected | Elbow Lake | 56531 | 5 | 3 | Residential |  |  | 2008 | 2008
20252-215440-01 | Runestone Electric Association | 102 | 16368 | Co-op | 16.24.11 | 10 | Wind |  |  | Decommissioned | Brandon | 56315 | 4 | 2 | Residential |  |  | 2009 | 2009 | 2019
20252-215440-01 | Runestone Electric Association | 102 | 16368 | Co-op | 18.09.2C | 5 | Solar |  |  | Interconnected | Carlos | 56319 | 2 | 4 | Residential |  |  | 2011 | 2011
20252-215440-01 | Runestone Electric Association | 102 | 16368 | Co-op | 26.34.2b | 39 | Wind |  |  | Decommissioned | Kensington | 56343 | 4 | 3 | Residential |  |  | 2010 | 2010 | 2019
20252-215440-01 | Runestone Electric Association | 102 | 16368 | Co-op | 34.04.1D | 39 | Wind |  |  | Interconnected | Hoffman | 56339 | 14 | 2 | Commercial |  |  | 2001 | 2001
20252-215440-01 | Runestone Electric Association | 102 | 16368 | Co-op | 36.14.05 | 7.74 | Solar |  |  | Interconnected | Farwell | 56327 | 13 | 2 | Residential |  |  | 2010 | 2010
20252-215440-01 | Runestone Electric Association | 102 | 16368 | Co-op | 38.26.2A | 39 | Wind |  |  | Interconnected | Alexandria | 56308 | 11 | 3 | Residential |  |  | 2010 | 2010
20252-215440-01 | Runestone Electric Association | 102 | 16368 | Co-op | 38.34.01 | 10 | Wind |  |  | Interconnected | Alexandria | 56308 | 11 | 4 | Residential |  |  | 2009 | 2009
20252-215440-01 | Runestone Electric Association | 102 | 16368 | Co-op | 39.06.02.009 | 8.4 | Solar |  |  | Interconnected | Osakis | 56360 | 11 | 1 | Residential |  |  | 2012 | 2012
20252-215440-01 | Runestone Electric Association | 102 | 16368 | Co-op | 39.31.02 | 4 | Solar |  |  | Interconnected | Alexandria | 56308 | 11 | 3 | Residential |  |  | 2014 | 2014
20252-215440-01 | Runestone Electric Association | 102 | 16368 | Co-op | 41.36.01.012 | 4.8 | Solar |  |  | Interconnected | Villard | 56385 | 17 | 2 | Residential |  |  | 2007 | 2007
20252-215440-01 | Runestone Electric Association | 102 | 16368 | Co-op | 44.35.1B | 8 | Solar |  |  | Interconnected | Farwell | 56327 | 16 | 4 | Residential |  |  | 2013 | 2013
20252-215440-01 | Runestone Electric Association | 102 | 16368 | Co-op | 45.30.01.011 | 9.8 | Solar |  |  | Interconnected | Donnelly |  | 14 | 3 | Residential |  |  | 2015 | 2015
20252-215440-01 | Runestone Electric Association | 102 | 16368 | Co-op | 49.31.01 | 27 | Solar |  |  | Interconnected | Morris | 56267 | 15 | 4 | Residential |  |  | 2015 | 2015
20252-215440-01 | Runestone Electric Association | 102 | 16368 | Co-op | 50.01.01 | 10 | Wind |  |  | Interconnected | Starbuck | 56381 | 16 | 4 | Residential |  |  | 2009 | 2009
20252-215440-01 | Runestone Electric Association | 102 | 16368 | Co-op | 51.06.03 | 10 | Wind |  |  | Interconnected | Starbuck | 56381 | 16 | 4 | Residential |  |  | 2010 | 2010
20252-215440-01 | Runestone Electric Association | 102 | 16368 | Co-op | 53.20.01 | 20 | Wind |  |  | Interconnected | Glenwood | 56334 | 18 | 4 | Residential |  |  | 2009 | 2009
20252-215440-01 | Runestone Electric Association | 102 | 16368 | Co-op | 59.09.01 | 20 | Solar |  |  | Interconnected | Morris | 56267 | 15 | 4 | Residential |  |  | 2010 | 2010
20252-215440-01 | Runestone Electric Association | 102 | 16368 | Co-op | 43.10.02. | 13.2 | Solar |  |  | Interconnected | Lowry | 56349 | 13 | 3 | Residential |  |  | 2016 | 2016
20252-215440-01 | Runestone Electric Association | 102 | 16368 | Co-op | 20.34.03.006 | 9.8 | Solar |  |  | Interconnected | Osakis | 56360 | 1 | 3 | Residential |  |  | 2016 | 2016
20252-215440-01 | Runestone Electric Association | 102 | 16368 | Co-op | 41.06.1B | 36 | Solar |  |  | Interconnected | Glenwood | 56334 | 12 | 2 | Residential |  |  | 2017 | 2017
20252-215440-01 | Runestone Electric Association | 102 | 16368 | Co-op | 18.05.01.002 | 12.25 | Solar |  |  | Interconnected | Alexandria | 56308 | 21 | 2 | Residential |  |  | 2017 | 2017
20252-215440-01 | Runestone Electric Association | 102 | 16368 | Co-op | 52.16.16 | 17.08 | Solar |  |  | Interconnected | Glenwood | 56334 | 16 | 2 | Residential |  |  | 2017 | 2017
20252-215440-01 | Runestone Electric Association | 102 | 16368 | Co-op | 49.31.01 | 49.5 | Solar |  |  | Interconnected | Morris | 56267 | 15 | 4 | Commercial |  |  | 2017 | 2017
20252-215440-01 | Runestone Electric Association | 102 | 16368 | Co-op | 49.31.01 | 20 | Solar |  |  | Interconnected | Morris | 56267 | 15 | 4 | Commercial |  |  | 2017 | 2017
20252-215440-01 | Runestone Electric Association | 102 | 16368 | Co-op | 49.31.01 | 10 | Wind |  |  | Interconnected | Morris | 56267 | 15 | 4 | Commercial |  |  | 2017 | 2017
20252-215440-01 | Runestone Electric Association | 102 | 16368 | Co-op | 49.31.01 | 4 | Solar |  |  | Interconnected | Morris | 56267 | 15 | 4 | Commercial |  |  | 2017 | 2017
20252-215440-01 | Runestone Electric Association | 102 | 16368 | Co-op | 53.13.02 | 39.9 | Solar |  |  | Interconnected | Glenwood | 56334 | 17 | 2 | Residential |  |  | 2018 | 2018
20252-215440-01 | Runestone Electric Association | 102 | 16368 | Co-op | 49.31.01 | 28.8 | Solar |  |  | Interconnected | Morris | 56267 | 15 | 4 | Commercial |  |  | 2018 | 2018
20252-215440-01 | Runestone Electric Association | 102 | 16368 | Co-op | 23.22.12.024 | 5.9 | Solar |  |  | Interconnected | Alexandria | 56308 | 22 | 2 | Residential |  |  | 2019 | 2019
20252-215440-01 | Runestone Electric Association | 102 | 16368 | Co-op | 25.35.04.008 | 10 | Solar |  |  | Interconnected | Farwell | 56327 | 13 | 1 | Residential |  |  | 2018 | 2019
20252-215440-01 | Runestone Electric Association | 102 | 16368 | Co-op | 40.34.04 | 10 | Solar |  |  | Interconnected | Villard | 56385 | 20 | 3 | Residential |  |  | 2018 | 2019
20252-215440-01 | Runestone Electric Association | 102 | 16368 | Co-op | 24.22.04.01 | 5.9 | Solar |  |  | Interconnected | Alexandria | 56308 | 9 | 2 | Residential |  |  | 2019 | 2019
20252-215440-01 | Runestone Electric Association | 102 | 16368 | Co-op | 27.20.07 | 19 | Solar |  |  | Interconnected | Barrett | 56311 | 14 | 1 | Residential |  |  | 2019 | 2019
20252-215440-01 | Runestone Electric Association | 102 | 16368 | Co-op | NOVA3484 | 15.08 | Solar |  |  | Interconnected | Glenwood | 56334 | 12 | 3 | Residential |  | 46000 | 2020 | 2020
20252-215440-01 | Runestone Electric Association | 102 | 16368 | Co-op | NOVA2461 | 5.8 | Solar |  |  | Interconnected | Alexandria | 56308 | 2 | 1 | Residential |  | 20388.18 | 2019 | 2019
20252-215440-01 | Runestone Electric Association | 102 | 16368 | Co-op | NOVA2788 | 8.2 | Solar |  |  | Interconnected | Evansville | 56326 | 4 | 1 | Residential |  | 39994.56 | 2020 | 2020
20252-215440-01 | Runestone Electric Association | 102 | 16368 | Co-op | NOVA1049 | 2.32 | Solar |  |  | Interconnected | Alexandria | 56308 | 12 | 4 | Residential |  | 11206 | 2019 | 2019
20252-215440-01 | Runestone Electric Association | 102 | 16368 | Co-op | NOVA1297 | 40 | Solar |  |  | Interconnected | Glenwood | 56334 | 17 | 4 | Residential |  | 134900 | 2019 | 2019
20252-215440-01 | Runestone Electric Association | 102 | 16368 | Co-op | NOVA1650 | 37.5 | Solar |  |  | Interconnected | Alexandria | 56308 | 11 | 3 | Residential |  | 92500 | 2019 | 2019
20252-215440-01 | Runestone Electric Association | 102 | 16368 | Co-op | NOVA2958 | 22.8 | Solar |  |  | Interconnected | Barrett | 56311 | 4 | 3 | Residential |  | 71130.85 | 2020 | 2020
20252-215440-01 | Runestone Electric Association | 102 | 16368 | Co-op | NOVA3229 | 14.18 | Solar |  |  | Interconnected | Alexandria | 56308 | 22 | 3 | Residential |  | 55786 | 2020 | 2020
20252-215440-01 | Runestone Electric Association | 102 | 16368 | Co-op | NOVA3360 | 12.56 | Solar |  |  | Interconnected | Miltona | 56354 | 3 | 1 | Residential |  | 53911 | 2020 | 2020
20252-215440-01 | Runestone Electric Association | 102 | 16368 | Co-op | NOVA3273 | 22.8 | Solar |  |  | Interconnected | Osakis | 56360 | 11 | 2 | Residential |  | 85225 | 2020 | 2020
20252-215440-01 | Runestone Electric Association | 102 | 16368 | Co-op | NOVA3433 | 20 | Solar |  |  | Interconnected | Alexandria | 56308 | 19 | 1 | Residential |  | 58140 | 2020 | 2020
20252-215440-01 | Runestone Electric Association | 102 | 16368 | Co-op | NOVA2785 | 15 | Solar |  |  | Interconnected | Alexandria | 56308 | 11 | 4 | Residential |  | 50000 | 2020 | 2020
20252-215440-01 | Runestone Electric Association | 102 | 16368 | Co-op | NOVA4441 | 8.4 | Solar |  |  | Interconnected | Nelson | 56355 | 19 | 1 | Residential |  | 16000 | 2021 | 2022
20252-215440-01 | Runestone Electric Association | 102 | 16368 | Co-op | NOVA4019 | 7.6 | Solar |  |  | Interconnected | Alexandria | 56308 | 13 | 2 | Residential |  | 50000 | 2021 | 2022
20252-215440-01 | Runestone Electric Association | 102 | 16368 | Co-op | NOVA4966 | 38 | Solar |  |  | Interconnected | Hoffman | 56339 | 4 | 3 | Residential |  | 1e+05 | 2021 | 2022
20252-215440-01 | Runestone Electric Association | 102 | 16368 | Co-op | NOVA5602 | 37.5 | Solar |  |  | Interconnected | Kensington | 56343 | 16 | 4 | Residential |  | 1e+05 | 2022 | 2022
20252-215440-01 | Runestone Electric Association | 102 | 16368 | Co-op | NOVA5605 | 38 | Solar |  |  | Interconnected | Kensington | 55343 | 16 | 4 | Residential |  | 1e+05 | 2022 | 2022
20252-215440-01 | Runestone Electric Association | 102 | 16368 | Co-op | NOVA5937 | 36 | Solar |  |  | Interconnected | Garfield | 56332 | 9 | 1 | Residential |  | 173243.24 | 2022 | 2022
20252-215440-01 | Runestone Electric Association | 102 | 16368 | Co-op | NOVA5938 | 10.03 | Solar |  |  | Interconnected | Elbow Lake | 56351 | 5 | 2 | Residential |  | 38788 | 2022 | 2022
20252-215440-01 | Runestone Electric Association | 102 | 16368 | Co-op | NOVA6181 | 23.7 | Solar |  |  | Interconnected | Alexandria | 56308 | 22 | 3 | Residential |  | 93300 | 2022 | 2023
20252-215440-01 | Runestone Electric Association | 102 | 16368 | Co-op | NOVA6286 | 9.9 | Solar |  |  | Interconnected | Alexandria | 56308 | 12 | 1 | Residential |  | 19800 | 2022 | 2022
20252-215440-01 | Runestone Electric Association | 102 | 16368 | Co-op | NOVA6484 | 18.59 | Solar |  |  | Interconnected | Evansville | 56339 | 5 | 2 | Residential |  | 78322 | 2022 | 2022
20252-215440-01 | Runestone Electric Association | 102 | 16368 | Co-op | NOVA6576 | 10.61 | Solar |  |  | Interconnected | Alexandria | 56308 | 19 | 4 | Residential |  | 44741 | 2022 | 2022
20252-215440-01 | Runestone Electric Association | 102 | 16368 | Co-op | NOVA7019 | 17.6 | Solar |  |  | Interconnected | Farwell | 56327 | 13 | 2 | Residential |  | 88800 | 2022 | 2023
20252-215440-01 | Runestone Electric Association | 102 | 16368 | Co-op | NOVA7331 | 13.2 | Solar |  |  | Interconnected | Garfield | 56332 | 22 | 4 | Residential |  | 66000 | 2022 | 2023
20252-215440-01 | Runestone Electric Association | 102 | 16368 | Co-op | NOVA7393 | 12.8 | Solar |  |  | Interconnected | Parkers Prairie | 56361 | 2 | 1 | Residential |  | 89555 | 2022 | 2023
20252-215440-01 | Runestone Electric Association | 102 | 16368 | Co-op | NOVA5862 | 2.7 | Solar |  |  | Withdrawn | Glenwood | 56334 | 12 | 3 | Residential |  | 14978 | 2022
20252-215440-01 | Runestone Electric Association | 102 | 16368 | Co-op | NOVA5971 | 34.2 | Solar |  |  | Interconnected | Brandon | 56315 | 4 | 3 | Residential |  | 118080 | 2022 | 2022
20252-215440-01 | Runestone Electric Association | 102 | 16368 | Co-op | NOVA7305 | 9.52 | Solar |  |  | Interconnected | Alexandria | 56308 | 22 | 2 | Residential |  | 44151 | 2023 | 2023
20252-215440-01 | Runestone Electric Association | 102 | 16368 | Co-op | NOVA7414 | 11.84 | Solar |  |  | Interconnected | Alexandria | 56308 | 21 | 3 | Residential |  | 70440 | 2023 | 2023
20252-215440-01 | Runestone Electric Association | 102 | 16368 | Co-op | NOVA7424 | 15 | Solar |  | X | Interconnected | Alexandria | 56308 | 11 | 1 | Residential |  | 49000 | 2023 | 2023
20252-215440-01 | Runestone Electric Association | 102 | 16368 | Co-op | NOVA7441 | 17.4 | Solar |  |  | Interconnected | Miltona | 56354 | 21 | 1 | Residential |  | 68445 | 2023 | 2023
20252-215440-01 | Runestone Electric Association | 102 | 16368 | Co-op | NOVA7605 | 8.96 | Solar |  |  | Interconnected | Miltona | 56354 | 2 | 1 | Residential |  | 24000 | 2023 | 2023
20252-215440-01 | Runestone Electric Association | 102 | 16368 | Co-op | NOVA7642 | 38 | Solar |  |  | Active Application | Alexandria | 56308 | 22 | 2 | Residential |  | 156500 | 2023
20252-215440-01 | Runestone Electric Association | 102 | 16368 | Co-op | NOVA7801 | 38.4 | Solar |  |  | Interconnected | Farwell | 56327 | 13 | 1 | Residential |  | 98000 | 2023 | 2023
20252-215440-01 | Runestone Electric Association | 102 | 16368 | Co-op | NOVA7846 | 38 | Solar |  |  | Interconnected | Elbow Lake | 56531 | 5 | 3 | Residential |  | 145000 | 2023 | 2023
20252-215440-01 | Runestone Electric Association | 102 | 16368 | Co-op | NOVA7969 | 15 | Solar |  |  | Withdrawn | Brandon | 56315 | 4 | 2 | Residential |  | 63554 | 2023
20252-215440-01 | Runestone Electric Association | 102 | 16368 | Co-op | NOVA8052 | 6.83 | Solar |  |  | Interconnected | Alexandria | 56308 | 9 | 1 | Residential |  | 28672 | 2023 | 2023
20252-215440-01 | Runestone Electric Association | 102 | 16368 | Co-op | NOVA8240 | 22.8 | Solar |  |  | Interconnected | Garfield | 56332 | 22 | 4 | Residential |  | 67400 | 2023 | 2023
20252-215440-01 | Runestone Electric Association | 102 | 16368 | Co-op | NOVA8377 | 13.59 | Solar |  | X | Interconnected | Long Prairie | 56347 | 1 | 2 | Residential |  | 58138 | 2023 | 2024
20252-215440-01 | Runestone Electric Association | 102 | 16368 | Co-op | NOVA8377-S | 7 | Storage |  |  | Interconnected | Long Prairie | 56347 | 1 | 2 | Residential |  | 58138 | 2023 | 2024
20252-215440-01 | Runestone Electric Association | 102 | 16368 | Co-op | NOVA8469 | 20 | Solar |  |  | Interconnected | Brandon | 56315 | 4 | 2 | Residential |  | 63554.4 | 2023 | 2023
20252-215440-01 | Runestone Electric Association | 102 | 16368 | Co-op | NOVA8662 | 12 | Solar |  | X | Interconnected | Alexandria | 56308 | 2 | 1 | Residential |  | 25000 | 2023 | 2023
20252-215440-01 | Runestone Electric Association | 102 | 16368 | Co-op | NOVA8871 | 4.73 | Solar |  |  | Interconnected | Long Prairie | 56347 | 1 | 2 | Residential |  | 15610 | 2023 | 2024
20252-215440-01 | Runestone Electric Association | 102 | 16368 | Co-op | NOVA10392 | 11.4 | Solar |  |  | Interconnected | Kensington | 56343 | 14 | 2 | Residential |  | 9000 | 2024 | 2024
20252-215440-01 | Runestone Electric Association | 102 | 16368 | Co-op | NOVA10627 | 27.84 | Solar |  |  | Interconnected | Farwell | 56327 | 18 | 4 | Residential |  | 109526 | 2024 | 2024
20252-215440-01 | Runestone Electric Association | 102 | 16368 | Co-op | NOVA12176 | 55.44 | Solar |  | X | Active Application | Lowry | 56349 | 18 | 2 | Residential |  | 110857 | 2024
20252-215440-01 | Runestone Electric Association | 102 | 16368 | Co-op | NOVA12389 | 50 | Solar |  |  | Active Application | Alexandria | 56308 | 19 | 3 | Commercial |  | 187500 | 2024
20252-215440-01 | Runestone Electric Association | 102 | 16368 | Co-op | NOVA12417 | 15 | Solar |  | X | Interconnected | Ashby | 56309 | 5 | 1 | Residential |  | 46400 | 2024 | 2024
20252-215440-01 | Runestone Electric Association | 102 | 16368 | Co-op | NOVA12417-S | 19.2 | Storage |  |  | Interconnected | Ashby | 56309 | 5 | 1 | Residential |  | 46400 | 2024 | 2024
20252-215440-01 | Runestone Electric Association | 102 | 16368 | Co-op | NOVA9125 | 8.83 | Solar |  |  | Interconnected | Glenwood | 56334 | 16 | 2 | Residential |  | 14490 | 2024 | 2024
20252-215440-01 | Runestone Electric Association | 102 | 16368 | Co-op | NOVA9142 | 12.16 | Solar |  |  | Interconnected | Miltona | 56354 | 21 | 1 | Residential |  | 40000 | 2024 | 2024
20252-215220-01 | Sauk Centre Public Utilities | 106 | 16679 | Muni | Facility Wind 1 | 95 | Wind |  |  | Interconnected | Sauk Centre | 56378 | Sauk Centre | Sauk Centre | Industrial |  |  | 2011 | 2011
20252-215220-01 | Sauk Centre Public Utilities | 106 | 16679 | Muni | Solar | 7.5 | Solar |  |  | Interconnected | Sauk Centre | 56378 | Sauk Centre | Sauk Centre | Residential |  |  | 2024 | 2024
20252-215283-01 | Shakopee Public Utilities | 107 | 16971 | Muni | 19-01 | 7.67 | Solar |  |  | Interconnected | Shakopee | 55379 | South Shakopee | 33 | Residential |  | 32515 | 2019 | 2019
20252-215283-01 | Shakopee Public Utilities | 107 | 16971 | Muni | 19-02 | 7.4 | Solar |  |  | Interconnected | Shakopee | 55379 | Dean Lake | 92 | Residential |  | 38064 | 2019 | 2019
20252-215283-01 | Shakopee Public Utilities | 107 | 16971 | Muni | 19-03 | 6.96 | Solar |  |  | Interconnected | Shakopee | 55379 | Pike Lake | 74 | Residential |  | 32234 | 2019 | 2019
20252-215283-01 | Shakopee Public Utilities | 107 | 16971 | Muni | 19-04 | 10 | Solar |  |  | Interconnected | Shakopee | 55379 | Pike Lake | 71 | Residential |  | 36358.54 | 2019 | 2019
20252-215283-01 | Shakopee Public Utilities | 107 | 16971 | Muni | 19-05 | 13.6 | Solar |  |  | Interconnected | Shakopee | 55379 | South Shakopee | 81 | Residential |  | 54591.3 | 2019 | 2019
20252-215283-01 | Shakopee Public Utilities | 107 | 16971 | Muni | 19-06 | 37.8 | Solar |  |  | Interconnected | Shakopee | 55379 | Shakopee | 8 | Commercial |  | 112388 | 2019 | 2019
20252-215283-01 | Shakopee Public Utilities | 107 | 16971 | Muni | 19-07 | 7.6 | Solar |  |  | Interconnected | Shakopee | 55379 | South Shakopee | 33 | Residential |  | 36074.53 | 2019 | 2019
20252-215283-01 | Shakopee Public Utilities | 107 | 16971 | Muni | 19-08 | 11.4 | Solar |  |  | Interconnected | Shakopee | 55379 | South Shakopee | 31 | Residential |  | 41866 | 2019 | 2019
20252-215283-01 | Shakopee Public Utilities | 107 | 16971 | Muni | 19-09 | 4.6 | Solar |  |  | Interconnected | Shakopee | 55379 | Shakopee | 9 | Residential |  | 12699 | 2019 | 2019
20252-215283-01 | Shakopee Public Utilities | 107 | 16971 | Muni | 19-10 | 3.8 | Solar |  |  | Interconnected | Prior Lake | 55372 | Pike Lake | 73 | Residential |  | 24000 | 2019 | 2019
20252-215283-01 | Shakopee Public Utilities | 107 | 16971 | Muni | 19-11 | 6 | Solar |  |  | Interconnected | Shakopee | 55379 | Shakopee | 8 | Residential |  | 23865.09 | 2019 | 2019
20252-215283-01 | Shakopee Public Utilities | 107 | 16971 | Muni | 19-12 | 7.6 | Solar |  |  | Interconnected | Shakopee | 55379 | South Shakopee | 34 | Residential |  | 25980 | 2019 | 2019
20252-215283-01 | Shakopee Public Utilities | 107 | 16971 | Muni | 19-13 | 7.44 | Solar |  |  | Interconnected | Shakopee | 55379 | South Shakopee | 81 | Residential |  | 32284 | 2019 | 2019
20252-215283-01 | Shakopee Public Utilities | 107 | 16971 | Muni | 19-14 | 6 | Solar |  |  | Interconnected | Shakopee | 55379 | South Shakopee | 81 | Residential |  | 32775 | 2019 | 2020
20252-215283-01 | Shakopee Public Utilities | 107 | 16971 | Muni | 19-15 | 5.28 | Solar |  |  | Interconnected | Shakopee | 55379 | Pike Lake | 71 | Residential |  | 35200 | 2019 | 2020
20252-215283-01 | Shakopee Public Utilities | 107 | 16971 | Muni | 19-16 | 10 | Solar |  |  | Interconnected | Shakopee | 55379 | South Shakopee | 33 | Residential |  | 41348.85 | 2019 | 2019
20252-215283-01 | Shakopee Public Utilities | 107 | 16971 | Muni | 19-17 | 11.4 | Solar |  |  | Interconnected | Shakopee | 55379 | Blue Lake | 22 | Residential |  | 48055.73 | 2019 | 2019
20252-215283-01 | Shakopee Public Utilities | 107 | 16971 | Muni | 19-18 | 3.7 | Solar |  |  | Interconnected | Shakopee | 55379 | South Shakopee | 33 | Residential |  | 13825 | 2019 | 2019
20252-215283-01 | Shakopee Public Utilities | 107 | 16971 | Muni | 19-19 | 7.2 | Solar |  |  | Interconnected | Shakopee | 55379 | Blue Lake | 22 | Residential |  | 44640 | 2019 | 2020
20252-215283-01 | Shakopee Public Utilities | 107 | 16971 | Muni | 20-01 | 7.6 | Solar |  |  | Interconnected | Shakopee | 55379 | South Shakopee | 32 | Residential |  | 34772 | 2020 | 2020
20252-215283-01 | Shakopee Public Utilities | 107 | 16971 | Muni | 20-02 | 18.99 | Solar |  | X | Interconnected | Shakopee | 55379 | Dean Lake | 92 | Residential |  | 67729 | 2020 | 2020
20252-215283-01 | Shakopee Public Utilities | 107 | 16971 | Muni | 20-03 | 95.4 | Solar |  |  | Interconnected | Shakopee | 55379 | South Shakopee | 34 | Commercial |  | 311250 | 2020 | 2020
20252-215283-01 | Shakopee Public Utilities | 107 | 16971 | Muni | 20-04 | 6.98 | Solar |  |  | Interconnected | Shakopee | 55379 | Shakopee | 8 | Residential |  | 13714.4 | 2020 | 2020
20252-215283-01 | Shakopee Public Utilities | 107 | 16971 | Muni | 20-05 | 10.44 | Solar |  |  | Interconnected | Shakopee | 55379 | South Shakopee | 31 | Residential |  | 50438 | 2020 | 2020
20252-215283-01 | Shakopee Public Utilities | 107 | 16971 | Muni | 20-06 | 7.6 | Solar |  |  | Interconnected | Shakopee | 55379 | South Shakopee | 32 | Residential |  | 28500 | 2020 | 2020
20252-215283-01 | Shakopee Public Utilities | 107 | 16971 | Muni | 20-07 | 8.7 | Solar |  |  | Interconnected | Shakopee | 55379 | Blue Lake | 22 | Residential |  | 38066 | 2020 | 2020
20252-215283-01 | Shakopee Public Utilities | 107 | 16971 | Muni | 20-08 | 8.99 | Solar |  |  | Interconnected | Shakopee | 55379 | South Shakopee | 82 | Residential |  | 41834 | 2020 | 2020
20252-215283-01 | Shakopee Public Utilities | 107 | 16971 | Muni | 20-09 | 6.96 | Solar |  |  | Interconnected | Shakopee | 55379 | South Shakopee | 32 | Residential |  | 27676 | 2020 | 2020
20252-215283-01 | Shakopee Public Utilities | 107 | 16971 | Muni | 20-10 | 6.282 | Solar |  |  | Interconnected | Shakopee | 55379 | Pike Lake | 71 | Residential |  | 24421 | 2020 | 2020
20252-215283-01 | Shakopee Public Utilities | 107 | 16971 | Muni | 20-11 | 20 | Solar |  |  | Interconnected | Shakopee | 55379 | Pike Lake | 74 | Residential |  | 68500 | 2020 | 2020
20252-215283-01 | Shakopee Public Utilities | 107 | 16971 | Muni | 20-12 | 5.04 | Solar |  |  | Interconnected | Shakopee | 55379 | Shakopee | 7 | Residential |  | 23143 | 2020 | 2021
20252-215283-01 | Shakopee Public Utilities | 107 | 16971 | Muni | 20-13 | 16.56 | Solar |  |  | Interconnected | Shakopee | 55379 | Shakopee | 7 | Residential |  | 60596 | 2020 | 2020
20252-215283-01 | Shakopee Public Utilities | 107 | 16971 | Muni | 20-14 | 4.38 | Solar |  |  | Interconnected | Shakopee | 55379 | Pike Lake | 71 | Residential |  | 10240 | 2020 | 2020
20252-215283-01 | Shakopee Public Utilities | 107 | 16971 | Muni | 20-15 | 8.22 | Solar |  |  | Interconnected | Shakopee | 55379 | Pike Lake | 71 | Residential |  | 18560 | 2020 | 2020
20252-215283-01 | Shakopee Public Utilities | 107 | 16971 | Muni | 20-16 | 6.576 | Solar |  |  | Interconnected | Shakopee | 55379 | Pike Lake | 71 | Residential |  | 15300 | 2020 | 2020
20252-215283-01 | Shakopee Public Utilities | 107 | 16971 | Muni | 20-17 | 4.932 | Solar |  |  | Interconnected | Shakopee | 55379 | Pike Lake | 71 | Residential |  | 11520 | 2020 | 2020
20252-215283-01 | Shakopee Public Utilities | 107 | 16971 | Muni | 20-18 | 3.836 | Solar |  |  | Interconnected | Shakopee | 55379 | Pike Lake | 71 | Residential |  | 7700 | 2020 | 2020
20252-215283-01 | Shakopee Public Utilities | 107 | 16971 | Muni | 20-19 | 5.48 | Solar |  |  | Interconnected | Shakopee | 55379 | Pike Lake | 71 | Residential |  | 19072 | 2020 | 2020
20252-215283-01 | Shakopee Public Utilities | 107 | 16971 | Muni | 20-20 | 7.54 | Solar |  |  | Interconnected | Shakopee | 55379 | Shakopee | 7 | Residential |  | 29900 | 2020 | 2020
20252-215283-01 | Shakopee Public Utilities | 107 | 16971 | Muni | 20-21 | 6.028 | Solar |  |  | Interconnected | Shakopee | 55379 | Blue Lake | 20 | Residential |  | 20979.2 | 2020 | 2020
20252-215283-01 | Shakopee Public Utilities | 107 | 16971 | Muni | 20-22 | 2.74 | Solar |  |  | Interconnected | Shakopee | 55379 | Dean Lake | 92 | Residential |  | 8344 | 2020 | 2020
20252-215283-01 | Shakopee Public Utilities | 107 | 16971 | Muni | 20-23 | 4.384 | Solar |  |  | Interconnected | Shakopee | 55379 | South Shakopee | 33 | Residential |  | 15257.6 | 2020 | 2020
20252-215283-01 | Shakopee Public Utilities | 107 | 16971 | Muni | 20-24 | 6.028 | Solar |  |  | Interconnected | Shakopee | 55379 | Blue Lake | 22 | Residential |  | 20025.6 | 2020 | 2020
20252-215283-01 | Shakopee Public Utilities | 107 | 16971 | Muni | 20-25 | 7.124 | Solar |  |  | Interconnected | Shakopee | 55379 | South Shakopee | 34 | Residential |  | 24793.6 | 2020 | 2020
20252-215283-01 | Shakopee Public Utilities | 107 | 16971 | Muni | 20-26 | 5.48 | Solar |  |  | Interconnected | Shakopee | 55379 | Pike Lake | 73 | Residential |  | 18118.4 | 2020 | 2020
20252-215283-01 | Shakopee Public Utilities | 107 | 16971 | Muni | 20-27 | 12.18 | Solar |  |  | Interconnected | Shakopee | 55379 | Pike Lake | 74 | Residential |  | 52541 | 2020 | 2020
20252-215283-01 | Shakopee Public Utilities | 107 | 16971 | Muni | 20-28 | 6.576 | Solar |  |  | Interconnected | Shakopee | 55379 | South Shakopee | 34 | Residential |  | 22886.4 | 2020 | 2020
20252-215283-01 | Shakopee Public Utilities | 107 | 16971 | Muni | 20-29 | 10.412 | Solar |  |  | Interconnected | Shakopee | 55379 | South Shakopee | 34 | Residential |  | 36236.8 | 2020 | 2020
20252-215283-01 | Shakopee Public Utilities | 107 | 16971 | Muni | 20-30 | 13.7 | Solar |  |  | Interconnected | Shakopee | 55379 | South Shakopee | 34 | Residential |  | 46726.4 | 2020 | 2020
20252-215283-01 | Shakopee Public Utilities | 107 | 16971 | Muni | 20-31 | 10 | Solar |  |  | Interconnected | Shakopee | 55379 | South Shakopee | 34 | Residential |  | 34500 | 2020 | 2020
20252-215283-01 | Shakopee Public Utilities | 107 | 16971 | Muni | 20-32 | 4.384 | Solar |  |  | Interconnected | Shakopee | 55379 | Dean Lake | 92 | Residential |  | 14304 | 2020 | 2020
20252-215283-01 | Shakopee Public Utilities | 107 | 16971 | Muni | 20-33 | 5.48 | Solar |  |  | Interconnected | Shakopee | 55379 | Pike Lake | 71 | Residential |  | 18118 | 2020 | 2020
20252-215283-01 | Shakopee Public Utilities | 107 | 16971 | Muni | 20-34 | 9.316 | Solar |  |  | Interconnected | Shakopee | 55379 | South Shakopee | 32 | Residential |  | 32422.4 | 2020 | 2020
20252-215283-01 | Shakopee Public Utilities | 107 | 16971 | Muni | 20-35 | 8.22 | Solar |  |  | Interconnected | Shakopee | 55379 | South Shakopee | 34 | Residential |  | 27654.4 | 2020 | 2020
20252-215283-01 | Shakopee Public Utilities | 107 | 16971 | Muni | 20-36 | 6.028 | Solar |  |  | Interconnected | Shakopee | 55379 | Pike Lake | 73 | Residential |  | 20979.2 | 2020 | 2020
20252-215283-01 | Shakopee Public Utilities | 107 | 16971 | Muni | 20-37 | 6.72 | Solar |  |  | Interconnected | Shakopee | 55379 | Pike Lake | 73 | Residential |  | 20025 | 2020 | 2020
20252-215283-01 | Shakopee Public Utilities | 107 | 16971 | Muni | 20-39 | 6.576 | Solar |  |  | Interconnected | Shakopee | 55379 | Pike Lake | 71 | Residential |  | 22080 | 2020 | 2020
20252-215283-01 | Shakopee Public Utilities | 107 | 16971 | Muni | 20-40 | 8.22 | Solar |  |  | Interconnected | Prior Lake | 55372 | Pike Lake | 73 | Residential |  | 28608 | 2020 | 2020
20252-215283-01 | Shakopee Public Utilities | 107 | 16971 | Muni | 20-41 | 8.22 | Solar |  |  | Interconnected | Prior Lake | 55372 | Pike Lake | 73 | Residential |  | 27654.4 | 2020 | 2020
20252-215283-01 | Shakopee Public Utilities | 107 | 16971 | Muni | 20-42 | 6.028 | Solar |  |  | Interconnected | Shakopee | 55379 | Blue Lake | 22 | Residential |  | 20979 | 2020 | 2020
20252-215283-01 | Shakopee Public Utilities | 107 | 16971 | Muni | 20-43 | 4.93 | Solar |  |  | Interconnected | Shakopee | 55379 | Pike Lake | 71 | Residential |  | 25806 | 2020 | 2021
20252-215283-01 | Shakopee Public Utilities | 107 | 16971 | Muni | 21-01 | 8.77 | Solar |  |  | Interconnected | Shakopee | 55379 | South Shakopee | 32 | Residential |  | 44501 | 2021 | 2021
20252-215283-01 | Shakopee Public Utilities | 107 | 16971 | Muni | 21-02 | 4.93 | Solar |  |  | Interconnected | Shakopee | 55379 | South Shakopee | 33 | Residential |  | 25806 | 2021 | 2021
20252-215283-01 | Shakopee Public Utilities | 107 | 16971 | Muni | 21-03 | 3.84 | Solar |  |  | Interconnected | Shakopee | 55379 | Dean Lake | 92 | Residential |  | 19734 | 2021 | 2021
20252-215283-01 | Shakopee Public Utilities | 107 | 16971 | Muni | 21-04 | 3.84 | Solar |  |  | Interconnected | Shakopee | 55379 | Dean Lake | 92 | Residential |  | 19734 | 2021 | 2021
20252-215283-01 | Shakopee Public Utilities | 107 | 16971 | Muni | 21-05 | 7.12 | Solar |  |  | Interconnected | Shakopee | 55379 | South Shakopee | 32 | Residential |  | 37323 | 2021 | 2021
20252-215283-01 | Shakopee Public Utilities | 107 | 16971 | Muni | 21-06 | 6.58 | Solar |  |  | Interconnected | Shakopee | 55379 | South Shakopee | 32 | Residential |  | 34452 | 2021 | 2021
20252-215283-01 | Shakopee Public Utilities | 107 | 16971 | Muni | 21-07 | 4.38 | Solar |  |  | Interconnected | Shakopee | 55379 | South Shakopee | 32 | Residential |  | 22770 | 2021 | 2021
20252-215283-01 | Shakopee Public Utilities | 107 | 16971 | Muni | 21-08 | 5.48 | Solar |  |  | Interconnected | Shakopee | 55379 | Dean Lake | 92 | Residential |  | 27275 | 2021 | 2021
20252-215283-01 | Shakopee Public Utilities | 107 | 16971 | Muni | 21-09 | 6.03 | Solar |  |  | Interconnected | Shakopee | 55379 | South Shakopee | 32 | Residential |  | 30146 | 2021 | 2021
20252-215283-01 | Shakopee Public Utilities | 107 | 16971 | Muni | 21-10 | 6.38 | Solar |  |  | Interconnected | Shakopee | 55379 | South Shakopee | 34 | Residential |  | 29982 | 2021 | 2021
20252-215283-01 | Shakopee Public Utilities | 107 | 16971 | Muni | 21-11 | 4.19 | Solar |  |  | Interconnected | Shakopee | 55379 | South Shakopee | 33 | Residential |  | 16373 | 2021 | 2021
20252-215283-01 | Shakopee Public Utilities | 107 | 16971 | Muni | 21-12 | 4.38 | Solar |  |  | Interconnected | Shakopee | 55379 | Pike Lake | 71 | Residential |  | 22770 | 2021 | 2021
20252-215283-01 | Shakopee Public Utilities | 107 | 16971 | Muni | 21-13 | 7.67 | Solar |  |  | Interconnected | Shakopee | 55379 | South Shakopee | 33 | Residential |  | 38759 | 2021 | 2021
20252-215283-01 | Shakopee Public Utilities | 107 | 16971 | Muni | 21-14 | 7.12 | Solar |  |  | Interconnected | Shakopee | 55379 | Dean Lake | 92 | Residential |  | 35888 | 2021 | 2021
20252-215283-01 | Shakopee Public Utilities | 107 | 16971 | Muni | 21-15 | 5.48 | Solar |  |  | Interconnected | Shakopee | 55379 | South Shakopee | 81 | Residential |  | 27275 | 2021 | 2021
20252-215283-01 | Shakopee Public Utilities | 107 | 16971 | Muni | 21-16 | 6.38 | Solar |  |  | Interconnected | Shakopee | 55379 | South Shakopee | 81 | Residential |  | 30712 | 2021 | 2021
20252-215283-01 | Shakopee Public Utilities | 107 | 16971 | Muni | 21-17 | 4.93 | Solar |  |  | Interconnected | Shakopee | 55379 | Dean Lake | 92 | Residential |  | 27324 | 2021 | 2021
20252-215283-01 | Shakopee Public Utilities | 107 | 16971 | Muni | 21-18 | 6.03 | Solar |  |  | Interconnected | Shakopee | 55379 | Dean Lake | 92 | Residential |  | 31581 | 2021 | 2021
20252-215283-01 | Shakopee Public Utilities | 107 | 16971 | Muni | 21-19 | 5.48 | Solar |  |  | Interconnected | Shakopee | 55379 | Dean Lake | 92 | Residential |  | 27275 | 2021 | 2021
20252-215283-01 | Shakopee Public Utilities | 107 | 16971 | Muni | 21-20 | 7.67 | Solar |  |  | Interconnected | Shakopee | 55379 | South Shakopee | 34 | Residential |  | 40194 | 2021 | 2021
20252-215283-01 | Shakopee Public Utilities | 107 | 16971 | Muni | 21-21 | 7.12 | Solar |  |  | Interconnected | Shakopee | 55379 | South Shakopee | 33 | Residential |  | 37323 | 2021 | 2021
20252-215283-01 | Shakopee Public Utilities | 107 | 16971 | Muni | 21-22 | 11.51 | Solar |  |  | Interconnected | Shakopee | 55379 | Pike Lake | 71 | Residential |  | 58856 | 2021 | 2021
20252-215283-01 | Shakopee Public Utilities | 107 | 16971 | Muni | 21-23 | 7.6 | Solar |  |  | Interconnected | Shakopee | 55379 | Pike Lake | 74 | Residential |  | 19700 | 2021 | 2021
20252-215283-01 | Shakopee Public Utilities | 107 | 16971 | Muni | 21-24 | 13.34 | Solar |  |  | Interconnected | Shakopee | 55379 | South Shakopee | 33 | Residential |  | 62814 | 2021 | 2021
20252-215283-01 | Shakopee Public Utilities | 107 | 16971 | Muni | 21-25 | 7.12 | Solar |  |  | Interconnected | Shakopee | 55379 | Blue Lake | 22 | Residential |  | 37323 | 2021 | 2021
20252-215283-01 | Shakopee Public Utilities | 107 | 16971 | Muni | 21-26 | 8.22 | Solar |  |  | Interconnected | Shakopee | 55379 | South Shakopee | 32 | Residential |  | 43065 | 2021 | 2021
20252-215283-01 | Shakopee Public Utilities | 107 | 16971 | Muni | 21-27 | 9.86 | Solar |  |  | Interconnected | Shakopee | 55379 | South Shakopee | 32 | Residential |  | 51678 | 2021 | 2021
20252-215283-01 | Shakopee Public Utilities | 107 | 16971 | Muni | 21-28 | 6.58 | Solar |  |  | Interconnected | Shakopee | 55379 | South Shakopee | 32 | Residential |  | 34452 | 2021 | 2021
20252-215283-01 | Shakopee Public Utilities | 107 | 16971 | Muni | 21-29 | 6.03 | Solar |  |  | Active Application | Shakopee | 55379 | Pike Lake | 71 | Residential |  | 31581 | 2021 | 2021
20252-215283-01 | Shakopee Public Utilities | 107 | 16971 | Muni | 21-30 | 10.96 | Solar |  |  | Interconnected | Shakopee | 55379 | Pike Lake | 71 | Residential |  | 57420 | 2021 | 2021
20252-215283-01 | Shakopee Public Utilities | 107 | 16971 | Muni | 21-31 | 8.22 | Solar |  |  | Interconnected | Shakopee | 55379 | Pike Lake | 71 | Residential |  | 43065 | 2021 | 2021
20252-215283-01 | Shakopee Public Utilities | 107 | 16971 | Muni | 21-32 | 10.96 | Solar |  |  | Interconnected | Shakopee | 55379 | Pike Lake | 74 | Residential |  | 55985 | 2021 | 2021
20252-215283-01 | Shakopee Public Utilities | 107 | 16971 | Muni | 21-33 | 7.67 | Solar |  |  | Interconnected | Shakopee | 55379 | Pike Lake | 71 | Residential |  | 40194 | 2021 | 2021
20252-215283-01 | Shakopee Public Utilities | 107 | 16971 | Muni | 21-34 | 6.03 | Solar |  |  | Interconnected | Shakopee | 55379 | Pike Lake | 71 | Residential |  | 30146 | 2021 | 2021
20252-215283-01 | Shakopee Public Utilities | 107 | 16971 | Muni | 21-35 | 4.93 | Solar |  |  | Interconnected | Shakopee | 55379 | South Shakopee | 81 | Residential |  | 25806 | 2021 | 2021
20252-215283-01 | Shakopee Public Utilities | 107 | 16971 | Muni | 21-36 | 8.77 | Solar |  |  | Interconnected | Shakopee | 55379 | Blue Lake | 20 | Residential |  | 44501 | 2021 | 2021
20252-215283-01 | Shakopee Public Utilities | 107 | 16971 | Muni | 21-37 | 6.03 | Solar |  |  | Interconnected | Shakopee | 55379 | Pike Lake | 71 | Residential |  | 31581 | 2021 | 2021
20252-215283-01 | Shakopee Public Utilities | 107 | 16971 | Muni | 21-38 | 3.29 | Solar |  |  | Interconnected | Shakopee | 55379 | Pike Lake | 74 | Residential |  | 18216 | 2021 | 2022
20252-215283-01 | Shakopee Public Utilities | 107 | 16971 | Muni | 21-39 | 7.67 | Solar |  |  | Interconnected | Shakopee | 55379 | Dean Lake | 92 | Residential |  | 40194 | 2021 | 2021
20252-215283-01 | Shakopee Public Utilities | 107 | 16971 | Muni | 21-40 | 5.48 | Solar |  |  | Interconnected | Shakopee | 55379 | Dean Lake | 92 | Residential |  | 28710 | 2021 | 2021
20252-215283-01 | Shakopee Public Utilities | 107 | 16971 | Muni | 21-41 | 4.93 | Solar |  |  | Interconnected | Shakopee | 55379 | South Shakopee | 32 | Residential |  | 27324 | 2021 | 2021
20252-215283-01 | Shakopee Public Utilities | 107 | 16971 | Muni | 21-42 | 5.22 | Solar |  |  | Interconnected | Shakopee | 55379 | South Shakopee | 81 | Residential |  | 20000 | 2021 | 2021
20252-215283-01 | Shakopee Public Utilities | 107 | 16971 | Muni | 21-43 | 6.03 | Solar |  |  | Interconnected | Shakopee | 55379 | South Shakopee | 33 | Residential |  | 30839 | 2021 | 2021
20252-215283-01 | Shakopee Public Utilities | 107 | 16971 | Muni | 21-44 | 4.93 | Solar |  |  | Interconnected | Shakopee | 55379 | Blue Lake | 22 | Residential |  | 25806 | 2021 | 2021
20252-215283-01 | Shakopee Public Utilities | 107 | 16971 | Muni | 21-45 | 6.03 | Solar |  |  | Interconnected | Shakopee | 55379 | Pike Lake | 71 | Residential |  | 30839 | 2021 | 2021
20252-215283-01 | Shakopee Public Utilities | 107 | 16971 | Muni | 21-46 | 6.96 | Solar |  |  | Interconnected | Shakopee | 55379 | South Shakopee | 34 | Residential |  | 27705 | 2021 | 2021
20252-215283-01 | Shakopee Public Utilities | 107 | 16971 | Muni | 21-47 | 7.12 | Solar |  |  | Interconnected | Shakopee | 55379 | South Shakopee | 81 | Residential |  | 38181 | 2021 | 2021
20252-215283-01 | Shakopee Public Utilities | 107 | 16971 | Muni | 21-48 | 6.98 | Solar |  |  | Interconnected | Shakopee | 55379 | Pike Lake | 71 | Residential |  | 32773 | 2021 | 2021
20252-215283-01 | Shakopee Public Utilities | 107 | 16971 | Muni | 21-49 | 6.58 | Solar |  |  | Interconnected | Shakopee | 55379 | Dean Lake | 92 | Residential |  | 33776 | 2021 | 2021
20252-215283-01 | Shakopee Public Utilities | 107 | 16971 | Muni | 21-50 | 7.67 | Solar |  |  | Interconnected | Shakopee | 55379 | Pike Lake | 74 | Residential |  | 39650 | 2021 | 2021
20252-215283-01 | Shakopee Public Utilities | 107 | 16971 | Muni | 21-51 | 3.48 | Solar |  |  | Interconnected | Shakopee | 55379 | South Shakopee | 32 | Residential |  | 13122 | 2021 | 2021
20252-215283-01 | Shakopee Public Utilities | 107 | 16971 | Muni | 21-52 | 5.584 | Solar |  |  | Interconnected | Shakopee | 55379 | South Shakopee | 33 | Residential |  | 27809 | 2021 | 2021
20252-215283-01 | Shakopee Public Utilities | 107 | 16971 | Muni | 21-53 | 9.32 | Solar |  |  | Interconnected | Shakopee | 55379 | South Shakopee | 34 | Residential |  | 49929 | 2021 | 2021
20252-215283-01 | Shakopee Public Utilities | 107 | 16971 | Muni | 21-54 | 6.03 | Solar |  |  | Interconnected | Shakopee | 55379 | Pike Lake | 71 | Residential |  | 30146 | 2021 | 2021
20252-215283-01 | Shakopee Public Utilities | 107 | 16971 | Muni | 21-55 | 3.84 | Solar |  |  | Interconnected | Shakopee | 55379 | South Shakopee | 32 | Residential |  | 21252 | 2021 | 2021
20252-215283-01 | Shakopee Public Utilities | 107 | 16971 | Muni | 21-56 | 5.48 | Solar |  |  | Interconnected | Shakopee | 55379 | Pike Lake | 74 | Residential |  | 29370 | 2021 | 2021
20252-215283-01 | Shakopee Public Utilities | 107 | 16971 | Muni | 21-57 | 7.124 | Solar |  |  | Interconnected | Shakopee | 55379 | Pike Lake | 74 | Residential |  | 36713 | 2021 | 2021
20252-215283-01 | Shakopee Public Utilities | 107 | 16971 | Muni | 21-58 | 3.84 | Solar |  |  | Interconnected | Shakopee | 55379 | Pike Lake | 74 | Residential |  | 21252 | 2021 | 2021
20252-215283-01 | Shakopee Public Utilities | 107 | 16971 | Muni | 21-59 | 5.48 | Solar |  |  | Interconnected | Shakopee | 55379 | Pike Lake | 74 | Residential |  | 29370 | 2021 | 2021
20252-215283-01 | Shakopee Public Utilities | 107 | 16971 | Muni | 21-60 | 8.768 | Solar |  |  | Interconnected | Shakopee | 55379 | Pike Lake | 71 | Residential |  | 45000 | 2021 | 2021
20252-215283-01 | Shakopee Public Utilities | 107 | 16971 | Muni | 21-61 | 7.672 | Solar |  |  | Interconnected | Shakopee | 55379 | Blue Lake | 20 | Residential |  | 41118 | 2021 | 2021
20252-215283-01 | Shakopee Public Utilities | 107 | 16971 | Muni | 21-62 | 7.672 | Solar |  |  | Interconnected | Shakopee | 55379 | South Shakopee | 33 | Residential |  | 39650 | 2021 | 2021
20252-215283-01 | Shakopee Public Utilities | 107 | 16971 | Muni | 21-63 | 9.32 | Solar |  |  | Interconnected | Prior Lake | 55372 | Pike Lake | 73 | Residential |  | 48461 | 2021 | 2021
20252-215283-01 | Shakopee Public Utilities | 107 | 16971 | Muni | 21-64 | 4.93 | Solar |  |  | Interconnected | Shakopee | 55379 | South Shakopee | 81 | Residential |  | 25806 | 2021 | 2021
20252-215283-01 | Shakopee Public Utilities | 107 | 16971 | Muni | 21-65 | 6.58 | Solar |  |  | Interconnected | Shakopee | 55379 | Pike Lake | 71 | Residential |  | 34176 | 2021 | 2021
20252-215283-01 | Shakopee Public Utilities | 107 | 16971 | Muni | 21-66 | 7.12 | Solar |  |  | Interconnected | Shakopee | 55379 | Blue Lake | 20 | Residential |  | 38181 | 2021 | 2021
20252-215283-01 | Shakopee Public Utilities | 107 | 16971 | Muni | 21-67 | 7.67 | Solar |  |  | Interconnected | Shakopee | 55379 | Blue Lake | 20 | Residential |  | 41118 | 2021 | 2021
20252-215283-01 | Shakopee Public Utilities | 107 | 16971 | Muni | 21-68 | 5.48 | Solar |  |  | Interconnected | Shakopee | 55379 | South Shakopee | 33 | Residential |  | 27902 | 2021 | 2021
20252-215283-01 | Shakopee Public Utilities | 107 | 16971 | Muni | 21-69 | 3.29 | Solar |  |  | Interconnected | Shakopee | 55379 | South Shakopee | 33 | Residential |  | 18698 | 2021 | 2021
20252-215283-01 | Shakopee Public Utilities | 107 | 16971 | Muni | 21-70 | 10.47 | Solar |  |  | Interconnected | Shakopee | 55379 | South Shakopee | 32 | Residential |  | 28590 | 2021 | 2021
20252-215283-01 | Shakopee Public Utilities | 107 | 16971 | Muni | 21-71 | 4.38 | Solar |  |  | Interconnected | Shakopee | 55379 | South Shakopee | 33 | Residential |  | 24288 | 2021 | 2021
20252-215283-01 | Shakopee Public Utilities | 107 | 16971 | Muni | 21-72 | 28.8 | Solar |  |  | Interconnected | Shakopee | 55379 | Dean Lake | 98 | Commercial |  | 65861 | 2021 | 2021
20252-215283-01 | Shakopee Public Utilities | 107 | 16971 | Muni | 21-73 | 13.63 | Solar |  |  | Interconnected | Shakopee | 55379 | Blue Lake | 20 | Residential |  | 15000 | 2021 | 2021
20252-215283-01 | Shakopee Public Utilities | 107 | 16971 | Muni | 21-74 | 11.4 | Solar |  |  | Interconnected | Shakopee | 55379 | Pike Lake | 71 | Residential |  | 31000 | 2021 | 2021
20252-215283-01 | Shakopee Public Utilities | 107 | 16971 | Muni | 21-75 | 4.93 | Solar |  |  | Interconnected | Prior Lake | 55372 | Pike Lake | 73 | Residential |  | 26496 | 2021 | 2021
20252-215283-01 | Shakopee Public Utilities | 107 | 16971 | Muni | 21-76 | 13.611 | Solar |  |  | Interconnected | Shakopee | 55379 | Pike Lake | 71 | Residential |  | 15000 | 2021 | 2021
20252-215283-01 | Shakopee Public Utilities | 107 | 16971 | Muni | 21-77 | 7.83 | Solar |  |  | Interconnected | Shakopee | 55379 | Dean Lake | 92 | Residential |  | 26159 | 2021 | 2021
20252-215283-01 | Shakopee Public Utilities | 107 | 16971 | Muni | 21-78 | 7.6 | Solar |  |  | Interconnected | Shakopee | 55379 | South Shakopee | 34 | Residential |  | 53482 | 2021 | 2021
20252-215283-01 | Shakopee Public Utilities | 107 | 16971 | Muni | 21-79 | 13.7 | Solar |  |  | Interconnected | Shakopee | 55379 | South Shakopee | 33 | Residential |  | 80262 | 2021 | 2021
20252-215283-01 | Shakopee Public Utilities | 107 | 16971 | Muni | 21-80 | 6.03 | Solar |  |  | Interconnected | Shakopee | 55379 | South Shakopee | 32 | Residential |  | 34776 | 2021 | 2021
20252-215283-01 | Shakopee Public Utilities | 107 | 16971 | Muni | 21-81 | 6.28 | Solar |  |  | Interconnected | Shakopee | 55379 | Blue Lake | 20 | Residential |  | 33574 | 2021 | 2023
20252-215283-01 | Shakopee Public Utilities | 107 | 16971 | Muni | 21-82 | 6.38 | Solar |  |  | Interconnected | Prior Lake | 55372 | Pike Lake | 73 | Residential |  | 24000 | 2021 | 2021
20252-215283-01 | Shakopee Public Utilities | 107 | 16971 | Muni | 21-83 | 4.93 | Solar |  |  | Interconnected | Shakopee | 55379 | South Shakopee | 32 | Residential |  | 28152 | 2021 | 2022
20252-215283-01 | Shakopee Public Utilities | 107 | 16971 | Muni | 21-84 | 3.29 | Solar |  |  | Interconnected | Shakopee | 55379 | South Shakopee | 81 | Residential |  | 18810 | 2021 | 2021
20252-215283-01 | Shakopee Public Utilities | 107 | 16971 | Muni | 21-85 | 6.576 | Solar |  |  | Interconnected | Shakopee | 55379 | South Shakopee | 81 | Residential |  | 39744 | 2021 | 2021
20252-215283-01 | Shakopee Public Utilities | 107 | 16971 | Muni | 21-86 | 4.932 | Solar |  |  | Interconnected | Shakopee | 55379 | South Shakopee | 32 | Residential |  | 28152 | 2021 | 2021
20252-215283-01 | Shakopee Public Utilities | 107 | 16971 | Muni | 21-87 | 8.77 | Solar |  |  | Interconnected | Shakopee | 55379 | Pike Lake | 71 | Residential |  | 52416 | 2021 | 2021
20252-215283-01 | Shakopee Public Utilities | 107 | 16971 | Muni | 21-88 | 5.48 | Solar |  |  | Interconnected | Shakopee | 55379 | South Shakopee | 32 | Residential |  | 30839 | 2021 | 2022
20252-215283-01 | Shakopee Public Utilities | 107 | 16971 | Muni | 21-89 | 3.84 | Solar |  |  | Interconnected | Shakopee | 55379 | South Shakopee | 32 | Residential |  | 22230 | 2021 | 2021
20252-215283-01 | Shakopee Public Utilities | 107 | 16971 | Muni | 21-90 | 5.48 | Solar |  |  | Interconnected | Shakopee | 55379 | South Shakopee | 32 | Residential |  | 31464 | 2021 | 2021
20252-215283-01 | Shakopee Public Utilities | 107 | 16971 | Muni | 21-91 | 4.93 | Solar |  |  | Interconnected | Shakopee | 55379 | South Shakopee | 81 | Residential |  | 28152 | 2021 | 2022
20252-215283-01 | Shakopee Public Utilities | 107 | 16971 | Muni | 21-92 | 8.77 | Solar |  |  | Interconnected | Shakopee | 55379 | Pike Lake | 73 | Residential |  | 52416 | 2021 | 2022
20252-215283-01 | Shakopee Public Utilities | 107 | 16971 | Muni | 21-93 | 6.58 | Solar |  |  | Active Application | Shakopee | 55379 | Dean Lake | 92 | Residential |  | 38088 | 2021
20252-215283-01 | Shakopee Public Utilities | 107 | 16971 | Muni | 21-94 | 6.48 | Solar |  |  | Interconnected | Shakopee | 55379 | South Shakopee | 81 | Residential |  | 29808 | 2021 | 2022
20252-215283-01 | Shakopee Public Utilities | 107 | 16971 | Muni | 21-95 | 9.32 | Solar |  |  | Interconnected | Shakopee | 55379 | Blue Lake | 20 | Residential |  | 55692 | 2021 | 2022
20252-215283-01 | Shakopee Public Utilities | 107 | 16971 | Muni | 21-96 | 6.03 | Solar |  |  | Interconnected | Shakopee | 55379 | South Shakopee | 33 | Residential |  | 34776 | 2021 | 2021
20252-215283-01 | Shakopee Public Utilities | 107 | 16971 | Muni | 21-97 | 9.32 | Solar |  |  | Interconnected | Shakopee | 55379 | Pike Lake | 74 | Residential |  | 55692 | 2021 | 2021
20252-215283-01 | Shakopee Public Utilities | 107 | 16971 | Muni | 21-98 | 6.96 | Solar |  |  | Interconnected | Shakopee | 55379 | Pike Lake | 74 | Residential |  | 26758 | 2021 | 2021
20252-215283-01 | Shakopee Public Utilities | 107 | 16971 | Muni | 21-99 | 6.03 | Solar |  |  | Interconnected | Shakopee | 55379 | Pike Lake | 74 | Residential |  | 36432 | 2021 | 2021
20252-215283-01 | Shakopee Public Utilities | 107 | 16971 | Muni | 21-100 | 6.58 | Solar |  |  | Interconnected | Shakopee | 55379 | South Shakopee | 32 | Residential |  | 39744 | 2021 | 2021
20252-215283-01 | Shakopee Public Utilities | 107 | 16971 | Muni | 21-101 | 5.48 | Solar |  |  | Interconnected | Shakopee | 55379 | South Shakopee | 33 | Residential |  | 31464 | 2021 | 2022
20252-215283-01 | Shakopee Public Utilities | 107 | 16971 | Muni | 21-102 | 4.93 | Solar |  |  | Interconnected | Shakopee | 55379 | Dean Lake | 92 | Residential |  | 28152 | 2021 | 2022
20252-215283-01 | Shakopee Public Utilities | 107 | 16971 | Muni | 21-103 | 6.03 | Solar |  |  | Interconnected | Shakopee | 55379 | Pike Lake | 74 | Residential |  | 36432 | 2021 | 2022
20252-215283-01 | Shakopee Public Utilities | 107 | 16971 | Muni | 21-104 | 7.6 | Solar |  |  | Interconnected | Shakopee | 55379 | South Shakopee | 31 | Residential |  | 5000 | 2021 | 2022
20252-215283-01 | Shakopee Public Utilities | 107 | 16971 | Muni | 21-105 | 8.88 | Solar |  |  | Interconnected | Shakopee | 55379 | Pike Lake | 71 | Residential |  | 27100 | 2021 | 2021
20252-215283-01 | Shakopee Public Utilities | 107 | 16971 | Muni | 21-106 | 9.86 | Solar |  |  | Interconnected | Prior Lake | 55372 | Pike Lake | 73 | Residential |  | 10000 | 2021 | 2021
20252-215283-01 | Shakopee Public Utilities | 107 | 16971 | Muni | 21-107 | 7.83 | Solar |  |  | Interconnected | Shakopee | 55379 | South Shakopee | 32 | Residential |  | 40878 | 2021 | 2021
20252-215283-01 | Shakopee Public Utilities | 107 | 16971 | Muni | 21-108 | 8.22 | Solar |  |  | Interconnected | Shakopee | 55379 | Blue Lake | 22 | Residential |  | 49140 | 2021 | 2022
20252-215283-01 | Shakopee Public Utilities | 107 | 16971 | Muni | 21-109 | 10.41 | Solar |  |  | Interconnected | Shakopee | 55379 | Pike Lake | 71 | Residential |  | 60606 | 2021 | 2022
20252-215283-01 | Shakopee Public Utilities | 107 | 16971 | Muni | 21-110 | 14.8 | Solar |  |  | Interconnected | Shakopee | 55379 | South Shakopee | 33 | Residential |  | 86814 | 2021 | 2022
20252-215283-01 | Shakopee Public Utilities | 107 | 16971 | Muni | 21-111 | 12.56 | Solar |  |  | Interconnected | Shakopee | 55379 | Pike Lake | 74 | Residential |  | 45000 | 2021 | 2022
20252-215283-01 | Shakopee Public Utilities | 107 | 16971 | Muni | 21-112 | 7.67 | Solar |  |  | Interconnected | Shakopee | 55379 | Blue Lake | 20 | Residential |  | 45864 | 2021 | 2022
20252-215283-01 | Shakopee Public Utilities | 107 | 16971 | Muni | 21-113 | 8.77 | Solar |  |  | Interconnected | Shakopee | 55379 | Pike Lake | 71 | Residential |  | 50778 | 2021 | 2022
20252-215283-01 | Shakopee Public Utilities | 107 | 16971 | Muni | NOVA5843 | 9.42 | Solar |  |  | Interconnected | Shakopee | 55379 | Pike Lake | 71 | Residential |  | 32092 | 2022 | 2022
20252-215283-01 | Shakopee Public Utilities | 107 | 16971 | Muni | NOVA5890 | 7.33 | Solar |  |  | Interconnected | Shakopee | 55379 | Dean Lake | 92 | Residential |  | 38526 | 2022 | 2022
20252-215283-01 | Shakopee Public Utilities | 107 | 16971 | Muni | NOVA6009 | 8.77 | Solar |  |  | Interconnected | Shakopee | 55379 | Blue Lake | 20 | Residential |  | 48685 | 2022 | 2022
20252-215283-01 | Shakopee Public Utilities | 107 | 16971 | Muni | NOVA6084 | 7.68 | Solar |  |  | Interconnected | Shakopee | 55379 | South Shakopee | 33 | Residential |  | 44866 | 2022 | 2022
20252-215283-01 | Shakopee Public Utilities | 107 | 16971 | Muni | NOVA6094 | 40 | Solar |  |  | Interconnected | Shakopee | 55379 | Dean Lake | 48 | Commercial | Net Metering Solar Rebate | 134900 | 2022 | 2023
20252-215283-01 | Shakopee Public Utilities | 107 | 16971 | Muni | NOVA6102 | 4.89 | Solar |  |  | Active Application | Shakopee | 55379 | Shakopee | 9 | Residential |  | 30784 | 2022
20252-215283-01 | Shakopee Public Utilities | 107 | 16971 | Muni | NOVA6103 | 8.38 | Solar |  |  | Interconnected | Shakopee | 55379 | Pike Lake | 71 | Residential |  | 32084 | 2022 | 2022
20252-215283-01 | Shakopee Public Utilities | 107 | 16971 | Muni | NOVA6107 | 16.53 | Solar |  |  | Interconnected | Shakopee | 55379 | Pike Lake | 71 | Residential |  | 80263.16 | 2022 | 2022
20252-215283-01 | Shakopee Public Utilities | 107 | 16971 | Muni | NOVA6195 | 7.6 | Solar |  |  | Interconnected | Shakopee | 55379 | South Shakopee | 33 | Residential |  | 16.8 | 2022 | 2022
20252-215283-01 | Shakopee Public Utilities | 107 | 16971 | Muni | NOVA6239 | 10 | Solar |  |  | Interconnected | Shakopee | 55379 | Pike Lake | 71 | Residential |  | 45000 | 2022 | 2022
20252-215283-01 | Shakopee Public Utilities | 107 | 16971 | Muni | NOVA6257 | 4.38 | Solar |  |  | Interconnected | Shakopee | 55379 | Blue Lake | 22 | Residential |  | 26220 | 2022 | 2022
20252-215283-01 | Shakopee Public Utilities | 107 | 16971 | Muni | NOVA6289 | 5.22 | Solar |  |  | Interconnected | Shakopee | 55379 | South Shakopee | 81 | Residential |  | 34578.95 | 2022 | 2022
20252-215283-01 | Shakopee Public Utilities | 107 | 16971 | Muni | NOVA6345 | 17.4 | Solar |  |  | Interconnected | Shakopee | 55379 | South Shakopee | 31 | Residential |  | 64122 | 2022 | 2022
20252-215283-01 | Shakopee Public Utilities | 107 | 16971 | Muni | NOVA6422 | 400 | Solar |  |  | Active Application | Shakopee | 55379 | Dean Lake | 47 | Residential |  | 1081800 | 2022
20252-215283-01 | Shakopee Public Utilities | 107 | 16971 | Muni | NOVA6451 | 7.68 | Solar |  |  | Interconnected | Shakopee | 55379 | South Shakopee | 81 | Residential |  | 44620 | 2022 | 2022
20252-215283-01 | Shakopee Public Utilities | 107 | 16971 | Muni | NOVA6459 | 4.48 | Solar |  |  | Interconnected | Shakopee | 55379 | South Shakopee | 32 | Residential | SPU Net Metering Solar Rebate | 26260 | 2022 | 2022
20252-215283-01 | Shakopee Public Utilities | 107 | 16971 | Muni | NOVA6467 | 10.24 | Solar |  |  | Interconnected | Scott | 55379 | South Shakopee | 81 | Residential | SPU Net Metering Solar Rebate | 60140 | 2022 | 2022
20252-215283-01 | Shakopee Public Utilities | 107 | 16971 | Muni | NOVA6474 | 5.76 | Solar |  |  | Interconnected | Shakopee | 55379 | South Shakopee | 81 | Residential |  | 35280 | 2022 | 2022
20252-215283-01 | Shakopee Public Utilities | 107 | 16971 | Muni | NOVA6476 | 16 | Solar |  |  | Interconnected | Shakopee | 55379 | Pike Lake | 71 | Residential | Net Metering Solar Rebate | 97000 | 2022 | 2022
20252-215283-01 | Shakopee Public Utilities | 107 | 16971 | Muni | NOVA6478 | 9.6 | Solar |  |  | Interconnected | Shakopee | 55379 | South Shakopee | 33 | Residential |  | 56260 | 2022 | 2022
20252-215283-01 | Shakopee Public Utilities | 107 | 16971 | Muni | NOVA6479 | 5.76 | Solar |  |  | Interconnected | Shakopee | 55379 | Pike Lake | 74 | Residential | SPU Net Metering Solar Rebate | 35280 | 2022 | 2022
20252-215283-01 | Shakopee Public Utilities | 107 | 16971 | Muni | NOVA6480 | 5.12 | Solar |  |  | Interconnected | Shakopee | 55379 | Dean Lake | 92 | Residential | Net Metering Solar Rebate | 31360 | 2022 | 2022
20252-215283-01 | Shakopee Public Utilities | 107 | 16971 | Muni | NOVA6489 | 6.4 | Solar |  |  | Interconnected | Shakopee | 55379 | Pike Lake | 71 | Residential | Net Metering Solar Application | 39200 | 2022 | 2022
20252-215283-01 | Shakopee Public Utilities | 107 | 16971 | Muni | NOVA6570 | 8.32 | Solar |  |  | Interconnected | Shakopee | 55379 | Pike Lake | 74 | Residential | Net Metering Solar Application | 48500 | 2022 | 2022
20252-215283-01 | Shakopee Public Utilities | 107 | 16971 | Muni | NOVA6607 | 6.4 | Solar |  |  | Interconnected | Shakopee | 55379 | Pike Lake | 74 | Residential | Net Metering Solar Rebate | 39200 | 2022 | 2022
20252-215283-01 | Shakopee Public Utilities | 107 | 16971 | Muni | NOVA6616 | 6.4 | Solar |  |  | Interconnected | Shakopee | 55379 | Blue Lake | 22 | Residential | Net Metering Solar Rebate | 37240 | 2022 | 2022
20252-215283-01 | Shakopee Public Utilities | 107 | 16971 | Muni | NOVA6644 | 7.68 | Solar |  |  | Interconnected | Shakopee | 55379 | Blue Lake | 20 | Residential |  | 46560 | 2022 | 2022
20252-215283-01 | Shakopee Public Utilities | 107 | 16971 | Muni | NOVA6663 | 5.22 | Solar |  |  | Interconnected | Prior Lake | 55372 | Pike Lake | 73 | Residential | Net Metering Solar Rebate | 44736.84 | 2022 | 2022
20252-215283-01 | Shakopee Public Utilities | 107 | 16971 | Muni | NOVA6706 | 5.76 | Solar |  |  | Interconnected | Shakopee | 55379 | Pike Lake | 74 | Residential | Net Metering Solar Rebate | 33320 | 2022 | 2022
20252-215283-01 | Shakopee Public Utilities | 107 | 16971 | Muni | NOVA6707 | 16.75 | Solar |  |  | Interconnected | Shakopee | 55379 | Pike Lake | 71 | Residential |  | 79839 | 2022 | 2022
20252-215283-01 | Shakopee Public Utilities | 107 | 16971 | Muni | NOVA6729 | 7.68 | Solar |  |  | Interconnected | Shakopee | 55379 | Pike Lake | 74 | Residential | Net Metering Solar Rebate | 46560 | 2022 | 2022
20252-215283-01 | Shakopee Public Utilities | 107 | 16971 | Muni | NOVA6746 | 8.41 | Solar |  |  | Interconnected | Shakopee | 55379 | South Shakopee | 81 | Residential | Net Metering Solar Rebate | 36540 | 2022 | 2023
20252-215283-01 | Shakopee Public Utilities | 107 | 16971 | Muni | NOVA6751 | 5.76 | Solar |  |  | Interconnected | Shakopee | 55379 | South Shakopee | 31 | Residential | Net Metering Solar Rebate | 33320 | 2022 | 2022
20252-215283-01 | Shakopee Public Utilities | 107 | 16971 | Muni | NOVA6757 | 4.5 | Solar |  |  | Interconnected | Shakopee | 55379 | South Shakopee | 32 | Residential | Net Metering Solar Rebate | 34924 | 2022 | 2023
20252-215283-01 | Shakopee Public Utilities | 107 | 16971 | Muni | NOVA6768 | 8.12 | Solar |  |  | Interconnected | Prior Lake | 55372 | Pike Lake | 73 | Residential | Net Metering Solar Rebate | 46421 | 2022 | 2022
20252-215283-01 | Shakopee Public Utilities | 107 | 16971 | Muni | NOVA6771 | 8.96 | Solar |  |  | Interconnected | Shakopee | 55379 | Blue Lake | 20 | Residential |  | 52380 | 2022 | 2022
20252-215283-01 | Shakopee Public Utilities | 107 | 16971 | Muni | NOVA6807 | 13.63 | Solar |  |  | Interconnected | Shakopee | 55379 | Shakopee | 9 | Residential |  | 65000 | 2022 | 2023
20252-215283-01 | Shakopee Public Utilities | 107 | 16971 | Muni | NOVA6807-S | 3.84 | Storage |  |  | Interconnected | Shakopee | 55379 | Shakopee | 9 | Residential |  | 65000 | 2022 | 2023
20252-215283-01 | Shakopee Public Utilities | 107 | 16971 | Muni | NOVA6816 | 20.48 | Solar |  |  | Interconnected | Shakopee | 55379 | South Shakopee | 31 | Residential | Net Metering Solar Rebate | 124160 | 2022 | 2023
20252-215283-01 | Shakopee Public Utilities | 107 | 16971 | Muni | NOVA6820 | 22.8 | Solar |  |  | Withdrawn | Shakopee | 55379 | Pike Lake | 71 | Residential | Net Metering Solar Rebate | 73000 | 2022
20252-215283-01 | Shakopee Public Utilities | 107 | 16971 | Muni | NOVA6895 | 11.21 | Solar |  |  | Interconnected | Shakopee | 55379 | Pike Lake | 71 | Residential |  | 49400 | 2022 | 2023
20252-215283-01 | Shakopee Public Utilities | 107 | 16971 | Muni | NOVA6919 | 4.35 | Solar |  |  | Interconnected | Shakopee | 55379 | Pike Lake | 71 | Residential |  | 35070 | 2022 | 2023
20252-215283-01 | Shakopee Public Utilities | 107 | 16971 | Muni | NOVA6986 | 10.15 | Solar |  |  | Active Application | Shakopee | 55379 | Dean Lake | 43 | Residential |  | 21000 | 2022
20252-215283-01 | Shakopee Public Utilities | 107 | 16971 | Muni | NOVA7010 | 5.58 | Solar |  |  | Interconnected | Shakopee | 55379 | Shakopee | 7 | Residential | Net Metering Solar Rebate | 36303 | 2022 | 2023
20252-215283-01 | Shakopee Public Utilities | 107 | 16971 | Muni | NOVA7032 | 26.3 | Solar |  |  | Interconnected | Shakopee | 55379 | Dean Lake | 48 | Residential |  | 84000 | 2022 | 2023
20252-215283-01 | Shakopee Public Utilities | 107 | 16971 | Muni | NOVA7075 | 3.2 | Solar |  |  | Interconnected | Shakopee | 55379 | South Shakopee | 34 | Residential |  | 8000 | 2022 | 2023
20252-215283-01 | Shakopee Public Utilities | 107 | 16971 | Muni | NOVA7167 | 6.4 | Solar |  |  | Interconnected | Shakopee | 55379 | Pike Lake | 74 | Residential |  | 37240 | 2022 | 2023
20252-215283-01 | Shakopee Public Utilities | 107 | 16971 | Muni | NOVA7180 | 4.48 | Solar |  |  | Interconnected | Shakopee | 55379 | South Shakopee | 32 | Residential |  | 3577 | 2022 | 2023
20252-215283-01 | Shakopee Public Utilities | 107 | 16971 | Muni | NOVA7257 | 6.4 | Solar |  |  | Interconnected | Shakopee | 55379 | Blue Lake | 20 | Residential |  | 40180 | 2022 | 2023
20252-215283-01 | Shakopee Public Utilities | 107 | 16971 | Muni | 22-01 | 8.7 | Solar |  |  | Interconnected | Shakopee | 55379 | South Shakopee | 32 | Residential |  | 38021 | 2022 | 2022
20252-215283-01 | Shakopee Public Utilities | 107 | 16971 | Muni | 22-02 | 7.54 | Solar |  |  | Interconnected | Shakopee | 55379 | Pike Lake | 71 | Residential |  | 41671 | 2022 | 2022
20252-215283-01 | Shakopee Public Utilities | 107 | 16971 | Muni | 22-03 | 9.074 | Solar |  |  | Interconnected | Shakopee | 55379 | Blue Lake | 22 | Residential |  | 48571 | 2022 | 2022
20252-215283-01 | Shakopee Public Utilities | 107 | 16971 | Muni | 22-04 | 4.64 | Solar |  |  | Interconnected | Shakopee | 55379 | Pike Lake | 74 | Residential |  | 19030 | 2022 | 2022
20252-215283-01 | Shakopee Public Utilities | 107 | 16971 | Muni | 22-08 | 10.44 | Solar |  |  | Interconnected | Shakopee | 55379 | Pike Lake | 73 | Residential |  | 40877 | 2022 | 2022
20252-215283-01 | Shakopee Public Utilities | 107 | 16971 | Muni | 22-11 | 9.67 | Solar |  |  | Interconnected | Shakopee | 55379 | Shakopee | 8 | Residential |  | 10000 | 2022 | 2022
20252-215283-01 | Shakopee Public Utilities | 107 | 16971 | Muni | 22-50 | 3.29 | Solar |  |  | Interconnected | Shakopee | 55379 | Pike Lake | 74 | Residential |  | 18216 | 2022 | 2022
20252-215283-01 | Shakopee Public Utilities | 107 | 16971 | Muni | NOVA7432 | 8.41 | Solar |  |  | Interconnected | Shakopee | 55379 | South Shakopee | 32 | Residential |  | 37468 | 2023 | 2023
20252-215283-01 | Shakopee Public Utilities | 107 | 16971 | Muni | NOVA7501 | 11.89 | Solar |  |  | Interconnected | Shakopee | 55379 | Pike Lake | 71 | Residential |  | 67397.26 | 2023 | 2023
20252-215283-01 | Shakopee Public Utilities | 107 | 16971 | Muni | NOVA7609 | 21 | Solar |  |  | Interconnected | Shakopee | 55379 | Blue Lake | 22 | Residential |  | 110376 | 2023 | 2023
20252-215283-01 | Shakopee Public Utilities | 107 | 16971 | Muni | NOVA7653 | 4.06 | Solar |  |  | Interconnected | Shakopee | 55379 | South Shakopee | 33 | Residential |  | 23194 | 2023 | 2023
20252-215283-01 | Shakopee Public Utilities | 107 | 16971 | Muni | NOVA7657 | 40 | Solar |  |  | Withdrawn | Shakopee | 55379 | Shakopee | 9 | Commercial |  | 166350 | 2023
20252-215283-01 | Shakopee Public Utilities | 107 | 16971 | Muni | NOVA7819 | 9.75 | Solar |  |  | Interconnected | Shakopee | 55379 | South Shakopee | 33 | Residential |  | 12423 | 2023 | 2023
20252-215283-01 | Shakopee Public Utilities | 107 | 16971 | Muni | NOVA7854 | 6.4 | Solar |  |  | Interconnected | Shakopee | 55379 | South Shakopee | 33 | Residential |  | 15000 | 2023 | 2023
20252-215283-01 | Shakopee Public Utilities | 107 | 16971 | Muni | NOVA7962 | 5.2 | Solar |  |  | Interconnected | Shakopee | 55379 | Shakopee | 8 | Residential |  | 25746 | 2023 | 2023
20252-215283-01 | Shakopee Public Utilities | 107 | 16971 | Muni | NOVA7980 | 2.32 | Solar |  |  | Interconnected | Shakopee | 55379 | Dean Lake | 52 | Residential |  | 18322 | 2023 | 2023
20252-215283-01 | Shakopee Public Utilities | 107 | 16971 | Muni | NOVA8004 | 9.6 | Solar |  |  | Interconnected | Shakopee | 55379 | South Shakopee | 32 | Residential |  | 19950 | 2023 | 2023
20252-215283-01 | Shakopee Public Utilities | 107 | 16971 | Muni | NOVA8093 | 3.8 | Solar |  |  | Interconnected | Shakopee | 55379 | Dean Lake | 92 | Residential |  | 22807.28 | 2023 | 2023
20252-215283-01 | Shakopee Public Utilities | 107 | 16971 | Muni | NOVA8112 | 7.6 | Solar |  |  | Interconnected | Shakopee | 55379 | Dean Lake | 52 | Residential |  | 42361.93 | 2023 | 2023
20252-215283-01 | Shakopee Public Utilities | 107 | 16971 | Muni | NOVA8134 | 15.55 | Solar |  |  | Interconnected | Shakopee | 55379 | Shakopee | 8 | Residential |  | 32000 | 2023 | 2023
20252-215283-01 | Shakopee Public Utilities | 107 | 16971 | Muni | NOVA8217 | 40 | Solar |  |  | Interconnected | Shakopee | 55379 | Shakopee | 7 | Residential |  | 125000 | 2023 | 2023
20252-215283-01 | Shakopee Public Utilities | 107 | 16971 | Muni | NOVA8243 | 10.24 | Solar |  |  | Interconnected | Shakopee | 55379 | South Shakopee | 81 | Residential |  | 57909 | 2023 | 2023
20252-215283-01 | Shakopee Public Utilities | 107 | 16971 | Muni | NOVA8249 | 40 | Solar |  |  | Interconnected | Shakopee | 55379 | Dean Lake | 43 | Residential |  | 125000 | 2023 | 2023
20252-215283-01 | Shakopee Public Utilities | 107 | 16971 | Muni | NOVA8312 | 4.41 | Solar |  |  | Interconnected | Shakopee | 55379 | South Shakopee | 83 | Residential |  | 21498 | 2023 | 2023
20252-215283-01 | Shakopee Public Utilities | 107 | 16971 | Muni | NOVA8327 | 6.53 | Solar |  |  | Interconnected | Shakopee | 55379 | Dean Lake | 92 | Residential |  | 33014.49 | 2023 | 2023
20252-215283-01 | Shakopee Public Utilities | 107 | 16971 | Muni | NOVA8340 | 9 | Solar |  |  | Interconnected | Shakopee | 55379 | Dean Lake | 58 | Residential |  | 66079.15 | 2023 | 2023
20252-215283-01 | Shakopee Public Utilities | 107 | 16971 | Muni | NOVA8383 | 5 | Solar |  |  | Interconnected | Shakopee | 55379 | Pike Lake | 74 | Residential |  | 34004 | 2023 | 2023
20252-215283-01 | Shakopee Public Utilities | 107 | 16971 | Muni | NOVA8431 | 8.83 | Solar |  |  | Interconnected | Shakopee | 55379 | South Shakopee | 34 | Residential |  | 20000 | 2023 | 2023
20252-215283-01 | Shakopee Public Utilities | 107 | 16971 | Muni | NOVA8440 | 7.6 | Solar |  |  | Interconnected | Shakopee | 55379 | Blue Lake | 22 | Residential |  | 31318.86 | 2023 | 2024
20252-215283-01 | Shakopee Public Utilities | 107 | 16971 | Muni | NOVA8495 | 6.3 | Solar |  |  | Interconnected | Shakopee | 55379 | South Shakopee | 32 | Residential |  | 25203.36 | 2023 | 2023
20252-215283-01 | Shakopee Public Utilities | 107 | 16971 | Muni | NOVA8541 | 9.98 | Solar |  |  | Interconnected | Shakopee | 55379 | Pike Lake | 74 | Residential |  | 15600 | 2023 | 2023
20252-215283-01 | Shakopee Public Utilities | 107 | 16971 | Muni | NOVA8554 | 4.38 | Storage |  |  | Interconnected | Shakopee | 55379 | Blue Lake | 22 | Residential |  | 34984 | 2023 | 2023
20252-215283-01 | Shakopee Public Utilities | 107 | 16971 | Muni | NOVA8607 | 5.76 | Solar |  |  | Interconnected | Shakopee | 55379 | Blue Lake | 20 | Residential |  | 33957 | 2023 | 2023
20252-215283-01 | Shakopee Public Utilities | 107 | 16971 | Muni | NOVA8615 | 5.76 | Solar |  |  | Interconnected | Shakopee | 55379 | Blue Lake | 20 | Residential |  | 39641 | 2023 | 2023
20252-215283-01 | Shakopee Public Utilities | 107 | 16971 | Muni | NOVA8616 | 7.04 | Solar |  |  | Interconnected | Shakopee | 55379 | Blue Lake | 20 | Residential |  | 42189 | 2023 | 2023
20252-215283-01 | Shakopee Public Utilities | 107 | 16971 | Muni | NOVA8627 | 8.96 | Solar |  |  | Interconnected | Shakopee | 55379 | Blue Lake | 22 | Residential |  | 52283 | 2023 | 2023
20252-215283-01 | Shakopee Public Utilities | 107 | 16971 | Muni | NOVA8631 | 9.98 | Solar |  |  | Interconnected | Shakopee | 55379 | Pike Lake | 71 | Residential |  | 24818 | 2023 | 2023
20252-215283-01 | Shakopee Public Utilities | 107 | 16971 | Muni | NOVA8639 | 3.84 | Solar |  |  | Interconnected | Shakopee | 55379 | Blue Lake | 20 | Residential |  | 23331 | 2023 | 2023
20252-215283-01 | Shakopee Public Utilities | 107 | 16971 | Muni | NOVA8643 | 10.75 | Solar |  |  | Interconnected | Shakopee | 55379 | Pike Lake | 71 | Residential |  | 32383 | 2023 | 2023
20252-215283-01 | Shakopee Public Utilities | 107 | 16971 | Muni | NOVA8649 | 4.48 | Solar |  |  | Interconnected | Shakopee | 55379 | Blue Lake | 22 | Residential |  | 27220 | 2023 | 2023
20252-215283-01 | Shakopee Public Utilities | 107 | 16971 | Muni | NOVA8650 | 3.48 | Solar |  |  | Interconnected | Shakopee | 55379 | South Shakopee | 32 | Residential |  | 30598 | 2023 | 2023
20252-215283-01 | Shakopee Public Utilities | 107 | 16971 | Muni | NOVA8654 | 9.98 | Solar |  |  | Interconnected | Shakopee | 55379 | South Shakopee | 34 | Residential |  | 15025 | 2023 | 2023
20252-215283-01 | Shakopee Public Utilities | 107 | 16971 | Muni | NOVA8659 | 3.47 | Solar |  |  | Interconnected | Shakopee | 55379 | South Shakopee | 32 | Residential |  | 27989 | 2023 | 2024
20252-215283-01 | Shakopee Public Utilities | 107 | 16971 | Muni | NOVA8660 | 4.35 | Solar |  |  | Interconnected | Shakopee | 55379 | South Shakopee | 33 | Residential |  | 33872 | 2023 | 2023
20252-215283-01 | Shakopee Public Utilities | 107 | 16971 | Muni | NOVA8673 | 7.68 | Solar |  |  | Interconnected | Shakopee | 55379 | South Shakopee | 33 | Residential |  | 43414 | 2023 | 2023
20252-215283-01 | Shakopee Public Utilities | 107 | 16971 | Muni | NOVA8674 | 6.4 | Solar |  |  | Interconnected | Shakopee | 55379 | South Shakopee | 32 | Residential |  | 35868 | 2023 | 2023
20252-215283-01 | Shakopee Public Utilities | 107 | 16971 | Muni | NOVA8678 | 3.19 | Solar |  |  | Interconnected | Shakopee | 55379 | South Shakopee | 32 | Residential |  | 28719 | 2023 | 2024
20252-215283-01 | Shakopee Public Utilities | 107 | 16971 | Muni | NOVA8683 | 4.73 | Solar |  |  | Interconnected | Shakopee | 55379 | South Shakopee | 33 | Residential |  | 37756 | 2023 | 2024
20252-215283-01 | Shakopee Public Utilities | 107 | 16971 | Muni | NOVA8684 | 9.45 | Solar |  |  | Interconnected | Shakopee | 55379 | South Shakopee | 32 | Residential |  | 37927 | 2023 | 2024
20252-215283-01 | Shakopee Public Utilities | 107 | 16971 | Muni | NOVA8685 | 3.78 | Solar |  |  | Interconnected | Shakopee | 55379 | Blue Lake | 22 | Residential |  | 30201 | 2023 | 2024
20252-215283-01 | Shakopee Public Utilities | 107 | 16971 | Muni | NOVA8688 | 5.12 | Solar |  |  | Interconnected | Shakopee | 55379 | Dean Lake | 43 | Residential |  | 30184 | 2023 | 2024
20252-215283-01 | Shakopee Public Utilities | 107 | 16971 | Muni | NOVA8689 | 13.44 | Solar |  |  | Interconnected | Shakopee | 55379 | Pike Lake | 71 | Residential |  | 78425 | 2023 | 2024
20252-215283-01 | Shakopee Public Utilities | 107 | 16971 | Muni | NOVA8690 | 11.52 | Solar |  |  | Active Application | Shakopee | 55379 | Pike Lake | 71 | Residential |  | 37000 | 2023
20252-215283-01 | Shakopee Public Utilities | 107 | 16971 | Muni | NOVA8699 | 8.7 | Solar |  |  | Interconnected | Shakopee | 55379 | South Shakopee | 33 | Residential |  | 43300 | 2023 | 2024
20252-215283-01 | Shakopee Public Utilities | 107 | 16971 | Muni | NOVA8715 | 10.24 | Solar |  |  | Interconnected | Shakopee | 55379 | Pike Lake | 74 | Residential |  | 57909 | 2023 | 2023
20252-215283-01 | Shakopee Public Utilities | 107 | 16971 | Muni | NOVA8717 | 5.76 | Solar |  |  | Interconnected | Shakopee | 55379 | South Shakopee | 32 | Residential |  | 32095 | 2023 | 2023
20252-215283-01 | Shakopee Public Utilities | 107 | 16971 | Muni | NOVA8718 | 5.76 | Solar |  |  | Interconnected | Shakopee | 55379 | South Shakopee | 32 | Residential |  | 32095 | 2023 | 2023
20252-215283-01 | Shakopee Public Utilities | 107 | 16971 | Muni | NOVA8721 | 10.75 | Solar |  |  | Interconnected | Shakopee | 55379 | Pike Lake | 74 | Residential |  | 36813.91 | 2023 | 2023
20252-215283-01 | Shakopee Public Utilities | 107 | 16971 | Muni | NOVA8733 | 9.22 | Solar |  |  | Interconnected | Shakopee | 55379 | Dean Lake | 43 | Residential |  | 23195 | 2023 | 2023
20252-215283-01 | Shakopee Public Utilities | 107 | 16971 | Muni | NOVA8735 | 6.38 | Solar |  |  | Active Application | Shakopee | 55379 | South Shakopee | 32 | Residential |  | 49837 | 2023
20252-215283-01 | Shakopee Public Utilities | 107 | 16971 | Muni | NOVA8736 | 14.98 | Solar |  |  | Interconnected | Shakopee | 55379 | South Shakopee | 34 | Residential |  | 23865 | 2023 | 2023
20252-215283-01 | Shakopee Public Utilities | 107 | 16971 | Muni | NOVA8752 | 7.56 | Solar |  |  | Interconnected | Shakopee | 55379 | Pike Lake | 74 | Residential |  | 28123 | 2023 | 2023
20252-215283-01 | Shakopee Public Utilities | 107 | 16971 | Muni | NOVA8757 | 7.68 | Solar |  |  | Interconnected | Shakopee | 55379 | Dean Lake | 46 | Residential |  | 44814 | 2023 | 2024
20252-215283-01 | Shakopee Public Utilities | 107 | 16971 | Muni | NOVA8773 | 7.04 | Solar |  |  | Active Application | Shakopee | 55379 | Shakopee | 7 | Residential |  | 41503 | 2023 | 2024
20252-215283-01 | Shakopee Public Utilities | 107 | 16971 | Muni | NOVA8813 | 3.84 | Solar |  |  | Active Application | Shakopee | 55379 | Shakopee | 9 | Residential |  | 25731 | 2023 | 2024
20252-215283-01 | Shakopee Public Utilities | 107 | 16971 | Muni | NOVA8818 | 8.83 | Solar |  |  | Active Application | Shakopee | 55379 | Pike Lake | 71 | Residential |  | 23000 | 2023 | 2024
20252-215283-01 | Shakopee Public Utilities | 107 | 16971 | Muni | NOVA8826 | 7.56 | Solar |  |  | Active Application | Shakopee | 55379 | South Shakopee | 34 | Residential |  | 31353 | 2023 | 2024
20252-215283-01 | Shakopee Public Utilities | 107 | 16971 | Muni | NOVA8832 | 7.04 | Solar |  |  | Active Application | Shakopee | 55379 | Pike Lake | 73 | Residential |  | 41503 | 2023 | 2024
20252-215283-01 | Shakopee Public Utilities | 107 | 16971 | Muni | NOVA8858 | 6.4 | Solar |  |  | Active Application | Shakopee | 55379 | South Shakopee | 32 | Residential |  | 35868 | 2023 | 2024
20252-215283-01 | Shakopee Public Utilities | 107 | 16971 | Muni | NOVA8913 | 14.72 | Solar |  |  | Active Application | Shakopee | 55379 | South Shakopee | 32 | Residential |  | 85894 | 2023 | 2024
20252-215283-01 | Shakopee Public Utilities | 107 | 16971 | Muni | NOVA10232 | 3.48 | Solar |  |  | Interconnected | Shakopee | 55379 | South Shakopee | 33 | Residential |  | 28172 | 2024 | 2024
20252-215283-01 | Shakopee Public Utilities | 107 | 16971 | Muni | NOVA10239 | 3.48 | Solar |  |  | Interconnected | Shakopee | 55379 | Pike Lake | 71 | Residential |  | 18547 | 2024 | 2024
20252-215283-01 | Shakopee Public Utilities | 107 | 16971 | Muni | NOVA10257 | 3.8 | Solar |  |  | Interconnected | Shakopee | 55379 | Dean Lake | 52 | Residential |  | 18370.29 | 2024 | 2024
20252-215283-01 | Shakopee Public Utilities | 107 | 16971 | Muni | NOVA10290 | 4.06 | Solar |  |  | Interconnected | Shakopee | 55379 | South Shakopee | 32 | Residential |  | 24066 | 2024 | 2024
20252-215283-01 | Shakopee Public Utilities | 107 | 16971 | Muni | NOVA10291 | 3.48 | Solar |  |  | Interconnected | Shakopee | 55379 | South Shakopee | 32 | Residential |  | 27421 | 2024 | 2024
20252-215283-01 | Shakopee Public Utilities | 107 | 16971 | Muni | NOVA10313 | 5.51 | Solar |  |  | Interconnected | Shakopee | 55379 | Dean Lake | 92 | Residential |  | 29292 | 2024 | 2024
20252-215283-01 | Shakopee Public Utilities | 107 | 16971 | Muni | NOVA10368 | 7.68 | Solar |  |  | Interconnected | Shakopee | 55379 | Pike Lake | 71 | Residential |  | 41748 | 2024 | 2024
20252-215283-01 | Shakopee Public Utilities | 107 | 16971 | Muni | NOVA10375 | 5.36 | Solar |  |  | Interconnected | Shakopee | 55379 | Pike Lake | 71 | Residential |  | 41806 | 2024 | 2024
20252-215283-01 | Shakopee Public Utilities | 107 | 16971 | Muni | NOVA10414 | 7.68 | Solar |  |  | Interconnected | Shakopee | 55379 | Pike Lake | 73 | Residential |  | 13860 | 2024 | 2024
20252-215283-01 | Shakopee Public Utilities | 107 | 16971 | Muni | NOVA10455 | 2.32 | Solar |  |  | Interconnected | Shakopee | 55379 | Pike Lake | 74 | Residential |  | 21045 | 2024 | 2024
20252-215283-01 | Shakopee Public Utilities | 107 | 16971 | Muni | NOVA10487 | 11.17 | Solar |  |  | Interconnected | Shakopee | 55379 |  |  | Residential |  | 57239 | 2024 | 2024
20252-215283-01 | Shakopee Public Utilities | 107 | 16971 | Muni | NOVA10588 | 3.19 | Solar |  |  | Interconnected | Shakopee | 55379 | South Shakopee | 83 | Residential |  | 21376 | 2024 | 2024
20252-215283-01 | Shakopee Public Utilities | 107 | 16971 | Muni | NOVA10592 | 4.06 | Solar |  |  | Interconnected | Shakopee | 55379 | South Shakopee | 32 | Residential |  | 28648 | 2024 | 2024
20252-215283-01 | Shakopee Public Utilities | 107 | 16971 | Muni | NOVA10724 | 15.2 | Solar |  |  | Interconnected | Shakopee | 55379 | South Shakopee | 83 | Residential |  | 45871.5 | 2024 | 2024
20252-215283-01 | Shakopee Public Utilities | 107 | 16971 | Muni | NOVA10812 | 7.6 | Solar |  |  | Interconnected | Shakopee | 55379 | South Shakopee | 83 | Residential |  | 31137.89 | 2024 | 2024
20252-215283-01 | Shakopee Public Utilities | 107 | 16971 | Muni | NOVA11931 | 3.8 | Solar |  |  | Active Application | Shakopee | 55379 | South Shakopee | 32 | Residential |  | 9142.57 | 2024
20252-215283-01 | Shakopee Public Utilities | 107 | 16971 | Muni | NOVA11987 | 3.42 | Solar |  |  | Interconnected | Shakopee | 55379 | South Shakopee | 33 | Residential |  | 23540 | 2024 | 2024
20252-215283-01 | Shakopee Public Utilities | 107 | 16971 | Muni | NOVA12038 | 12.16 | Solar |  |  | Interconnected | Shakopee | 55379 | South Shakopee | 34 | Residential |  | 49178 | 2024 | 2024
20252-215283-01 | Shakopee Public Utilities | 107 | 16971 | Muni | NOVA12041 | 3.8 | Solar |  |  | Active Application | Shakopee | 55379 | Pike Lake | 71 | Residential |  | 17246.85 | 2024
20252-215283-01 | Shakopee Public Utilities | 107 | 16971 | Muni | NOVA12094 | 5.53 | Solar |  |  | Active Application | Shakopee | 55379 | South Shakopee | 32 | Residential |  | 41861 | 2024
20252-215283-01 | Shakopee Public Utilities | 107 | 16971 | Muni | NOVA12200 | 3.8 | Solar |  |  | Active Application | Shakopee | 55379 | South Shakopee | 32 | Residential |  | 16475.32 | 2024
20252-215283-01 | Shakopee Public Utilities | 107 | 16971 | Muni | NOVA12215 | 48 | Other |  |  | Active Application | Shakopee | 55379 | Pike Lake | 71 | Commercial |  | 35000 | 2024
20252-215283-01 | Shakopee Public Utilities | 107 | 16971 | Muni | NOVA12229 | 7.6 | Solar |  |  | Active Application | Shakopee | 55379 | South Shakopee | 32 | Residential |  | 19032 | 2024
20252-215283-01 | Shakopee Public Utilities | 107 | 16971 | Muni | NOVA12232 | 4.18 | Solar |  |  | Active Application | Shakopee | 55379 | South Shakopee | 32 | Residential |  | 20838 | 2024
20252-215283-01 | Shakopee Public Utilities | 107 | 16971 | Muni | NOVA12251 | 9.89 | Solar |  |  | Active Application | Shakopee | 55379 | Pike Lake | 73 | Residential |  | 12500 | 2024
20252-215283-01 | Shakopee Public Utilities | 107 | 16971 | Muni | NOVA12327 | 6.09 | Solar |  |  | Active Application | Shakopee | 55379 | Pike Lake | 71 | Residential |  | 44290 | 2024
20252-215283-01 | Shakopee Public Utilities | 107 | 16971 | Muni | NOVA12337 | 15.3 | Solar |  | X | Active Application | Shakopee | 55379 | South Shakopee | 33 | Residential |  | 45079 | 2024
20252-215283-01 | Shakopee Public Utilities | 107 | 16971 | Muni | NOVA12337-S | 11.5 | Storage |  |  | Active Application | Shakopee | 55379 | South Shakopee | 33 | Residential |  | 45079 | 2024
20252-215283-01 | Shakopee Public Utilities | 107 | 16971 | Muni | NOVA12378 | 5.76 | Solar |  |  | Active Application | Shakopee | 55379 | Dean Lake | 43 | Residential |  | 34839 | 2024
20252-215283-01 | Shakopee Public Utilities | 107 | 16971 | Muni | NOVA12379 | 12.8 | Solar |  |  | Active Application | Shakopee | 55379 | Blue Lake | 20 | Residential |  | 72798.5 | 2024
20252-215283-01 | Shakopee Public Utilities | 107 | 16971 | Muni | NOVA12413 | 4.18 | Solar |  |  | Active Application | Shakopee | 55379 | South Shakopee | 33 | Residential |  | 16802 | 2024
20252-215283-01 | Shakopee Public Utilities | 107 | 16971 | Muni | NOVA12429 | 7.68 | Solar |  |  | Active Application | Shakopee | 55379 | South Shakopee | 33 | Residential |  | 42581 | 2024
20252-215283-01 | Shakopee Public Utilities | 107 | 16971 | Muni | NOVA12430 | 6.4 | Solar |  |  | Active Application | Shakopee | 55379 | South Shakopee | 33 | Residential |  | 37239 | 2024
20252-215283-01 | Shakopee Public Utilities | 107 | 16971 | Muni | NOVA8734 | 4.35 | Solar |  |  | Interconnected | Shakopee | 55379 | Pike Lake | 71 | Residential |  | 37563 | 2024 | 2024
20252-215283-01 | Shakopee Public Utilities | 107 | 16971 | Muni | NOVA8898 | 7.88 | Solar |  |  | Interconnected | Shakopee | 55379 | Blue Lake | 22 | Residential |  | 26713 | 2024 | 2024
20252-215283-01 | Shakopee Public Utilities | 107 | 16971 | Muni | NOVA8917 | 6.67 | Solar |  |  | Active Application | Shakopee | 55379 | South Shakopee | 81 | Residential |  | 24223 | 2024
20252-215283-01 | Shakopee Public Utilities | 107 | 16971 | Muni | NOVA9000 | 8.19 | Solar |  |  | Interconnected | Shakopee | 55379 | South Shakopee | 32 | Residential |  | 16380 | 2024 | 2024
20252-215283-01 | Shakopee Public Utilities | 107 | 16971 | Muni | NOVA9037 | 3.84 | Solar |  |  | Withdrawn | Shakopee | 55379 | South Shakopee | 32 | Residential |  | 23331 | 2024
20252-215283-01 | Shakopee Public Utilities | 107 | 16971 | Muni | NOVA9051 | 15.2 | Solar |  |  | Interconnected | Shakopee | 55379 | South Shakopee | 32 | Residential |  | 56200 | 2024 | 2024
20252-215283-01 | Shakopee Public Utilities | 107 | 16971 | Muni | NOVA9081 | 3.9 | Solar |  |  | Interconnected | Shakopee | 55379 | Blue Lake | 22 | Residential |  | 33856 | 2024 | 2024
20252-215283-01 | Shakopee Public Utilities | 107 | 16971 | Muni | NOVA9082 | 5.1 | Solar |  |  | Interconnected | Shakopee | 55379 | Pike Lake | 71 | Residential |  | 38948 | 2024 | 2024
20252-215283-01 | Shakopee Public Utilities | 107 | 16971 | Muni | NOVA9083 | 5.1 | Solar |  |  | Interconnected | Shakopee | 55379 | South Shakopee | 34 | Residential |  | 44866 | 2024 | 2024
20252-215283-01 | Shakopee Public Utilities | 107 | 16971 | Muni | NOVA9084 | 4.8 | Solar |  |  | Interconnected | Shakopee | 55379 | South Shakopee | 32 | Residential |  | 42227 | 2024 | 2024
20252-215283-01 | Shakopee Public Utilities | 107 | 16971 | Muni | NOVA9168 | 38 | Solar |  |  | Interconnected | Shakopee | 55372 | South Shakopee | 31 | Residential |  | 141773 | 2024 | 2024
20252-215283-01 | Shakopee Public Utilities | 107 | 16971 | Muni | NOVA9175 | 0.83 | Solar |  |  | Interconnected | Shakopee | 55379 | South Shakopee | 33 | Residential |  | 44765.5 | 2024 | 2024
20252-215104-01 | Sioux Valley Southwestern Electric | 110 | 17267 | Co-op | 509-16-1 | 33 | Wind |  |  | Decommissioned |  | 56186 | Trosky | 3 | Residential |  |  | 2006 | 2006
20252-215104-01 | Sioux Valley Southwestern Electric | 110 | 17267 | Co-op | 509-23-1-4 | 1.92 | Solar |  |  | Interconnected |  | 56186 | Trosky | 3 | Residential |  |  | 2007 | 2007
20252-215104-01 | Sioux Valley Southwestern Electric | 110 | 17267 | Co-op | 508-6-4-4 | 18.1 | Solar |  |  | Interconnected |  | 56164 | Pipestone | 1 | Commercial |  |  | 2010 | 2010
20252-215104-01 | Sioux Valley Southwestern Electric | 110 | 17267 | Co-op | 509-24-3 | 33 | Wind |  |  | Decommissioned |  | 56186 | Trosky | 3 | Residential |  |  | 2011 | 2011
20252-215104-01 | Sioux Valley Southwestern Electric | 110 | 17267 | Co-op | 508-19-1-1 | 35 | Wind |  |  | Decommissioned |  | 56164 | Pipestone | 5 | Commercial |  |  | 2012 | 2012
20252-215104-01 | Sioux Valley Southwestern Electric | 110 | 17267 | Co-op | 517-24-2-1 | 9.8 | Solar |  |  | Interconnected |  | 56156 | Hardwick | 3 | Commercial |  |  | 2013 | 2013
20252-215104-01 | Sioux Valley Southwestern Electric | 110 | 17267 | Co-op | 504-27-1 | 9.66 | Solar |  |  | Interconnected |  | 56186 | Pipestone | 3 | Residential |  |  | 2014 | 2014
20252-215104-01 | Sioux Valley Southwestern Electric | 110 | 17267 | Co-op | 504-14-2-2 | 10 | Wind |  |  | Decommissioned |  | 56186 | Pipestone | 3 | Commercial |  |  | 2014 | 2014
20252-215104-01 | Sioux Valley Southwestern Electric | 110 | 17267 | Co-op | 532-25-1-2 | 2.4 | Wind |  |  | Decommissioned |  | 56138 | Hills | 7 | Residential |  |  | 2015 | 2015
20252-215104-01 | Sioux Valley Southwestern Electric | 110 | 17267 | Co-op | 519-23-2-1 | 5 | Solar |  |  | Interconnected |  | 56156 | Luverne | 6 | Residential |  |  | 2018 | 2018
20252-215104-01 | Sioux Valley Southwestern Electric | 110 | 17267 | Co-op | 505-33-3-1 | 39.8 | Solar |  |  | Interconnected |  | 56164 | Pipestone | 1 | Commercial |  |  | 2020 | 2020
20252-215104-01 | Sioux Valley Southwestern Electric | 110 | 17267 | Co-op | 505-33-4-1 | 39.8 | Solar |  |  | Interconnected |  | 56164 | Pipestone | 1 | Commercial |  |  | 2020 | 2020
20252-215104-01 | Sioux Valley Southwestern Electric | 110 | 17267 | Co-op | 606-7 | 1.6 | Solar |  |  | Interconnected |  | 56164 | Trosky | 1 | Residential |  |  | 2020 | 2020
20252-215104-01 | Sioux Valley Southwestern Electric | 110 | 17267 | Co-op | 542-31-1 | 9.28 | Solar |  |  | Interconnected |  | 56186 | Pipestone | 3 | Residential |  | 30000 | 2020 | 2020
20252-215104-01 | Sioux Valley Southwestern Electric | 110 | 17267 | Co-op | 508-13-2 | 8.37 | Solar |  |  | Interconnected |  | 56164 | Trosky | 3 | Residential |  | 36906 | 2020 | 2020
20252-215104-01 | Sioux Valley Southwestern Electric | 110 | 17267 | Co-op | 512-2-4 | 10 | Solar |  |  | Interconnected |  | 56164 | Trosky | 1 | Residential |  | 27948 | 2021 | 2021
20252-215104-01 | Sioux Valley Southwestern Electric | 110 | 17267 | Co-op | 611-2-999 | 12 | Solar |  |  | Interconnected |  | 56138 | Hills | 1 | Residential |  | 44800 | 2021 | 2022
20252-215104-01 | Sioux Valley Southwestern Electric | 110 | 17267 | Co-op | 522-2-3-2-2 | 8.2 | Solar |  |  | Interconnected |  | 56158 | Steen | 3 | Residential |  |  | 2021 | 2022
20252-215104-01 | Sioux Valley Southwestern Electric | 110 | 17267 | Co-op | 507-20-3 | 38.5 | Solar |  |  | Interconnected |  | 56164 | Pipestone | 7 | Commercial |  | 194371 | 2022 | 2022
20252-215104-01 | Sioux Valley Southwestern Electric | 110 | 17267 | Co-op | 513-2-4-4 | 38.089 | Solar |  |  | Interconnected |  | 56164 | Trosky | 7 | Commercial |  | 96000 | 2022 | 2022
20252-215104-01 | Sioux Valley Southwestern Electric | 110 | 17267 | Co-op | 516-20-1-4 | 15.95 | Solar |  |  | Interconnected |  | 56156 | Hardwick | 3 | Residential |  | 33000 | 2022 | 2023
20252-215104-01 | Sioux Valley Southwestern Electric | 110 | 17267 | Co-op | 515-28-2-2 | 13.05 | Solar |  |  | Interconnected |  | 56134 | Hardwick | 1 | Commercial |  | 72432.43 | 2022 | 2023
20252-215104-01 | Sioux Valley Southwestern Electric | 110 | 17267 | Co-op | 520-24-2-4 | 37.5 | Solar |  |  | Interconnected |  | 56156 | Luverne 2 | 3 | Commercial |  | 72576 | 2022 | 2023
20252-215104-01 | Sioux Valley Southwestern Electric | 110 | 17267 | Co-op | 612-3-3 | 10 | Solar |  |  | Interconnected |  | 56173 | Steen | 5 | Residential |  | 36966 | 2022 | 2024
20252-215104-01 | Sioux Valley Southwestern Electric | 110 | 17267 | Co-op | 523-12-4 | 20.88 | Solar |  |  | Interconnected |  | 56156 | Steen | 3 | Residential |  | 61060 | 2022 | 2023
20252-215104-01 | Sioux Valley Southwestern Electric | 110 | 17267 | Co-op | 509-20-2-3 | 7.6 | Solar |  |  | Interconnected |  | 56156 | Steen | 3 | Residential |  | 25740 | 2022 | 2023
20252-215104-01 | Sioux Valley Southwestern Electric | 110 | 17267 | Co-op | 516-18-3 | 36.28 | Solar |  |  | Interconnected |  | 56156 | Hardwick | 3 | Commercial |  | 139000 | 2023 | 2023
20252-215104-01 | Sioux Valley Southwestern Electric | 110 | 17267 | Co-op | 522-22-2-2-3 | 35.8 | Solar |  |  | Interconnected |  | 56129 | Magnolia | 5 | Commercial |  | 150000 | 2023 | 2023
20252-215104-01 | Sioux Valley Southwestern Electric | 110 | 17267 | Co-op | 505-35-2-1-4-1 | 39.8 | Solar |  |  | Interconnected |  | 56164 | Pipestone | 1 | Commercial |  | 80000 | 2023 | 2023
20252-215104-01 | Sioux Valley Southwestern Electric | 110 | 17267 | Co-op | 522-18-2-3 | 38.4 | Solar |  |  | Interconnected |  | 56156 | Steen | 3 | Commercial |  | 171948 | 2023 | 2023
20252-215104-01 | Sioux Valley Southwestern Electric | 110 | 17267 | Co-op | 509-36-1 | 34.2 | Solar |  |  | Interconnected |  | 56128 | Trosky | 3 | Commercial |  | 60000 | 2023 | 2023
20252-215104-01 | Sioux Valley Southwestern Electric | 110 | 17267 | Co-op | 514-6-4-3 | 50 | Solar |  |  | Interconnected |  | 56144 | Trosky | 5 | Commercial |  | 140000 | 2023 | 2023
20252-215104-01 | Sioux Valley Southwestern Electric | 110 | 17267 | Co-op | 505-6-2-2 | 25 | Wind |  |  | Interconnected |  | 56164 | Holland | 8 | Commercial |  | 160000 | 2023 | 2023
20252-215104-01 | Sioux Valley Southwestern Electric | 110 | 17267 | Co-op | 522-4-4 | 34.4 | Solar |  |  | Active Application |  | 56156 | Steen | 3 | Commercial |  | 136899 | 2023
20252-215104-01 | Sioux Valley Southwestern Electric | 110 | 17267 | Co-op | 517-28-4 | 19.99 | Solar |  |  | Interconnected |  | 56156 | Hardwick | 5 | Commercial |  | 60000 | 2023 | 2024
20252-215104-01 | Sioux Valley Southwestern Electric | 110 | 17267 | Co-op | 522-9-1-4 | 34.4 | Solar |  |  | Interconnected |  | 56156 | Steen | 3 | Commercial |  | 136899 | 2023 | 2024
20252-215104-01 | Sioux Valley Southwestern Electric | 110 | 17267 | Co-op | 521-6-2-3 | 7 | Solar |  |  | Interconnected |  | 56156 | Luverne 2 | 1 | Residential |  | 15000 | 2023 | 2024
20252-215104-01 | Sioux Valley Southwestern Electric | 110 | 17267 | Co-op | 507-11-3 | 25 | Wind |  |  | Interconnected |  | 56164 | Pipestone | 7 | Commercial |  | 179500 | 2023 | 2024
20252-215104-01 | Sioux Valley Southwestern Electric | 110 | 17267 | Co-op | 509-10-4-1 | 25 | Wind |  |  | Interconnected |  | 56186 | Trosky | 6 | Commercial |  | 180000 | 2023 | 2024
20252-215104-01 | Sioux Valley Southwestern Electric | 110 | 17267 | Co-op | 509-14-3-2 | 25 | Wind |  |  | Interconnected |  | 56186 | Trosky | 3 | Residential |  | 180000 | 2023 | 2024
20252-215104-01 | Sioux Valley Southwestern Electric | 110 | 17267 | Co-op | 521-18-3 | 39.2 | Solar |  |  | Active Application |  | 56156 | Luverne 2 | 5 | Commercial |  | 138000 | 2024
20252-215104-01 | Sioux Valley Southwestern Electric | 110 | 17267 | Co-op | 509-7-4-4 | 25 | Wind |  |  | Active Application |  | 56128 | Pipestone | 3 | Commercial |  | 229745 | 2024
20252-215104-01 | Sioux Valley Southwestern Electric | 110 | 17267 | Co-op | 516-16-3-4 | 38.4 | Solar |  |  | Interconnected |  | 56147 | Hardwick | 3 | Commercial |  | 142506 | 2024 | 2024
20252-215104-01 | Sioux Valley Southwestern Electric | 110 | 17267 | Co-op | 508-33-3 | 19.6 | Solar |  |  | Interconnected |  | 56164 | Trosky | 1 | Commercial |  | 25000 | 2024 | 2024
20252-215104-01 | Sioux Valley Southwestern Electric | 110 | 17267 | Co-op | 610-13-1 | 6.912 | Solar |  |  | Interconnected |  | 56116 | Hills | 1 | Residential |  | 25840 | 2024 | 2024
20252-215104-01 | Sioux Valley Southwestern Electric | 110 | 17267 | Co-op | 520-3-2-2 | 10.075 | Solar |  |  | Interconnected |  | 56156 | Luverne 2 | 1 | Residential |  | 53000 | 2024 | 2024
20252-215104-01 | Sioux Valley Southwestern Electric | 110 | 17267 | Co-op | 509-10-4-1 | 25 | Wind |  |  | Interconnected |  | 56186 | Trosky | 3 | Commercial |  | 180000 | 2023 | 2024
20252-215104-01 | Sioux Valley Southwestern Electric | 110 | 17267 | Co-op | 507-11-3 | 25 | Wind |  |  | Interconnected |  | 56164 | Pipestone | 7 | Commercial |  | 179500 | 2024
20252-215104-01 | Sioux Valley Southwestern Electric | 110 | 17267 | Co-op | 521-18-3 | 39.2 | Solar |  |  | Active Application |  | 56156 | Luverne | 5 | Commercial |  | 138000 | 2024
20252-215104-01 | Sioux Valley Southwestern Electric | 110 | 17267 | Co-op | 505-20-2-4 | 25 | Wind |  |  | Active Application |  | 56164 | Pipestone | 1 | Commercial |  | 242217 | 2024
20252-215104-01 | Sioux Valley Southwestern Electric | 110 | 17267 | Co-op | 508-9-1 | 25 | Wind |  |  | Active Application |  | 56164 | Pipestone | 3 | Commercial |  | 2e+05 | 2024
20252-215104-01 | Sioux Valley Southwestern Electric | 110 | 17267 | Co-op | 505-6-2-2-1 | 25 | Wind |  |  | Active Application |  | 56164 | Holland | 8 | Commercial |  | 2e+05 | 2024
20252-215104-01 | Sioux Valley Southwestern Electric | 110 | 17267 | Co-op | 514-19-4-1 | 25 | Wind |  |  | Active Application |  | 56164 | Hardwick | 7 | Commercial |  | 2e+05 | 2024
20252-215104-01 | Sioux Valley Southwestern Electric | 110 | 17267 | Co-op | 512-20-3-2 | 25 | Wind |  |  | Active Application |  | 56164 | Trosky | 7 | Commercial |  | 2e+05 | 2024
20252-215104-01 | Sioux Valley Southwestern Electric | 110 | 17267 | Co-op | 513-2-2 | 25 | Wind |  |  | Active Application |  | 56164 | Holland | 8 | Commercial |  | 2e+05 | 2024
20252-215104-01 | Sioux Valley Southwestern Electric | 110 | 17267 | Co-op | 502-19-1-4 | 25 | Wind |  |  | Active Application |  | 56164 | Holland | 8 | Commercial |  | 2e+05 | 2024
20252-215104-01 | Sioux Valley Southwestern Electric | 110 | 17267 | Co-op | 508-32-1-3 | 25 | Wind |  |  | Active Application |  | 56164 | Trosky | 1 | Commercial |  | 2e+05 | 2024
20252-215104-01 | Sioux Valley Southwestern Electric | 110 | 17267 | Co-op | 504-25-4-1 | 25 | Wind |  |  | Active Application |  | 56164 | Pipestone | 3 | Commercial |  | 2e+05 | 2024
20251-214460-01 | Sleepy Eye Public Utilities | 143 | 17320 | Muni | NOVA5405 | 8.7 | Solar |  |  | Interconnected | Sleepy Eye | 56085 | 2 | NE Res | Residential |  | 25000 | 2021 | 2021
20251-214460-01 | Sleepy Eye Public Utilities | 143 | 17320 | Muni | NOVA5404 | 14.64 | Solar |  | X | Interconnected | Sleepy Eye | 56085 | 2 | North East | Residential |  | 31975 | 2021 | 2022
20251-214460-01 | Sleepy Eye Public Utilities | 143 | 17320 | Muni | NOVA7741 | 39.9 | Solar |  |  | Interconnected | Sleepy Eye | 56085 | Substation 1 | West Res | Commercial |  | 162000 | 2023 | 2023
20251-214460-01 | Sleepy Eye Public Utilities | 143 | 17320 | Muni | NOVA7937 | 39.9 | Solar |  |  | Interconnected | Sleepy Eye | 56085 | Substation 1 | West Res | Commercial |  | 162000 | 2023 | 2023
20251-214572-01 | South Central Electric Association | 109 | 17550 | Co-op | DBL 04-22-031 | 39.9 | Wind |  |  | Interconnected | Westbrook | 56183 | 18 | 1 | Commercial |  |  | 2011 | 2011
20251-214572-01 | South Central Electric Association | 109 | 17550 | Co-op | MH 28-11-004 | 39.5 | Wind |  |  | Interconnected | Mt Lake | 56159 | 4 | 3 | Residential |  |  | 2006 | 2006
20251-214572-01 | South Central Electric Association | 109 | 17550 | Co-op | SHF 16-12-031 | 20 | Wind |  |  | Interconnected | Windom | 56101 | 1 | 3 | Commercial |  |  | 2007 | 2007
20251-214572-01 | South Central Electric Association | 109 | 17550 | Co-op | AG 22-30-092 | 19 | Solar |  |  | Interconnected | Saint James | 56081 | 19 | 4 | Residential |  |  | 2009 | 2009
20251-214572-01 | South Central Electric Association | 109 | 17550 | Co-op | DA 31-30-075 | 4.8 | Wind |  |  | Interconnected | Saint James | 56081 | 14 | 2 | Residential |  |  | 2008 | 2008
20251-214572-01 | South Central Electric Association | 109 | 17550 | Co-op | TR 38-32-073 | 10.8 | Solar |  |  | Interconnected | Sherburn | 56171 | 6 | 2 | Residential |  |  | 2015 | 2015
20251-214572-01 | South Central Electric Association | 109 | 17550 | Co-op | GJ 08-19-022 | 12.5 | Wind |  |  | Interconnected | Comfrey | 56019 | 4 | 1 | Residential |  |  | 2009 | 2009
20251-214572-01 | South Central Electric Association | 109 | 17550 | Co-op | JE 09-28-003 | 14.4 | Wind |  |  | Interconnected | Comfrey | 56019 | 13 | 3 | Commercial |  |  | 2010 | 2010
20251-214572-01 | South Central Electric Association | 109 | 17550 | Co-op | WM 07-16-006 | 4 | Solar |  |  | Interconnected | Bingham Lake | 56118 | 1 | 2 | Residential |  |  | 2010 | 2010
20251-214572-01 | South Central Electric Association | 109 | 17550 | Co-op | JS 33-16-085 | 35 | Wind |  |  | Decommissioned | Mt Lake | 56159 | 5 | 5 | Residential |  |  | 2003 | 2003 | 2019
20251-214572-01 | South Central Electric Association | 109 | 17550 | Co-op | JW 04-27-037 | 39.9 | Solar |  |  | Interconnected | Westbrook | 56183 | 18 | 1 | Residential |  |  | 2015 | 2015
20251-214572-01 | South Central Electric Association | 109 | 17550 | Co-op | MJ 27-04-080 | 5 | Solar |  |  | Interconnected | Bingham Lake | 56118 | 21 | 3 | Residential
20251-214572-01 | South Central Electric Association | 109 | 17550 | Co-op | WK 18-21-134 | 19.38 | Solar |  |  | Interconnected | Bingham Lake | 56118 | 21 | 1 | Residential
20251-214572-01 | South Central Electric Association | 109 | 17550 | Co-op | ME 18-29-121 | 39 | Wind |  |  | Interconnected | Bingham Lake | 56118 | 21 | 3 | Residential
20251-214572-01 | South Central Electric Association | 109 | 17550 | Co-op | WF 08-16-113 | 39.5 | Wind |  |  | Interconnected | Comfrey | 56019 | 22 | 3 | Residential
20251-214572-01 | South Central Electric Association | 109 | 17550 | Co-op | DK 04-32-125 | 39.5 | Wind |  |  | Interconnected | Westbrook | 56183 | 20 | 4 | Residential
20251-214572-01 | South Central Electric Association | 109 | 17550 | Co-op | AG 32-04-134 | 17.5 | Wind |  |  | Interconnected | Lewisville | 56060 | 25 | 2 | Residential
20251-214572-01 | South Central Electric Association | 109 | 17550 | Co-op | MW 17-36-090 | 20.9 | Solar |  |  | Interconnected | Windom | 56101 | 12 | 1 | Residential |  |  | 2014 | 2014
20251-214572-01 | South Central Electric Association | 109 | 17550 | Co-op | KB 20-29-079 | 18 | Solar |  |  | Interconnected | Butterfield | 56120 | 4 | 2 | Residential |  |  | 2015 | 2015
20251-214572-01 | South Central Electric Association | 109 | 17550 | Co-op | WK 28-20-048 | 39.6 | Solar |  |  | Interconnected | Mt Lake | 56159 | 4 | 3 | Commercial |  |  | 2015 | 2015
20251-214572-01 | South Central Electric Association | 109 | 17550 | Co-op | E53 04-24-017 | 30 | Wind |  |  | Interconnected | Westbrook | 56183 | 8 | 3 | Commercial |  |  | 2015 | 2015
20251-214572-01 | South Central Electric Association | 109 | 17550 | Co-op | E260 04-03-052 | 30 | Wind |  |  | Interconnected | Westbrook | 56183 | 18 | 1 | Commercial |  |  | 2015 | 2015
20251-214572-01 | South Central Electric Association | 109 | 17550 | Co-op | W260 04-03-0212 | 30 | Wind |  |  | Interconnected | Westbrook | 56183 | 18 | 1 | Commercial |  |  | 2015 | 2015
20251-214572-01 | South Central Electric Association | 109 | 17550 | Co-op | W53 04-24-053 | 30 | Wind |  |  | Interconnected | Westbrook | 56183 | 8 | 3 | Commercial |  |  | 2015 | 2015
20251-214572-01 | South Central Electric Association | 109 | 17550 | Co-op | MS 08-05-042 | 18 | Solar |  |  | Interconnected | Comfrey | 56019 | 4 | 1 | Residential |  |  | 2016 | 2016
20251-214572-01 | South Central Electric Association | 109 | 17550 | Co-op | LBP 36-11-056 | 34.2 | Solar |  |  | Interconnected | Truman | 56088 | 2 | 4 | Commercial |  |  | 2016 | 2016
20251-214572-01 | South Central Electric Association | 109 | 17550 | Co-op | DF 37-12-102 | 10.75 | Solar |  |  | Interconnected | Sherburn | 56171 | 6 | 1 | Residential |  |  | 2016 | 2016
20251-214572-01 | South Central Electric Association | 109 | 17550 | Co-op | LF 20-19-117 | 28.5 | Solar |  |  | Interconnected | Mt Lake | 56159 | 4 | 2 | Residential |  | 120000 | 2017 | 2017
20251-214572-01 | South Central Electric Association | 109 | 17550 | Co-op | BB 04-11-071 | 36 | Solar |  |  | Interconnected | Westbrook | 56183 | 18 | 1 | Residential |  | 126500 | 2017 | 2017
20251-214572-01 | South Central Electric Association | 109 | 17550 | Co-op | LP 53-33-003 | 39.9 | Solar |  |  | Interconnected | Comfrey | 56019 | 22 | 3 | Residential |  | 155000 | 2018 | 2018
20251-214572-01 | South Central Electric Association | 109 | 17550 | Co-op | SJ 08-20-080 | 18 | Solar |  |  | Interconnected | Comfrey | 56019 | 4 | 1 | Residential |  | 105000 | 2017 | 2018
20251-214572-01 | South Central Electric Association | 109 | 17550 | Co-op | JR 19-13-022 | 37.5 | Solar |  |  | Interconnected | Mt Lake | 56159 | 4 | 2 | Commercial |  | 99000 | 2017 | 2018
20251-214572-01 | South Central Electric Association | 109 | 17550 | Co-op | AR 19-13-019 | 37.5 | Solar |  |  | Interconnected | Mt Lake | 56159 | 4 | 2 | Residential |  | 99000 | 2017 | 2018
20251-214572-01 | South Central Electric Association | 109 | 17550 | Co-op | JR 19-15-088 | 37.5 | Solar |  |  | Interconnected | Mt Lake | 56159 | 4 | 2 | Commercial |  | 99000 | 2017 | 2018
20251-214572-01 | South Central Electric Association | 109 | 17550 | Co-op | JA 38-03-135 | 18.86 | Solar |  |  | Interconnected | Trimont | 56176 | 6 | 1 | Residential |  | 34462 | 2018 | 2018
20251-214572-01 | South Central Electric Association | 109 | 17550 | Co-op | DL 01-10-114 | 7.6 | Solar |  |  | Interconnected | Revere | 56166 | 8 | 4 | Residential |  |  | 2018 | 2019
20251-214572-01 | South Central Electric Association | 109 | 17550 | Co-op | SCE Solar | 134.4 | Solar |  |  | Interconnected | Lake Crystal | 56055 | 17 | 3 | Community Solar Garden |  |  | 2015 | 2015
20251-214572-01 | South Central Electric Association | 109 | 17550 | Co-op | AJ 04-06-023 | 11.4 | Solar |  |  | Interconnected | Westbrook | 56183 | 8 | 4 | Residential |  | 35000 | 2019 | 2019
20251-214572-01 | South Central Electric Association | 109 | 17550 | Co-op | RE 26-19-033 | 12 | Solar |  |  | Interconnected | Windom | 56101 | 12 | 4 | Residential |  | 53375 | 2019 | 2019
20251-214572-01 | South Central Electric Association | 109 | 17550 | Co-op | DNR 24-17-059 | 15.4 | Solar |  |  | Withdrawn | Dundee | 56131 | 9 | 4 | Commercial |  | 50000 | 2019
20251-214572-01 | South Central Electric Association | 109 | 17550 | Co-op | CS 37-09-014 | 39.9 | Solar |  |  | Interconnected | Sherburn | 56171 | 6 | 4 | Residential |  | 100403 | 2019 | 2019
20251-214572-01 | South Central Electric Association | 109 | 17550 | Co-op | DS 37-04-111 | 36.4 | Solar |  |  | Interconnected | Trimont | 56176 | 5 | 4 | Residential |  | 84335 | 2019 | 2019
20251-214572-01 | South Central Electric Association | 109 | 17550 | Co-op | MS 08-05-042-2 | 18 | Solar |  |  | Interconnected | Comfrey | 56019 | 4 | 1 | Residential |  | 62000 | 2019 | 2019
20251-214572-01 | South Central Electric Association | 109 | 17550 | Co-op | NOVA2934-32-36-146 | 36 | Solar |  |  | Interconnected | Truman | 56060 | 2 | 2 | Commercial |  | 124764 | 2020 | 2020
20251-214572-01 | South Central Electric Association | 109 | 17550 | Co-op | NOVA3258-08-19-022 | 13.3 | Solar |  |  | Interconnected | Comfrey |  | 4 | 1 | Residential |  | 15277 | 2020 | 2020
20251-214572-01 | South Central Electric Association | 109 | 17550 | Co-op | NOVA2746-20-18-080 | 36 | Solar |  |  | Interconnected | Butterfield | 56120 | 4 | 2 | Residential |  | 137130 | 2020 | 2020
20251-214572-01 | South Central Electric Association | 109 | 17550 | Co-op | NOVA4434-26-19-033 | 14 | Solar |  |  | Interconnected | Windom | 56101 | 4 | 4 | Residential |  | 43615 | 2021 | 2021
20251-214572-01 | South Central Electric Association | 109 | 17550 | Co-op | NOVA4456-34-29-119 | 39.9 | Solar |  |  | Interconnected | Trimont | 56176 | 12 | 4 | Residential |  | 104241 | 2021 | 2021
20251-214572-01 | South Central Electric Association | 109 | 17550 | Co-op | NOVA4606-23-19-040 | 63 | Solar |  |  | Interconnected | Saint James | 56081 | 3 | 3 | Commercial |  | 126700 | 2021 | 2021
20251-214572-01 | South Central Electric Association | 109 | 17550 | Co-op | NOVA5636-24-17-059-04 | 20 | Solar |  |  | Interconnected | Dundee | 56131 | S. Storden | 4 | Commercial |  | 59136 | 2022 | 2022
20251-214572-01 | South Central Electric Association | 109 | 17550 | Co-op | NOVA5734-38-32-055-01 | 11.08 | Solar |  | X | Interconnected | Sherburn | 56171 | Sherburn | Fdr2 | Residential |  | 50000 | 2022 | 2022
20251-214572-01 | South Central Electric Association | 109 | 17550 | Co-op | NOVA5734-38-32-055-01-S | 7.6 | Storage |  |  | Interconnected | Sherburn | 56171 | Sherburn | Fdr2 | Residential |  | 50000 | 2022 | 2022
20251-214572-01 | South Central Electric Association | 109 | 17550 | Co-op | NOVA5830-37-09-068 | 39.98 | Solar |  |  | Interconnected | Sherburn | 56171 | Sherburn | Fdr4 | Residential |  | 118279 | 2022 | 2022
20251-214572-01 | South Central Electric Association | 109 | 17550 | Co-op | NOVA5893-36-19-015-01 | 9.98 | Solar |  |  | Interconnected | Trimont |  | Trimont | Fdr2 | Residential |  | 51560 | 2022 | 2022
20251-214572-01 | South Central Electric Association | 109 | 17550 | Co-op | NOVA6182-22-04-097 | 37.8 | Solar |  |  | Interconnected | Saint James | 56081 | Madela | Fdr3 | Residential |  | 78000 | 2022 | 2022
20251-214572-01 | South Central Electric Association | 109 | 17550 | Co-op | NOVA6948-29-20-026-01 | 17.45 | Solar |  |  | Interconnected | Butterfield | 56120 | Odin | Fdr1 | Residential |  | 83265 | 2022 | 2023
20251-214572-01 | South Central Electric Association | 109 | 17550 | Co-op | NOVA7572-14-29-010-01 | 38 | Solar |  |  | Interconnected | Madelia | 56062 | Madela | Fdr1 | Commercial |  | 258150 | 2023 | 2023
20251-214572-01 | South Central Electric Association | 109 | 17550 | Co-op | NOVA7788-07-14-050-04 | 38 | Solar |  |  | Interconnected | Mountain Lake | 56159 | Jeffers | Fdr2 | Residential |  | 145000 | 2023 | 2024
20251-214572-01 | South Central Electric Association | 109 | 17550 | Co-op | NOVA7789-07-23-049-04 | 36 | Solar |  |  | Interconnected | Mountain Lake | 56169 | Jeffers | Fdr2 | Residential |  | 145000 | 2023 | 2024
20251-214572-01 | South Central Electric Association | 109 | 17550 | Co-op | NOVA8237-28-02-040-01 | 30.4 | Solar |  |  | Interconnected | Mountain Lake |  | Odin | Fdr1 | Residential |  | 120000 | 2023 | 2023
20251-214572-01 | South Central Electric Association | 109 | 17550 | Co-op | NOVA8379-66-15-055-01 | 8.06 | Solar |  |  | Interconnected | Odin | 56160 | Galena | Fdr 1 | Residential |  | 12000 | 2023 | 2023
20251-214572-01 | South Central Electric Association | 109 | 17550 | Co-op | NOVA8445-23-06-062-01 | 38 | Solar |  |  | Interconnected | Madelia | 56062 | Madela | Fdr2 | Residential |  | 120000 | 2023 | 2023
20251-214572-01 | South Central Electric Association | 109 | 17550 | Co-op | NOVA8790-31-12-151-01 | 22.8 | Solar |  |  | Interconnected | Lewisville | 56060 | Lewisville ITC | Fdr1 | Residential |  | 67000 | 2023 | 2023
20251-214572-01 | South Central Electric Association | 109 | 17550 | Co-op | NOVA8941-38-02-005-01 | 39.6 | Solar |  |  | Interconnected | Trimont | 56176 | Sherburn | Fdr1 | Residential |  | 102149 | 2023 | 2024
20251-214572-01 | South Central Electric Association | 109 | 17550 | Co-op | NOVA8942-02-32-029-04 | 20 | Solar |  |  | Interconnected | Lamberton | 56152 | N. Storden | Fdr3 | Commercial |  | 93814 | 2023 | 2024
20252-215191-01 | Spring Valley Public Utilities Comm | 111 | 17824 | Muni | solar-1 | 2.97 | Solar |  |  | Decommissioned | Spring Valley | 55975 | Spring Valley | 12500 #3 | Commercial |  |  | 2014 | 2014 | 2019
20252-215191-01 | Spring Valley Public Utilities Comm | 111 | 17824 | Muni | solar-2 | 5.04 | Solar |  |  | Interconnected | Spring Valley | 55975 | Spring Valley | 2400 #5 | Residential |  |  | 2015 | 2015
20252-215191-01 | Spring Valley Public Utilities Comm | 111 | 17824 | Muni | solar-3 | 10.08 | Solar |  |  | Interconnected | Spring Valley | 55975 | Spring Valley | 2400 #5 | Commercial |  |  | 2016 | 2016
20252-215191-01 | Spring Valley Public Utilities Comm | 111 | 17824 | Muni | solar-4 | 8.68 | Solar |  |  | Interconnected | Spring Valley | 55975 | Spring Valley | 12500 #1 | Residential |  |  | 2019 | 2019
20252-215191-01 | Spring Valley Public Utilities Comm | 111 | 17824 | Muni | solar-5 | 2.3 | Solar |  |  | Interconnected | Spring Valley | 55975 | Spring Valley | 2400 # 6 | Residential |  | 10281 | 2021 | 2021
20252-215191-01 | Spring Valley Public Utilities Comm | 111 | 17824 | Muni | solar-6 | 5.935 | Solar |  |  | Interconnected | Spring Valley | 55975 | Spring Valley | 12500 #1 | Commercial |  | 12300 | 2021 | 2021
20252-215191-01 | Spring Valley Public Utilities Comm | 111 | 17824 | Muni | solar-7 | 5.1 | Solar |  |  | Interconnected | Spring Valley | 55975 | Spring Valley | 2400 #6 | Residential |  | 36500 | 2022 | 2022
20252-215191-01 | Spring Valley Public Utilities Comm | 111 | 17824 | Muni | solar-8 | 8.376 | Solar |  |  | Interconnected | Spring Valley | 55975 | Spring Valley | 12500 #3 | Residential |  | 46698 | 2022 | 2022
20252-215191-01 | Spring Valley Public Utilities Comm | 111 | 17824 | Muni | solar-9 | 34.2 | Solar |  |  | Interconnected | Spring Valley | 55975 | Spring Valley | 12500 #2 | Commercial |  | 80000 | 2023 | 2023
20252-215191-01 | Spring Valley Public Utilities Comm | 111 | 17824 | Muni | solar-10 | 6.528 | Solar |  |  | Interconnected | Spring Valley | 55975 | Spring Valley | 2400 #8 | Residential |  | 23205 | 2024 | 2024
20252-215191-01 | Spring Valley Public Utilities Comm | 111 | 17824 | Muni | solar-11 | 7.6 | Solar |  |  | Active Application | Spring Valley | 55975 | Spring Valley | 2400 #5 | Residential |  | 14795 | 2024
20252-215191-01 | Spring Valley Public Utilities Comm | 111 | 17824 | Muni | solar-12 | 12.83 | Solar |  |  | Active Application | Spring Valley | 55975 | Spring Valley | 12500 #2 | Commercial |  | 44907 | 2024
20251-214469-01 | Springfield Public Utilities Commission | 134 | 17836 | Muni | 3888 | 15.36 | Solar |  |  | Interconnected | Springfield | 56087 | 1 | 1 | Commercial |  |  | 2021 | 2021
20251-214469-01 | Springfield Public Utilities Commission | 134 | 17836 | Muni | 4586 | 5.93 | Solar |  |  | Interconnected | Springfield | 56087 | 1 | 1 | Residential |  |  | 2022 | 2022
20251-214474-01 | St. Charles Light and Water | 104 | 17862 | Muni | S1 | 2.4225 | Solar |  |  | Interconnected | Saint Charles | 55972 | St. Charles Municipal Subline 1 | B2-19/HC-5 | Residential | $1 Kw up to 10 Kw | 10000 | 2015 | 2015
20251-214474-01 | St. Charles Light and Water | 104 | 17862 | Muni | S2 | 24 | Solar |  |  | Interconnected | Saint Charles | 55972 | St. Charles Municipal Subline 1 | F-32 Line 2 | Commercial | $1 Kw up to 10 Kw | 60000 | 2015 | 2015
20251-214474-01 | St. Charles Light and Water | 104 | 17862 | Muni | S3 | 19.665 | Solar |  |  | Interconnected | Saint Charles | 55972 | St. Charles Municipal Subline 1 | J23 Line 2 | Commercial | $1 Kw up to 10 Kw | 50000 | 2015 | 2015
20251-214474-01 | St. Charles Light and Water | 104 | 17862 | Muni | S4 | 19.665 | Solar |  |  | Interconnected | Saint Charles | 55972 | St. Charles Municipal Subline 1 | KOVR-1 Line 2 | Commercial | $1 Kw up to 10 Kw | 50000 | 2015 | 2015
20251-214474-01 | St. Charles Light and Water | 104 | 17862 | Muni | S5 | 3.24 | Solar |  |  | Interconnected | Saint Charles | 55972 | St. Charles Municipal Subline 1 | B5 | Residential | $1 Kw up to 10 Kw | 10000 | 2016 | 2017
20251-214474-01 | St. Charles Light and Water | 104 | 17862 | Muni | S6 | 10.95 | Solar |  |  | Interconnected | Saint Charles | 55972 | St. Charles Municipal Subline 1 | K Line | Residential | $1 Kw up to 10 Kw | 29900 | 2017 | 2017
20251-214474-01 | St. Charles Light and Water | 104 | 17862 | Muni | S7 | 36 | Solar |  |  | Interconnected | Saint Charles | 55972 | St. Charles Municipal Subline 1 | M Line | Commercial | $1 Kw up to 10 Kw | 1e+05 | 2016 | 2017
20251-214474-01 | St. Charles Light and Water | 104 | 17862 | Muni | S8 | 36 | Solar |  |  | Interconnected | Saint Charles | 55972 | St. Charles Municipal Subline 1 | M Line | Commercial | $1 Kw up to 10 Kw | 1e+05 | 2016 | 2017
20251-214474-01 | St. Charles Light and Water | 104 | 17862 | Muni | S9 | 38.6 | Solar |  |  | Interconnected | Saint Charles | 55972 | St. Charles Municipal Subline 1 | M Line | Commercial |  | 40000 | 2017 | 2017
20251-214474-01 | St. Charles Light and Water | 104 | 17862 | Muni | S10 | 38.6 | Solar |  |  | Interconnected | Saint Charles | 55972 | St. Charles Municipal Subline 1 | M Line | Commercial |  | 40000 | 2017 | 2017
20251-214474-01 | St. Charles Light and Water | 104 | 17862 | Muni | S11 | 38.6 | Solar |  |  | Interconnected | Saint Charles | 55972 | St. Charles Municipal Subline 1 | M Line | Commercial |  | 40000 | 2017 | 2017
20251-214474-01 | St. Charles Light and Water | 104 | 17862 | Muni | S12 | 38.6 | Solar |  |  | Interconnected | Saint Charles | 55972 | St. Charles Municipal Subline 1 | M Line | Commercial |  | 40000 | 2017 | 2017
20251-214474-01 | St. Charles Light and Water | 104 | 17862 | Muni | S13 | 24 | Solar |  |  | Interconnected | Saint Charles | 55972 | St. Charles Municipal Subline 1 | B Line | Commercial |  | 10000 | 2017 | 2017
20251-214474-01 | St. Charles Light and Water | 104 | 17862 | Muni | S14 | 39.2 | Solar |  |  | Interconnected | Saint Charles | 55972 | St. Charles Municipal Subline 1 | B5 | Residential |  | 30000 | 2017 | 2018
20251-214474-01 | St. Charles Light and Water | 104 | 17862 | Muni | S16 | 77.2 | Solar |  |  | Interconnected | Saint Charles | 55972 | St. Charles Municipal Subline 1 | B5 | Commercial |  | 20000 | 2017 | 2018
20251-214474-01 | St. Charles Light and Water | 104 | 17862 | Muni | S16 | 38.6 | Solar |  |  | Interconnected | Saint Charles | 55972 | St. Charles Municipal Subline 1 | B4 | Commercial |  | 10000 | 2017 | 2018
20251-214474-01 | St. Charles Light and Water | 104 | 17862 | Muni | S17 | 24 | Solar |  |  | Interconnected | Saint Charles | 55972 | St. Charles Municipal Subline 1 | B Line | Residential |  |  | 2019 | 2019
20251-214474-01 | St. Charles Light and Water | 104 | 17862 | Muni | S18 | 2000 | Solar |  |  | Interconnected | Saint Charles | 55972 | St. Charles Municipal Subline 1 | B1-6-1 Line | Commercial |  | 3600000 | 2019 | 2019
20251-214474-01 | St. Charles Light and Water | 104 | 17862 | Muni | S19 | 38.3 | Solar |  |  | Interconnected | Saint Charles | 55972 | St. Charles Municipal Subline 1 | 01 Line | Commercial |  |  | 2020 | 2020
20251-214474-01 | St. Charles Light and Water | 104 | 17862 | Muni | S20 | 39.9 | Solar |  |  | Interconnected | Saint Charles | 55972 | St. Charles Municipal Subline 1 | 01 Line | Commercial |  |  | 2020 | 2020
20251-214474-01 | St. Charles Light and Water | 104 | 17862 | Muni | S21 | 37.5 | Solar |  |  | Interconnected | Saint Charles | 55972 | St. Charles Municipal Subline 1 | K2 Line | Residential |  | 75000 | 2019 | 2020
20251-214474-01 | St. Charles Light and Water | 104 | 17862 | Muni | S22 | 9.07 | Solar |  |  | Interconnected | Saint Charles | 55972 | St. Charles Municipal Subline 1 |  | Residential |  | 40115 | 2021 | 2022
20251-214474-01 | St. Charles Light and Water | 104 | 17862 | Muni | S23 | 7.6 | Solar |  |  | Interconnected | Saint Charles | 55972 | St. Charles Municipal Subline 1 |  | Residential |  |  | 2020 | 2021
20251-214474-01 | St. Charles Light and Water | 104 | 17862 | Muni | NOVA5677 | 13.18 | Solar |  |  | Interconnected | Saint Charles | 55972 | St. Charles | 2-West | Residential |  | 41835 | 2022 | 2022
20251-214474-01 | St. Charles Light and Water | 104 | 17862 | Muni | NOVA5786 | 12.76 | Solar |  |  | Withdrawn | Saint Charles | 55972 | St. Charles | 1-East | Residential |  | 70162.16 | 2022
20251-214474-01 | St. Charles Light and Water | 104 | 17862 | Muni | NOVA5884 | 6.9 | Solar |  |  | Withdrawn | Saint Charles | 55972 | St. Charles | 1-East | Residential |  | 43417 | 2022
20251-214474-01 | St. Charles Light and Water | 104 | 17862 | Muni | NOVA6079 | 13.2 | Solar |  |  | Interconnected | Saint Charles | 55972 | St. Charles | 1-East | Residential |  | 70162.16 | 2022 | 2022
20251-214474-01 | St. Charles Light and Water | 104 | 17862 | Muni | NOVA7541 | 38 | Solar |  |  | Interconnected | Saint Charles | 55972 | St. Charles | 4-Annex MEC | Residential |  | 90000 | 2023 | 2023
20251-214474-01 | St. Charles Light and Water | 104 | 17862 | Muni | NOVA7671 | 50 | Solar |  |  | Interconnected | Saint Charles | 55972 | St. Charles | 3-Downtown | Commercial |  | 160000 | 2023 | 2023
20251-214474-01 | St. Charles Light and Water | 104 | 17862 | Muni | NOVA7672 | 39 | Solar |  |  | Interconnected | Saint Charles | 55972 | St. Charles | 3-Downtown | Commercial |  | 130000 | 2023 | 2023
20251-214474-01 | St. Charles Light and Water | 104 | 17862 | Muni | NOVA8886 | 8.78 | Solar |  |  | Interconnected | Saint Charles | 55972 | St. Charles | 1-East | Commercial |  | 30484 | 2023 | 2024
20251-214474-01 | St. Charles Light and Water | 104 | 17862 | Muni | NOVA11937 | 40 | Solar |  |  | Active Application | Saint Charles | 55972 | St. Charles | 1-East | Commercial |  | 174600 | 2024
20251-214474-01 | St. Charles Light and Water | 104 | 17862 | Muni | NOVA12052 | 40 | Solar |  |  | Active Application | Saint Charles | 55972 | St. Charles | 1-East | Commercial |  | 174600 | 2024
20251-214474-01 | St. Charles Light and Water | 104 | 17862 | Muni | NOVA12342 | 9.22 | Solar |  |  | Active Application | Saint Charles | 55972 | St. Charles | 4-Annex MEC | Residential |  | 25000 | 2024
20252-215581-01 | St. Peter Municipal Utilities | 149 | 17900 | Muni | 1200 | 7.5 | Solar |  | X | Interconnected | Saint Peter | 56082 | Sunrise | South | Commercial |  | 28745 | 2010 | 2010
20252-215581-01 | St. Peter Municipal Utilities | 149 | 17900 | Muni | 8700 | 20.04 | Solar |  | X | Interconnected | Saint Peter | 56082 | Broadway | Center | Commercial |  | 107757 | 2012 | 2012
20252-215581-01 | St. Peter Municipal Utilities | 149 | 17900 | Muni | 8700-2 | 17.3 | Solar |  | X | Interconnected | Saint Peter | 56082 | Broadway | Center | Commercial |  | 91493 | 2014 | 2014
20252-215581-01 | St. Peter Municipal Utilities | 149 | 17900 | Muni | 2200 | 3.25 | Solar |  | X | Interconnected | Saint Peter | 56082 | Broadway | Southwest | Residential |  |  | 2016 | 2016
20252-215581-01 | St. Peter Municipal Utilities | 149 | 17900 | Muni | 4000 | 5.4 | Solar |  | X | Interconnected | Saint Peter | 56082 | Broadway | North | Residential |  |  | 2016 | 2016
20252-215581-01 | St. Peter Municipal Utilities | 149 | 17900 | Muni | 3400 | 7.36 | Solar |  | X | Interconnected | Saint Peter | 56082 | Front | Northwest | Residential |  | 23308 | 2017 | 2017
20252-215581-01 | St. Peter Municipal Utilities | 149 | 17900 | Muni | 1 | 4 | Solar |  | X | Interconnected | Saint Peter | 56082 | Front | North | Community Solar Garden |  |  | 2018 | 2018
20252-215581-01 | St. Peter Municipal Utilities | 149 | 17900 | Muni | 2800 | 5.31 | Solar |  | X | Interconnected | Saint Peter | 56082 | Front | North | Residential |  | 19980 | 2020 | 2020
20252-215581-01 | St. Peter Municipal Utilities | 149 | 17900 | Muni | 8700 | 2.88 | Solar |  | X | Interconnected | Saint Peter | 56082 | Broadway | Southwest | Residential |  | 5328 | 2020 | 2020
20252-215581-01 | St. Peter Municipal Utilities | 149 | 17900 | Muni | 9700 | 3.8 | Solar |  | X | Interconnected | Saint Peter | 56082 | Front | Southwest | Residential |  | 19392 | 2020 | 2020
20252-215581-01 | St. Peter Municipal Utilities | 149 | 17900 | Muni | 7500 | 6.09 | Solar |  | X | Interconnected | Saint Peter | 56082 | Front | Southwest | Residential |  | 23690 | 2020 | 2020
20252-215581-01 | St. Peter Municipal Utilities | 149 | 17900 | Muni | 6500 | 4.6 | Solar |  | X | Interconnected | Saint Peter | 56082 | Front | Northwest | Residential |  | 12830 | 2020 | 2020
20252-215581-01 | St. Peter Municipal Utilities | 149 | 17900 | Muni | 215-012300.10 | 12 | Solar |  | X | Interconnected | Saint Peter | 56082 | Front | Northweast | Residential |  | 56486 | 2021 | 2021
20252-215581-01 | St. Peter Municipal Utilities | 149 | 17900 | Muni | 129-006400-03 | 8.7 | Solar |  | X | Interconnected | Saint Peter | 56082 | Broadway | Southwest | Residential |  | 47573 | 2022 | 2022
20252-215581-01 | St. Peter Municipal Utilities | 149 | 17900 | Muni | 103-015700-03 | 6 | Solar |  | X | Interconnected | Saint Peter | 56082 | Front | Southwest | Residential |  | 40432.43 | 2022 | 2022
20252-215581-01 | St. Peter Municipal Utilities | 149 | 17900 | Muni | 211-001-000 | 6.38 | Solar |  | X | Interconnected | Saint Peter | 56082 | Front | NW Old Bay 5 | Residential |  | 26491 | 2022 | 2022
20252-215581-01 | St. Peter Municipal Utilities | 149 | 17900 | Muni | 212-007600-04 | 5.93 | Solar |  | X | Interconnected | Saint Peter | 56082 | Front | North Old Bay 2 | Residential |  | 28408 | 2023 | 2023
20252-215581-01 | St. Peter Municipal Utilities | 149 | 17900 | Muni | 218-1010700-02 | 5.22 | Solar |  | X | Interconnected | Saint Peter | 56082 | Front | Northwest Old Bay 5 | Residential |  | 36250 | 2023 | 2023
20252-215581-01 | St. Peter Municipal Utilities | 149 | 17900 | Muni | 106-006300-17 | 14.08 | Solar |  | X | Interconnected | Saint Peter | 56082 | Front | SW Circuit 1 | Residential |  | 54718 | 2023 | 2023
20252-215581-01 | St. Peter Municipal Utilities | 149 | 17900 | Muni | 234-030060-40 | 33.3 | Solar |  | X | Interconnected | Saint Peter | 56082 | Broadway | Center Circuit 4 | Commercial |  | 146200 | 2023 | 2023
20252-215581-01 | St. Peter Municipal Utilities | 149 | 17900 | Muni | 227-029200-01 | 36 | Solar |  | X | Interconnected | Saint Peter | 56082 | Broadway | Center Circuit 4 | Commercial |  | 146200 | 2023 | 2023
20252-215581-01 | St. Peter Municipal Utilities | 149 | 17900 | Muni | 129-005100-02 | 8.82 | Solar |  | X | Interconnected | Saint Peter | 56082 | Broadway | Broadway SW | Residential |  | 40632 | 2023 | 2023
20252-215581-01 | St. Peter Municipal Utilities | 149 | 17900 | Muni | 233-001200-02 | 25 | Solar |  | X | Interconnected | Saint Peter | 56082 | Sunrise | South Circuit 1 | Commercial |  | 62000 | 2023 | 2023
20252-215581-01 | St. Peter Municipal Utilities | 149 | 17900 | Muni | 104-005100-06 | 10.022 | Solar |  | X | Interconnected | Saint Peter | 56082 | Front | Southeast | Residential |  | 33000 | 2024 | 2024
20252-215581-01 | St. Peter Municipal Utilities | 149 | 17900 | Muni | 212-015000-06 | 5.8 | Solar |  | X | Interconnected | Saint Peter | 56082 | Front | North Old Bay 2 | Residential |  | 28325 | 2024 | 2024
20252-215581-01 | St. Peter Municipal Utilities | 149 | 17900 | Muni | 151-00900-00 | 72 | Solar |  | X | Interconnected | Saint Peter | 56082 | Front | Northwest Old Bay 6 | Commercial |  | 196800 | 2024 | 2024
20252-215581-01 | St. Peter Municipal Utilities | 149 | 17900 | Muni | 116-010201-02 | 6.84 | Solar |  | X | Interconnected | Saint Peter | 56082 | Front | North Old Bay 2 | Residential |  | 23284 | 2024 | 2024
20252-215534-01 | STEELE-WASECA COOPERATIVE ELECTRIC | 114 | 18047 | Co-op | 25628 | 39 | Wind |  |  | Interconnected | Owatonna | 55060 | Warsaw | South/ABC | Residential |  |  | 2002 | 2002
20252-215534-01 | STEELE-WASECA COOPERATIVE ELECTRIC | 114 | 18047 | Co-op | 29731 | 39 | Wind |  |  | Interconnected | Owatonna | 55060 | Warsaw | South/ABC | Residential |  |  | 2002 | 2002
20252-215534-01 | STEELE-WASECA COOPERATIVE ELECTRIC | 114 | 18047 | Co-op | 28364 | 39 | Wind |  |  | Interconnected | Owatonna | 55060 | Pratt | East/ABC | Residential |  |  | 2002 | 2002
20252-215534-01 | STEELE-WASECA COOPERATIVE ELECTRIC | 114 | 18047 | Co-op | 1106101 | 39 | Wind |  |  | Interconnected | Owatonna | 55060 | Merton | East/ABC | Residential |  |  | 2002 | 2002
20252-215534-01 | STEELE-WASECA COOPERATIVE ELECTRIC | 114 | 18047 | Co-op | 30111 | 39 | Wind |  |  | Interconnected | Owatonna | 55060 | Merton | West/ABC | Residential |  |  | 2003 | 2003
20252-215534-01 | STEELE-WASECA COOPERATIVE ELECTRIC | 114 | 18047 | Co-op | 30109 | 39 | Wind |  |  | Interconnected | Owatonna | 55060 | Merton | West/ABC | Residential |  |  | 2003 | 2003
20252-215534-01 | STEELE-WASECA COOPERATIVE ELECTRIC | 114 | 18047 | Co-op | 30394 | 39 | Wind |  |  | Interconnected | Owatonna | 55060 | Merton | West/ABC | Residential |  |  | 2004 | 2004
20252-215534-01 | STEELE-WASECA COOPERATIVE ELECTRIC | 114 | 18047 | Co-op | 29433 | 30 | Wind |  |  | Interconnected | Medford | 55049 | Walcott | South/A | Residential |  |  | 2004 | 2004
20252-215534-01 | STEELE-WASECA COOPERATIVE ELECTRIC | 114 | 18047 | Co-op | 29202 | 39 | Wind |  |  | Interconnected | Faribault | 55021 | Walcott | North/ABC | Residential |  |  | 2004 | 2004
20252-215534-01 | STEELE-WASECA COOPERATIVE ELECTRIC | 114 | 18047 | Co-op | 30204 | 39 | Wind |  |  | Interconnected | Owatonna | 55060 | Merton | West/ABC | Residential |  |  | 2004 | 2004
20252-215534-01 | STEELE-WASECA COOPERATIVE ELECTRIC | 114 | 18047 | Co-op | 30187 | 39 | Wind |  |  | Interconnected | Owatonna | 55060 | Merton | East/A | Residential |  |  | 2004 | 2004
20252-215534-01 | STEELE-WASECA COOPERATIVE ELECTRIC | 114 | 18047 | Co-op | 30186 | 35 | Wind |  |  | Interconnected | Owatonna | 55060 | Merton | East/A | Residential |  |  | 2004 | 2004
20252-215534-01 | STEELE-WASECA COOPERATIVE ELECTRIC | 114 | 18047 | Co-op | 22823 | 10 | Wind |  |  | Interconnected | Lonsdale | 55046 | Circle Lake | East/C | Residential |  |  | 2007 | 2007
20252-215534-01 | STEELE-WASECA COOPERATIVE ELECTRIC | 114 | 18047 | Co-op | 22823 | 2 | Solar |  |  | Interconnected | Lonsdale | 55046 | Circle Lake | East/C | Residential |  |  | 2007 | 2007
20252-215534-01 | STEELE-WASECA COOPERATIVE ELECTRIC | 114 | 18047 | Co-op | 33922 | 39.5 | Wind |  |  | Interconnected | Faribault | 55021 | Merton | North/ABC | Residential |  |  | 2009 | 2009
20252-215534-01 | STEELE-WASECA COOPERATIVE ELECTRIC | 114 | 18047 | Co-op | 33966 | 10 | Solar |  |  | Interconnected | Northfield | 55057 | Valley Grove | North/B | Residential |  |  | 2009 | 2008
20252-215534-01 | STEELE-WASECA COOPERATIVE ELECTRIC | 114 | 18047 | Co-op | 16655 | 10 | Wind |  |  | Interconnected | Faribault | 55021 | Valley Grove | South/A | Residential |  |  | 2009 | 2009
20252-215534-01 | STEELE-WASECA COOPERATIVE ELECTRIC | 114 | 18047 | Co-op | 34489 | 35 | Wind |  |  | Interconnected | Kenyon | 55946 | Merton | North/A | Residential |  |  | 2010 | 2010
20252-215534-01 | STEELE-WASECA COOPERATIVE ELECTRIC | 114 | 18047 | Co-op | 1000413 | 6 | Wind |  |  | Interconnected | Owatonna | 55060 | Merton | West/C | Residential |  |  | 2010 | 2010
20252-215534-01 | STEELE-WASECA COOPERATIVE ELECTRIC | 114 | 18047 | Co-op | 1000413 | 30 | Solar |  |  | Interconnected | Owatonna | 55060 | Merton | West | Residential |  |  | 2010 | 2010
20252-215534-01 | STEELE-WASECA COOPERATIVE ELECTRIC | 114 | 18047 | Co-op | 1000435 | 12.23 | Solar |  |  | Decommissioned | Faribault | 55021 | Faribault | East/B | Residential |  |  | 2010 | 2012 | 2024
20252-215534-01 | STEELE-WASECA COOPERATIVE ELECTRIC | 114 | 18047 | Co-op | 28032 | 2.142 | Solar |  |  | Interconnected | Kilkenny | 56052 | French Lake | West/C | Residential |  |  | 2011 | 2011
20252-215534-01 | STEELE-WASECA COOPERATIVE ELECTRIC | 114 | 18047 | Co-op | 33927 | 39.5 | Wind |  |  | Interconnected | Faribault | 55021 | Merton | North/ABC | Residential |  |  | 2011 | 2008
20252-215534-01 | STEELE-WASECA COOPERATIVE ELECTRIC | 114 | 18047 | Co-op | 16973 | 39.9 | Wind |  |  | Interconnected | New Richland | 56072 | St Olaf Lake | West/C | Residential |  |  | 2011 | 2011
20252-215534-01 | STEELE-WASECA COOPERATIVE ELECTRIC | 114 | 18047 | Co-op | 123040 | 34 | Wind |  |  | Decommissioned | New Richland | 56072 | St Olaf Lake | West/C | Residential |  |  | 2011 | 2011 | 2014
20252-215534-01 | STEELE-WASECA COOPERATIVE ELECTRIC | 114 | 18047 | Co-op | 21482 | 10 | Wind |  |  | Interconnected | Nerstrand | 55053 | Valley Grove | South/C | Residential |  |  | 2012 | 2012
20252-215534-01 | STEELE-WASECA COOPERATIVE ELECTRIC | 114 | 18047 | Co-op | 1021054 | 39 | Wind |  |  | Interconnected | Owatonna | 55060 | Warsaw | South/ABC | Residential |  |  | 2012 | 2012
20252-215534-01 | STEELE-WASECA COOPERATIVE ELECTRIC | 114 | 18047 | Co-op | 1018871 | 35 | Wind |  |  | Interconnected | Kenyon | 55946 | Merton | North/A | Residential |  |  | 2012 | 2012
20252-215534-01 | STEELE-WASECA COOPERATIVE ELECTRIC | 114 | 18047 | Co-op | 1023741 | 39 | Wind |  |  | Interconnected | Owatonna | 55060 | Pratt | East/C | Residential |  |  | 2013 | 2013
20252-215534-01 | STEELE-WASECA COOPERATIVE ELECTRIC | 114 | 18047 | Co-op | 1018880 | 35 | Wind |  |  | Interconnected | Kenyon | 55946 | Merton | North/A | Residential |  |  | 2013 | 2012
20252-215534-01 | STEELE-WASECA COOPERATIVE ELECTRIC | 114 | 18047 | Co-op | 1095561 | 5.6 | Solar |  |  | Interconnected | Lonsdale | 55046 | Circle Lake | South/B | Residential |  |  | 2013 | 2013
20252-215534-01 | STEELE-WASECA COOPERATIVE ELECTRIC | 114 | 18047 | Co-op | 1016571 | 39.9 | Wind |  |  | Decommissioned | New Richland | 56072 | St Olaf Lake | West/C | Residential |  |  | 2013 | 2013 | 2019
20252-215534-01 | STEELE-WASECA COOPERATIVE ELECTRIC | 114 | 18047 | Co-op | 1016537 | 39.9 | Wind |  |  | Decommissioned | New Richland | 56072 | St Olaf Lake | West/C | Residential |  |  | 2013 | 2013 | 2019
20252-215534-01 | STEELE-WASECA COOPERATIVE ELECTRIC | 114 | 18047 | Co-op | 1028553 | 12 | Wind |  |  | Interconnected | Kilkenny | 56052 | French Lake | West/B | Residential |  |  | 2014 | 2014
20252-215534-01 | STEELE-WASECA COOPERATIVE ELECTRIC | 114 | 18047 | Co-op | 18374 | 35 | Wind |  |  | Decommissioned | Blooming Prairie | 55917 | Bixby | West/AC | Residential |  |  | 2014 | 2014 | 2017
20252-215534-01 | STEELE-WASECA COOPERATIVE ELECTRIC | 114 | 18047 | Co-op | 33997 | 7.6 | Solar |  |  | Interconnected | Owatonna | 55060 | Merton | north | Residential |  |  | 2015 | 2015
20252-215534-01 | STEELE-WASECA COOPERATIVE ELECTRIC | 114 | 18047 | Co-op | 22573 | 25.6 | Solar |  |  | Interconnected | Northfield | 55057 | Valley Grove | west | Residential |  |  | 2015 | 2015
20252-215534-01 | STEELE-WASECA COOPERATIVE ELECTRIC | 114 | 18047 | Co-op | 1069285 | 7.2 | Solar |  |  | Interconnected | Northfield | 55057 | Valley Grove | West/C | Residential |  |  | 2015 | 2015
20252-215534-01 | STEELE-WASECA COOPERATIVE ELECTRIC | 114 | 18047 | Co-op | 1021210 | 12.6 | Solar |  |  | Interconnected | Faribault | 55021 | Faribault | east | Residential |  |  | 2015 | 2015
20252-215534-01 | STEELE-WASECA COOPERATIVE ELECTRIC | 114 | 18047 | Co-op | 107170 | 5.78 | Solar |  |  | Interconnected | Lonsdale | 55046 | valley grove | west | Residential |  |  | 2015 | 2015
20252-215534-01 | STEELE-WASECA COOPERATIVE ELECTRIC | 114 | 18047 | Co-op | 25911 | 8.2 | Solar |  |  | Interconnected | Owatonna | 55060 | Merton | North | Residential |  |  | 2016 | 2016
20252-215534-01 | STEELE-WASECA COOPERATIVE ELECTRIC | 114 | 18047 | Co-op | 32927 | 19.84 | Solar |  |  | Interconnected | Blooming Prairie | 55917 | bixby | West | Residential |  |  | 2016 | 2016
20252-215534-01 | STEELE-WASECA COOPERATIVE ELECTRIC | 114 | 18047 | Co-op | 1020111 | 20 | Solar |  |  | Interconnected | Owatonna | 55060 | Pratt | east | Residential |  |  | 2016 | 2016
20252-215534-01 | STEELE-WASECA COOPERATIVE ELECTRIC | 114 | 18047 | Co-op | 1066646 | 39.6 | Solar |  |  | Interconnected | Owatonna | 55060 | Merton | West | Residential |  |  | 2016 | 2016
20252-215534-01 | STEELE-WASECA COOPERATIVE ELECTRIC | 114 | 18047 | Co-op | 55155 | 39.6 | Solar |  |  | Interconnected | Owatonna | 55060 | Merton | West | Residential |  |  | 2016 | 2016
20252-215534-01 | STEELE-WASECA COOPERATIVE ELECTRIC | 114 | 18047 | Co-op | 130015 | 28.08 | Solar |  |  | Interconnected | Faribault | 55021 | faribault | west | Residential |  |  | 2016 | 2016
20252-215534-01 | STEELE-WASECA COOPERATIVE ELECTRIC | 114 | 18047 | Co-op | 1027201 | 11.7 | Solar |  |  | Interconnected | Northfield | 55057 | circle lake | East | Residential |  |  | 2016 | 2016
20252-215534-01 | STEELE-WASECA COOPERATIVE ELECTRIC | 114 | 18047 | Co-op | 136435 | 20.99 | Solar |  |  | Interconnected | Ellendale | 56026 | River Point | west | Residential |  |  | 2016 | 2016
20252-215534-01 | STEELE-WASECA COOPERATIVE ELECTRIC | 114 | 18047 | Co-op | 33567 | 36.68 | Solar |  |  | Interconnected | Ellendale | 56026 | River Point | South | Residential |  |  | 2017 | 2017
20252-215534-01 | STEELE-WASECA COOPERATIVE ELECTRIC | 114 | 18047 | Co-op | 1102898 | 3.3 | Solar |  |  | Interconnected | West Concord | 55985 | Claremont | north | Residential |  |  | 2017 | 2017
20252-215534-01 | STEELE-WASECA COOPERATIVE ELECTRIC | 114 | 18047 | Co-op | 1054295 | 36 | Solar |  |  | Interconnected | Owatonna | 55060 | 18 | north | Residential |  |  | 2017 | 2017
20252-215534-01 | STEELE-WASECA COOPERATIVE ELECTRIC | 114 | 18047 | Co-op | 20006 | 1.7 | Solar |  |  | Interconnected | Faribault | 55021 | Warsaw | north | Residential |  |  | 2017 | 2018
20252-215534-01 | STEELE-WASECA COOPERATIVE ELECTRIC | 114 | 18047 | Co-op | 1078815 | 36 | Solar |  |  | Interconnected | Blooming Prairie | 55917 | Bixby | east | Residential |  |  | 2017 | 2017
20252-215534-01 | STEELE-WASECA COOPERATIVE ELECTRIC | 114 | 18047 | Co-op | 16612 | 17.6 | Solar |  |  | Interconnected | Blooming Prairie | 55917 | Bixby | West | Residential |  |  | 2017 | 2017
20252-215534-01 | STEELE-WASECA COOPERATIVE ELECTRIC | 114 | 18047 | Co-op | 26570 | 10 | Solar |  |  | Interconnected | Lonsdale | 55046 | Circle Lake | south | Residential |  |  | 2017 | 2017
20252-215534-01 | STEELE-WASECA COOPERATIVE ELECTRIC | 114 | 18047 | Co-op | 32702 | 960 | Solar |  |  | Interconnected | Faribault | 55021 | faribault | South | Residential |  |  | 2018 | 2019
20252-215534-01 | STEELE-WASECA COOPERATIVE ELECTRIC | 114 | 18047 | Co-op | 26044 | 13.865 | Solar |  |  | Interconnected | Faribault | 55021 | faribault | west | Residential | POWRE |  | 2018 | 2019
20252-215534-01 | STEELE-WASECA COOPERATIVE ELECTRIC | 114 | 18047 | Co-op | 32182 | 37.5 | Solar |  |  | Interconnected | Ellendale | 56026 | Bixby | WEST | Residential |  |  | 2018 | 2018
20252-215534-01 | STEELE-WASECA COOPERATIVE ELECTRIC | 114 | 18047 | Co-op | 33780 | 12.5 | Solar |  |  | Interconnected | Blooming Prairie | 55917 | Bixby | west | Residential | POWRE |  | 2018 | 2018
20252-215534-01 | STEELE-WASECA COOPERATIVE ELECTRIC | 114 | 18047 | Co-op | 1021174 | 12.5 | Solar |  |  | Interconnected | Blooming Prairie | 55917 | Bixby | WEST | Residential | POWRE |  | 2018 | 2018
20252-215534-01 | STEELE-WASECA COOPERATIVE ELECTRIC | 114 | 18047 | Co-op | 22970 | 20 | Solar |  |  | Interconnected | Blooming Prairie | 55917 | Bixby | South | Residential |  |  | 2018 | 2018
20252-215534-01 | STEELE-WASECA COOPERATIVE ELECTRIC | 114 | 18047 | Co-op | 1027445 | 10 | Solar |  |  | Interconnected | Northfield | 55057 | circle lake | north | Residential | POWRE |  | 2018 | 2018
20252-215534-01 | STEELE-WASECA COOPERATIVE ELECTRIC | 114 | 18047 | Co-op | 1032302 | 10 | Solar |  |  | Interconnected | Wconcord | 55985 | Merton | North | Residential |  |  | 2018 | 2018
20252-215534-01 | STEELE-WASECA COOPERATIVE ELECTRIC | 114 | 18047 | Co-op | 34296 | 36 | Solar |  |  | Interconnected | New Richland | 56072 | St. Olaf | west | Residential |  |  | 2018 | 2018
20252-215534-01 | STEELE-WASECA COOPERATIVE ELECTRIC | 114 | 18047 | Co-op | 1084000 | 36 | Solar |  |  | Interconnected | New Richland | 56072 | St. Olaf | west | Residential |  |  | 2018 | 2018
20252-215534-01 | STEELE-WASECA COOPERATIVE ELECTRIC | 114 | 18047 | Co-op | 16786 | 15 | Solar |  |  | Interconnected | Ellendale | 56026 | River Point | South | Residential |  |  | 2018 | 2018
20252-215534-01 | STEELE-WASECA COOPERATIVE ELECTRIC | 114 | 18047 | Co-op | 15158 | 12 | Solar |  |  | Interconnected | Faribault | 55021 | Warsaw | north | Residential | POWRE |  | 2018 | 2018
20252-215534-01 | STEELE-WASECA COOPERATIVE ELECTRIC | 114 | 18047 | Co-op | 21493 | 13.6 | Solar |  |  | Interconnected | Northfield | 55057 | circle lake | east | Residential | POWRE |  | 2018 | 2018
20252-215534-01 | STEELE-WASECA COOPERATIVE ELECTRIC | 114 | 18047 | Co-op | 17928 | 12.5 | Solar |  |  | Interconnected | Blooming Prairie | 55917 | Bixby | west | Residential | POWRE |  | 2018 | 2018
20252-215534-01 | STEELE-WASECA COOPERATIVE ELECTRIC | 114 | 18047 | Co-op | 66400 | 12.5 | Solar |  |  | Interconnected | Blooming Prairie | 55917 | bixby | west | Residential | POWRE |  | 2018 | 2018
20252-215534-01 | STEELE-WASECA COOPERATIVE ELECTRIC | 114 | 18047 | Co-op | 1027201 | 24 | Solar |  |  | Interconnected | Northfield | 55057 | circle lake | East | Residential |  |  | 2018 | 2019
20252-215534-01 | STEELE-WASECA COOPERATIVE ELECTRIC | 114 | 18047 | Co-op | 24793 | 14 | Solar |  |  | Interconnected | Faribault | 55021 | Faribault | West | Residential | POWRE |  | 2018 | 2019
20252-215534-01 | STEELE-WASECA COOPERATIVE ELECTRIC | 114 | 18047 | Co-op | 1029021 | 13.6 | Solar |  |  | Interconnected | Owatonna | 55060 | Prat | east | Residential | POWRE |  | 2018 | 2018
20252-215534-01 | STEELE-WASECA COOPERATIVE ELECTRIC | 114 | 18047 | Co-op | 20102 | 12 | Solar |  |  | Interconnected | New Richland | 56072 | St. Olaf | north | Residential | POWRE |  | 2018 | 2018
20252-215534-01 | STEELE-WASECA COOPERATIVE ELECTRIC | 114 | 18047 | Co-op | 1087372 | 36 | Solar |  |  | Interconnected | New Richland | 56072 | Matawan | East | Residential |  |  | 2018 | 2018
20252-215534-01 | STEELE-WASECA COOPERATIVE ELECTRIC | 114 | 18047 | Co-op | 109740 | 12.5 | Solar |  |  | Interconnected | Blooming Prairie | 55917 | Bixby | west | Residential | 43678 |  | 2018 | 2018
20252-215534-01 | STEELE-WASECA COOPERATIVE ELECTRIC | 114 | 18047 | Co-op | 24802 | 10 | Solar |  |  | Interconnected | Blooming Prairie | 55917 | River point | east | Residential | POWRE |  | 2018 | 2018
20252-215534-01 | STEELE-WASECA COOPERATIVE ELECTRIC | 114 | 18047 | Co-op | 1017645 | 12.5 | Solar |  |  | Interconnected | Ellendale | 56026 | River Point | west | Residential |  |  | 2018 | 2018
20252-215534-01 | STEELE-WASECA COOPERATIVE ELECTRIC | 114 | 18047 | Co-op | 21649 | 12.5 | Solar |  |  | Interconnected | Blooming Prairie | 55917 | bixby | east | Residential | POWRE |  | 2018 | 2018
20252-215534-01 | STEELE-WASECA COOPERATIVE ELECTRIC | 114 | 18047 | Co-op | 1029005 | 8.9 | Solar |  |  | Interconnected | Northfield | 55057 | Circle Lake | North | Residential | POWRE |  | 2018 | 2018
20252-215534-01 | STEELE-WASECA COOPERATIVE ELECTRIC | 114 | 18047 | Co-op | 34313 | 7.6 | Solar |  |  | Interconnected | Northfield | 55057 | Valley Grove | west | Residential | POWRE |  | 2018 | 2019
20252-215534-01 | STEELE-WASECA COOPERATIVE ELECTRIC | 114 | 18047 | Co-op | 31880 | 6 | Solar |  |  | Interconnected | Northfield | 55057 | Valley Grove | west | Residential | POWRE |  | 2018 | 2019
20252-215534-01 | STEELE-WASECA COOPERATIVE ELECTRIC | 114 | 18047 | Co-op | 25203 | 14 | Solar |  |  | Interconnected | Blooming Prairie | 55917 | Bixby | west | Residential | POWRE |  | 2018 | 2019
20252-215534-01 | STEELE-WASECA COOPERATIVE ELECTRIC | 114 | 18047 | Co-op | 1030139 | 9.57 | Solar |  |  | Interconnected | Lonsdale | 55046 | circle lake | South | Residential | POWRE |  | 2018 | 2019
20252-215534-01 | STEELE-WASECA COOPERATIVE ELECTRIC | 114 | 18047 | Co-op | 19590 | 40 | Solar |  |  | Interconnected | Nerstrand | 55053 | Valley Grove | west | Residential |  |  | 2019 | 2019
20252-215534-01 | STEELE-WASECA COOPERATIVE ELECTRIC | 114 | 18047 | Co-op | 1054064 | 12 | Solar |  |  | Interconnected | Owatonna | 55060 | 18 | north | Residential | POWRE |  | 2019 | 2019
20252-215534-01 | STEELE-WASECA COOPERATIVE ELECTRIC | 114 | 18047 | Co-op | 1088735 | 11.4 | Solar |  |  | Interconnected | Hayfield | 55940 | bixby | east | Residential | POWRE |  | 2019 | 2019
20252-215534-01 | STEELE-WASECA COOPERATIVE ELECTRIC | 114 | 18047 | Co-op | 27960 | 12 | Solar |  |  | Interconnected | New Richland | 56072 | st. olaf | West | Residential | POWRE |  | 2019 | 2020
20252-215534-01 | STEELE-WASECA COOPERATIVE ELECTRIC | 114 | 18047 | Co-op | 1092664 | 20 | Solar |  |  | Interconnected | New Richland | 56072 | st. olaf | West | Residential | POWRE |  | 2019 | 2020
20252-215534-01 | STEELE-WASECA COOPERATIVE ELECTRIC | 114 | 18047 | Co-op | 1079250 | 14 | Solar |  |  | Interconnected | Northfield | 55057 | Valley Grove | north | Residential | POWRE |  | 2019 | 2020
20252-215534-01 | STEELE-WASECA COOPERATIVE ELECTRIC | 114 | 18047 | Co-op | 1033969 | 14 | Solar |  |  | Interconnected | Northfield | 55057 | Valley Grove | north | Residential | POWRE |  | 2019 | 2020
20252-215534-01 | STEELE-WASECA COOPERATIVE ELECTRIC | 114 | 18047 | Co-op | 1084520 | 7.6 | Solar |  |  | Interconnected | Lonsdale | 55046 | circle lake | north | Residential | POWRE |  | 2019 | 2019
20252-215534-01 | STEELE-WASECA COOPERATIVE ELECTRIC | 114 | 18047 | Co-op | 1088782 | 18 | Solar |  |  | Interconnected | New Richland | 56072 | matawan | north | Residential |  |  | 2019 | 2020
20252-215534-01 | STEELE-WASECA COOPERATIVE ELECTRIC | 114 | 18047 | Co-op | 1018433 | 11.6 | Solar |  |  | Interconnected | Nerstrand | 55053 | valley grove | south | Residential | POWRE |  | 2019 | 2020
20252-215534-01 | STEELE-WASECA COOPERATIVE ELECTRIC | 114 | 18047 | Co-op | 29099 | 36 | Solar |  |  | Interconnected | Webster | 55088 | Circle Lake | north | Residential |  |  | 2019 | 2019
20252-215534-01 | STEELE-WASECA COOPERATIVE ELECTRIC | 114 | 18047 | Co-op | 24468 | 11.4 | Solar |  |  | Interconnected | Faribault | 55021 | Faribault | west | Residential | POWRE |  | 2019 | 2019
20252-215534-01 | STEELE-WASECA COOPERATIVE ELECTRIC | 114 | 18047 | Co-op | 23639 | 5 | Solar |  |  | Interconnected | Claremont | 55924 | Claremont | East | Residential | POWRE |  | 2019 | 2019
20252-215534-01 | STEELE-WASECA COOPERATIVE ELECTRIC | 114 | 18047 | Co-op | 1030653 | 12.5 | Solar |  |  | Interconnected | Owatonna | 55060 | Merton | West | Residential | POWRE |  | 2019 | 2019
20252-215534-01 | STEELE-WASECA COOPERATIVE ELECTRIC | 114 | 18047 | Co-op | 15364 | 20 | Solar |  |  | Interconnected | Waseca | 56093 | Matawan | west | Residential | POWRE |  | 2019 | 2019
20252-215534-01 | STEELE-WASECA COOPERATIVE ELECTRIC | 114 | 18047 | Co-op | 1033436 | 14 | Solar |  |  | Interconnected | Blooming Prairie | 55917 | bixby | west | Residential | POWRE |  | 2019 | 2019
20252-215534-01 | STEELE-WASECA COOPERATIVE ELECTRIC | 114 | 18047 | Co-op | 19148 | 10.44 | Solar |  |  | Interconnected | Faribault | 55021 | Warsaw | South | Residential | POWRE |  | 2019 | 2019
20252-215534-01 | STEELE-WASECA COOPERATIVE ELECTRIC | 114 | 18047 | Co-op | 28435 | 12 | Solar |  |  | Interconnected | New Richland | 56072 | st. olaf | north | Residential | POWRE |  | 2019 | 2020
20252-215534-01 | STEELE-WASECA COOPERATIVE ELECTRIC | 114 | 18047 | Co-op | 19878 | 14 | Solar |  |  | Interconnected | New Richland | 56072 | matawan | east | Residential | POWRE |  | 2019 | 2019
20252-215534-01 | STEELE-WASECA COOPERATIVE ELECTRIC | 114 | 18047 | Co-op | 26815 | 14 | Solar |  |  | Interconnected | New Richland | 56072 | st. olaf | west | Residential | POWRE |  | 2019 | 2019
20252-215534-01 | STEELE-WASECA COOPERATIVE ELECTRIC | 114 | 18047 | Co-op | 21882 | 12 | Solar |  |  | Interconnected | Claremont | 55924 | Pratt | East | Residential | POWRE |  | 2019 | 2019
20252-215534-01 | STEELE-WASECA COOPERATIVE ELECTRIC | 114 | 18047 | Co-op | 29739 | 13.6 | Solar |  |  | Interconnected | Owatonna | 55060 | Merton | east | Residential | POWRE |  | 2019 | 2020
20252-215534-01 | STEELE-WASECA COOPERATIVE ELECTRIC | 114 | 18047 | Co-op | 129085 | 22.8 | Solar |  |  | Interconnected | Medford | 55049 | valley grove | West | Residential |  |  | 2019 | 2019
20252-215534-01 | STEELE-WASECA COOPERATIVE ELECTRIC | 114 | 18047 | Co-op | 26134 | 11.4 | Solar |  |  | Interconnected | Lonsdale | 55046 | circle lake | West | Residential | POWRE |  | 2019 | 2019
20252-215534-01 | STEELE-WASECA COOPERATIVE ELECTRIC | 114 | 18047 | Co-op | 30199 | 20 | Solar |  |  | Interconnected | Lonsdale | 55046 | circle lake | west | Residential | POWRE |  | 2019 | 2019
20252-215534-01 | STEELE-WASECA COOPERATIVE ELECTRIC | 114 | 18047 | Co-op | 25292 | 11.4 | Solar |  |  | Interconnected | Lonsdale | 55046 | circle lake | west | Residential | POWRE |  | 2019 | 2019
20252-215534-01 | STEELE-WASECA COOPERATIVE ELECTRIC | 114 | 18047 | Co-op | 16131 | 14 | Solar |  |  | Interconnected | Blooming Prairie | 55917 | River Point | East | Residential | POWRE |  | 2019 | 2019
20252-215534-01 | STEELE-WASECA COOPERATIVE ELECTRIC | 114 | 18047 | Co-op | 1059601 | 20 | Solar |  |  | Interconnected | Owatonna | 55060 | 20 | west | Residential | POWRE |  | 2019 | 2019
20252-215534-01 | STEELE-WASECA COOPERATIVE ELECTRIC | 114 | 18047 | Co-op | 24197 | 11.4 | Solar |  |  | Interconnected | Blooming Prairie | 55917 | Bixby | west | Residential | POWRE |  | 2019 | 2019
20252-215534-01 | STEELE-WASECA COOPERATIVE ELECTRIC | 114 | 18047 | Co-op | 1073545 | 3.36 | Solar |  |  | Interconnected | Medford | 55049 | Faribault | West | Residential | POWRE |  | 2019 | 2020
20252-215534-01 | STEELE-WASECA COOPERATIVE ELECTRIC | 114 | 18047 | Co-op | 25571 | 11.4 | Solar |  |  | Interconnected | Faribault | 55021 | Circle Lake | North | Residential | POWRE |  | 2020 | 2020
20252-215534-01 | STEELE-WASECA COOPERATIVE ELECTRIC | 114 | 18047 | Co-op | 26036 | 7 | Solar |  |  | Interconnected | Owatonna | 55060 | Pratt | South | Residential | POWRE |  | 2020 | 2020
20252-215534-01 | STEELE-WASECA COOPERATIVE ELECTRIC | 114 | 18047 | Co-op | 1020275 | 14 | Solar |  |  | Interconnected | Northfield | 55057 | valley grove | north | Residential | POWRE |  | 2020 | 2020
20252-215534-01 | STEELE-WASECA COOPERATIVE ELECTRIC | 114 | 18047 | Co-op | 24124 | 11.5 | Solar |  |  | Interconnected | Northfield | 55057 | Circle Lake | east | Residential | POWRE |  | 2020 | 2020
20252-215534-01 | STEELE-WASECA COOPERATIVE ELECTRIC | 114 | 18047 | Co-op | 1091845 | 13.6 | Solar |  |  | Interconnected | Dundas | 55019 | faribault | east | Residential | POWRE |  | 2020 | 2020
20252-215534-01 | STEELE-WASECA COOPERATIVE ELECTRIC | 114 | 18047 | Co-op | 31397 | 14 | Solar |  |  | Interconnected | Nerstrand | 55053 | valley grove | north | Residential | POWRE |  | 2020 | 2020
20252-215534-01 | STEELE-WASECA COOPERATIVE ELECTRIC | 114 | 18047 | Co-op | 1017194 | 13.8 | Solar |  |  | Interconnected | Blooming Prairie | 55917 | Bixby | west | Residential | POWRE |  | 2020 | 2020
20252-215534-01 | STEELE-WASECA COOPERATIVE ELECTRIC | 114 | 18047 | Co-op | 32753 | 13.6 | Solar |  |  | Interconnected | Claremont | 55924 | Pratt | east | Residential | POWRE |  | 2020 | 2020
20252-215534-01 | STEELE-WASECA COOPERATIVE ELECTRIC | 114 | 18047 | Co-op | 1078206 | 9.77 | Solar |  |  | Interconnected | Nerstrand | 55053 | valley grove | South | Residential | POWRE |  | 2020 | 2020
20252-215534-01 | STEELE-WASECA COOPERATIVE ELECTRIC | 114 | 18047 | Co-op | 18474 | 12 | Solar |  |  | Interconnected | Owatonna | 55060 | Pratt | east | Residential | POWRE |  | 2020 | 2020
20252-215534-01 | STEELE-WASECA COOPERATIVE ELECTRIC | 114 | 18047 | Co-op | 127657 | 14 | Solar |  |  | Interconnected | Blooming Prairie | 55917 | Bixby | west | Residential | POWRE |  | 2020 | 2020
20252-215534-01 | STEELE-WASECA COOPERATIVE ELECTRIC | 114 | 18047 | Co-op | 25203 | 14 | Solar |  |  | Interconnected | Blooming Prairie | 55917 | Bixby | west | Residential | POWRE |  | 2020 | 2020
20252-215534-01 | STEELE-WASECA COOPERATIVE ELECTRIC | 114 | 18047 | Co-op | 1017823 | 7.6 | Solar |  |  | Interconnected | Lonsdale | 55046 | Circle Lake | West | Residential | POWRE |  | 2020 | 2020
20252-215534-01 | STEELE-WASECA COOPERATIVE ELECTRIC | 114 | 18047 | Co-op | 1078040 | 14 | Solar |  |  | Interconnected | Northfield | 55057 | Valley Grove | West | Residential | POWRE | 52000 | 2021 | 2021
20252-215534-01 | STEELE-WASECA COOPERATIVE ELECTRIC | 114 | 18047 | Co-op | 17092 | 14 | Solar |  |  | Interconnected | Waldorf | 56091 | Danville | South | Residential | POWRE | 75000 | 2021 | 2021
20252-215534-01 | STEELE-WASECA COOPERATIVE ELECTRIC | 114 | 18047 | Co-op | 1098979 | 11.13 | Solar |  |  | Interconnected | Faribault | 55021 | Warsaw | North | Residential | POWRE | 33733.21 | 2021 | 2024
20252-215534-01 | STEELE-WASECA COOPERATIVE ELECTRIC | 114 | 18047 | Co-op | 1027390 | 7 | Solar |  |  | Interconnected | Northfield | 55057 | circle lake | north | Residential | POWRE | 28500 | 2021 | 2021
20252-215534-01 | STEELE-WASECA COOPERATIVE ELECTRIC | 114 | 18047 | Co-op | 20382 | 12 | Solar |  |  | Interconnected | Owatonna | 55060 | Pratt | east | Residential | POWRE | 83240 | 2021 | 2021
20252-215534-01 | STEELE-WASECA COOPERATIVE ELECTRIC | 114 | 18047 | Co-op | 1084691 | 11.168 | Solar |  |  | Interconnected | Faribault | 55021 | French Lake | West | Residential | POWRE | 67338 | 2021 | 2021
20252-215534-01 | STEELE-WASECA COOPERATIVE ELECTRIC | 114 | 18047 | Co-op | 1104896 | 14 | Solar |  |  | Interconnected | Owatonna | 55060 | Warsaw | South | Residential | POWRE | 40000 | 2021 | 2021
20252-215534-01 | STEELE-WASECA COOPERATIVE ELECTRIC | 114 | 18047 | Co-op | 53801 | 12 | Solar |  |  | Interconnected | West Concord | 55985 | Merton | North | Residential | POWRE | 83240 | 2021 | 2021
20252-215534-01 | STEELE-WASECA COOPERATIVE ELECTRIC | 114 | 18047 | Co-op | 32405 | 11.4 | Solar |  |  | Interconnected | Blooming Prairie | 55917 | River Point | west | Residential | POWRE | 42295 | 2021 | 2021
20252-215534-01 | STEELE-WASECA COOPERATIVE ELECTRIC | 114 | 18047 | Co-op | 1030840 | 38.5 | Solar |  |  | Interconnected | Webster | 55088 | Circle Lake | North | Residential |  | 110000 | 2021 | 2021
20252-215534-01 | STEELE-WASECA COOPERATIVE ELECTRIC | 114 | 18047 | Co-op | 1086295 | 5.58 | Solar |  |  | Interconnected | Lonsdale | 55046 | Circle Lake | North | Residential | POWRE | 27509.16 | 2021 | 2021
20252-215534-01 | STEELE-WASECA COOPERATIVE ELECTRIC | 114 | 18047 | Co-op | 32641 | 14 | Solar |  |  | Interconnected | Owatonna | 55060 | Pratt | west | Residential | POWRE | 70000 | 2021 | 2021
20252-215534-01 | STEELE-WASECA COOPERATIVE ELECTRIC | 114 | 18047 | Co-op | 1030764 | 13.7 | Solar |  |  | Interconnected | Faribault | 55021 | Circle Lake | West | Residential | POWRE | 71775 | 2021 | 2021
20252-215534-01 | STEELE-WASECA COOPERATIVE ELECTRIC | 114 | 18047 | Co-op | 19123 | 12 | Solar |  |  | Interconnected | Claremont | 55924 | Pratt | East | Residential | POWRE |  | 2021 | 2021
20252-215534-01 | STEELE-WASECA COOPERATIVE ELECTRIC | 114 | 18047 | Co-op | 15722 | 39.2 | Solar |  |  | Interconnected | Blooming Prairie | 55917 | Bixby | South | Residential |  | 114810 | 2021 | 2021
20252-215534-01 | STEELE-WASECA COOPERATIVE ELECTRIC | 114 | 18047 | Co-op | 34148 | 10.819 | Solar |  |  | Interconnected | Dundas | 55019 | Faribault | North | Residential | POWRE | 42510 | 2021 | 2021
20252-215534-01 | STEELE-WASECA COOPERATIVE ELECTRIC | 114 | 18047 | Co-op | 1001103 | 14 | Solar |  |  | Interconnected | Faribault | 55021 | Walcott | North | Residential | POWRE | 90000 | 2021 | 2021
20252-215534-01 | STEELE-WASECA COOPERATIVE ELECTRIC | 114 | 18047 | Co-op | 99025 | 20 | Solar |  |  | Interconnected | Faribault | 55021 | Walcott | North | Residential | POWRE | 95000 | 2021 | 2021
20252-215534-01 | STEELE-WASECA COOPERATIVE ELECTRIC | 114 | 18047 | Co-op | 29405 | 12.9 | Solar |  |  | Interconnected | Northfield | 55057 | Valley Grove | west | Residential | POWRE | 56489.15 | 2021 | 2021
20252-215534-01 | STEELE-WASECA COOPERATIVE ELECTRIC | 114 | 18047 | Co-op | 100628 | 12 | Solar |  |  | Interconnected | Owatonna | 55060 | River Point | North | Residential | POWRE | 83240 | 2021 | 2021
20252-215534-01 | STEELE-WASECA COOPERATIVE ELECTRIC | 114 | 18047 | Co-op | 16166 | 12 | Solar |  |  | Interconnected | Claremont | 55924 | Bixby | North | Residential | POWRE | 83220 | 2021 | 2021
20252-215534-01 | STEELE-WASECA COOPERATIVE ELECTRIC | 114 | 18047 | Co-op | 26441 | 14 | Solar |  |  | Interconnected | Minnesota Lake | 56068 | Danville | South | Residential | POWRE | 75000 | 2021 | 2021
20252-215534-01 | STEELE-WASECA COOPERATIVE ELECTRIC | 114 | 18047 | Co-op | 1081670 | 12 | Solar |  |  | Interconnected | New Richland | 56072 | matawan | East | Residential | POWRE | 83840 | 2021 | 2021
20252-215534-01 | STEELE-WASECA COOPERATIVE ELECTRIC | 114 | 18047 | Co-op | 107170 | 4.188 | Solar |  |  | Interconnected | Northfield | 55057 | Valley Grove | West/C | Residential |  |  | 2021 | 2021
20252-215534-01 | STEELE-WASECA COOPERATIVE ELECTRIC | 114 | 18047 | Co-op | 1087630 | 8.8 | Solar |  |  | Interconnected | Kenyon | 55946 | Merton | North | Residential | POWRE |  | 2021 | 2022
20252-215534-01 | STEELE-WASECA COOPERATIVE ELECTRIC | 114 | 18047 | Co-op | 25615 | 14 | Solar |  |  | Interconnected | Faribault | 55021 | Warsaw | South | Residential | POWRE | 75000 | 2021 | 2021
20252-215534-01 | STEELE-WASECA COOPERATIVE ELECTRIC | 114 | 18047 | Co-op | 1105526 | 37 | Solar |  |  | Interconnected | Lonsdale | 55046 | Circle Lake | west | Residential |  | 22000 | 2022 | 2022
20252-215534-01 | STEELE-WASECA COOPERATIVE ELECTRIC | 114 | 18047 | Co-op | 21918 | 10.8 | Solar |  |  | Interconnected | Owatonna | 55060 | Pratt | south | Residential | POWRE | 10 | 2022 | 2022
20252-215534-01 | STEELE-WASECA COOPERATIVE ELECTRIC | 114 | 18047 | Co-op | 26130 | 12 | Solar |  |  | Interconnected | Owatonna | 55060 | warsaw | south | Residential | POWRE | 32000 | 2022 | 2022
20252-215534-01 | STEELE-WASECA COOPERATIVE ELECTRIC | 114 | 18047 | Co-op | 32381 | 11.4 | Solar |  |  | Interconnected | Blooming Prairie | 55917 | Bixby | west | Residential | POWRE | 12000 | 2022 | 2022
20252-215534-01 | STEELE-WASECA COOPERATIVE ELECTRIC | 114 | 18047 | Co-op | 1051945 | 18.85 | Solar |  |  | Interconnected | Ellendale | 56026 | County Line | north | Residential |  | 82576 | 2022 | 2022
20252-215534-01 | STEELE-WASECA COOPERATIVE ELECTRIC | 114 | 18047 | Co-op | 30544 | 13.96 | Solar |  |  | Interconnected | New Richland | 56072 | Matawan | east | Residential | POWRE | 50000 | 2022 | 2022
20252-215534-01 | STEELE-WASECA COOPERATIVE ELECTRIC | 114 | 18047 | Co-op | 25911 | 30 | Solar |  |  | Interconnected | Owatonna | 55060 | Merton | north | Residential | POWRE | 80845 | 2022 | 2022
20252-215534-01 | STEELE-WASECA COOPERATIVE ELECTRIC | 114 | 18047 | Co-op | 1089392 | 5 | Solar |  |  | Interconnected | Ellendale | 56026 | County Line | north | Residential |  | 18600 | 2022 | 2022
20252-215534-01 | STEELE-WASECA COOPERATIVE ELECTRIC | 114 | 18047 | Co-op | 1066280 | 12.22 | Solar |  |  | Interconnected | Blooming Prairie | 55917 | Steele Center | east | Residential | POWRE | 38920 | 2022 | 2022
20252-215534-01 | STEELE-WASECA COOPERATIVE ELECTRIC | 114 | 18047 | Co-op | 1087941 | 19.544 | Solar |  |  | Interconnected | Northfield | 55057 | valley grove | north | Residential |  | 16072 | 2022 | 2022
20252-215534-01 | STEELE-WASECA COOPERATIVE ELECTRIC | 114 | 18047 | Co-op | 1080082 | 13.9 | Solar |  |  | Interconnected | Lonsdale | 55088 | Circle Lake | North | Residential | POWRE | 64650 | 2022 | 2022
20252-215534-01 | STEELE-WASECA COOPERATIVE ELECTRIC | 114 | 18047 | Co-op | 1090291 | 20 | Solar |  |  | Interconnected | Webster | 55088 | Circle Lake | North | Residential | POWRE | 80650 | 2022 | 2022
20252-215534-01 | STEELE-WASECA COOPERATIVE ELECTRIC | 114 | 18047 | Co-op | 25282 | 13.99 | Solar |  |  | Interconnected | New Richland | 56072 | st. olaf | east | Residential | POWRE | 50000 | 2022 | 2022
20252-215534-01 | STEELE-WASECA COOPERATIVE ELECTRIC | 114 | 18047 | Co-op | 1102343 | 14 | Solar |  |  | Interconnected | Northfield | 55057 | valley | west | Residential | POWRE | 75000 | 2022 | 2022
20252-215534-01 | STEELE-WASECA COOPERATIVE ELECTRIC | 114 | 18047 | Co-op | 34054 | 14.5 | Solar |  |  | Interconnected | Webster | 55088 | Circle Lake | North | Residential | POWRE |  | 2022 | 2022
20252-215534-01 | STEELE-WASECA COOPERATIVE ELECTRIC | 114 | 18047 | Co-op | 1078253 | 27.948 | Solar |  |  | Interconnected | Faribault | 55021 | French Lake | West | Residential |  |  | 2022 | 2022
20252-215534-01 | STEELE-WASECA COOPERATIVE ELECTRIC | 114 | 18047 | Co-op | 106660 | 12 | Solar |  |  | Interconnected | New Richland | 56072 | St. Olaf | east | Residential | POWRE |  | 2022 | 2022
20252-215534-01 | STEELE-WASECA COOPERATIVE ELECTRIC | 114 | 18047 | Co-op | 21224 | 13.8 | Solar |  |  | Interconnected | Lonsdale | 55046 | Circle Lake | south | Residential | POWRE | 40356 | 2022 | 2022
20252-215534-01 | STEELE-WASECA COOPERATIVE ELECTRIC | 114 | 18047 | Co-op | 1096682 | 9.28 | Solar |  |  | Interconnected | Owatonna | 55060 | warsaw | south | Residential | POWRE | 10000 | 2022 | 2022
20252-215534-01 | STEELE-WASECA COOPERATIVE ELECTRIC | 114 | 18047 | Co-op | 30754 | 14 | Solar |  |  | Interconnected | Blooming Prairie | 55917 | Bixby | south | Residential | POWRE | 40000 | 2022 | 2022
20252-215534-01 | STEELE-WASECA COOPERATIVE ELECTRIC | 114 | 18047 | Co-op | 1054962 | 14 | Solar |  |  | Interconnected | Owatonna | 55060 | Steele Center | east | Residential | POWRE | 52000 | 2022 | 2022
20252-215534-01 | STEELE-WASECA COOPERATIVE ELECTRIC | 114 | 18047 | Co-op | 28877 | 12.5 | Solar |  |  | Interconnected | Northfield | 55057 | valley grove | west | Residential | POWRE | 45690 | 2022 | 2022
20252-215534-01 | STEELE-WASECA COOPERATIVE ELECTRIC | 114 | 18047 | Co-op | 21439 | 14 | Solar |  |  | Interconnected | Waldorf | 56091 | Danvill | South | Residential | POWRE | 120000 | 2022 | 2022
20252-215534-01 | STEELE-WASECA COOPERATIVE ELECTRIC | 114 | 18047 | Co-op | 1015530 | 12 | Solar |  |  | Interconnected | Owatonna | 55060 | Pratt | East | Residential | POWRE | 87080 | 2022 | 2022
20252-215534-01 | STEELE-WASECA COOPERATIVE ELECTRIC | 114 | 18047 | Co-op | 27773 | 13.68 | Solar |  |  | Interconnected | Waseca | 56093 | Matawan | North | Residential | POWRE |  | 2022 | 2022
20252-215534-01 | STEELE-WASECA COOPERATIVE ELECTRIC | 114 | 18047 | Co-op | 1054340 | 37.5 | Solar |  |  | Interconnected | Ellendale | 56026 | 18 | north | Residential |  | 125000 | 2022 | 2022
20252-215534-01 | STEELE-WASECA COOPERATIVE ELECTRIC | 114 | 18047 | Co-op | 27218 | 39.9 | Solar |  |  | Interconnected | New Richland | 56072 | St Olaf |  | Residential |  | 109000 | 2022 | 2022
20252-215534-01 | STEELE-WASECA COOPERATIVE ELECTRIC | 114 | 18047 | Co-op | 32672 | 12 | Solar |  |  | Interconnected | Blooming Prairie | 55917 | Bixby | east | Residential | POWRE | 92390 | 2022 | 2022
20252-215534-01 | STEELE-WASECA COOPERATIVE ELECTRIC | 114 | 18047 | Co-op | 22552 | 12 | Solar |  |  | Interconnected | Waseca | 56093 | Matawan | west | Residential | POWRE |  | 2022 | 2024
20252-215534-01 | STEELE-WASECA COOPERATIVE ELECTRIC | 114 | 18047 | Co-op | 31658 | 38 | Solar |  |  | Interconnected | New Richland | 56072 | St Olaf | East | Residential |  | 135000 | 2022 | 2023
20252-215534-01 | STEELE-WASECA COOPERATIVE ELECTRIC | 114 | 18047 | Co-op | 1097014 | 12.56 | Solar |  |  | Active Application | Ellendale | 56026 | St. Olaf | east | Residential | POWRE |  | 2022
20252-215534-01 | STEELE-WASECA COOPERATIVE ELECTRIC | 114 | 18047 | Co-op | 1112803 | 36 | Solar |  |  | Interconnected | Faribault | 55021 | Warsaw | North | Residential |  | 274180 | 2022 | 2023
20252-215534-01 | STEELE-WASECA COOPERATIVE ELECTRIC | 114 | 18047 | Co-op | 1098979 | 4.06 | Solar |  |  | Interconnected | Faribault | 55021 | Warsaw | North | Residential | POWRE | 25686 | 2023 | 2023
20252-215534-01 | STEELE-WASECA COOPERATIVE ELECTRIC | 114 | 18047 | Co-op | 22121 | 10.47 | Solar |  |  | Interconnected | Northfield | 55057 | Valley Grove | west | Residential |  | 43370 | 2023 | 2023
20252-215534-01 | STEELE-WASECA COOPERATIVE ELECTRIC | 114 | 18047 | Co-op | 1016902 | 11.02 | Solar |  |  | Interconnected | Northfield | 55057 | Valley Grove | west | Residential | POWRE | 63684.21 | 2022 | 2023
20252-215534-01 | STEELE-WASECA COOPERATIVE ELECTRIC | 114 | 18047 | Co-op | 34351 | 13.92 | Solar |  |  | Interconnected | Faribault | 55021 | Valley Grove | South | Residential | POWRE | 81605.26 | 2022 | 2023
20252-215534-01 | STEELE-WASECA COOPERATIVE ELECTRIC | 114 | 18047 | Co-op | 1105271 | 11.02 | Solar |  |  | Interconnected | Faribault | 55021 | French Lake | west | Residential |  | 75622 | 2022 | 2023
20252-215534-01 | STEELE-WASECA COOPERATIVE ELECTRIC | 114 | 18047 | Co-op | 15188 | 6.96 | Solar |  |  | Interconnected | Faribault | 55021 | Walcott | South | Residential | POWRE |  | 2022 | 2023
20252-215534-01 | STEELE-WASECA COOPERATIVE ELECTRIC | 114 | 18047 | Co-op | 36905 | 13.6 | Solar |  |  | Interconnected | Owatonna | 55060 | Merton | West | Residential | POWRE | 42000 | 2022 | 2023
20252-215534-01 | STEELE-WASECA COOPERATIVE ELECTRIC | 114 | 18047 | Co-op | 1097334 | 17.72 | Solar |  | X | Interconnected | Faribault | 55021 | Warsaw | North | Residential |  | 90040 | 2023 | 2023
20252-215534-01 | STEELE-WASECA COOPERATIVE ELECTRIC | 114 | 18047 | Co-op | 1075867 | 13.6 | Solar |  |  | Interconnected | Kenyon | 55024 | Valley Grove | South | Residential | POWRE | 89906 | 2022 | 2023
20252-215534-01 | STEELE-WASECA COOPERATIVE ELECTRIC | 114 | 18047 | Co-op | 1104049 | 13.99 | Solar |  |  | Interconnected | Waldorf | 56091 | Matawan | west | Residential | POWRE | 80000 | 2022 | 2023
20252-215534-01 | STEELE-WASECA COOPERATIVE ELECTRIC | 114 | 18047 | Co-op | 1028388 | 8.7 | Solar |  |  | Interconnected | Faribault | 55021 | Walcott | North | Residential | POWRE | 27000 | 2021 | 2023
20252-215534-01 | STEELE-WASECA COOPERATIVE ELECTRIC | 114 | 18047 | Co-op | 19299 | 15 | Solar |  |  | Interconnected | Kenyon | 55946 | Merton | North | Residential |  | 45560 | 2022 | 2023
20252-215534-01 | STEELE-WASECA COOPERATIVE ELECTRIC | 114 | 18047 | Co-op | 27058 | 14 | Solar |  |  | Interconnected | Faribault | 55021 | Warsaw | north | Residential | POWRE |  | 2022 | 2023
20252-215534-01 | STEELE-WASECA COOPERATIVE ELECTRIC | 114 | 18047 | Co-op | 27049 | 13.96 | Solar |  |  | Interconnected | Faribault | 55021 | Faribault | North | Residential | POWRE | 70670 | 2022 | 2023
20252-215534-01 | STEELE-WASECA COOPERATIVE ELECTRIC | 114 | 18047 | Co-op | 1096235 | 3 | Solar |  |  | Interconnected | Blooming Prairie | 55917 | Steele Center | east | Residential |  |  | 2022 | 2023
20252-215534-01 | STEELE-WASECA COOPERATIVE ELECTRIC | 114 | 18047 | Co-op | 1092931 | 38 | Solar |  |  | Interconnected | Ellendale | 56026 | St. Olaf | east | Residential |  | 135000 | 2023 | 2024
20252-215534-01 | STEELE-WASECA COOPERATIVE ELECTRIC | 114 | 18047 | Co-op | 33734 | 38.4 | Solar |  |  | Interconnected | Ellendale | 56026 | St. Olaf | east | Residential |  | 135000 | 2023 | 2024
20252-215534-01 | STEELE-WASECA COOPERATIVE ELECTRIC | 114 | 18047 | Co-op | 1094551 | 38 | Solar |  |  | Interconnected | Ellendale | 56026 | St. Olaf | East | Residential |  | 135000 | 2023 | 2024
20252-215534-01 | STEELE-WASECA COOPERATIVE ELECTRIC | 114 | 18047 | Co-op | 1066202 | 12.5 | Solar |  |  | Interconnected | Blooming Prairie | 55917 | Steele Center | East | Residential | POWRE | 42250 | 2022 | 2023
20252-215534-01 | STEELE-WASECA COOPERATIVE ELECTRIC | 114 | 18047 | Co-op | 1013998 | 38.4 | Solar |  |  | Interconnected | Ellendale | 56026 | St. Olaf | east | Residential |  | 135000 | 2022 | 2023
20252-215534-01 | STEELE-WASECA COOPERATIVE ELECTRIC | 114 | 18047 | Co-op | 1097347 | 11.2 | Solar |  |  | Interconnected | Morristown | 55052 | French Lake | East | Residential | POWRE | 46000 | 2022 | 2023
20252-215534-01 | STEELE-WASECA COOPERATIVE ELECTRIC | 114 | 18047 | Co-op | 69476 | 13.6 | Solar |  |  | Interconnected | Owatonna | 55060 | Merton | north | Residential | POWRE |  | 2022 | 2023
20252-215534-01 | STEELE-WASECA COOPERATIVE ELECTRIC | 114 | 18047 | Co-op | 26046 | 13.05 | Solar |  |  | Interconnected | Kenyon | 55946 | Valley Grove | South | Residential | POWRE | 64460 | 2022 | 2023
20252-215534-01 | STEELE-WASECA COOPERATIVE ELECTRIC | 114 | 18047 | Co-op | 1090111 | 3.6 | Solar |  |  | Interconnected | Medford | 55049 | 18 | North | Residential |  | 18575 | 2023 | 2023
20252-215534-01 | STEELE-WASECA COOPERATIVE ELECTRIC | 114 | 18047 | Co-op | 1107060 | 38 | Solar |  |  | Interconnected | Faribault | 55021 | Warsaw | North | Residential |  | 168800 | 2023 | 2023
20252-215534-01 | STEELE-WASECA COOPERATIVE ELECTRIC | 114 | 18047 | Co-op | 1033381 | 14 | Solar |  |  | Interconnected | Northfield | 55057 | Valley Grove | west | Residential | POWRE | 43500 | 2023 | 2023
20252-215534-01 | STEELE-WASECA COOPERATIVE ELECTRIC | 114 | 18047 | Co-op | 1100481 | 19.544 | Solar |  | X | Interconnected | Northfield | 55057 | Circle lake | North | Residential |  | 132239 | 2023 | 2023
20252-215534-01 | STEELE-WASECA COOPERATIVE ELECTRIC | 114 | 18047 | Co-op | 93210 | 13.6 | Solar |  |  | Interconnected | Owatonna | 55060 | Merton | West | Residential |  |  | 2022 | 2023
20252-215534-01 | STEELE-WASECA COOPERATIVE ELECTRIC | 114 | 18047 | Co-op | 28716 | 36 | Solar |  |  | Interconnected | New Richland | 56072 | Matawan | East | Residential |  | 172763 | 2023 | 2023
20252-215534-01 | STEELE-WASECA COOPERATIVE ELECTRIC | 114 | 18047 | Co-op | 1071550 | 13.96 | Solar |  |  | Interconnected | Kenyon | 55946 | Merton | North | Residential | POWRE |  | 2023 | 2023
20252-215534-01 | STEELE-WASECA COOPERATIVE ELECTRIC | 114 | 18047 | Co-op | 1000984 | 6.4 | Solar |  |  | Interconnected | Lonsdale | 55046 | Circle Lake | North | Residential |  | 39200 | 2023 | 2023
20252-215534-01 | STEELE-WASECA COOPERATIVE ELECTRIC | 114 | 18047 | Co-op | 1106983 | 9.5 | Solar |  |  | withdrawn | Faribault | 55021 | Faribault | North | Residential |  |  | 2023
20252-215534-01 | STEELE-WASECA COOPERATIVE ELECTRIC | 114 | 18047 | Co-op | 25770 | 19.14 | Solar |  |  | Interconnected | Blooming Prairie | 55917 | Pratt | west | Residential |  | 73007 | 2022 | 2023
20252-215534-01 | STEELE-WASECA COOPERATIVE ELECTRIC | 114 | 18047 | Co-op | 1080235 | 6.38 | Solar |  |  | Interconnected | Faribault | 55021 | French Lake | east | Residential |  | 43078.95 | 2022 | 2023
20252-215534-01 | STEELE-WASECA COOPERATIVE ELECTRIC | 114 | 18047 | Co-op | 19599 | 7.25 | Solar |  |  | Interconnected | Northfield | 55057 | Valley Grove | north | Residential | POWRE | 46710.53 | 2022 | 2023
20252-215534-01 | STEELE-WASECA COOPERATIVE ELECTRIC | 114 | 18047 | Co-op | 1033125 | 2.52 | Solar |  |  | Interconnected | Lonsdale | 55046 | Circle lake | west | Residential |  | 8000 | 2023 | 2023
20252-215534-01 | STEELE-WASECA COOPERATIVE ELECTRIC | 114 | 18047 | Co-op | 116174 | 6 | Solar |  |  | Interconnected | Faribault | 55021 | French Lake | east | Residential |  |  | 2023 | 2023
20252-215534-01 | STEELE-WASECA COOPERATIVE ELECTRIC | 114 | 18047 | Co-op | 32187 | 38 | Solar |  |  | Interconnected | Waseca | 56093 | St. Olaf | North | Residential |  | 260000 | 2023 | 2023
20252-215534-01 | STEELE-WASECA COOPERATIVE ELECTRIC | 114 | 18047 | Co-op | 28937 | 5.8 | Solar |  |  | Interconnected | Faribault | 55021 | Valley Grove | south | Residential | POWRE | 24000 | 2023 | 2023
20252-215534-01 | STEELE-WASECA COOPERATIVE ELECTRIC | 114 | 18047 | Co-op | 1032740 | 13.6 | Solar |  |  | Interconnected | Morristown | 55052 | Warsaw | south | Residential | POWRE | 65000 | 2023 | 2023
20252-215534-01 | STEELE-WASECA COOPERATIVE ELECTRIC | 114 | 18047 | Co-op | 23602 | 8.7 | Solar |  |  | Interconnected | Faribault | 55021 | Faribault | West | Residential | POWRE |  | 2022 | 2023
20252-215534-01 | STEELE-WASECA COOPERATIVE ELECTRIC | 114 | 18047 | Co-op | 1069943 | 133.2 | Solar |  |  | Interconnected | Faribault | 55021 | Faribault | North | Industrial |  | 692000 | 2023 | 2023
20252-215534-01 | STEELE-WASECA COOPERATIVE ELECTRIC | 114 | 18047 | Co-op | 1021743 | 13.6 | Solar |  |  | Interconnected | Claremont | 55924 | Pratt | East | Residential | POWRE | 42934 | 2022 | 2023
20252-215534-01 | STEELE-WASECA COOPERATIVE ELECTRIC | 114 | 18047 | Co-op | 1110843 | 13.98 | Solar |  |  | Interconnected | Faribault | 55021 | Warsaw | South | Residential | POWRE | 85000 | 2023 | 2023
20252-215534-01 | STEELE-WASECA COOPERATIVE ELECTRIC | 114 | 18047 | Co-op | 1028188 | 6.09 | Solar |  |  | Interconnected | West Concord | 55985 | Claremont | North | Residential |  | 38500 | 2023 | 2023
20252-215534-01 | STEELE-WASECA COOPERATIVE ELECTRIC | 114 | 18047 | Co-op | 27218 | 39.9 | Solar |  |  | Interconnected | New Richland | 56072 | St Olaf |  | Residential |  | 109000 | 2023 | 2023
20252-215534-01 | STEELE-WASECA COOPERATIVE ELECTRIC | 114 | 18047 | Co-op | 16901 | 20 | Solar |  |  | Interconnected | Claremont | 55924 | Pratt | East | Residential | POWRE | 189450 | 2024 | 2024
20252-215534-01 | STEELE-WASECA COOPERATIVE ELECTRIC | 114 | 18047 | Co-op | 28340 | 14 | Solar |  |  | Interconnected | Lonsdale | 55046 | Circle Lake | W | Residential | POWRE | 25000 | 2024 | 2024
20252-215534-01 | STEELE-WASECA COOPERATIVE ELECTRIC | 114 | 18047 | Co-op | 19852 | 14 | Solar |  |  | Interconnected | Lonsdale | 55046 | Circle Lake | West | Residential | POWRE | 25000 | 2024 | 2024
20252-215534-01 | STEELE-WASECA COOPERATIVE ELECTRIC | 114 | 18047 | Co-op | 31168 | 13.6 | Solar |  |  | Interconnected | Minnesota Lake | 56068 | Danville | South | Residential | POWRE | 113260 | 2024 | 2024
20252-215534-01 | STEELE-WASECA COOPERATIVE ELECTRIC | 114 | 18047 | Co-op | 31670 | 14 | Solar |  |  | Interconnected | Owatonna | 55060 | Pratt | north | Residential | POWRE | 60000 | 2024 | 2024
20252-215534-01 | STEELE-WASECA COOPERATIVE ELECTRIC | 114 | 18047 | Co-op | 115970 | 14 | Solar |  |  | Interconnected | Owatonna | 55060 | Pratt | South | Residential | POWRE | 60000 | 2024 | 2024
20252-215534-01 | STEELE-WASECA COOPERATIVE ELECTRIC | 114 | 18047 | Co-op | 121375 | 13.6 | Solar |  |  | Interconnected | Claremont | 55924 | Claremont | south | Residential | POWRE | 63150 | 2024 | 2024
20252-215534-01 | STEELE-WASECA COOPERATIVE ELECTRIC | 114 | 18047 | Co-op | 1073736 | 8.376 | Solar |  |  | Interconnected | Northfield | 55057 | Valley Grove | North | Residential | POWRE | 38000 | 2024 | 2024
20252-215534-01 | STEELE-WASECA COOPERATIVE ELECTRIC | 114 | 18047 | Co-op | 1027365 | 11.9 | Solar |  |  | Interconnected | Faribault | 55021 | French Lake | West | Residential | POWRE |  | 2024 | 2024
20252-215534-01 | STEELE-WASECA COOPERATIVE ELECTRIC | 114 | 18047 | Co-op | 22552 | 12 | Solar |  |  | Interconnected | Waseca | 56093 | Matawan | west | Residential | POWRE |  | 2024 | 2024
20252-215534-01 | STEELE-WASECA COOPERATIVE ELECTRIC | 114 | 18047 | Co-op | 27889 | 13.6 | Solar |  |  | Interconnected | New Richland | 56072 | St. Olaf | west | Residential | POWRE | 111260 | 2024 | 2024
20252-215534-01 | STEELE-WASECA COOPERATIVE ELECTRIC | 114 | 18047 | Co-op | 28568 | 13.7 | Solar |  |  | Interconnected | Faribault | 55021 | Valley Grove | south | Residential | POWRE | 49353 | 2024 | 2024
20252-215534-01 | STEELE-WASECA COOPERATIVE ELECTRIC | 114 | 18047 | Co-op | 1096159 | 11.4 | Solar |  |  | Interconnected | Faribault | 55021 | Valley Grove | west | Residential | POWRE | 40480 | 2024 | 2024
20252-215534-01 | STEELE-WASECA COOPERATIVE ELECTRIC | 114 | 18047 | Co-op | 1105582 | 6.615 | Solar |  |  | Interconnected | Blooming Prairie | 55917 | steele center | east | Residential | POWRE | 25729 | 2024 | 2024
20252-215534-01 | STEELE-WASECA COOPERATIVE ELECTRIC | 114 | 18047 | Co-op | 31517 | 37.5 | Solar |  |  | Interconnected | Minnesota Lake | 56068 | Danville | South | Residential |  | 113590 | 2024 | 2024
20252-215534-01 | STEELE-WASECA COOPERATIVE ELECTRIC | 114 | 18047 | Co-op | 1093176 | 37.5 | Solar |  |  | Interconnected | Ellendale | 56026 | RiverPoint | East | Residential |  | 111858 | 2024 | 2024
20252-215534-01 | STEELE-WASECA COOPERATIVE ELECTRIC | 114 | 18047 | Co-op | 1113540 | 9.772 | Solar |  |  | Interconnected | Faribault | 55921 | Circle Lake | East | Residential | POWRE | 34752 | 2024 | 2024
20252-215534-01 | STEELE-WASECA COOPERATIVE ELECTRIC | 114 | 18047 | Co-op | 24657 | 30.4 | Solar |  |  | Interconnected | Faribault | 55021 | warsaw | north | Residential |  | 71622 | 2024 | 2024
20252-215534-01 | STEELE-WASECA COOPERATIVE ELECTRIC | 114 | 18047 | Co-op | 1114347 | 16.64 | Solar |  |  | Interconnected | Faribault | 55021 | Walcott | north | Residential |  | 87833.5 | 2024 | 2024
20252-215534-01 | STEELE-WASECA COOPERATIVE ELECTRIC | 114 | 18047 | Co-op | 116174 | 6 | Solar |  |  | Interconnected | Faribault | 55021 | French Lake | east | Residential |  |  | 2023 | 2024
20252-215534-01 | STEELE-WASECA COOPERATIVE ELECTRIC | 114 | 18047 | Co-op | 1092931 | 31.7 | Solar |  |  | Interconnected | Ellendale | 56026 | St. Olaf | east | Residential |  | 135000 | 2024 | 2024
20252-215534-01 | STEELE-WASECA COOPERATIVE ELECTRIC | 114 | 18047 | Co-op | 1094551 | 31.7 | Solar |  |  | Interconnected | Ellendale | 56026 | St. Olaf | East | Residential |  | 135000 | 2024 | 2024
20252-215534-01 | STEELE-WASECA COOPERATIVE ELECTRIC | 114 | 18047 | Co-op | 1094475 | 37.5 | Solar |  |  | Active Application | Blooming Prairie | 55917 | RiverPoint | East | Residential |  | 111900 | 2024
20252-215534-01 | STEELE-WASECA COOPERATIVE ELECTRIC | 114 | 18047 | Co-op | 28108 | 8.82 | Solar |  |  | Active Application | Blooming Prairie | 55917 | Riverpoint | East | Residential | POWRE | 32822 | 2024
20252-215534-01 | STEELE-WASECA COOPERATIVE ELECTRIC | 114 | 18047 | Co-op | 1017912 | 12.288 | Solar |  |  | Active Application | Minnesota Lake | 56068 |  |  | Residential | POWRE | 69713.43 | 2024
20252-215534-01 | STEELE-WASECA COOPERATIVE ELECTRIC | 114 | 18047 | Co-op | 20792 | 13.96 | Solar |  |  | Interconnected | Wells | 56097 | Matawan | South | Residential | POWRE | 60000 | 2024 | 2024
20252-215534-01 | STEELE-WASECA COOPERATIVE ELECTRIC | 114 | 18047 | Co-op | 24203 | 38.4 | Solar |  |  | Active Application | Minnesota Lake | 56068 | Danville | west | Residential |  | 183000 | 2024
20252-215534-01 | STEELE-WASECA COOPERATIVE ELECTRIC | 114 | 18047 | Co-op | 26882 | 36 | Solar |  |  | Active Application | Minnesota Lake | 56068 | Danville | West | Residential |  | 183000 | 2024
20252-215534-01 | STEELE-WASECA COOPERATIVE ELECTRIC | 114 | 18047 | Co-op | 1118263 | 46 | Solar |  |  | Active Application | Northfield | 55057 | Valley Grove | West | Residential |  | 40000 | 2024
20251-214342-01 | Todd-Wadena Electric Cooperative | 117 | 27422 | Co-op | 50-34-1010 | 5.5 | Solar |  |  | Interconnected | Browerville | 56438 | 6 | 2 | Commercial |  |  | 2003 | 2003
20251-214342-01 | Todd-Wadena Electric Cooperative | 117 | 27422 | Co-op | 46-13-0310 | 20 | Wind |  |  | Interconnected | Browerville | 56438 | 9 | 1 | Residential |  |  | 2007 | 2007
20251-214342-01 | Todd-Wadena Electric Cooperative | 117 | 27422 | Co-op | 17-10-0120 | 1.8 | Solar |  |  | Withdrawn | Menahga | 56464 | 8 | 3 | Commercial |  |  | 2009 | 2009 | 2014
20251-214342-01 | Todd-Wadena Electric Cooperative | 117 | 27422 | Co-op | 06-32-1610 | 2.1 | Solar |  |  | Interconnected | Menahga | 56464 | 8 | 1 | Residential |  |  | 2010 | 2010
20251-214342-01 | Todd-Wadena Electric Cooperative | 117 | 27422 | Co-op | 44-23-1610 | 2.16 | Solar |  |  | Interconnected | Bertha | 56437 | 5 | 2 | Residential |  |  | 2010 | 2010
20251-214342-01 | Todd-Wadena Electric Cooperative | 117 | 27422 | Co-op | 28-17-1410-41 | 2.8 | Solar |  |  | Interconnected | Verndale | 56481 | 2 | 1 | Residential |  |  | 2010 | 2010
20251-214342-01 | Todd-Wadena Electric Cooperative | 117 | 27422 | Co-op | 15-07-1410 | 2 | Solar |  |  | Interconnected | Sebeka | 56477 | 10 | 1 | Residential |  |  | 2010 | 2010
20251-214342-01 | Todd-Wadena Electric Cooperative | 117 | 27422 | Co-op | 42-26-0930 | 39.9 | Wind |  |  | Interconnected | Hewitt | 56453 | 7 | 3 | Residential |  |  | 2012 | 2012
20251-214342-01 | Todd-Wadena Electric Cooperative | 117 | 27422 | Co-op | 32-18-0520-46 | 39.5 | Wind |  |  | Interconnected | Wadena | 56482 | 14 | 4 | Commercial |  |  | 2012 | 2012
20251-214342-01 | Todd-Wadena Electric Cooperative | 117 | 27422 | Co-op | 17-14-1120 | 5.6 | Solar |  | X | Interconnected | Menahga | 56464 | 8 | 3 | Residential |  |  | 2013 | 2013
20251-214342-01 | Todd-Wadena Electric Cooperative | 117 | 27422 | Co-op | 06-36-0920 | 3.9 | Solar |  |  | Interconnected | Menahga | 56464 | 8 | 2 | Residential |  |  | 2014 | 2014
20251-214342-01 | Todd-Wadena Electric Cooperative | 117 | 27422 | Co-op | 08-18-1410 | 4.5 | Solar |  |  | Interconnected | Menahga | 56464 | 8 | 1 | Residential |  |  | 2015 | 2015
20251-214342-01 | Todd-Wadena Electric Cooperative | 117 | 27422 | Co-op | 29-10-1310 | 20 | Solar |  |  | Interconnected | Wadena | 56482 | 2 | 5 | Commercial |  |  | 2016 | 2016
20251-214342-01 | Todd-Wadena Electric Cooperative | 117 | 27422 | Co-op | 38-03-0810 | 39.5 | Solar |  |  | Interconnected | Staples | 56479 | 4 | 5 | Commercial |  |  | 2016 | 2016
20251-214342-01 | Todd-Wadena Electric Cooperative | 117 | 27422 | Co-op | 38-03-0910 | 36 | Solar |  |  | Interconnected | Motley | 56466 | 4 | 5 | Residential |  |  | 2017 | 2017
20251-214342-01 | Todd-Wadena Electric Cooperative | 117 | 27422 | Co-op | 38-03-0310 | 26.6 | Solar |  |  | Interconnected | Motley | 56466 | 4 | 5 | Residential |  |  | 2017 | 2017
20251-214342-01 | Todd-Wadena Electric Cooperative | 117 | 27422 | Co-op | 51-12-1540R | 38 | Solar |  |  | Interconnected | Motley | 56466 | 4 | 5 | Residential |  |  | 2017 | 2017
20251-214342-01 | Todd-Wadena Electric Cooperative | 117 | 27422 | Co-op | 51-12-1540 | 30 | Solar |  |  | Interconnected | Bowerville | 56438 | 9 | 3 | Residential |  |  | 2017 | 2017
20251-214342-01 | Todd-Wadena Electric Cooperative | 117 | 27422 | Co-op | 51-33-0106-43 | 5 | Solar |  |  | Interconnected | Bowerville | 56438 | 6 | 5 | Residential |  |  | 2017 | 2017
20251-214342-01 | Todd-Wadena Electric Cooperative | 117 | 27422 | Co-op | 50-06-1010-000 | 6.075 | Solar |  |  | Interconnected | Browerville | 56438 | 9 | 3 | Residential |  | 20000 | 2018 | 2019
20251-214342-01 | Todd-Wadena Electric Cooperative | 117 | 27422 | Co-op | NOVA1420 | 6.96 | Solar |  |  | Interconnected | Wadena | 56482 | 7 | 1 | Residential |  | 31275 | 2019 | 2019
20251-214342-01 | Todd-Wadena Electric Cooperative | 117 | 27422 | Co-op | NOVA2389 | 15 | Solar |  |  | Withdrawn | Aldrich | 56434 | 4 | 4 | Residential |  | 40000 | 2019
20251-214342-01 | Todd-Wadena Electric Cooperative | 117 | 27422 | Co-op | 34-26-1010 | 39.9 | Solar |  |  | Interconnected | Staples | 56479 | 11 | 4 | Commercial |  |  | 2019 | 2019
20251-214342-01 | Todd-Wadena Electric Cooperative | 117 | 27422 | Co-op | 34-25-1210-46 | 120 | Solar |  |  | Interconnected | Staples | 56479 | 11 | 6 | Commercial |  |  | 2019 | 2019
20251-214342-01 | Todd-Wadena Electric Cooperative | 117 | 27422 | Co-op | 34-34-1520 | 39.9 | Solar |  |  | Interconnected | Staples | 56479 | 4 | 5 | Commercial |  |  | 2019 | 2019
20251-214342-01 | Todd-Wadena Electric Cooperative | 117 | 27422 | Co-op | 33-31-1230 | 8.65 | Solar |  |  | Interconnected | Verndale | 56481 | 3 | 1 | Residential |  |  | 2019 | 2019
20251-214342-01 | Todd-Wadena Electric Cooperative | 117 | 27422 | Co-op | 64-05-1430 | 25.6 | Solar |  |  | Interconnected | Long Prairie | 56347 | 12 | 2 | Residential |  |  | 2019 | 2019
20251-214342-01 | Todd-Wadena Electric Cooperative | 117 | 27422 | Co-op | 40-28-1010 | 7.6 | Solar |  |  | Interconnected | Verndale | 56481 | 3 | 1 | Residential |  |  | 2019 | 2019
20251-214342-01 | Todd-Wadena Electric Cooperative | 117 | 27422 | Co-op | NOVA3878 | 7.6 | Solar |  |  | Interconnected | Verndale | 56481 | 11 | 4 | Residential |  | 15790 | 2020 | 2021
20251-214342-01 | Todd-Wadena Electric Cooperative | 117 | 27422 | Co-op | NOVA3867 | 10 | Solar |  |  | Interconnected | Verndale | 56481 | 11 | 4 | Residential |  | 22200 | 2020 | 2021
20251-214342-01 | Todd-Wadena Electric Cooperative | 117 | 27422 | Co-op | NOVA3617 | 24 | Solar |  |  | Interconnected | Browerville | 56438 | 6 | 3 | Residential |  | 60000 | 2020 | 2021
20251-214342-01 | Todd-Wadena Electric Cooperative | 117 | 27422 | Co-op | NOVA3361 | 39.82 | Solar |  |  | Interconnected | Staples | 56479 | 11 | 1 | Residential |  | 132230.53 | 2020 | 2020
20251-214342-01 | Todd-Wadena Electric Cooperative | 117 | 27422 | Co-op | NOVA3123 | 13.92 | Solar |  |  | Interconnected | Staples | 56479 | 11 | 4 | Residential |  | 55996 | 2020 | 2020
20251-214342-01 | Todd-Wadena Electric Cooperative | 117 | 27422 | Co-op | NOVA2850 | 8.06 | Solar |  |  | Interconnected | Browerville | 56438 | 12 | 2 | Residential |  | 38784 | 2020 | 2020
20251-214342-01 | Todd-Wadena Electric Cooperative | 117 | 27422 | Co-op | NOVA4195 | 16 | Solar |  |  | Interconnected | Eagle Bend | 56446 | 12 | 2 | Residential |  | 45000 | 2021 | 2021
20251-214342-01 | Todd-Wadena Electric Cooperative | 117 | 27422 | Co-op | NOVA4582 | 23.4 | Solar |  |  | Interconnected | Verndale | 56481 | 10 | 4 | Residential |  | 25000 | 2021 | 2022
20251-214342-01 | Todd-Wadena Electric Cooperative | 117 | 27422 | Co-op | NOVA4914 | 10 | Solar |  |  | Withdrawn | Wadena | 56482 | 2 | 3 | Residential |  | 62699 | 2021
20251-214342-01 | Todd-Wadena Electric Cooperative | 117 | 27422 | Co-op | NOVA4999 | 13.2 | Solar |  |  | Withdrawn | Wadena | 56482 | 2 | 3 | Residential |  | 71549 | 2021
20251-214342-01 | Todd-Wadena Electric Cooperative | 117 | 27422 | Co-op | NOVA5368 | 20 | Other | X |  | Withdrawn | Menahga | 56464 | 13 | 2 | Residential |  | 52000 | 2021
20251-214342-01 | Todd-Wadena Electric Cooperative | 117 | 27422 | Co-op | NOVA2388 | 15 | Solar |  |  | Interconnected | Aldrich | 56434 | 4 | 4 | Residential |  | 40000 | 2019 | 2020
20251-214342-01 | Todd-Wadena Electric Cooperative | 117 | 27422 | Co-op | NOVA5683-50-33-0801-42B | 5.22 | Solar |  |  | Withdrawn | Cushing | 56443 | 6 | 2 | Residential |  | 17316 | 2022
20251-214342-01 | Todd-Wadena Electric Cooperative | 117 | 27422 | Co-op | NOVA5730-32-18-0410-00 | 11.4 | Solar |  |  | Interconnected | Wadena | 56482 | 14 | 4 | Residential |  | 45000 | 2022 | 2022
20251-214342-01 | Todd-Wadena Electric Cooperative | 117 | 27422 | Co-op | NOVA5994-30-36-1330-00 | 24.94 | Solar |  |  | Interconnected | Wadena | 56482 | 14 | 3 | Residential |  | 134398 | 2022 | 2022
20251-214342-01 | Todd-Wadena Electric Cooperative | 117 | 27422 | Co-op | NOVA6248-34-36-0714-53 | 6.09 | Solar |  |  | Withdrawn | Staples | 56479 | 11 | 2 | Residential |  | 26629 | 2022
20251-214342-01 | Todd-Wadena Electric Cooperative | 117 | 27422 | Co-op | NOVA6647-40-21-1410-00 | 11.89 | Solar |  | X | Interconnected | Verndale | 56481 | 3 | 1 | Residential |  | 82737 | 2022 | 2023
20251-214342-01 | Todd-Wadena Electric Cooperative | 117 | 27422 | Co-op | NOVA6647-40-21-1410-00-S | 10 | Storage |  |  | Interconnected | Verndale | 56481 | 3 | 1 | Residential |  | 82737 | 2022 | 2023
20251-214342-01 | Todd-Wadena Electric Cooperative | 117 | 27422 | Co-op | NOVA6883-38-31-1310 | 7.6 | Solar |  |  | Withdrawn | Staples | 56479 | 9 | 1 | Residential |  | 53263 | 2022
20251-214342-01 | Todd-Wadena Electric Cooperative | 117 | 27422 | Co-op | NOVA7406-42-12-1310 | 12.76 | Solar |  |  | Interconnected | Hewitt | 56453 | 7 | 3 | Residential |  | 36213 | 2023 | 2023
20251-214342-01 | Todd-Wadena Electric Cooperative | 117 | 27422 | Co-op | NOVA7468-39-27-1610 | 32 | Solar |  |  | Interconnected | Staples | 56479 | 4 | 2 | Residential |  | 83600 | 2023 | 2023
20251-214342-01 | Todd-Wadena Electric Cooperative | 117 | 27422 | Co-op | NOVA7620-33-07-0810 | 6 | Solar |  |  | Interconnected | Verndale | 56481 | 3 | 3 | Residential |  | 45000 | 2023 | 2023
20251-214342-01 | Todd-Wadena Electric Cooperative | 117 | 27422 | Co-op | NOVA7722-45-04-1410 | 6.4 | Solar |  |  | Interconnected | Bertha | 56437 | 5 | 1 | Residential |  | 11138 | 2023 | 2023
20251-214342-01 | Todd-Wadena Electric Cooperative | 117 | 27422 | Co-op | NOVA7757-28-12-1610-00 | 11.4 | Solar |  |  | Interconnected | Verndale | 56481 | 2 | 1 | Residential |  | 35000 | 2023 | 2023
20251-214342-01 | Todd-Wadena Electric Cooperative | 117 | 27422 | Co-op | NOVA7904-09-20-1620 | 11.4 | Solar |  |  | Interconnected | Menahga | 56464 | 13 | 2 | Residential |  | 46913 | 2023 | 2023
20251-214342-01 | Todd-Wadena Electric Cooperative | 117 | 27422 | Co-op | NOVA8326-34-13-1606-45 | 8.96 | Solar |  |  | Interconnected | Staples | 56479 | 11 | 2 | Residential |  | 34619 | 2023 | 2023
20251-214342-01 | Todd-Wadena Electric Cooperative | 117 | 27422 | Co-op | NOVA8589-16-22-0120 | 18.56 | Solar |  |  | Withdrawn | Menahga | 56464 | 1 | 2 | Residential |  | 119822.84 | 2023
20251-214342-01 | Todd-Wadena Electric Cooperative | 117 | 27422 | Co-op | NOVA9132-33-28-0410-00 | 12.29 | Solar |  |  | Interconnected | Verndale | 56481 | 3 | 1 | Residential |  | 20160 | 2024 | 2024
20251-214342-01 | Todd-Wadena Electric Cooperative | 117 | 27422 | Co-op | NOVA9150-16-22-0120 | 17.6 | Solar |  |  | Interconnected | Menahga |  | 1 | 2 | Residential |  | 1e+05 | 2024 | 2024
20251-214342-01 | Todd-Wadena Electric Cooperative | 117 | 27422 | Co-op | NOVA10466-20-16-0410 | 12 | Solar |  |  | Interconnected | Sebeka | 56477 | 1 | 3 | Residential |  | 47296 | 2024 | 2024
20251-214342-01 | Todd-Wadena Electric Cooperative | 117 | 27422 | Co-op | NOVA10612-32-32-0430-00 | 9.22 | Solar |  |  | Interconnected | Wadena | 56482 | 7 | 4 | Residential |  | 37824 | 2024 | 2024
20251-214342-01 | Todd-Wadena Electric Cooperative | 117 | 27422 | Co-op | NOVA10813-18-02-0810-00 | 22.8 | Solar |  |  | Active Application | Sebeka | 56477 | 8 | 4 | Residential |  | 73490 | 2024
20251-214342-01 | Todd-Wadena Electric Cooperative | 117 | 27422 | Co-op | NOVA11453-06-29-1610-00 | 3.6 | Solar |  |  | Interconnected | Menahga | 56464 | 8 | 1 | Residential |  |  | 2009 | 2009
20251-214342-01 | Todd-Wadena Electric Cooperative | 117 | 27422 | Co-op | NOVA12142-40-03-0410 | 30.72 | Solar |  |  | Active Application | Verndale | 56481 | 3 | 1 | Residential |  | 50000 | 2024
20251-214447-01 | Traverse Electric Coop | 116 | 19060 | Co-op | 37671 | 39.6 | Wind |  |  | Interconnected | Chokio | 56221 |  | 2309 | Residential |  |  | 2016 | 2016
20251-214447-01 | Traverse Electric Coop | 116 | 19060 | Co-op | 11894 | 39.9 | Solar |  |  | Interconnected | Johnson | 56236 |  | 3 | Residential |  |  | 2017 | 2017
20251-214447-01 | Traverse Electric Coop | 116 | 19060 | Co-op | 27161 | 39.9 | Solar |  |  | Interconnected | Dumont | 56236 |  |  | Residential |  | 145000 | 2019 | 2019
20251-214447-01 | Traverse Electric Coop | 116 | 19060 | Co-op | TEC-21-01 | 7.6 | Solar |  |  | Interconnected | Lake Valley Township | 56296 | 3 | 5 | Residential |  | 42000 | 2021 | 2021
20251-214447-01 | Traverse Electric Coop | 116 | 19060 | Co-op | TEC-21-02 | 38.5 | Solar |  |  | Interconnected | North Ottawa Township | 56274 | 2 | 2 | Commercial |  | 135000 | 2021 | 2022
20251-214447-01 | Traverse Electric Coop | 116 | 19060 | Co-op | TEC-21-03 | 38.5 | Solar |  |  | Interconnected | Redpath Township | 56274 | 2 | 3 | Commercial |  | 135000 | 2021 | 2022
20251-214447-01 | Traverse Electric Coop | 116 | 19060 | Co-op | TEC-22-01 | 35.96 | Solar |  |  | Interconnected | Norcross | 56274 | 2 | 3 | Residential |  | 129702 | 2022 | 2023
20251-214447-01 | Traverse Electric Coop | 116 | 19060 | Co-op | NOVA7592 | 20.01 | Solar |  |  | Interconnected | Nashua | 56565 | Doran | 2 | Residential |  | 80000 | 2023 | 2023
20251-214473-01 | Truman Public Utilities | 180 | 19237 | Muni | NOVA5215 | 6 | Solar |  |  | Active Application | Truman | 56088 | 7200 Suib | South | Residential |  | 10000 | 2021
20252-214848-01 | Virginia Department of Public Utilities | 122 | 19883 | Muni | 20109120 | 12.48 | Solar |  |  | Interconnected | Virginia | 55792 | Olcott | 6 | Commercial |  |  |  | 2013
20252-214848-01 | Virginia Department of Public Utilities | 122 | 19883 | Muni | 20965010 | 10.14 | Solar |  |  | Interconnected | Virginia | 55792 | P&H | 4 | Commercial |  |  |  | 2013
20252-214848-01 | Virginia Department of Public Utilities | 122 | 19883 | Muni | 50849280 | 10.53 | Solar |  |  | Interconnected | Virginia | 55792 | PP | 4 | Commercial |  |  |  | 2013
20252-214848-01 | Virginia Department of Public Utilities | 122 | 19883 | Muni | 31184840 | 22.4 | Solar |  |  | Interconnected | Virginia | 55792 | PP | 5 | Commercial |  |  |  | 2017
20252-214848-01 | Virginia Department of Public Utilities | 122 | 19883 | Muni | 31191650 | 4.5 | Solar |  |  | Interconnected | Virginia | 55792 | PP | 2 | Residential |  |  |  | 2017
20252-214848-01 | Virginia Department of Public Utilities | 122 | 19883 | Muni | 10550858 | 3.8 | Solar |  |  | Interconnected | Virginia | 55792 | Ridgewood | 7 | Residential |  |  |  | 2019
20252-214848-01 | Virginia Department of Public Utilities | 122 | 19883 | Muni | 20102951 | 38.8 | Solar |  |  | Interconnected | Virginia | 55792 | PP | 2 | Commercial |  |  |  | 2019
20252-214848-01 | Virginia Department of Public Utilities | 122 | 19883 | Muni | 30971600 | 241.92 | Solar |  |  | Interconnected | Virginia | 55792 | PP | 5 | Commercial |  |  |  | 2019
20252-214848-01 | Virginia Department of Public Utilities | 122 | 19883 | Muni | 30213705 | 7.33 | Solar |  |  | Interconnected | Virginia | 55792 | PP | 3 | Residential |  | 25200 | 2021 | 2021
20252-214848-01 | Virginia Department of Public Utilities | 122 | 19883 | Muni | 20430155 | 7.25 | Solar |  |  | Interconnected | Virginia | 55792 | P&H | 4 | Residential |  | 42763 | 2022 | 2022
20252-214848-01 | Virginia Department of Public Utilities | 122 | 19883 | Muni | 20434450 | 5.22 | Solar |  |  | Interconnected | Virginia | 55792 | P&H | 4 | Residential |  | 19440 | 2022 | 2022
20252-214848-01 | Virginia Department of Public Utilities | 122 | 19883 | Muni | 20964441 | 10.24 | Solar |  |  | Interconnected | Virginia | 55792 | P&H | 4 | Residential |  | 36277 | 2022 | 2022
20252-214848-01 | Virginia Department of Public Utilities | 122 | 19883 | Muni | 30862752 | 9.57 | Solar |  |  | Interconnected | Virginia | 55792 | PP | 5 | Commercial |  | 45540 | 2022 | 2022
20252-214848-01 | Virginia Department of Public Utilities | 122 | 19883 | Muni | 10759352 | 10.24 | Solar |  |  | Interconnected | Virginia | 55792 | Midway |  | Residential |  | 42000 | 2023 | 2023
20252-214848-01 | Virginia Department of Public Utilities | 122 | 19883 | Muni | 40746253 | 6.912 | Solar |  |  | Interconnected | Virginia | 55792 | 10th ST S |  | Residential |  |  | 2024 | 2024
20252-214848-01 | Virginia Department of Public Utilities | 122 | 19883 | Muni | 20537602 | 14.4 | Solar |  |  | Interconnected | Virginia | 55792 | P&H |  | Residential |  | 49248 | 2024 | 2024
20252-215218-01 | Brown County Rural Electrical Association | 6 | 2316 | Co-op | BCR1 | 20 | Wind |  |  | Interconnected | Winthrop | 55396 | 16 | 2/B | Residential |  |  |  | 2002
20252-215218-01 | Brown County Rural Electrical Association | 6 | 2316 | Co-op | BCR2 | 13 | Solar |  |  | Interconnected | Sleepy Eye | 56085 | 11 | 2/A | Residential |  |  |  | 2009
20252-215218-01 | Brown County Rural Electrical Association | 6 | 2316 | Co-op | BCR3 | 3.8 | Wind |  |  | Interconnected | Springfield | 56087 | 1 | 1/B | Residential |  |  |  | 2009
20252-215218-01 | Brown County Rural Electrical Association | 6 | 2316 | Co-op | BCR4 | 3 | Solar |  |  | Interconnected | Springfield | 56087 | 1 | 1/B | Residential |  |  |  | 2009
20252-215218-01 | Brown County Rural Electrical Association | 6 | 2316 | Co-op | BCR5 | 4 | Solar |  |  | Interconnected | Winthrop | 55396 | 16 | 2/B | Residential |  |  |  | 2010
20252-215218-01 | Brown County Rural Electrical Association | 6 | 2316 | Co-op | BCR6 | 20 | Wind |  |  | Interconnected | New Ulm | 56073 | 4 | 1/C | Residential |  |  |  | 2010
20252-215218-01 | Brown County Rural Electrical Association | 6 | 2316 | Co-op | BCR7 | 2.4 | Wind |  |  | Interconnected | Hanska | 56041 | 3 | 3/C | Residential |  |  |  | 2010
20252-215218-01 | Brown County Rural Electrical Association | 6 | 2316 | Co-op | BCR8 | 3 | Solar |  |  | Interconnected | Hanska | 56041 | 3 | 3/C | Residential |  |  |  | 2010
20252-215218-01 | Brown County Rural Electrical Association | 6 | 2316 | Co-op | BCR9 | 37.5 | Solar |  |  | Interconnected | Fairfax | 55332 | 11 | 2/C | Commercial |  |  |  | 2015
20252-215218-01 | Brown County Rural Electrical Association | 6 | 2316 | Co-op | BCR10 | 9.5 | Solar |  |  | Interconnected | New Ulm | 56073 | 8 | 1/B | Residential |  | 37000 | 2015 | 2015
20252-215218-01 | Brown County Rural Electrical Association | 6 | 2316 | Co-op | BCR11 | 39 | Wind |  |  | Interconnected | Comfrey | 56019 | 17 | 1/ABC | Residential |  |  |  |  | 2023
20252-215218-01 | Brown County Rural Electrical Association | 6 | 2316 | Co-op | BCR12 | 20 | Wind |  |  | Interconnected | Hanska | 56041 | 18 | 2/C | Commercial
20252-215218-01 | Brown County Rural Electrical Association | 6 | 2316 | Co-op | BCR13 | 39.6 | Solar |  |  | Interconnected | Lafeyette | 56054 | 7 | 2/C | Commercial |  | 180000 | 2016 | 2016
20252-215218-01 | Brown County Rural Electrical Association | 6 | 2316 | Co-op | BCR14 | 39.2 | Solar |  |  | Interconnected | Winthrop | 55396 | 7 | 3/A | Residential |  | 163000 | 2016 | 2016
20252-215218-01 | Brown County Rural Electrical Association | 6 | 2316 | Co-op | BCR15 | 8.5 | Solar |  |  | Interconnected | Fairfax | 55332 | 11 | 2/B | Residential |  | 30855 | 2016 | 2016
20252-215218-01 | Brown County Rural Electrical Association | 6 | 2316 | Co-op | BCR16 | 10.45 | Solar |  |  | Interconnected | New Ulm | 56073 | 4 | 2/C | Residential |  | 33962 | 2016 | 2016
20252-215218-01 | Brown County Rural Electrical Association | 6 | 2316 | Co-op | BCR17 | 22.8 | Solar |  |  | Interconnected | New Ulm | 56073 | 6 | 4/C | Residential |  | 85000 | 2016 | 2016
20252-215218-01 | Brown County Rural Electrical Association | 6 | 2316 | Co-op | BCR18 | 5 | Solar |  |  | Interconnected | Comfrey | 56019 | 2 | 3/C | Residential |  |  | 2016 | 2016
20252-215218-01 | Brown County Rural Electrical Association | 6 | 2316 | Co-op | BCR19 | 5.5 | Solar |  |  | Interconnected | Springfield | 56087 | 1 | 2/A | Residential |  | 21745 | 2016 | 2016
20252-215218-01 | Brown County Rural Electrical Association | 6 | 2316 | Co-op | BCR20 | 3.36 | Solar |  |  | Interconnected | New Ulm | 56073 | 8 | 1/A | Residential |  | 14760 | 2016 | 2016
20252-215218-01 | Brown County Rural Electrical Association | 6 | 2316 | Co-op | BCR21 | 8.625 | Solar |  |  | Interconnected | Courtland | 56021 | 5 | 2/C | Residential |  | 40000 | 2016 | 2017
20252-215218-01 | Brown County Rural Electrical Association | 6 | 2316 | Co-op | BCR22 | 60 | Solar |  |  | Interconnected | Courtland | 56021 | 5 | 2/C | Commercial |  | 280000 | 2016 | 2017
20252-215218-01 | Brown County Rural Electrical Association | 6 | 2316 | Co-op | BCR23 | 82.5 | Solar |  |  | Interconnected | New Ulm | 56073 | 4 | 1/ABC | Commercial |  | 310000 | 2013 | 2013
20252-215218-01 | Brown County Rural Electrical Association | 6 | 2316 | Co-op | BCR24 | 58.5 | Solar |  |  | Interconnected | Morgan | 56266 | 11 | 4/A | Commercial |  | 280000 | 2016 | 2016
20252-215218-01 | Brown County Rural Electrical Association | 6 | 2316 | Co-op | BCR25 | 36 | Solar |  |  | Interconnected | New Ulm | 56073 | 13 | 1/C | Residential |  | 186000 | 2017 | 2017
20252-215218-01 | Brown County Rural Electrical Association | 6 | 2316 | Co-op | BCR26 | 30 | Solar |  |  | Interconnected | Springfield | 56087 | 2 | 4/B | Commercial |  | 93000 | 2017 | 2017
20252-215218-01 | Brown County Rural Electrical Association | 6 | 2316 | Co-op | BCR27 | 12 | Solar |  |  | Interconnected | Gibbon | 55335 | 6 | 4/C | Commercial |  | 75400 | 2018 | 2018
20252-215218-01 | Brown County Rural Electrical Association | 6 | 2316 | Co-op | BCR28 | 4.8 | Solar |  |  | Interconnected | Hanska | 56041 | 3 | 2/A | Residential |  | 19200 | 2018 | 2018
20252-215218-01 | Brown County Rural Electrical Association | 6 | 2316 | Co-op | BCR29 | 18 | Solar |  |  | Interconnected | New Ulm | 56073 | 4 | 1/A | Residential |  | 75360 | 2018 | 2018
20252-215218-01 | Brown County Rural Electrical Association | 6 | 2316 | Co-op | BCR30 | 20 | Solar |  |  | Interconnected | New Ulm | 56073 | 4 | 2/C | Residential |  | 70715 | 2019 | 2019
20252-215218-01 | Brown County Rural Electrical Association | 6 | 2316 | Co-op | BCR31 | 31.9 | Solar |  |  | Interconnected | New Ulm | 56073 | 4 | 2/C | Residential |  | 147550 | 2019 | 2019
20252-215218-01 | Brown County Rural Electrical Association | 6 | 2316 | Co-op | BCR32 | 10 | Solar |  |  | Interconnected | New Ulm | 56073 | 8 | 1/B | Residential |  | 34000 | 2018 | 2018
20252-215218-01 | Brown County Rural Electrical Association | 6 | 2316 | Co-op | BCR33 | 3.36 | Solar |  |  | Interconnected | New Ulm | 56073 | 8 | 1/A | Residential |  | 12996 | 2018 | 2018
20252-215218-01 | Brown County Rural Electrical Association | 6 | 2316 | Co-op | BCR34 | 6 | Solar |  |  | Interconnected | New Ulm | 56073 | 4 | 1/A | Residential |  | 22680 | 2019 | 2019
20252-215218-01 | Brown County Rural Electrical Association | 6 | 2316 | Co-op | BCR35 | 4.64 | Solar |  |  | Interconnected | New Ulm | 56073 | 5 | 4/C | Residential |  | 18900 | 2019 | 2020
20252-215218-01 | Brown County Rural Electrical Association | 6 | 2316 | Co-op | BCR36 | 37.1 | Solar |  |  | Interconnected | Saint James | 56081 | 3 | 3/A | Commercial |  | 93000 | 2020 | 2020
20252-215218-01 | Brown County Rural Electrical Association | 6 | 2316 | Co-op | BCR37 | 12 | Solar |  |  | Interconnected | Winthrop | 55396 | 7 | 1/C | Residential |  | 48650 | 2021 | 2021
20252-215218-01 | Brown County Rural Electrical Association | 6 | 2316 | Co-op | BCR38 | 12.215 | Solar |  |  | Interconnected | New Ulm | 56073 | 5 | 3/A | Residential |  | 55846 | 2021 | 2021
20252-215218-01 | Brown County Rural Electrical Association | 6 | 2316 | Co-op | BCR39 | 6.09 | Solar |  |  | Interconnected | Hanska | 56041 | 14 | 4/C | Residential |  | 21840 | 2021 | 2021
20252-215218-01 | Brown County Rural Electrical Association | 6 | 2316 | Co-op | BCR40 | 14.5 | Solar |  |  | Interconnected | Springfield | 56087 | 10 | 2/C | Residential |  | 51280 | 2021 | 2021
20252-215218-01 | Brown County Rural Electrical Association | 6 | 2316 | Co-op | BCR41 | 6 | Solar |  |  | Interconnected | Sleepy Eye | 56085 | 11 | 3/A | Residential |  | 29700 | 2021 | 2021
20252-215218-01 | Brown County Rural Electrical Association | 6 | 2316 | Co-op | BCR42 | 20.16 | Storage |  |  | Active Application | Springfield | 56087 | 1 | 2/A | Residential |  | 30300 | 2021
20252-215218-01 | Brown County Rural Electrical Association | 6 | 2316 | Co-op | BCR43 | 50 | Wind |  |  | Interconnected | Winthrop | 55396 | 16 | 2/ABC | Commercial |  | 159000 | 2022 | 2022
20252-215218-01 | Brown County Rural Electrical Association | 6 | 2316 | Co-op | BCR44 | 34 | Solar |  |  | Interconnected | Fairfax | 55332 | 11 | 2/ABC | Commercial |  | 225160 | 2022 | 2022
20252-215218-01 | Brown County Rural Electrical Association | 6 | 2316 | Co-op | BCR45 | 39.4 | Solar |  |  | Interconnected | Sleepy Eye | 56085 | 2 | 1/B | Commercial |  | 130187 | 2022 | 2022
20252-215218-01 | Brown County Rural Electrical Association | 6 | 2316 | Co-op | BCR46 | 38 | Solar |  |  | Interconnected | Lafeyette | 56054 | 6 | 2/C | Residential |  | 143180 | 2022 | 2022
20252-215218-01 | Brown County Rural Electrical Association | 6 | 2316 | Co-op | BCR47 | 36 | Solar |  |  | Interconnected | Lafeyette | 56054 | 7 | 2/C | Residential |  | 247670 | 2022 | 2022
20252-215218-01 | Brown County Rural Electrical Association | 6 | 2316 | Co-op | BCR48 | 36 | Solar |  |  | Interconnected | New Ulm | 56073 | 4 | 1/B | Residential |  | 249270 | 2022 | 2022
20252-215218-01 | Brown County Rural Electrical Association | 6 | 2316 | Co-op | BCR49 | 12 | Solar |  |  | Interconnected | Sleepy Eye | 56085 | 11 | 2/B | Residential |  | 95670 | 2022 | 2022
20252-215218-01 | Brown County Rural Electrical Association | 6 | 2316 | Co-op | BCR50 | 17.69 | Solar |  |  | Interconnected | Springfield | 56087 | 1 | 1/C | Residential |  | 62000 | 2022 | 2023
20252-215218-01 | Brown County Rural Electrical Association | 6 | 2316 | Co-op | BCR51 | 18.85 | Solar |  |  | Interconnected | Hanska | 56041 | 3 | 2/C | Residential |  | 92368 | 2022 | 2023
20252-215218-01 | Brown County Rural Electrical Association | 6 | 2316 | Co-op | BCR52 | 7.25 | Solar |  |  | Interconnected | New Ulm | 56073 | 13 | 2/A | Residential |  | 30520 | 2022 | 2023
20252-215218-01 | Brown County Rural Electrical Association | 6 | 2316 | Co-op | BCR53 | 25 | Wind |  |  | Interconnected | Springfield | 56087 | 1 | 2/ABC | Commercial |  | 220000 | 2023 | 2024
20252-215218-01 | Brown County Rural Electrical Association | 6 | 2316 | Co-op | BCR54 | 25 | Wind |  |  | Interconnected | Sleepy Eye | 56085 | 11 | 2/B | Residential |  | 189000 | 2023 | 2024
20252-215218-01 | Brown County Rural Electrical Association | 6 | 2316 | Co-op | BCR55 | 37.5 | Solar |  |  | Interconnected | Winthrop | 55396 | 7 | 4/A | Commercial |  | 98000 | 2023 | 2023
20252-215218-01 | Brown County Rural Electrical Association | 6 | 2316 | Co-op | BCR56 | 9.28 | Solar |  |  | Interconnected | Comfrey | 56019 | 17 | 1/C | Residential |  | 37000 | 2023 | 2023
20252-215218-01 | Brown County Rural Electrical Association | 6 | 2316 | Co-op | BCR57 | 14.592 | Solar |  |  | Interconnected | Fairfax | 55332 | 11 | 2/A | Residential |  | 54160 | 2023 | 2024
20252-215218-01 | Brown County Rural Electrical Association | 6 | 2316 | Co-op | BCR58 | 8.505 | Solar |  |  | Interconnected | Hanska | 56041 | 14 | 1/A | Residential |  | 24608 | 2023 | 2024
20252-215218-01 | Brown County Rural Electrical Association | 6 | 2316 | Co-op | BCR59 | 11.4 | Solar |  |  | Interconnected | New Ulm | 56073 | 4 | 1/A | Residential |  | 41176 | 2024 | 2024
20252-215218-01 | Brown County Rural Electrical Association | 6 | 2316 | Co-op | BCR60 | 38.4 | Solar |  |  | Interconnected | Gibbon | 55335 | 8 | 1/C | Residential |  | 180750 | 2024 | 2025
20252-215218-01 | Brown County Rural Electrical Association | 6 | 2316 | Co-op | BCR61 | 50.256 | Solar |  |  | Active Application | Hanska | 56041 | 14 | 4/A | Commercial |  | 147130 | 2024
20252-215688-01 | Warroad Municipal Light & Power | 77 | 20134 | Muni | NOVAWAR02 | 36 | Solar |  |  | Interconnected | Warroad | 56763 | Warroad Municipal | 1-Main | Commercial |  | 1561 | 2021 | 2022
20252-215688-01 | Warroad Municipal Light & Power | 77 | 20134 | Muni | NOVAWAR01 | 3.8 | Solar |  |  | Interconnected | Warroad | 56763 | Warroad Municipal | 1-Main | Residential |  |  | 2022 | 2022
20252-215688-01 | Warroad Municipal Light & Power | 77 | 20134 | Muni | NOVA9065 | 39.6 | Solar |  |  | Interconnected | Warroad | 56763 | Haslerud | North | Commercial |  | 150000 | 2024 | 2024
20252-215688-01 | Warroad Municipal Light & Power | 77 | 20134 | Muni | NOVA12262 | 3500 | Other |  | X | Active Application | Warroad | 56763 | Warroad Municipal | 1-Main | Residential |  |  | 2024
20251-214467-01 | WELLS PUBLIC UTILITIES | 50 | 29295 | Muni | NOVA3879 | 12.1 | Solar |  |  | Interconnected | Wells | 56097 | 1 | 4 | Residential |  | 37295.41 | 2020 | 2021
20251-214467-01 | WELLS PUBLIC UTILITIES | 50 | 29295 | Muni | NOVA4063 | 5.58 | Solar |  |  | Interconnected | Wells | 56097 | 1 | 1 | Residential |  | 28814.09 | 2021 | 2021
20251-214467-01 | WELLS PUBLIC UTILITIES | 50 | 29295 | Muni | NOVA5125 | 10 | Solar |  |  | Interconnected | Wells | 56097 | 1 | 1 | Residential |  | 24150 | 2021 | 2022
20251-214467-01 | WELLS PUBLIC UTILITIES | 50 | 29295 | Muni | NOVA5329 | 5 | Solar |  |  | Withdrawn | Wells | 56097 | 1 | 4 | Residential |  | 20951 | 2021
20251-214467-01 | WELLS PUBLIC UTILITIES | 50 | 29295 | Muni | NOVA5633 | 7.6 | Solar |  |  | Interconnected | Wells | 56097 | 1 | 1 | Residential |  | 18400 | 2022 | 2022
20251-214467-01 | WELLS PUBLIC UTILITIES | 50 | 29295 | Muni | NOVA7123 | 9.6 | Solar |  |  | Interconnected | Wells | 56097 | 1 | 1 | Residential |  | 40962 | 2022 | 2023
20251-214467-01 | WELLS PUBLIC UTILITIES | 50 | 29295 | Muni | NOVA10735 | 5 | Solar |  |  | Active Application | Wells | 56097 | 1 | 1 | Residential |  | 10789.53 | 2024
20251-214467-01 | WELLS PUBLIC UTILITIES | 50 | 29295 | Muni | NOVA10786 | 10.75 | Solar |  |  | Interconnected | Wells | 56097 | 1 | 3 | Residential |  | 17850 | 2024 | 2024
20251-214467-01 | WELLS PUBLIC UTILITIES | 50 | 29295 | Muni | NOVA11865 | 8.83 | Solar |  |  | Interconnected | Wells | 56097 | 1 | 1 | Residential |  | 28805 | 2024 | 2024
20251-214467-01 | WELLS PUBLIC UTILITIES | 50 | 29295 | Muni | NOVA12034 | 34.6 | Solar |  |  | Active Application | Wells | 56097 | 1 | 3 | Commercial |  | 103370 | 2024
20252-215874-01 | Westbrook Public Utilities | 224 | 20430 | Muni | S-01 | 9.75 | Solar |  |  | Interconnected | Westbrook | 56183 | 1 | 2 | Residential |  |  | 2017 | 2017
20252-215874-01 | Westbrook Public Utilities | 224 | 20430 | Muni | S-02 | 15.6 | Solar |  |  | Interconnected | Westbrook | 56183 | 1 | 3 | Residential |  |  | 2023 | 2023
20251-214181-01 | Wild Rice Electric Cooperative Inc | 127 | 20639 | Co-op | RT0079 | 20 | Wind |  |  | Decommissioned | Twin Valley | 56584 | Flom | 2 | Residential |  |  | 2002 | 2002 | 2013
20251-214181-01 | Wild Rice Electric Cooperative Inc | 127 | 20639 | Co-op | RD5930 | 10 | Wind |  |  | Decommissioned | Detroit Lakes | 56501 | Audubon | 1 | Residential |  |  | 2009 | 2009 | 2013
20251-214181-01 | Wild Rice Electric Cooperative Inc | 127 | 20639 | Co-op | WH7155 | 2.4 | Wind |  |  | Interconnected | Audubon | 56511 | Audubon | 3 | Residential |  |  | 2009 | 2009
20251-214181-01 | Wild Rice Electric Cooperative Inc | 127 | 20639 | Co-op | JN3908 | 3.7 | Wind |  |  | Interconnected | Lake Park | 56554 | Christianson | 3 | Residential |  |  | 2010 | 2010
20251-214181-01 | Wild Rice Electric Cooperative Inc | 127 | 20639 | Co-op | OB5840 | 50 | Wind |  |  | Interconnected | Waubun | 56589 | Flom | 2 | Commercial |  |  | 2012 | 2012
20251-214181-01 | Wild Rice Electric Cooperative Inc | 127 | 20639 | Co-op | DT5343 | 3.2 | Solar |  |  | Interconnected | Lengby | 56651 | Sand Hill | 1 | Residential |  |  | 2006 | 2006
20251-214181-01 | Wild Rice Electric Cooperative Inc | 127 | 20639 | Co-op | TD7304 | 4.6 | Solar |  |  | Interconnected | Fosston | 56542 | Fosston | 1 | Residential |  |  | 2010 | 2010
20251-214181-01 | Wild Rice Electric Cooperative Inc | 127 | 20639 | Co-op | TH5298 | 1.15 | Solar |  |  | Interconnected | Frazee | 56544 | Erie | 3 | Residential |  |  | 2011 | 2011
20251-214181-01 | Wild Rice Electric Cooperative Inc | 127 | 20639 | Co-op | WE5990 | 10.2 | Solar |  |  | Interconnected | White Earth | 56591 | White Earth | 3 | Residential |  |  | 2013 | 2013
20251-214181-01 | Wild Rice Electric Cooperative Inc | 127 | 20639 | Co-op | WE3906 | 3.64 | Solar |  |  | Interconnected | White Earth | 56591 | White Earth | 3 | Residential |  |  | 2013 | 2013
20251-214181-01 | Wild Rice Electric Cooperative Inc | 127 | 20639 | Co-op | JA0765 | 8 | Solar |  |  | Interconnected | Detroit Lakes | 56501 | Erie | 5 | Residential |  |  | 2013 | 2013
20251-214181-01 | Wild Rice Electric Cooperative Inc | 127 | 20639 | Co-op | TR1203 | 13.92 | Solar |  |  | Interconnected | Richwood | 56578 | Richwood | 3 | Residential |  |  | 2013 | 2013
20251-214181-01 | Wild Rice Electric Cooperative Inc | 127 | 20639 | Co-op | RB6225 | 10.2 | Solar |  |  | Interconnected | White Earth | 56591 | White Earth | 3 | Residential |  |  | 2013 | 2013
20251-214181-01 | Wild Rice Electric Cooperative Inc | 127 | 20639 | Co-op | DJ7897 | 8.6 | Solar |  |  | Interconnected | Rochert | 56578 | Erie | 5 | Residential |  |  | 2013 | 2013
20251-214181-01 | Wild Rice Electric Cooperative Inc | 127 | 20639 | Co-op | SG7897 | 18 | Solar |  |  | Interconnected | Lake Park | 56554 | Christianson | 3 | Residential |  |  | 2015 | 2015
20251-214181-01 | Wild Rice Electric Cooperative Inc | 127 | 20639 | Co-op | RB4390 | 37.8 | Solar |  |  | Interconnected | Lake Park | 56554 | Hitterdal | 2 | Residential |  |  | 2016 | 2016
20251-214181-01 | Wild Rice Electric Cooperative Inc | 127 | 20639 | Co-op | GR2634 | 8.2 | Solar |  |  | Interconnected | Rochert | 56578 | Erie | 3 | Residential |  |  | 2016 | 2016
20251-214181-01 | Wild Rice Electric Cooperative Inc | 127 | 20639 | Co-op | GJ5489 | 10.4 | Solar |  |  | Interconnected | Detroit Lakes | 56501 | Erie | 1 | Residential |  |  | 2016 | 2016
20251-214181-01 | Wild Rice Electric Cooperative Inc | 127 | 20639 | Co-op | BM64724 | 10 | Solar |  |  | Interconnected | Rochert | 56578 | Erie | 3 | Residential |  |  | 2016 | 2016
20251-214181-01 | Wild Rice Electric Cooperative Inc | 127 | 20639 | Co-op | CF2835 | 5.2 | Solar |  |  | Interconnected | Mentor | 56536 | Maple Bay | 3 | Residential |  |  | 2016 | 2016
20251-214181-01 | Wild Rice Electric Cooperative Inc | 127 | 20639 | Co-op | JA7427 | 24 | Solar |  |  | Interconnected | Hawley | 56549 | Christianson | 1 | Residential |  |  | 2016 | 2016
20251-214181-01 | Wild Rice Electric Cooperative Inc | 127 | 20639 | Co-op | MP9155 | 23.12 | Solar |  |  | Interconnected | Hawley | 56549 | Hawley | 3 | Residential |  |  | 2017 | 2017
20251-214181-01 | Wild Rice Electric Cooperative Inc | 127 | 20639 | Co-op | EB1866 | 11.4 | Solar |  |  | Interconnected | Hawley | 56549 | Christianson | 2 | Residential |  |  | 2017 | 2018
20251-214181-01 | Wild Rice Electric Cooperative Inc | 127 | 20639 | Co-op | DN1732 | 10 | Solar |  |  | Interconnected | Erskine | 56535 | Erskine | 2 | Residential |  |  | 2018 | 2018
20251-214181-01 | Wild Rice Electric Cooperative Inc | 127 | 20639 | Co-op | EL0073 | 10 | Solar |  |  | Interconnected | White Earth | 59591 | Oakland | 2 | Residential |  |  | 2018 | 2018
20251-214181-01 | Wild Rice Electric Cooperative Inc | 127 | 20639 | Co-op | JZ9946 | 20 | Solar |  |  | Interconnected | Rochert | 56578 | Richwood | 3 | Residential |  |  | 2018 | 2018
20251-214181-01 | Wild Rice Electric Cooperative Inc | 127 | 20639 | Co-op | JR6367 | 18 | Solar |  |  | Interconnected | Hawley | 56549 | Hawley | 3 | Residential |  |  | 2019 | 2019
20251-214181-01 | Wild Rice Electric Cooperative Inc | 127 | 20639 | Co-op | SE4325 | 15.5 | Solar |  |  | Interconnected | Audubon | 56511 | Hitterdal | 3 | Residential |  |  | 2019 | 2019
20251-214181-01 | Wild Rice Electric Cooperative Inc | 127 | 20639 | Co-op | TB1525 | 9.28 | Solar |  |  | Interconnected | Mentor | 56736 | Maple Bay | 3 | Residential |  |  | 2019 | 2019
20251-214181-01 | Wild Rice Electric Cooperative Inc | 127 | 20639 | Co-op | NOVA2363 | 38.19 | Solar |  |  | Interconnected | Mahnomen | 56557 | Waukon | 122 | Residential |  | 108500 | 2019 | 2020
20251-214181-01 | Wild Rice Electric Cooperative Inc | 127 | 20639 | Co-op | NOVA2397 | 37.2 | Solar |  |  | Interconnected | Mahnomen | 56557 | Flom | 113 | Residential |  | 108500 | 2019 | 2020
20251-214181-01 | Wild Rice Electric Cooperative Inc | 127 | 20639 | Co-op | NOVA2514 | 15 | Solar |  |  | Withdrawn | Detroit Lakes | 56501 | Richwood | 164 | Residential |  | 32000 | 2019
20251-214181-01 | Wild Rice Electric Cooperative Inc | 127 | 20639 | Co-op | NOVA2515 | 36 | Solar |  |  | Interconnected | Gary | 56545 | Waukon | 122 | Commercial |  | 237000 | 2019 | 2020
20251-214181-01 | Wild Rice Electric Cooperative Inc | 127 | 20639 | Co-op | NOVA2516 | 36 | Solar |  |  | Interconnected | Mahnomen | 56557 | Flom | 113 | Commercial |  | 237000 | 2019 | 2020
20251-214181-01 | Wild Rice Electric Cooperative Inc | 127 | 20639 | Co-op | NOVA2517 | 36 | Solar |  |  | Interconnected | Gary | 56545 | Waukon | 122 | Commercial |  | 237000 | 2019 | 2020
20251-214181-01 | Wild Rice Electric Cooperative Inc | 127 | 20639 | Co-op | NOVA2955 | 36 | Solar |  |  | Interconnected | Hitterdal | 56552 | Hitterdal | 55 | Residential |  | 237000 | 2020 | 2020
20251-214181-01 | Wild Rice Electric Cooperative Inc | 127 | 20639 | Co-op | NOVA2892 | 36 | Solar |  |  | Interconnected | Mahnomen | 56557 | Beaulieu | 44 | Residential |  | 237000 | 2020 | 2020
20251-214181-01 | Wild Rice Electric Cooperative Inc | 127 | 20639 | Co-op | NOVA3242 | 38 | Solar |  |  | Interconnected | Bejou | 56516 | Rindal | 14 | Residential |  | 174545 | 2020 | 2020
20251-214181-01 | Wild Rice Electric Cooperative Inc | 127 | 20639 | Co-op | NOVA3729 | 30 | Solar |  |  | Interconnected | Naytahwaush | 56566 | Beaulieu | 43 | Commercial |  | 99452.76 | 2020 | 2021
20251-214181-01 | Wild Rice Electric Cooperative Inc | 127 | 20639 | Co-op | NOVA3769 | 29.99 | Solar |  |  | Interconnected | Naytahwaush | 56566 | Beaulieu | 43 | Industrial |  | 99452.76 | 2020 | 2021
20251-214181-01 | Wild Rice Electric Cooperative Inc | 127 | 20639 | Co-op | NOVA3772 | 30 | Solar |  |  | Interconnected | Ogema | 56569 | White Earth | 53 | Commercial |  | 99452.76 | 2020 | 2021
20251-214181-01 | Wild Rice Electric Cooperative Inc | 127 | 20639 | Co-op | NOVA3775 | 30 | Solar |  |  | Decommissioned | Mahnomen | 56557 | Beaulieu | 44 | Commercial |  | 99452.76 | 2020 | 2021
20251-214181-01 | Wild Rice Electric Cooperative Inc | 127 | 20639 | Co-op | NOVA3950 | 9.57 | Solar |  |  | Interconnected | Detroit Lakes | 56501 | Erie | 65 | Residential |  | 15000 | 2020 | 2020
20251-214181-01 | Wild Rice Electric Cooperative Inc | 127 | 20639 | Co-op | NOVA4608 | 6.7 | Solar |  |  | Withdrawn | Ogema | 56569 | White Earth | 52 | Residential |  | 10672 | 2021
20251-214181-01 | Wild Rice Electric Cooperative Inc | 127 | 20639 | Co-op | NOVA4757 | 28 | Solar |  |  | Interconnected | Fosston | 56542 | Fosston | 171 | Residential |  | 20000 | 2021 | 2022
20251-214181-01 | Wild Rice Electric Cooperative Inc | 127 | 20639 | Co-op | NOVA4979 | 15 | Solar |  |  | Active Application | Detroit Lakes | 56501 | Erie | 065 | Residential |  | 8000 | 2021
20251-214181-01 | Wild Rice Electric Cooperative Inc | 127 | 20639 | Co-op | NOVA5325 | 39.99 | Solar |  |  | Interconnected | Fertile | 56540 | Rindal | 014 | Commercial |  | 259000 | 2021 | 2022
20251-214181-01 | Wild Rice Electric Cooperative Inc | 127 | 20639 | Co-op | NOVA5499 | 28 | Solar |  |  | Interconnected | Detroit Lakes | 56501 | Audubon | 071 | Residential |  | 73000 | 2022 | 2023
20251-214181-01 | Wild Rice Electric Cooperative Inc | 127 | 20639 | Co-op | NOVA5697 | 39.98 | Solar |  |  | Interconnected | Gary | 56545 | Waukon | 122 | Commercial |  | 254000 | 2022 | 2022
20251-214181-01 | Wild Rice Electric Cooperative Inc | 127 | 20639 | Co-op | NOVA5729 | 22.8 | Solar |  |  | Interconnected | Winger | 56592 | Woodside | 183 | Residential |  | 118000 | 2023 | 2023
20251-214181-01 | Wild Rice Electric Cooperative Inc | 127 | 20639 | Co-op | NOVA5789 | 19.99 | Solar |  |  | Interconnected | Bejou | 56516 | Sand Hill | 032 | Residential |  | 68575 | 2022 | 2023
20251-214181-01 | Wild Rice Electric Cooperative Inc | 127 | 20639 | Co-op | NOVA5829 | 7.2 | Solar |  |  | Interconnected | Hawley | 56549 | Hawley | 082 | Residential |  | 29600 | 2022 | 2023
20251-214181-01 | Wild Rice Electric Cooperative Inc | 127 | 20639 | Co-op | NOVA6302 | 37.99 | Solar |  |  | Interconnected | Waubun | 56589 | Oakland | 142 | Residential |  | 182513.51 | 2022 | 2023
20251-214181-01 | Wild Rice Electric Cooperative Inc | 127 | 20639 | Co-op | NOVA6402 | 38 | Solar |  |  | Withdrawn | Hawley | 56549 | Hawley | 081 | Residential |  | 135000 | 2022
20251-214181-01 | Wild Rice Electric Cooperative Inc | 127 | 20639 | Co-op | NOVA6912 | 10.25 | Solar |  |  | Interconnected | Rochert | 56578 | Richwood | 163 | Residential |  | 41750 | 2022 | 2023
20251-214181-01 | Wild Rice Electric Cooperative Inc | 127 | 20639 | Co-op | NOVA7039 | 35 | Solar |  |  | Interconnected | Twin Valley | 56584 | Waukon | 122 | Residential |  | 241705 | 2022 | 2023
20251-214181-01 | Wild Rice Electric Cooperative Inc | 127 | 20639 | Co-op | NOVA7069 | 38 | Solar |  |  | Interconnected | Twin Valley | 56584 | Flom | 113 | Residential |  | 159160 | 2022 | 2023
20251-214181-01 | Wild Rice Electric Cooperative Inc | 127 | 20639 | Co-op | NOVA7130 | 11.4 | Solar |  |  | Interconnected | Erskine | 56535 | Rindal | 012 | Residential |  | 15000 | 2022 | 2022
20251-214181-01 | Wild Rice Electric Cooperative Inc | 127 | 20639 | Co-op | NOVA7204 | 15 | Solar |  |  | Interconnected | Winger | 56592 | Rindal | 013 | Residential |  | 74764.71 | 2023 | 2023
20251-214181-01 | Wild Rice Electric Cooperative Inc | 127 | 20639 | Co-op | NOVA7373 | 37.5 | Solar |  |  | Interconnected | Ogema | 56569 | White Earth | 054 | Residential |  | 113300 | 2022 | 2023
20251-214181-01 | Wild Rice Electric Cooperative Inc | 127 | 20639 | Co-op | NOVA7429 | 24.94 | Solar |  |  | Interconnected | Waubun | 56589 | Oakland | 144 | Residential |  | 83889 | 2023 | 2023
20251-214181-01 | Wild Rice Electric Cooperative Inc | 127 | 20639 | Co-op | NOVA7737 | 22.33 | Solar |  |  | Interconnected | Mentor | 56736 | Maple Bay | 133 | Residential |  | 104485 | 2023 | 2023
20251-214181-01 | Wild Rice Electric Cooperative Inc | 127 | 20639 | Co-op | NOVA7762 | 30.4 | Solar |  |  | Interconnected | Lake Park | 56554 | Christensen | 154 | Residential |  | 151440 | 2023 | 2023
20251-214181-01 | Wild Rice Electric Cooperative Inc | 127 | 20639 | Co-op | NOVA7908 | 36 | Solar |  |  | Withdrawn | Waubun | 56589 | Oakland | 142 | Residential |  | 150000 | 2023
20251-214181-01 | Wild Rice Electric Cooperative Inc | 127 | 20639 | Co-op | NOVA7944 | 36 | Solar |  |  | Withdrawn | Gary | 56545 | Waukon | 123 | Commercial |  | 268980 | 2023
20251-214181-01 | Wild Rice Electric Cooperative Inc | 127 | 20639 | Co-op | NOVA8001 | 38 | Solar |  |  | Active Application | Fosston | 56542 | Erskine | 021 | Residential |  | 268980 | 2023
20251-214181-01 | Wild Rice Electric Cooperative Inc | 127 | 20639 | Co-op | NOVA8150 | 19.97 | Solar |  |  | Interconnected | Waubun | 56589 | Flom | 111 | Residential |  | 76594 | 2023 | 2023
20251-214181-01 | Wild Rice Electric Cooperative Inc | 127 | 20639 | Co-op | NOVA8198 | 9.6 | Solar |  |  | Interconnected | Waubun | 56589 | Oakland | 142 | Residential |  | 30685 | 2023 | 2023
20251-214181-01 | Wild Rice Electric Cooperative Inc | 127 | 20639 | Co-op | NOVA8386 | 39.9 | Solar |  |  | Interconnected | Gary | 56545 | Waukon | 123 | Residential |  | 268980 | 2023 | 2024
20251-214181-01 | Wild Rice Electric Cooperative Inc | 127 | 20639 | Co-op | NOVA8396 | 31.2 | Solar |  |  | Interconnected | Mahnomen | 56557 | Flom | 113 | Residential |  | 78900 | 2023 | 2023
20251-214181-01 | Wild Rice Electric Cooperative Inc | 127 | 20639 | Co-op | NOVA8416 | 12.26 | Solar |  |  | Interconnected | Lake Park | 56554 | Hawley | 082 | Residential |  | 27000 | 2023 | 2023
20251-214181-01 | Wild Rice Electric Cooperative Inc | 127 | 20639 | Co-op | NOVA8447 | 31.68 | Solar |  |  | Interconnected | Mahnomen | 56557 | Flom | 113 | Residential |  | 96000 | 2023 | 2023
20251-214181-01 | Wild Rice Electric Cooperative Inc | 127 | 20639 | Co-op | NOVA8764 | 38 | Solar |  |  | Interconnected | Bejou | 56516 | Waukon | 121 | Residential |  | 183888 | 2023 | 2024
20251-214181-01 | Wild Rice Electric Cooperative Inc | 127 | 20639 | Co-op | NOVA8857 | 39.98 | Solar |  |  | Interconnected | Mahnomen | 56557 | Beaulieu | 044 | Residential |  | 127080 | 2023 | 2024
20251-214181-01 | Wild Rice Electric Cooperative Inc | 127 | 20639 | Co-op | NOVA8874 | 39.98 | Solar |  |  | Active Application | Hawley | 56549 | Hawley | 081 | Residential |  | 115488 | 2023
20251-214181-01 | Wild Rice Electric Cooperative Inc | 127 | 20639 | Co-op | NOVA9029 | 18.43 | Solar |  |  | Interconnected | Hitterdal | 56552 | Hitterdal | 95 | Residential |  | 52485 | 2024 | 2024
20251-214181-01 | Wild Rice Electric Cooperative Inc | 127 | 20639 | Co-op | NOVA9096 | 11.6 | Solar |  |  | Interconnected | Hawley | 56549 | Hawley | 81 | Residential |  | 58700 | 2024 | 2024
20251-214181-01 | Wild Rice Electric Cooperative Inc | 127 | 20639 | Co-op | NOVA9165 | 17.66 | Solar |  |  | Interconnected | Detroit Lakes | 56501 | Richwood | 164 | Residential |  |  | 2024 | 2024
20251-214181-01 | Wild Rice Electric Cooperative Inc | 127 | 20639 | Co-op | NOVA10269 | 39.8 | Solar |  |  | Interconnected | Waubun | 56589 | White Earth | 52 | Residential |  | 128150 | 2024 | 2024
20251-214181-01 | Wild Rice Electric Cooperative Inc | 127 | 20639 | Co-op | NOVA10306 | 11.9 | Solar |  |  | Active Application | Mahnomen | 56557 | Flom | 113 | Residential |  | 36398 | 2024 | 2024
20251-214181-01 | Wild Rice Electric Cooperative Inc | 127 | 20639 | Co-op | NOVA10350 | 29.95 | Solar |  |  | Interconnected | Hawley | 56549 | Ulen | 104 | Residential |  |  | 2024 | 2024
20251-214181-01 | Wild Rice Electric Cooperative Inc | 127 | 20639 | Co-op | NOVA10624 | 38.5 | Solar |  |  | Interconnected | Mcintosh | 56556 | Erskine | 21 | Residential |  | 168689 | 2024 | 2024
20251-214181-01 | Wild Rice Electric Cooperative Inc | 127 | 20639 | Co-op | NOVA10652 | 36 | Solar |  |  | Active Application | Mahnomen | 56557 | Beaulieu | 44 | Commercial |  | 156500 | 2024
20251-214181-01 | Wild Rice Electric Cooperative Inc | 127 | 20639 | Co-op | NOVA10699 | 38.5 | Solar |  |  | Interconnected | Mcintosh | 56556 | Erskine | 21 | Residential |  | 108689 | 2024 | 2024
20251-214181-01 | Wild Rice Electric Cooperative Inc | 127 | 20639 | Co-op | NOVA11927 | 19.97 | Solar |  |  | Active Application | Lake Park | 56554 | Christensen | 151 | Residential |  | 48584 | 2024
20251-214181-01 | Wild Rice Electric Cooperative Inc | 127 | 20639 | Co-op | NOVA11972 | 11.4 | Solar |  |  | Interconnected | Winger | 56592 | Sand Hill | 33 | Residential |  | 46684 | 2024 | 2024
20251-214181-01 | Wild Rice Electric Cooperative Inc | 127 | 20639 | Co-op | NOVA12129 | 38.4 | Solar |  |  | Interconnected | No Address | 56585 | Ulen | 102 | Residential |  | 99111.6 | 2024 | 2024
20251-214181-01 | Wild Rice Electric Cooperative Inc | 127 | 20639 | Co-op | NOVA12143 | 38.4 | Solar |  |  | Interconnected | Waubun | 56589 | Flom | 111 | Residential |  | 99111.6 | 2024 | 2024
20251-214181-01 | Wild Rice Electric Cooperative Inc | 127 | 20639 | Co-op | NOVA12158 | 38.5 | Solar |  |  | Interconnected | Fosston | 56542 | Fosston | 171 | Residential |  | 99111.6 | 2024 | 2024
20251-214181-01 | Wild Rice Electric Cooperative Inc | 127 | 20639 | Co-op | NOVA12259 | 39.94 | Solar |  |  | Active Application | Fosston | 56542 | Sand Hill | 33 | Residential |  | 150000 | 2024
20251-214181-01 | Wild Rice Electric Cooperative Inc | 127 | 20639 | Co-op | NOVA12370 | 38.4 | Solar |  |  | Active Application | Hitterdal | 56552 | Hitterdal | 95 | Residential |  | 99111.6 | 2024
20251-214181-01 | Wild Rice Electric Cooperative Inc | 127 | 20639 | Co-op | NOVA12390 | 10.75 | Solar |  |  | Active Application | Ulen | 56585 | Ulen | 104 | Residential |  | 17850 | 2024
20252-214896-01 | City of Winthrop | 128 | 20837 | Muni | NOVA8290 | 5.86 | Solar |  |  | Interconnected | Winthrop | 55396 | Substation A | 1 | Residential |  | 30800 | 2023 | 2024
20252-214896-01 | City of Winthrop | 128 | 20837 | Muni | NOVA7475 | 5.58 | Solar |  |  | Interconnected | Winthrop | 55396 | Substation A | 1 | Residential |  | 36403 | 2023 | 2024
20252-214896-01 | City of Winthrop | 128 | 20837 | Muni | NOVA7236 | 11.99 | Solar |  |  | Interconnected | Winthrop | 55396 | Substation A | 1 | Residential |  | 50000 | 2022 | 2023
20252-214896-01 | City of Winthrop | 128 | 20837 | Muni | NOVA10750 | 9.22 | Solar |  |  | Interconnected | Winthrop | 55396 | Substation A | 1 | Residential |  | 79480.52 | 2024 | 2024
20252-215525-01 | Willmar Municipal Utilities | 161 | 20737 | Muni | WMU01 | 2 | Solar |  |  | Interconnected | Willmar | 56201 | Power Plant | 1 | Commercial |  |  | 2008 | 2008
20252-215525-01 | Willmar Municipal Utilities | 161 | 20737 | Muni | WMU02 | 5.67 | Solar |  |  | Interconnected | Willmar | 56201 | Power Plant | 3 | Residential |  |  | 2015 | 2015
20252-215525-01 | Willmar Municipal Utilities | 161 | 20737 | Muni | WMU03 | 14.44 | Solar |  |  | Interconnected | Willmar | 56201 | South | 14 | Residential |  |  | 2019 | 2019
20252-215525-01 | Willmar Municipal Utilities | 161 | 20737 | Muni | WMU04 | 19 | Solar |  |  | Interconnected | Willmar | 56201 | South | 11 | Residential |  | 89700 | 2020 | 2020
20252-215525-01 | Willmar Municipal Utilities | 161 | 20737 | Muni | WMU05 | 3.8 | Solar |  |  | Interconnected | Willmar | 56201 | Power Plant | 3 | Residential |  | 20173 | 2021 | 2021
20252-215525-01 | Willmar Municipal Utilities | 161 | 20737 | Muni | WMU06 | 20 | Solar |  |  | Interconnected | Willmar | 56201 | Power Plant | 4 | Commercial |  | 30000 | 2021 | 2021
20252-215525-01 | Willmar Municipal Utilities | 161 | 20737 | Muni | WMU07 | 10 | Solar |  |  | Interconnected | Willmar | 56201 | Power Plant | 2 | Residential |  | 47010 | 2022 | 2022
20252-215525-01 | Willmar Municipal Utilities | 161 | 20737 | Muni | WMU08 | 11.4 | Solar |  |  | Interconnected | Willmar | 56201 | South | 14 | Residential |  | 48951 | 2022 | 2023
20252-215525-01 | Willmar Municipal Utilities | 161 | 20737 | Muni | WMU09 | 11.6 | Solar |  |  | Interconnected | Willmar | 56201 | South | 14 | Residential |  | 61710 | 2022 | 2022
20252-215525-01 | Willmar Municipal Utilities | 161 | 20737 | Muni | WMU10 | 5.22 | Solar |  |  | Interconnected | Willmar | 56201 | South | 11 | Residential |  | 22679 | 2022 | 2022
20252-215525-01 | Willmar Municipal Utilities | 161 | 20737 | Muni | WMU11 | 8.7 | Solar |  |  | Interconnected | Willmar | 56201 | East | 33 | Residential |  | 44400 | 2022 | 2022
20252-215525-01 | Willmar Municipal Utilities | 161 | 20737 | Muni | WMU12 | 7.8 | Solar |  |  | Withdrawn | Willmar | 56201 | Power Plant | 3 | Residential |  | 34722 | 2023
20252-215525-01 | Willmar Municipal Utilities | 161 | 20737 | Muni | WMU13 | 5 | Solar |  |  | Interconnected | Willmar | 56201 | South | 14 | Residential |  | 17658.4 | 2023 | 2023
20252-215525-01 | Willmar Municipal Utilities | 161 | 20737 | Muni | WMU04 | 5 | Storage |  |  | Interconnected | Willmar | 56201 | South | 11 | Residential |  |  | 2020 | 2020
20252-215525-01 | Willmar Municipal Utilities | 161 | 20737 | Muni | WMU14 | 10.4 | Solar |  |  | Interconnected | Willmar | 56201 | East | 33 | Residential |  | 52000 | 2024 | 2024
20252-215525-01 | Willmar Municipal Utilities | 161 | 20737 | Muni | WMU15 | 10.9 | Solar |  |  | Interconnected | Willmar | 56201 | Power Plant | 2 | Residential |  | 37334 | 2024 | 2024
20251-214468-01 | Windom Municipal Utilities | 129 | 20806 | Muni | NOVA01 | 21.9 | Solar |  |  | Interconnected | Windom | 56101 | Windom | 3 | Residential | Net Metering |  | -16 | 2016
20251-214552-01 | Worthington Public Utilities | 136 | 21013 | Muni | S-01-2019 | 6.6 | Solar |  |  | Interconnected | Worthington | 56187 | 1 | Westside | Residential |  |  | 2019 | 2019
20251-214552-01 | Worthington Public Utilities | 136 | 21013 | Muni | S-01-2022 | 7.7 | Solar |  |  | Interconnected | Worthington | 56187 | 1 | Southwest | Residential |  |  | 2022 | 2022
20252-215458-01 | Wright-Hennepin Cooperative Electric Association | 130 | 20996 | Co-op | NOVA1981-01-20 33BC 009 | 10 | Wind |  |  | Interconnected | Hamel | 55340 | WILLOW | 116 | Residential |  |  | 1981 | 2016
20252-215458-01 | Wright-Hennepin Cooperative Electric Association | 130 | 20996 | Co-op | NOVA1985-01-20 21DB 001 | 20 | Wind |  |  | Interconnected | Hamel | 55340 | TRAILHAVEN | 129 | Residential |  |  | 1985 | 1985
20252-215458-01 | Wright-Hennepin Cooperative Electric Association | 130 | 20996 | Co-op | NOVA1985-02-20 09AC 04003 | 10 | Wind |  |  | Interconnected | Hamel | 55340 | TRAILHAVEN | 129 | Commercial |  |  | 1985 | 1985
20252-215458-01 | Wright-Hennepin Cooperative Electric Association | 130 | 20996 | Co-op | NOVA99-01-20 10BA 006 | 20 | Wind |  |  | Interconnected | Rogers | 55374 | TRAILHAVEN | 128 | Residential |  |  | 2000 | 1999
20252-215458-01 | Wright-Hennepin Cooperative Electric Association | 130 | 20996 | Co-op | NOVA07-001-19 23CC 01001 | 200 | Wind |  |  | Interconnected | Maple Grove | 55369 | ARBOR LAKE | 91 | Commercial |  |  | 2007 | 2007
20252-215458-01 | Wright-Hennepin Cooperative Electric Association | 130 | 20996 | Co-op | NOVA07-002-19 23CC 01001 | 72 | Solar |  |  | Interconnected | Maple Grove | 55311 | ARBOR LAKE | 93 | Commercial |  |  | 2007 | 2007
20252-215458-01 | Wright-Hennepin Cooperative Electric Association | 130 | 20996 | Co-op | NOVA2008-01-28 36 003A | 20 | Wind |  |  | Interconnected | Winsted | 55388 | WOODLAND | 142 | Residential |  |  | 2008 | 2008
20252-215458-01 | Wright-Hennepin Cooperative Electric Association | 130 | 20996 | Co-op | NOVA2008-02-27 27 009 | 20 | Wind |  |  | Interconnected | Winsted | 55388 | HOWARD LAKE | 27 | Residential |  |  | 2008 | 2008
20252-215458-01 | Wright-Hennepin Cooperative Electric Association | 130 | 20996 | Co-op | NOVA09-01-31 10AA 002 | 97 | Solar |  |  | Interconnected | Medina | 55340 | WILLOW | 118 | Commercial |  |  | 2009 | 2009
20252-215458-01 | Wright-Hennepin Cooperative Electric Association | 130 | 20996 | Co-op | NOVA5-2012-21 20CC 024C | 2 | Solar |  |  | Interconnected | Rockford | 55373 | ROCKFORD | 77 | Community |  |  | 2012 | 2012
20252-215458-01 | Wright-Hennepin Cooperative Electric Association | 130 | 20996 | Co-op | NOVA07-13-22 26BB0201009A | 1.2 | Solar |  |  | Interconnected | Delano | 55328 | ROCKFORD | 78 | Residential |  |  | 2013 | 2013
20252-215458-01 | Wright-Hennepin Cooperative Electric Association | 130 | 20996 | Co-op | NOVA13- 05-21 20CC 025 | 32 | Solar |  |  | Interconnected | Rockford | 55373 | ROCKFORD | 77 | Community |  |  | 2013 | 2013
20252-215458-01 | Wright-Hennepin Cooperative Electric Association | 130 | 20996 | Co-op | NOVA2013-01-12 20CD 01001 | 7 | Solar |  |  | Interconnected | Annandale | 55302 | MAPLE LAKE | 12 | Residential |  |  | 2013 | 2013
20252-215458-01 | Wright-Hennepin Cooperative Electric Association | 130 | 20996 | Co-op | NOVA12-2014-06 29 003A | 20 | Solar |  |  | Interconnected | Monticello | 55362 | ALBERTVILLE | 17 | Residential |  |  | 2014 | 2014
20252-215458-01 | Wright-Hennepin Cooperative Electric Association | 130 | 20996 | Co-op | NOVA14-48-21 20CC 026 | 29.5 | Solar |  |  | Interconnected | Rockford | 55373 | ROCKFORD | 77 | Community |  |  | 2014 | 2014
20252-215458-01 | Wright-Hennepin Cooperative Electric Association | 130 | 20996 | Co-op | NOVA3-2015-29 30 012 | 10 | Solar |  |  | Interconnected | Delano | 55328 | WOODLAND | 144 | Residential |  |  | 2015 | 2015
20252-215458-01 | Wright-Hennepin Cooperative Electric Association | 130 | 20996 | Co-op | NOVA15-00-19 23CC 01001 | 250 | Solar |  |  | Interconnected | Maple Grove | 55369 | ARBOR LAKE | 91 | Commercial |  |  | 2015 | 2015
20252-215458-01 | Wright-Hennepin Cooperative Electric Association | 130 | 20996 | Co-op | NOVA15-03-24 14 004 | 10 | Solar |  |  | Interconnected | Howard Lake | 55349 | HIGHLAND | 39 | Residential |  |  | 2015 | 2015
20252-215458-01 | Wright-Hennepin Cooperative Electric Association | 130 | 20996 | Co-op | NOVA15-10-21 19DC 009 | 150 | Solar |  |  | Interconnected | Rockford | 55373 | ROCKFORD | 78 | Community |  |  | 2015 | 2015
20252-215458-01 | Wright-Hennepin Cooperative Electric Association | 130 | 20996 | Co-op | NOVA15-42-02 10AA 002 | 21 | Solar |  |  | Interconnected | Clearwater | 55320 | HASTY | 89 | Residential |  |  | 2015 | 2016
20252-215458-01 | Wright-Hennepin Cooperative Electric Association | 130 | 20996 | Co-op | NOVA15-77-21 20CC 001 | 29 | Solar |  |  | Interconnected | Rockford | 55373 | ROCKFORD | 78 | Commercial |  |  | 2015 | 2015
20252-215458-01 | Wright-Hennepin Cooperative Electric Association | 130 | 20996 | Co-op | NOVA15-83-35 01DB0201002 | 12.6 | Solar |  |  | Interconnected | Maple Grove | 55311 | MEDINA | 47 | Residential |  |  | 2015 | 2015
20252-215458-01 | Wright-Hennepin Cooperative Electric Association | 130 | 20996 | Co-op | NOVA16- 37-21 20CC 027 | 150 | Solar |  |  | Interconnected | Rockford | 55373 | ROCKFORD | 77 | Community |  |  | 2016 | 2016
20252-215458-01 | Wright-Hennepin Cooperative Electric Association | 130 | 20996 | Co-op | NOVA16-26-22 21DC 003 | 17.5 | Solar |  |  | Interconnected | Buffalo | 55313 | ROCKFORD | 78 | Residential |  |  | 2016 | 2017
20252-215458-01 | Wright-Hennepin Cooperative Electric Association | 130 | 20996 | Co-op | NOVA16-288-31 04DB 003 | 150 | Solar |  |  | Interconnected | Hamel | 55340 | WILLOW | 119 | Community |  |  | 2016 | 2016
20252-215458-01 | Wright-Hennepin Cooperative Electric Association | 130 | 20996 | Co-op | NOVA16-29-09 24DA 002 | 39.6 | Solar |  |  | Interconnected | Maple Lake | 55358 | SILVER CREEK | 36 | Residential |  |  | 2016 | 2017
20252-215458-01 | Wright-Hennepin Cooperative Electric Association | 130 | 20996 | Co-op | NOVA16-45-35 15BC 001 | 23.5 | Solar |  |  | Interconnected | Mound | 55364 | DELANO | 86 | Residential |  |  | 2016 | 2016
20252-215458-01 | Wright-Hennepin Cooperative Electric Association | 130 | 20996 | Co-op | NOVA16-55-21 28CD0201006 | 39.65 | Solar |  |  | Interconnected | Greenfield | 55373 | DELANO | 23 | Commercial |  |  | 2016 | 2016
20252-215458-01 | Wright-Hennepin Cooperative Electric Association | 130 | 20996 | Co-op | NOVA16-88-21 12 009 | 4.2 | Solar |  |  | Interconnected | Loretto | 55357 | ROCKFORD | 75 | Residential |  |  | 2016 | 2016
20252-215458-01 | Wright-Hennepin Cooperative Electric Association | 130 | 20996 | Co-op | NOVA17-10-11 35 012 | 4.6 | Solar |  |  | Interconnected | Cokato | 55321 | BROOKS LAKE | 174 | Residential |  |  | 2017 | 2017
20252-215458-01 | Wright-Hennepin Cooperative Electric Association | 130 | 20996 | Co-op | NOVA17-11-22 24BA 001 | 6 | Solar |  |  | Interconnected | Buffalo | 55313 | ROCKFORD | 78 | Residential |  |  | 2017 | 2018
20252-215458-01 | Wright-Hennepin Cooperative Electric Association | 130 | 20996 | Co-op | NOVA17-27-04 31BA 005 | 9.75 | Solar |  |  | Interconnected | Monticello | 55362 | SILVER CREEK | 72 | Residential |  |  | 2017 | 2017
20252-215458-01 | Wright-Hennepin Cooperative Electric Association | 130 | 20996 | Co-op | NOVA17-34-19 32BC 03004 | 6 | Solar |  |  | Interconnected | Maple Grove | 55311 | LAWNDALE | 121 | Residential |  |  | 2017 | 2018
20252-215458-01 | Wright-Hennepin Cooperative Electric Association | 130 | 20996 | Co-op | NOVA17-36-25 20 007 | 21 | Solar |  |  | Interconnected | Cokato | 55321 | BROOKS LAKE | 173 | Residential |  |  | 2017 | 2017
20252-215458-01 | Wright-Hennepin Cooperative Electric Association | 130 | 20996 | Co-op | NOVA17-39-31 04BB 004A | 32.9 | Solar |  |  | Interconnected | Medina | 55340 | WILLOW | 115 | Commercial |  |  | 2017 | 2017
20252-215458-01 | Wright-Hennepin Cooperative Electric Association | 130 | 20996 | Co-op | NOVA17-50-20 19BB 001 | 11.4 | Solar |  |  | Interconnected | Corcoran | 55340 | TRAILHAVEN | 129 | Residential |  |  | 2017 | 2017
20252-215458-01 | Wright-Hennepin Cooperative Electric Association | 130 | 20996 | Co-op | NOVA17-52-27 25DD 061 | 10 | Solar |  |  | Interconnected | Howard Lake | 55349 | WOODLAND | 143 | Residential |  |  | 2017 | 2017
20252-215458-01 | Wright-Hennepin Cooperative Electric Association | 130 | 20996 | Co-op | NOVA17-527-31 31DB 002A | 11.4 | Solar |  |  | Interconnected | Maple Plain | 55359 | MEDINA | 48 | Residential |  |  | 2017 | 2017
20252-215458-01 | Wright-Hennepin Cooperative Electric Association | 130 | 20996 | Co-op | NOVA17-86-31 20DA 006 | 24 | Solar |  |  | Interconnected | Long Lake | 55356 | MEDINA | 47 | Residential |  |  | 2017 | 2018
20252-215458-01 | Wright-Hennepin Cooperative Electric Association | 130 | 20996 | Co-op | NOVA18-04-32 06DB0101002 | 7.6 | Solar |  |  | Interconnected | Plymouth | 55446 | LAWNDALE | 122 | Residential |  |  | 2018 | 2019
20252-215458-01 | Wright-Hennepin Cooperative Electric Association | 130 | 20996 | Co-op | NOVA18-09-10 32DC 005 | 7.6 | Solar |  |  | Interconnected | South Haven | 55382 | GOOSE LAKE | 33 | Residential |  |  | 2018 | 2018
20252-215458-01 | Wright-Hennepin Cooperative Electric Association | 130 | 20996 | Co-op | NOVA18-17-06 16DD 001 | 30 | Solar |  |  | Interconnected | Monticello | 55362 | ALBERTVILLE | 16 | Residential |  | 1 | 2018 | 2019
20252-215458-01 | Wright-Hennepin Cooperative Electric Association | 130 | 20996 | Co-op | NOVA18-27-20 26AB 01001 | 24 | Solar |  |  | Interconnected | Corcoran | 55340 | CORCORAN | 18 | Commercial |  |  | 2018 | 2018
20252-215458-01 | Wright-Hennepin Cooperative Electric Association | 130 | 20996 | Co-op | NOVA18-34-20 22DB 01001 | 15.2 | Solar |  |  | Interconnected | Hamel | 55340 | CORCORAN | 21 | Residential |  |  | 2018 | 2019
20252-215458-01 | Wright-Hennepin Cooperative Electric Association | 130 | 20996 | Co-op | NOVA18-36-23 19 010 | 5 | Solar |  |  | Interconnected | Howard Lake | 55349 | HIGHLAND | 39 | Residential |  |  | 2018 | 2018
20252-215458-01 | Wright-Hennepin Cooperative Electric Association | 130 | 20996 | Co-op | NOVA18-43-23 02AC 01005A | 7.6 | Solar |  |  | Interconnected | Buffalo | 55313 | MARY LAKE | 51 | Residential |  |  | 2018 | 2018
20252-215458-01 | Wright-Hennepin Cooperative Electric Association | 130 | 20996 | Co-op | NOVA18-44-30 18CA 001 | 11.4 | Solar |  |  | Interconnected | Delano | 55328 | DELANO | 25 | Residential |  |  | 2018 | 2018
20252-215458-01 | Wright-Hennepin Cooperative Electric Association | 130 | 20996 | Co-op | NOVA18-45-11 18 013 | 14.4 | Solar |  |  | Interconnected | South Haven | 55382 | GOOSE LAKE | 32 | Residential |  |  | 2018 | 2018
20252-215458-01 | Wright-Hennepin Cooperative Electric Association | 130 | 20996 | Co-op | NOVA18-48-31 01AC0201003 | 7.6 | Solar |  |  | Withdrawn | Medina | 55340 | CORCORAN | 20 | Residential |  |  | 2018
20252-215458-01 | Wright-Hennepin Cooperative Electric Association | 130 | 20996 | Co-op | NOVA18-49-31 16DA 001B | 21.8 | Solar |  |  | Interconnected | Hamel | 55340 | MEDINA | 45 | Residential |  |  | 2018 | 2018
20252-215458-01 | Wright-Hennepin Cooperative Electric Association | 130 | 20996 | Co-op | NOVA18-50-31 16DA 001A | 39.8 | Solar |  |  | Interconnected | Hamel | 55340 | MEDINA | 45 | Residential |  |  | 2018 | 2018
20252-215458-01 | Wright-Hennepin Cooperative Electric Association | 130 | 20996 | Co-op | NOVA18-93-19 32CC 01001 | 4.84 | Solar |  |  | Interconnected | Maple Grove | 55311 | LAWNDALE | 122 | Residential |  |  | 2018 | 2018
20252-215458-01 | Wright-Hennepin Cooperative Electric Association | 130 | 20996 | Co-op | NOVA18-95-14 16AC0202006 | 9.28 | Solar |  |  | Interconnected | Buffalo | 55313 | LAKE CONSTANCE | 109 | Residential |  |  | 2018 | 2019
20252-215458-01 | Wright-Hennepin Cooperative Electric Association | 130 | 20996 | Co-op | NOVA18-98-19 29CC 01010 | 7.68 | Solar |  |  | Interconnected | Maple Grove | 55311 | LAWNDALE | 126 | Residential |  |  | 2018 | 2018
20252-215458-01 | Wright-Hennepin Cooperative Electric Association | 130 | 20996 | Co-op | NOVA19-04-32 03CA0204004 | 6.8 | Solar |  |  | Withdrawn | Plymouth | 55442 | PLYMOUTH 2 | 162 | Residential |  | 20000 | 2019
20252-215458-01 | Wright-Hennepin Cooperative Electric Association | 130 | 20996 | Co-op | NOVA19-06-19 31CC0302009 | 10 | Solar |  |  | Interconnected | Maple Grove | 55311 | LAWNDALE | 122 | Residential |  | 29900 | 2019 | 2020
20252-215458-01 | Wright-Hennepin Cooperative Electric Association | 130 | 20996 | Co-op | NOVA19-07- 31 16AD 001 | 20 | Solar |  |  | Interconnected | Hamel | 55340 | MEDINA | 45 | Residential |  | 62500 | 2019 | 2020
20252-215458-01 | Wright-Hennepin Cooperative Electric Association | 130 | 20996 | Co-op | NOVA19-10- 22 08 003A | 5 | Solar |  |  | Interconnected | Buffalo | 55313 | MARY LAKE | 51 | Residential |  | 20000 | 2019 | 2020
20252-215458-01 | Wright-Hennepin Cooperative Electric Association | 130 | 20996 | Co-op | NOVA19-13-20 22DB 01001A | 38 | Solar |  |  | Interconnected | Hamel | 55340 | CORCORAN | 21 | Residential |  | 38000 | 2019 | 2019
20252-215458-01 | Wright-Hennepin Cooperative Electric Association | 130 | 20996 | Co-op | NOVA19-15-19 32CC0102005 | 12 | Solar |  |  | Interconnected | Maple Grove | 55311 | LAWNDALE | 123 | Residential |  | 50540 | 2019 | 2020
20252-215458-01 | Wright-Hennepin Cooperative Electric Association | 130 | 20996 | Co-op | NOVA19-261-19 31BA 04001 | 7.54 | Solar |  |  | Interconnected | Maple Grove | 55311 | CORCORAN | 20 | Residential |  | 30642 | 2019 | 2019
20252-215458-01 | Wright-Hennepin Cooperative Electric Association | 130 | 20996 | Co-op | NOVA19-263-19 35DC0104010 | 10.41 | Solar |  |  | Interconnected | Maple Grove | 55369 | PLYMOUTH 2 | 163 | Residential |  | 55370 | 2019 | 2019
20252-215458-01 | Wright-Hennepin Cooperative Electric Association | 130 | 20996 | Co-op | NOVA19-27-14 16BD 013 | 10.5 | Solar |  |  | Interconnected | Buffalo | 55313 | LAKE CONSTANCE | 109 | Residential |  |  | 2019 | 2019
20252-215458-01 | Wright-Hennepin Cooperative Electric Association | 130 | 20996 | Co-op | NOVA19-30-10 29AB 003 | 22.8 | Solar |  |  | Interconnected | South Haven | 55382 | GOOSE LAKE | 30 | Residential |  | 87587 | 2019 | 2020
20252-215458-01 | Wright-Hennepin Cooperative Electric Association | 130 | 20996 | Co-op | NOVA19-32-13 21 007 | 7.6 | Solar |  |  | Interconnected | Buffalo | 55313 | HIGHLAND | 37 | Residential |  | 21502.5 | 2019 | 2019
20252-215458-01 | Wright-Hennepin Cooperative Electric Association | 130 | 20996 | Co-op | NOVA19-35-21 28CC0202003 | 36.9 | Solar |  |  | Interconnected | Loretto | 55357 | DELANO | 23 | Commercial |  | 105315 | 2019 | 2020
20252-215458-01 | Wright-Hennepin Cooperative Electric Association | 130 | 20996 | Co-op | NOVA19-39-19 19DD 006 | 6.38 | Solar |  |  | Interconnected | Maple Grove | 55311 | LAWNDALE | 125 | Residential |  | 32785 | 2019 | 2020
20252-215458-01 | Wright-Hennepin Cooperative Electric Association | 130 | 20996 | Co-op | NOVA19-435-31 23BC 005 | 10 | Solar |  |  | Interconnected | Long Lake | 55356 | MEDINA | 46 | Residential |  |  | 2019 | 2019
20252-215458-01 | Wright-Hennepin Cooperative Electric Association | 130 | 20996 | Co-op | NOVA19-451-23 07 017 | 7.6 | Solar |  |  | Interconnected | Waverly | 55390 | HIGHLAND | 39 | Residential |  | 13000 | 2019 | 2019
20252-215458-01 | Wright-Hennepin Cooperative Electric Association | 130 | 20996 | Co-op | NOVA19-47-10 29AD 005A | 10 | Solar |  |  | Interconnected | South Haven | 55382 | GOOSE LAKE | 30 | Residential |  | 34000 | 2019 | 2019
20252-215458-01 | Wright-Hennepin Cooperative Electric Association | 130 | 20996 | Co-op | NOVA19-48-31 28CB 013 | 12 | Solar |  |  | Interconnected | Long Lake | 55356 | MEDINA | 46 | Residential |  | 41154 | 2019 | 2019
20252-215458-01 | Wright-Hennepin Cooperative Electric Association | 130 | 20996 | Co-op | NOVA19-50-32 15AB 002 | 10 | Solar |  |  | Interconnected | Plymouth | 55442 | PLYMOUTH 1 | 82 | Residential |  | 35294.75 | 2019 | 2019
20252-215458-01 | Wright-Hennepin Cooperative Electric Association | 130 | 20996 | Co-op | NOVA19-51-30 33AC 001A | 10 | Solar |  |  | Interconnected | Maple Plain | 55359 | DELANO | 24 | Residential |  | 31159 | 2019 | 2019
20252-215458-01 | Wright-Hennepin Cooperative Electric Association | 130 | 20996 | Co-op | NOVA19-52-30 33AC 001 | 10 | Solar |  |  | Interconnected | Independence | 55359 | DELANO | 24 | Residential |  | 39274 | 2019
20252-215458-01 | Wright-Hennepin Cooperative Electric Association | 130 | 20996 | Co-op | NOVA19-53-11 35 001 | 18 | Solar |  |  | Interconnected | Cokato | 55321 | BROOKS LAKE | 174 | Residential |  |  | 2019 | 2019
20252-215458-01 | Wright-Hennepin Cooperative Electric Association | 130 | 20996 | Co-op | NOVA19-55-35 12BA 01003 | 7.2 | Solar |  |  | Interconnected | Minnetrista | 55364 | MEDINA | 47 | Residential |  |  | 2019 | 2019
20252-215458-01 | Wright-Hennepin Cooperative Electric Association | 130 | 20996 | Co-op | NOVA19-57-06 28AB 001 | 38 | Solar |  |  | Interconnected | Otsego | 55362 | OAKWOOD | 102 | Residential |  |  | 2019 | 2019
20252-215458-01 | Wright-Hennepin Cooperative Electric Association | 130 | 20996 | Co-op | NOVA19-61-32 06DB0103007 | 7.6 | Solar |  |  | Interconnected | Plymouth | 55446 | LAWNDALE | 122 | Residential |  | 10000 | 2019 | 2020
20252-215458-01 | Wright-Hennepin Cooperative Electric Association | 130 | 20996 | Co-op | NOVA19-63-19 35DC0104010 | 10.41 | Solar |  |  | Interconnected | Maple Grove | 55369 | PLYMOUTH 2 | 163 | Residential |  | 55370 | 2019 | 2019
20252-215458-01 | Wright-Hennepin Cooperative Electric Association | 130 | 20996 | Co-op | NOVA19-65-22 19AC 001 | 10 | Solar |  |  | Interconnected | Buffalo | 55313 | MARY LAKE | 54 | Residential |  |  | 2019 | 2019
20252-215458-01 | Wright-Hennepin Cooperative Electric Association | 130 | 20996 | Co-op | NOVA19-66-31 20DA 006 | 33.28 | Solar |  |  | Interconnected | Long Lake | 55356 | MEDINA | 45 | Residential |  | 41757 | 2019 | 2019
20252-215458-01 | Wright-Hennepin Cooperative Electric Association | 130 | 20996 | Co-op | NOVA19-74-35 02CC 02004 | 11.4 | Solar |  |  | Interconnected | Mound | 55364 | DELANO | 86 | Residential |  | 35000 | 2019 | 2020
20252-215458-01 | Wright-Hennepin Cooperative Electric Association | 130 | 20996 | Co-op | NOVA19-83-09 27CC 02004 | 20 | Solar |  |  | Interconnected | Annandale | 55302 | MAPLE LAKE | 10 | Residential |  | 25000 | 2019 | 2019
20252-215458-01 | Wright-Hennepin Cooperative Electric Association | 130 | 20996 | Co-op | NOVA19-96-21 14AB0201005 | 21.46 | Solar |  |  | Interconnected | Loretto | 55357 | TRAILHAVEN | 129 | Residential |  | 97757 | 2019 | 2020
20252-215458-01 | Wright-Hennepin Cooperative Electric Association | 130 | 20996 | Co-op | NOVA20-01-19 30CC0202004 | 10 | Solar |  |  | Interconnected | Maple Grove | 55311 | CORCORAN | 20 | Residential |  | 26530.2 | 2020 | 2020
20252-215458-01 | Wright-Hennepin Cooperative Electric Association | 130 | 20996 | Co-op | NOVA20-02-32 10BB 01012 | 6.24 | Solar |  |  | Interconnected | Plymouth | 55446 | PLYMOUTH 2 | 162 | Residential |  | 32453 | 2020 | 2020
20252-215458-01 | Wright-Hennepin Cooperative Electric Association | 130 | 20996 | Co-op | NOVA20-04-19 31AB0304009 | 6.48 | Solar |  |  | Interconnected | Maple Grove | 55311 | LAWNDALE | 123 | Residential |  | 32110 | 2020 | 2020
20252-215458-01 | Wright-Hennepin Cooperative Electric Association | 130 | 20996 | Co-op | NOVA20-053-19 33BB 001 | 35.4 | Solar |  |  | Interconnected | Maple Grove | 55311 | PLYMOUTH 2 | 161 | Residential |  | 42680 | 2020 | 2021
20252-215458-01 | Wright-Hennepin Cooperative Electric Association | 130 | 20996 | Co-op | NOVA20-096-07 06 001 | 15.2 | Solar |  |  | Interconnected | Monticello | 55362 | SILVER CREEK | 72 | Residential |  | 59500 | 2020 | 2020
20252-215458-01 | Wright-Hennepin Cooperative Electric Association | 130 | 20996 | Co-op | NOVA20-12-09 27CD 01001 | 9.57 | Solar |  |  | Interconnected | Annandale | 55302 | MAPLE LAKE | 10 | Residential |  | 28751.25 | 2020 | 2021
20252-215458-01 | Wright-Hennepin Cooperative Electric Association | 130 | 20996 | Co-op | NOVA20-132-19 31AC0602014 | 3.8 | Solar |  |  | Interconnected | Maple Grove | 55311 | CORCORAN | 19 | Residential |  | 28642 | 2020 | 2020
20252-215458-01 | Wright-Hennepin Cooperative Electric Association | 130 | 20996 | Co-op | NOVA20-14-31 31CC 005 | 20 | Solar |  |  | Interconnected | Maple Plain | 55359 | MEDINA | 47 | Residential |  | 52298 | 2020 | 2020
20252-215458-01 | Wright-Hennepin Cooperative Electric Association | 130 | 20996 | Co-op | NOVA20-16-05 33DC 001 | 15.25 | Solar |  |  | Interconnected | Elk River | 55330 | OTSEGO | 50 | Residential |  |  | 2020 | 2020
20252-215458-01 | Wright-Hennepin Cooperative Electric Association | 130 | 20996 | Co-op | NOVA20-229-32 03DA 02016 | 4.64 | Solar |  |  | Interconnected | Plymouth | 55442 | PLYMOUTH 1 | 83 | Residential |  | 19230 | 2020 | 2020
20252-215458-01 | Wright-Hennepin Cooperative Electric Association | 130 | 20996 | Co-op | NOVA20-25-05 30CA0303002 | 7.6 | Solar |  |  | Interconnected | Otsego | 55330 | OTSEGO | 50 | Residential |  | 35252 | 2020 | 2020
20252-215458-01 | Wright-Hennepin Cooperative Electric Association | 130 | 20996 | Co-op | NOVA20-27- 29 24 008A | 11.6 | Solar |  |  | Interconnected | Delano | 55328 | DELANO | 25 | Residential |  | 30810 | 2020 | 2020
20252-215458-01 | Wright-Hennepin Cooperative Electric Association | 130 | 20996 | Co-op | NOVA20-29-02 27AD 003 | 38.4 | Solar |  |  | Interconnected | Annandale | 55302 | SILVER CREEK | 34 | Residential |  | 138060 | 2020 | 2021
20252-215458-01 | Wright-Hennepin Cooperative Electric Association | 130 | 20996 | Co-op | NOVA20-30-20 08AC 02011 | 7.55 | Solar |  |  | Interconnected | Rogers | 55374 | TRAILHAVEN | 129 | Residential |  |  | 2020 | 2022
20252-215458-01 | Wright-Hennepin Cooperative Electric Association | 130 | 20996 | Co-op | NOVA20-32-14 16DC0203005 | 3.8 | Solar |  |  | Interconnected | Buffalo | 55313 | LAKE CONSTANCE | 109 | Residential |  | 14140 | 2020 | 2021
20252-215458-01 | Wright-Hennepin Cooperative Electric Association | 130 | 20996 | Co-op | NOVA20-33-30 07 007 | 6.96 | Solar |  |  | Interconnected | Delano | 55328 | DELANO | 23 | Residential |  | 36940 | 2020 | 2021
20252-215458-01 | Wright-Hennepin Cooperative Electric Association | 130 | 20996 | Co-op | NOVA20-34-29 33 011 | 15.2 | Solar |  | X | Interconnected | Watertown | 55388 | WOODLAND | 144 | Residential |  | 50700 | 2020 | 2021
20252-215458-01 | Wright-Hennepin Cooperative Electric Association | 130 | 20996 | Co-op | NOVA20-36-32 02BC 02018 | 7.6 | Solar |  |  | Interconnected | Plymouth | 55442 | PLYMOUTH 1 | 84 | Residential |  |  | 2020 | 2021
20252-215458-01 | Wright-Hennepin Cooperative Electric Association | 130 | 20996 | Co-op | NOVA20-38-10 33AD 002 | 6.63 | Solar |  |  | Interconnected | Annandale | 55302 | GOOSE LAKE | 33 | Residential |  | 26939 | 2020 | 2020
20252-215458-01 | Wright-Hennepin Cooperative Electric Association | 130 | 20996 | Co-op | NOVA20-41-20 08AC 02011 | 7.55 | Solar |  |  | Interconnected | Rogers | 55374 | TRAILHAVEN | 129 | Residential |  | 40920 | 2020 | 2020
20252-215458-01 | Wright-Hennepin Cooperative Electric Association | 130 | 20996 | Co-op | NOVA20-43-20 36CD 01004 | 8.7 | Solar |  |  | Interconnected | Maple Grove | 55311 | CORCORAN | 20 | Residential |  | 34177 | 2020 | 2021
20252-215458-01 | Wright-Hennepin Cooperative Electric Association | 130 | 20996 | Co-op | NOVA20-47-30 08DB 001 | 7.6 | Solar |  |  | Interconnected | Independence | 55359 | DELANO | 23 | Residential |  | 25143 | 2020 | 2021
20252-215458-01 | Wright-Hennepin Cooperative Electric Association | 130 | 20996 | Co-op | NOVA20-482-19 30DA0302015 | 10.73 | Solar |  |  | Interconnected | Maple Grove | 55311 | LAWNDALE | 125 | Residential |  | 41539 | 2020 | 2020
20252-215458-01 | Wright-Hennepin Cooperative Electric Association | 130 | 20996 | Co-op | NOVA20-50-02 10AA 002 | 15.1 | Solar |  |  | Interconnected | Clearwater | 55320 | HASTY | 96 | Residential |  | 8000 | 2020 | 2020
20252-215458-01 | Wright-Hennepin Cooperative Electric Association | 130 | 20996 | Co-op | NOVA20-51-32 05AB 02006 | 9.28 | Solar |  |  | Active Application | Plymouth | 55446 | LAWNDALE | 122 | Residential |  | 62082 | 2020
20252-215458-01 | Wright-Hennepin Cooperative Electric Association | 130 | 20996 | Co-op | NOVA20-52-16 05AA 03002 | 10 | Solar |  |  | Interconnected | Saint Michael | 55376 | OAKWOOD | 106 | Residential |  | 42787 | 2020 | 2021
20252-215458-01 | Wright-Hennepin Cooperative Electric Association | 130 | 20996 | Co-op | NOVA20-53-06 25CA0101021 | 10 | Solar |  |  | Interconnected | Albertville | 55301 | OAKWOOD | 103 | Residential |  | 44138 | 2020 | 2021
20252-215458-01 | Wright-Hennepin Cooperative Electric Association | 130 | 20996 | Co-op | NOVA20-56- 32 05AB 02006 | 9.28 | Solar |  |  | Interconnected | Plymouth | 55446 | LAWNDALE | 122 | Residential |  | 60832 | 2020 | 2020
20252-215458-01 | Wright-Hennepin Cooperative Electric Association | 130 | 20996 | Co-op | NOVA20-57-20 11BC 001 | 22.8 | Solar |  |  | Interconnected | Rogers | 55374 | TRAILHAVEN | 128 | Residential |  | 85260 | 2020 | 2021
20252-215458-01 | Wright-Hennepin Cooperative Electric Association | 130 | 20996 | Co-op | NOVA20-616-13 15 001 | 10 | Solar |  |  | Interconnected | Buffalo | 55313 | BLACK LAKE | 64 | Residential |  | 129181 | 2020 | 2020
20252-215458-01 | Wright-Hennepin Cooperative Electric Association | 130 | 20996 | Co-op | NOVA20-68-14 16AB 01009 | 7.83 | Solar |  |  | Interconnected | Buffalo | 55313 | LAKE CONSTANCE | 109 | Residential |  | 32597 | 2020 | 2020
20252-215458-01 | Wright-Hennepin Cooperative Electric Association | 130 | 20996 | Co-op | NOVA20-71-20 05CB 01002 | 11.16 | Solar |  |  | Withdrawn | Rogers | 55374 | TRAILHAVEN | 129 | Residential |  | 48682 | 2020
20252-215458-01 | Wright-Hennepin Cooperative Electric Association | 130 | 20996 | Co-op | NOVA20-79-31 02CD 04001 | 3.8 | Solar |  |  | Interconnected | Medina | 55340 | WILLOW | 114 | Residential |  | 13500 | 2020 | 2020
20252-215458-01 | Wright-Hennepin Cooperative Electric Association | 130 | 20996 | Co-op | NOVA20-816-21 17DA 001 | 13.96 | Solar |  |  | Interconnected | Buffalo | 55313 | ROCKFORD | 76 | Residential |  | 57040 | 2020 | 2020
20252-215458-01 | Wright-Hennepin Cooperative Electric Association | 130 | 20996 | Co-op | NOVA20-86-05 27DA 04024 | 5 | Solar |  |  | Interconnected | Otsego | 55330 | OTSEGO | 120 | Residential |  | 29997 | 2020 | 2021
20252-215458-01 | Wright-Hennepin Cooperative Electric Association | 130 | 20996 | Co-op | NOVA20-88-19 33BB 001 | 21.4 | Solar |  |  | Interconnected | Maple Grove | 55311 | PLYMOUTH 2 | 161 | Residential |  | 57000 | 2020 | 2021
20252-215458-01 | Wright-Hennepin Cooperative Electric Association | 130 | 20996 | Co-op | NOVA20-888-21 35AC 01004 | 17.4 | Solar |  |  | Interconnected | Loretto | 55357 | DELANO | 22 | Residential |  | 71180 | 2020 | 2020
20252-215458-01 | Wright-Hennepin Cooperative Electric Association | 130 | 20996 | Co-op | NOVA20-93-30 26DA 006 | 10.12 | Solar |  |  | Interconnected | Maple Plain | 55359 | DELANO | 86 | Residential |  | 37502 | 2020 | 2020
20252-215458-01 | Wright-Hennepin Cooperative Electric Association | 130 | 20996 | Co-op | NOVA20-94-20 04BC 006 | 7.68 | Solar |  |  | Interconnected | Rogers | 55374 | TRAILHAVEN | 128 | Residential |  | 28501.74 | 2020 | 2020
20252-215458-01 | Wright-Hennepin Cooperative Electric Association | 130 | 20996 | Co-op | NOVA20-96-10 30 013A | 10 | Solar |  |  | Interconnected | South Haven | 55382 | GOOSE LAKE | 30 | Residential |  | 58590 | 2020 | 2021
20252-215458-01 | Wright-Hennepin Cooperative Electric Association | 130 | 20996 | Co-op | NOVA20-968-21 27DA 014 | 6.98 | Solar |  |  | Interconnected | Greenfield | 55357 | DELANO | 22 | Residential |  | 24850 | 2020 | 2020
20252-215458-01 | Wright-Hennepin Cooperative Electric Association | 130 | 20996 | Co-op | NOVA20-97-05 28BD0102003 | 5 | Solar |  |  | Interconnected | Otsego | 55330 | OTSEGO | 50 | Residential |  | 33330 | 2020 | 2020
20252-215458-01 | Wright-Hennepin Cooperative Electric Association | 130 | 20996 | Co-op | NOVA20-98-31 28AA 003 | 12 | Solar |  |  | Interconnected | Long Lake | 55356 | MEDINA | 47 | Residential |  | 30600 | 2020 | 2020
20252-215458-01 | Wright-Hennepin Cooperative Electric Association | 130 | 20996 | Co-op | NOVA20-988-19 33BB 001 | 21.4 | Solar |  |  | Interconnected | Maple Grove | 55311 | PLYMOUTH 2 | 161 | Residential |  | 57000 | 2020 | 2020
20252-215458-01 | Wright-Hennepin Cooperative Electric Association | 130 | 20996 | Co-op | NOVA20-99-19 31BA0602005 | 5 | Solar |  |  | Interconnected | Maple Grove | 55311 | CORCORAN | 19 | Residential |  | 22750 | 2020 | 2020
20252-215458-01 | Wright-Hennepin Cooperative Electric Association | 130 | 20996 | Co-op | NOVA20-998-14 21AB 05005 | 4.93 | Solar |  |  | Withdrawn | Buffalo | 55313 | LAKE CONSTANCE | 109 | Residential |  | 17850 | 2020
20252-215458-01 | Wright-Hennepin Cooperative Electric Association | 130 | 20996 | Co-op | NOVA20-84-05 27CD0305003 | 7.68 | Solar |  |  | Interconnected | Otsego | 55330 | OTSEGO | 120 | Residential |  | 38131.21 | 2021 | 2021
20252-215458-01 | Wright-Hennepin Cooperative Electric Association | 130 | 20996 | Co-op | NOVA21-23-19 34DC 01006 | 32.4 | Solar |  |  | Interconnected | Maple Grove | 55311 | BASS LAKE | 42 | Commercial |  | 113400 | 2021 | 2021
20252-215458-01 | Wright-Hennepin Cooperative Electric Association | 130 | 20996 | Co-op | NOVA21-29-27 21 007 | 10.44 | Solar |  |  | Interconnected | Howard Lake | 55349 | HOWARD LAKE | 27 | Residential |  | 34677.64 | 2021 | 2021
20252-215458-01 | Wright-Hennepin Cooperative Electric Association | 130 | 20996 | Co-op | NOVA21-30-08 05DC 001 | 10.15 | Solar |  |  | Interconnected | Maple Lake | 55358 | SILVER CREEK | 35 | Residential |  | 35559 | 2021 | 2021
20252-215458-01 | Wright-Hennepin Cooperative Electric Association | 130 | 20996 | Co-op | NOVA21-41-22 08CD 007 | 15.2 | Solar |  |  | Interconnected | Buffalo | 55313 | MARY LAKE | 51 | Residential |  | 70168 | 2021 | 2022
20252-215458-01 | Wright-Hennepin Cooperative Electric Association | 130 | 20996 | Co-op | NOVA21-46-32 15AA 02002 | 13 | Solar |  |  | Interconnected | Plymouth | 55442 | PLYMOUTH 1 | 82 | Residential |  | 41724 | 2021 | 2021
20252-215458-01 | Wright-Hennepin Cooperative Electric Association | 130 | 20996 | Co-op | NOVA21-47-30 25CB 008A | 20.88 | Solar |  |  | Interconnected | Maple Plain | 55359 | DELANO | 86 | Residential |  | 49113 | 2021 | 2021
20252-215458-01 | Wright-Hennepin Cooperative Electric Association | 130 | 20996 | Co-op | NOVA21-48-31 03DD 003 | 25 | Solar |  |  | Interconnected | Medina | 55340 | WILLOW | 118 | Commercial |  | 115066 | 2021 | 2021
20252-215458-01 | Wright-Hennepin Cooperative Electric Association | 130 | 20996 | Co-op | NOVA21-62 -19 28CA0403005 | 7.54 | Solar |  |  | Interconnected | Maple Grove | 55311 | BASS LAKE | 111 | Residential |  | 30000 | 2021 | 2021
20252-215458-01 | Wright-Hennepin Cooperative Electric Association | 130 | 20996 | Co-op | NOVA4286-30 17CA 013 | 11.52 | Solar |  |  | Interconnected | Independence | 55359 | DELANO | 23 | Residential |  | 55400 | 2021 | 2021
20252-215458-01 | Wright-Hennepin Cooperative Electric Association | 130 | 20996 | Co-op | NOVA4372-19 34BD 02002 | 7.6 | Solar |  |  | Withdrawn | Maple Grove | 55311 | BASS LAKE | 42 | Residential |  | 47673 | 2021
20252-215458-01 | Wright-Hennepin Cooperative Electric Association | 130 | 20996 | Co-op | NOVA4397-13 18DB 01001 | 15 | Solar |  |  | Interconnected | Maple Lake | 55358 | HIGHLAND | 37 | Residential |  | 45060 | 2021 | 2021
20252-215458-01 | Wright-Hennepin Cooperative Electric Association | 130 | 20996 | Co-op | NOVA4403-09 04 008 | 16.75 | Solar |  |  | Withdrawn | Annandale | 55302 | SILVER CREEK | 34 | Residential |  | 54000 | 2021
20252-215458-01 | Wright-Hennepin Cooperative Electric Association | 130 | 20996 | Co-op | NOVA4411-06 16CD 004A | 10 | Solar |  |  | Interconnected | Monticello | 55362 | ALBERTVILLE | 16 | Residential |  | 50400 | 2021 | 2022
20252-215458-01 | Wright-Hennepin Cooperative Electric Association | 130 | 20996 | Co-op | NOVA4447-02 21 001A | 15.66 | Solar |  |  | Interconnected | South Haven | 55382 | HASTY | 89 | Residential |  | 20000 | 2021 | 2021
20252-215458-01 | Wright-Hennepin Cooperative Electric Association | 130 | 20996 | Co-op | NOVA4524-12 01 006A | 13.8 | Solar |  |  | Interconnected | Maple Lake | 55358 | MAPLE LAKE | 12 | Residential |  | 40082.34 | 2021 | 2021
20252-215458-01 | Wright-Hennepin Cooperative Electric Association | 130 | 20996 | Co-op | NOVA4570-29 24 007A | 17.4 | Solar |  |  | Interconnected | Delano | 55373 | DELANO | 25 | Residential |  | 50235 | 2021 | 2021
20252-215458-01 | Wright-Hennepin Cooperative Electric Association | 130 | 20996 | Co-op | NOVA4599-03 19AB 001 | 14.82 | Solar |  |  | Interconnected | Clearwater | 55320 | HASTY | 89 | Residential |  | 23000 | 2021 | 2021
20252-215458-01 | Wright-Hennepin Cooperative Electric Association | 130 | 20996 | Co-op | NOVA4603-20 11CB 005 | 17.45 | Solar |  |  | Withdrawn | Corcoran | 55340 | CORCORAN | 18 | Residential |  | 63800.16 | 2021
20252-215458-01 | Wright-Hennepin Cooperative Electric Association | 130 | 20996 | Co-op | NOVA4637-05 30BB0305012 | 5 | Solar |  |  | Interconnected | Ostego | 55330 | OTSEGO | 49 | Residential |  | 27520 | 2021 | 2021
20252-215458-01 | Wright-Hennepin Cooperative Electric Association | 130 | 20996 | Co-op | NOVA4685-05 27CD0309017 | 5.8 | Solar |  |  | Interconnected | Otsego | 55330 | OTSEGO | 120 | Residential |  | 27290.57 | 2021 | 2021
20252-215458-01 | Wright-Hennepin Cooperative Electric Association | 130 | 20996 | Co-op | NOVA4694-19 34BD 02002 | 7.57 | Solar |  |  | Withdrawn | Maple Grove | 55311 | BASS LAKE | 42 | Residential |  | 12064 | 2021
20252-215458-01 | Wright-Hennepin Cooperative Electric Association | 130 | 20996 | Co-op | NOVA4703-32 05DC0203001 | 13.34 | Solar |  |  | Interconnected | Plymouth | 55446 | PLYMOUTH 2 | 161 | Residential |  | 42250 | 2021 | 2021
20252-215458-01 | Wright-Hennepin Cooperative Electric Association | 130 | 20996 | Co-op | NOVA4732-09 33 004 | 21 | Solar |  |  | Interconnected | Annandale | 55302 | MAPLE LAKE | 10 | Residential |  | 56500 | 2021 | 2021
20252-215458-01 | Wright-Hennepin Cooperative Electric Association | 130 | 20996 | Co-op | NOVA4743-31 13CC 001 | 32.11 | Solar |  | X | Withdrawn | Medina | 55391 | MEDINA | 46 | Residential |  | 98000 | 2021
20252-215458-01 | Wright-Hennepin Cooperative Electric Association | 130 | 20996 | Co-op | NOVA4743-31 13CC 001-S | 15.36 | Storage |  |  | Withdrawn | Medina | 55391 | MEDINA | 46 | Residential |  | 98000 | 2021
20252-215458-01 | Wright-Hennepin Cooperative Electric Association | 130 | 20996 | Co-op | NOVA4767-06 14DA 011 | 30 | Solar |  |  | Interconnected | Otsego | 55362 | ALBERTVILLE | 14 | Residential |  | 119750 | 2021 | 2021
20252-215458-01 | Wright-Hennepin Cooperative Electric Association | 130 | 20996 | Co-op | NOVA4797-30 25BC0202003 | 10 | Solar |  |  | Interconnected | Maple Plain | 55359 | DELANO | 86 | Residential |  | 32729.4 | 2021 | 2021
20252-215458-01 | Wright-Hennepin Cooperative Electric Association | 130 | 20996 | Co-op | NOVA4889-32 02CB 01003 | 12.56 | Solar |  |  | Interconnected | Plymouth | 55442 | PLYMOUTH 1 | 84 | Residential |  | 20000 | 2021 | 2022
20252-215458-01 | Wright-Hennepin Cooperative Electric Association | 130 | 20996 | Co-op | NOVA4921-19 34BC 02004 | 5.51 | Solar |  |  | Interconnected | Maple Grove | 55311 | BASS LAKE | 42 | Residential |  | 30857 | 2021 | 2021
20252-215458-01 | Wright-Hennepin Cooperative Electric Association | 130 | 20996 | Co-op | NOVA4933-32 11CC010103 | 5 | Solar |  |  | Withdrawn | Plymouth | 55442 | PLYMOUTH 1 | 83 | Residential |  | 33468 | 2021
20252-215458-01 | Wright-Hennepin Cooperative Electric Association | 130 | 20996 | Co-op | NOVA4936-23 22 008A | 38.5 | Solar |  |  | Interconnected | Waverly | 55390 | HIGHLAND | 39 | Residential |  | 85714 | 2021 | 2021
20252-215458-01 | Wright-Hennepin Cooperative Electric Association | 130 | 20996 | Co-op | NOVA4944-31 09CD 004 | 39.08 | Solar |  |  | Interconnected | Hamel | 55340 | MEDINA | 45 | Residential |  | 146900 | 2021 | 2021
20252-215458-01 | Wright-Hennepin Cooperative Electric Association | 130 | 20996 | Co-op | NOVA4963-32 06BC 01016 | 11.96 | Solar |  | X | Interconnected | Plymouth | 55446 | LAWNDALE | 122 | Residential |  | 39555 | 2021 | 2021
20252-215458-01 | Wright-Hennepin Cooperative Electric Association | 130 | 20996 | Co-op | NOVA4982-03 29AA 010A | 39.08 | Solar |  |  | Interconnected | Clearwater | 55320 | HASTY | 88 | Residential |  | 132800 | 2021 | 2021
20252-215458-01 | Wright-Hennepin Cooperative Electric Association | 130 | 20996 | Co-op | NOVA4989-19 26CD0702014 | 7.6 | Solar |  |  | Interconnected | Maple Grove | 55369 | CEDAR ISLAND 2 | 69 | Residential |  | 28364 | 2021 | 2022
20252-215458-01 | Wright-Hennepin Cooperative Electric Association | 130 | 20996 | Co-op | NOVA4996-19 22CD0903015 | 4.18 | Solar |  |  | Interconnected | Maple Grove | 55311 | BASS LAKE | 41 | Residential |  | 14160 | 2021 | 2021
20252-215458-01 | Wright-Hennepin Cooperative Electric Association | 130 | 20996 | Co-op | NOVA5024-32 04BB 005 | 39.95 | Solar |  |  | Interconnected | Plymouth | 55446 | PLYMOUTH 2 | 161 | Residential |  | 118000 | 2021 | 2022
20252-215458-01 | Wright-Hennepin Cooperative Electric Association | 130 | 20996 | Co-op | NOVA5111-31 13CC 001 | 30.44 | Solar |  | X | Interconnected | Medina | 55391 | MEDINA | 46 | Residential |  | 98750 | 2021 | 2022
20252-215458-01 | Wright-Hennepin Cooperative Electric Association | 130 | 20996 | Co-op | NOVA5111-31 13CC 001-S | 15.36 | Storage |  |  | Interconnected | Medina | 55391 | MEDINA | 46 | Residential |  | 98750 | 2021 | 2022
20252-215458-01 | Wright-Hennepin Cooperative Electric Association | 130 | 20996 | Co-op | NOVA5115-30 15AD 01004 | 9.77 | Solar |  |  | Interconnected | Maple Plain | 55359 | DELANO | 71 | Residential |  | 44787 | 2021 | 2022
20252-215458-01 | Wright-Hennepin Cooperative Electric Association | 130 | 20996 | Co-op | NOVA5119-19 27CD0303017 | 8.22 | Solar |  |  | Interconnected | Osseo | 55311 | BASS LAKE | 41 | Residential |  | 42978 | 2021 | 2022
20252-215458-01 | Wright-Hennepin Cooperative Electric Association | 130 | 20996 | Co-op | NOVA5134-24 22 012 | 30.8 | Solar |  |  | Interconnected | Howard Lake | 55349 | HIGHLAND | 40 | Residential |  | 131000 | 2021 | 2021
20252-215458-01 | Wright-Hennepin Cooperative Electric Association | 130 | 20996 | Co-op | NOVA5142-20 09AC 04002 | 39.2 | Solar |  | X | Withdrawn | Corcoran | 55340 | TRAILHAVEN | 129 | Residential |  | 159790 | 2021
20252-215458-01 | Wright-Hennepin Cooperative Electric Association | 130 | 20996 | Co-op | NOVA5232-32 05AA 01024 | 11.4 | Solar |  |  | Interconnected | Plymouth | 55446 | LAWNDALE | 122 | Residential |  | 27700 | 2021 | 2022
20252-215458-01 | Wright-Hennepin Cooperative Electric Association | 130 | 20996 | Co-op | NOVA5234-02 02CB0104015 | 5.22 | Solar |  |  | Interconnected | Clearwater | 55320 | HASTY | 89 | Residential |  | 21397 | 2021 | 2022
20252-215458-01 | Wright-Hennepin Cooperative Electric Association | 130 | 20996 | Co-op | NOVA5277-21 34AB 02006 | 17.6 | Solar |  |  | Withdrawn | Rockford | 55373 | DELANO | 22 | Residential |  | 36700 | 2021
20252-215458-01 | Wright-Hennepin Cooperative Electric Association | 130 | 20996 | Co-op | NOVA5320-32 11CC0101003 | 5 | Solar |  |  | Withdrawn | Plymouth | 55442 | PLYMOUTH 1 | 83 | Residential |  | 33468 | 2021
20252-215458-01 | Wright-Hennepin Cooperative Electric Association | 130 | 20996 | Co-op | NOVA5337-14 10 012 | 18.14 | Solar |  |  | Interconnected | Buffalo | 55313 | LAKE CONSTANCE | 108 | Residential |  | 57616 | 2021 | 2022
20252-215458-01 | Wright-Hennepin Cooperative Electric Association | 130 | 20996 | Co-op | NOVA5358-02 27BB0101004 | 14.65 | Solar |  |  | Interconnected | South Haven | 55382 | HASTY | 89 | Residential |  | 30000 | 2021 | 2022
20252-215458-01 | Wright-Hennepin Cooperative Electric Association | 130 | 20996 | Co-op | NOVA5363- 05 30BC0312003 | 5.51 | Solar |  |  | Interconnected | Otsego | 55330 | OTSEGO | 49 | Residential |  | 33660 | 2021 | 2022
20252-215458-01 | Wright-Hennepin Cooperative Electric Association | 130 | 20996 | Co-op | NOVA5359-11 11AB 001A | 5.58 | Solar |  |  | Interconnected | Annandale | 55302 | GOOSE LAKE | 31 | Residential |  | 21804 | 2022 | 2022
20252-215458-01 | Wright-Hennepin Cooperative Electric Association | 130 | 20996 | Co-op | NOVA5572-20 31 006 | 8.38 | Solar |  |  | Interconnected | Loretto | 55357 | WILLOW | 115 | Residential |  | 15000 | 2022 | 2022
20252-215458-01 | Wright-Hennepin Cooperative Electric Association | 130 | 20996 | Co-op | NOVA5578-19 28CC0301005 | 11.96 | Solar |  | X | Interconnected | Maple Grove | 55311 | BASS LAKE | 44 | Residential |  | 48753 | 2022 | 2022
20252-215458-01 | Wright-Hennepin Cooperative Electric Association | 130 | 20996 | Co-op | NOVA5615-32 04AB 01004 | 7.6 | Solar |  |  | Interconnected | Plymouth | 55446 | PLYMOUTH 2 | 161 | Residential |  | 24600 | 2022 | 2022
20252-215458-01 | Wright-Hennepin Cooperative Electric Association | 130 | 20996 | Co-op | NOVA5650-05 27DA0104002 | 7.83 | Solar |  |  | Interconnected | Otsego | 55330 | OTSEGO | 120 | Residential |  | 30571 | 2022 | 2022
20252-215458-01 | Wright-Hennepin Cooperative Electric Association | 130 | 20996 | Co-op | NOVA5651-20 05CD 02002 | 14.25 | Solar |  |  | Interconnected | Rogers | 55374 | TRAILHAVEN | 129 | Residential |  | 10000 | 2022 | 2022
20252-215458-01 | Wright-Hennepin Cooperative Electric Association | 130 | 20996 | Co-op | NOVA5666-19 34BD 01008 | 6 | Solar |  |  | Interconnected | Maple Grove | 55311 | BASS LAKE | 42 | Residential |  | 10000 | 2022 | 2022
20252-215458-01 | Wright-Hennepin Cooperative Electric Association | 130 | 20996 | Co-op | NOVA5687-14 18BB 005A | 6.38 | Solar |  |  | Withdrawn | Buffalo | 55313 | BLACK LAKE | 64 | Residential |  | 42021 | 2022
20252-215458-01 | Wright-Hennepin Cooperative Electric Association | 130 | 20996 | Co-op | NOVA5702-32 02BA 03027 | 5.51 | Solar |  |  | Interconnected | Plymouth | 55442 | PLYMOUTH 2 | 163 | Residential |  | 38196 | 2022 | 2022
20252-215458-01 | Wright-Hennepin Cooperative Electric Association | 130 | 20996 | Co-op | NOVA5715-23 22 009 | 36.4 | Solar |  |  | Interconnected | Waverly | 55390 | HIGHLAND | 39 | Residential |  | 102000 | 2022 | 2022
20252-215458-01 | Wright-Hennepin Cooperative Electric Association | 130 | 20996 | Co-op | NOVA5740-30 01DC 01002 | 11.17 | Solar |  |  | Interconnected | Loretto | 55357 | MEDINA | 45 | Residential |  | 50830 | 2022 | 2022
20252-215458-01 | Wright-Hennepin Cooperative Electric Association | 130 | 20996 | Co-op | NOVA5783-32 04CA 007 | 18.56 | Solar |  |  | Interconnected | Plymouth | 55446 | PLYMOUTH 2 | 162 | Residential |  | 71000 | 2022 | 2022
20252-215458-01 | Wright-Hennepin Cooperative Electric Association | 130 | 20996 | Co-op | NOVA5799-10 32 006 | 33.3 | Solar |  |  | Interconnected | South Haven | 55382 | GOOSE LAKE | 30 | Residential |  | 124766 | 2022 | 2022
20252-215458-01 | Wright-Hennepin Cooperative Electric Association | 130 | 20996 | Co-op | NOVA5813-16 06BC 03003 | 22.8 | Solar |  |  | Interconnected | Albertville | 55301 | OAKWOOD | 106 | Residential |  | 79867 | 2022 | 2022
20252-215458-01 | Wright-Hennepin Cooperative Electric Association | 130 | 20996 | Co-op | NOVA5841-12 33CB 006 | 4.93 | Solar |  |  | Interconnected | Annandale | 55302 | HIGHLAND | 40 | Residential |  | 34360 | 2022 | 2022
20252-215458-01 | Wright-Hennepin Cooperative Electric Association | 130 | 20996 | Co-op | NOVA5851-31 03AB0201002 | 11 | Solar |  |  | Interconnected | Medina | 55340 | CORCORAN | 20 | Residential |  | 45330 | 2022 | 2022
20252-215458-01 | Wright-Hennepin Cooperative Electric Association | 130 | 20996 | Co-op | NOVA5854-19 29BA0403011 | 12.6 | Solar |  |  | Interconnected | Maple Grove | 55311 | BASS LAKE | 111 | Residential |  | 60846 | 2022 | 2022
20252-215458-01 | Wright-Hennepin Cooperative Electric Association | 130 | 20996 | Co-op | NOVA5876-32 05BB0102008 | 5.48 | Solar |  |  | Interconnected | Plymouth | 55446 | LAWNDALE | 122 | Residential |  | 31740 | 2022 | 2022
20252-215458-01 | Wright-Hennepin Cooperative Electric Association | 130 | 20996 | Co-op | NOVA5894-16 33AA 01005 | 10.47 | Solar |  |  | Interconnected | Rogers | 55374 | TRAILHAVEN | 130 | Residential |  | 48164 | 2022 | 2022
20252-215458-01 | Wright-Hennepin Cooperative Electric Association | 130 | 20996 | Co-op | NOVA5902-32 05BB0102012 | 7.67 | Solar |  |  | Interconnected | Plymouth | 55446 | LAWNDALE | 122 | Residential |  | 43953 | 2022 | 2022
20252-215458-01 | Wright-Hennepin Cooperative Electric Association | 130 | 20996 | Co-op | NOVA5922-16 34CC 006 | 38.35 | Solar |  |  | Withdrawn | Rogers | 55374 | TRAILHAVEN | 128 | Residential |  | 114000 | 2022
20252-215458-01 | Wright-Hennepin Cooperative Electric Association | 130 | 20996 | Co-op | NOVA5945-27 26 005A | 11.4 | Solar |  |  | Interconnected | Howard Lake | 55349 | WOODLAND | 143 | Residential |  | 18720 | 2022 | 2023
20252-215458-01 | Wright-Hennepin Cooperative Electric Association | 130 | 20996 | Co-op | NOVA5950-19 20CC0501002 | 5.48 | Solar |  |  | Interconnected | Maple Grove | 55311 | LAWNDALE | 125 | Residential |  | 34040 | 2022 | 2022
20252-215458-01 | Wright-Hennepin Cooperative Electric Association | 130 | 20996 | Co-op | NOVA5952-05 27AB0504006 | 6.03 | Solar |  |  | Interconnected | Otsego | 55330 | OTSEGO | 50 | Residential |  | 34914 | 2022 | 2022
20252-215458-01 | Wright-Hennepin Cooperative Electric Association | 130 | 20996 | Co-op | NOVA5954-05 28BD0201017 | 13.7 | Solar |  |  | Interconnected | Otsego | 55330 | OTSEGO | 50 | Residential |  | 80212.5 | 2022 | 2022
20252-215458-01 | Wright-Hennepin Cooperative Electric Association | 130 | 20996 | Co-op | NOVA5957-05 28AD0107007 | 8.77 | Solar |  |  | Interconnected | Otsego | 55330 | OTSEGO | 50 | Residential |  | 51336 | 2022 | 2023
20252-215458-01 | Wright-Hennepin Cooperative Electric Association | 130 | 20996 | Co-op | NOVA5959-05 22CB0402016 | 6.58 | Solar |  |  | Interconnected | Otsego | 55330 | OTSEGO | 70 | Residential |  | 38916 | 2022 | 2022
20252-215458-01 | Wright-Hennepin Cooperative Electric Association | 130 | 20996 | Co-op | NOVA5965-05 28AD0201005 | 6.03 | Solar |  |  | Interconnected | Otsego | 55330 | OTSEGO | 50 | Residential |  | 35673 | 2022 | 2022
20252-215458-01 | Wright-Hennepin Cooperative Electric Association | 130 | 20996 | Co-op | NOVA5975-31 10DB 011B | 38.8 | Solar |  |  | Interconnected | Hamel | 55340 | WILLOW | 114 | Residential |  | 136000 | 2022 | 2023
20252-215458-01 | Wright-Hennepin Cooperative Electric Association | 130 | 20996 | Co-op | NOVA5996-05 27DA 04025 | 6.03 | Solar |  |  | Interconnected | Otsego | 55330 | OTSEGO | 120 | Residential |  | 35673 | 2022 | 2022
20252-215458-01 | Wright-Hennepin Cooperative Electric Association | 130 | 20996 | Co-op | NOVA5997-05 27AC0102029 | 8.22 | Solar |  |  | Interconnected | Otsego | 55330 | OTSEGO | 120 | Residential |  | 48127.5 | 2022 | 2022
20252-215458-01 | Wright-Hennepin Cooperative Electric Association | 130 | 20996 | Co-op | NOVA5998-32 05BB0201005 | 5.48 | Solar |  |  | Interconnected | Plymouth | 55446 | LAWNDALE | 122 | Residential |  | 30176 | 2022 | 2022
20252-215458-01 | Wright-Hennepin Cooperative Electric Association | 130 | 20996 | Co-op | NOVA6001-05 27DA0101005 | 6.03 | Solar |  |  | Interconnected | Otsego | 55330 | OTSEGO | 120 | Residential |  | 34914 | 2022 | 2022
20252-215458-01 | Wright-Hennepin Cooperative Electric Association | 130 | 20996 | Co-op | NOVA6003-32 05BB0202007 | 13.36 | Solar |  | X | Interconnected | Plymouth | 55446 | LAWNDALE | 122 | Residential |  | 60735 | 2022 | 2022
20252-215458-01 | Wright-Hennepin Cooperative Electric Association | 130 | 20996 | Co-op | NOVA6013-13 27AC 01003 | 3.8 | Solar |  |  | Withdrawn | Buffalo | 55313 | MARY LAKE | 51 | Residential |  | 24437 | 2022
20252-215458-01 | Wright-Hennepin Cooperative Electric Association | 130 | 20996 | Co-op | NOVA6017-35 09AA 002A | 31.03 | Solar |  |  | Withdrawn | Mound | 55364 | DELANO | 24 | Residential |  | 65000 | 2022
20252-215458-01 | Wright-Hennepin Cooperative Electric Association | 130 | 20996 | Co-op | NOVA6039-32 04BA0102004 | 10.15 | Solar |  |  | Interconnected | Plymouth | 55446 | PLYMOUTH 2 | 161 | Residential |  | 19600 | 2022 | 2023
20252-215458-01 | Wright-Hennepin Cooperative Electric Association | 130 | 20996 | Co-op | NOVA6041-14 09 009 | 5.48 | Solar |  |  | Interconnected | Buffalo | 55313 | LAKE CONSTANCE | 108 | Residential |  | 10260 | 2022 | 2022
20252-215458-01 | Wright-Hennepin Cooperative Electric Association | 130 | 20996 | Co-op | NOVA6081-05 27BA 02004 | 4.93 | Solar |  |  | Interconnected | Otsego | 55330 | OTSEGO | 50 | Residential |  | 28469.5 | 2022 | 2022
20252-215458-01 | Wright-Hennepin Cooperative Electric Association | 130 | 20996 | Co-op | NOVA6088-05 27BD0105002 | 7.12 | Solar |  |  | Interconnected | Otsego | 55330 | OTSEGO | 50 | Residential |  | 40561 | 2022 | 2022
20252-215458-01 | Wright-Hennepin Cooperative Electric Association | 130 | 20996 | Co-op | NOVA6090-05 27CB0401002 | 6.58 | Solar |  |  | Interconnected | Otsego | 55330 | OTSEGO | 120 | Residential |  | 38916 | 2022 | 2022
20252-215458-01 | Wright-Hennepin Cooperative Electric Association | 130 | 20996 | Co-op | NOVA6095-03N32DD 02008A | 15.66 | Solar |  |  | Interconnected | Clear Lake | 55319 | HASTY | 88 | Residential |  | 59042 | 2022 | 2022
20252-215458-01 | Wright-Hennepin Cooperative Electric Association | 130 | 20996 | Co-op | NOVA6099-05 27AC0101013 | 6.58 | Solar |  |  | Interconnected | Otsego | 55330 | OTSEGO | 50 | Residential |  | 38916 | 2022 | 2022
20252-215458-01 | Wright-Hennepin Cooperative Electric Association | 130 | 20996 | Co-op | NOVA6101-20 17 006 | 17.8 | Solar |  |  | Withdrawn | Corcoran | 55374 | TRAILHAVEN | 129 | Residential |  | 61350 | 2022
20252-215458-01 | Wright-Hennepin Cooperative Electric Association | 130 | 20996 | Co-op | NOVA6140-32 04AB1002001 | 11.31 | Solar |  |  | Withdrawn | Plymouth | 55446 | BASS LAKE | 73 | Residential |  | 47011 | 2022
20252-215458-01 | Wright-Hennepin Cooperative Electric Association | 130 | 20996 | Co-op | NOVA6170-03 34BA 006A | 26.1 | Solar |  |  | Interconnected | Monticello | 55362 | SILVER CREEK | 35 | Residential |  | 161000 | 2022 | 2022
20252-215458-01 | Wright-Hennepin Cooperative Electric Association | 130 | 20996 | Co-op | NOVA6191-UNKNOWN | 3.84 | Solar |  |  | Withdrawn | Rochester | 55901 |  |  |  |  | 23425.5 | 2022
20252-215458-01 | Wright-Hennepin Cooperative Electric Association | 130 | 20996 | Co-op | NOVA6230-12 15DB 008A | 38.5 | Solar |  |  | Interconnected | Maple Lake | 55358 | MAPLE LAKE | 12 | Residential |  | 1e+05 | 2022 | 2023
20252-215458-01 | Wright-Hennepin Cooperative Electric Association | 130 | 20996 | Co-op | NOVA6235-21 14AB0201011 | 11.31 | Solar |  |  | Interconnected | Loretto | 55357 | TRAILHAVEN | 129 | Residential |  | 61108 | 2022 | 2022
20252-215458-01 | Wright-Hennepin Cooperative Electric Association | 130 | 20996 | Co-op | NOVA6261-30 34BB 01006A | 7.6 | Solar |  |  | Interconnected | Independence | 55359 | DELANO | 24 | Residential |  | 25513 | 2022 | 2022
20252-215458-01 | Wright-Hennepin Cooperative Electric Association | 130 | 20996 | Co-op | NOVA6270-19 33BB 005 | 40 | Solar |  |  | Interconnected | Maple Grove | 55369 | BASS LAKE | 44 | Residential |  | 174640 | 2022 | 2023
20252-215458-01 | Wright-Hennepin Cooperative Electric Association | 130 | 20996 | Co-op | NOVA6314-20 36BB 006 | 11.17 | Solar |  |  | Interconnected | Corcoran | 55340 | CORCORAN | 20 | Residential |  | 41982 | 2022 | 2022
20252-215458-01 | Wright-Hennepin Cooperative Electric Association | 130 | 20996 | Co-op | NOVA6315-19 32AC 001 | 15.36 | Solar |  |  | Interconnected | Maple Grove |  | PLYMOUTH 2 | 161 | Residential |  | 46000 | 2022 | 2023
20252-215458-01 | Wright-Hennepin Cooperative Electric Association | 130 | 20996 | Co-op | NOVA6358-05 27CD0503016 | 5.48 | Solar |  |  | Interconnected | Otsego | 55330 | OTSEGO | 120 | Residential |  | 33120 | 2022 | 2022
20252-215458-01 | Wright-Hennepin Cooperative Electric Association | 130 | 20996 | Co-op | NOVA6361-32 11CC0101003 | 7.6 | Solar |  |  | Interconnected | Plymouth | 55442 | PLYMOUTH 1 | 83 | Residential |  | 38850 | 2022 | 2023
20252-215458-01 | Wright-Hennepin Cooperative Electric Association | 130 | 20996 | Co-op | NOVA6368-19 31CB0102007 | 6.58 | Solar |  |  | Interconnected | Maple Grove | 55311 | CORCORAN | 20 | Residential |  | 36524 | 2022 | 2023
20252-215458-01 | Wright-Hennepin Cooperative Electric Association | 130 | 20996 | Co-op | NOVA6383-35 09AA 002A | 36 | Solar |  |  | Withdrawn | Mound | 55364 | DELANO | 24 | Residential |  | 90000 | 2022
20252-215458-01 | Wright-Hennepin Cooperative Electric Association | 130 | 20996 | Co-op | NOVA6405-20 09AC 04002 | 38.28 | Solar |  | X | Interconnected | Corcoran | 55340 | TRAILHAVEN | 129 | Residential |  | 174480 | 2022 | 2022
20252-215458-01 | Wright-Hennepin Cooperative Electric Association | 130 | 20996 | Co-op | NOVA6444-08 01AB 007 | 28.71 | Solar |  |  | Withdrawn | Monticello | 55362 | SILVER CREEK | 72 | Residential |  | 149594 | 2022
20252-215458-01 | Wright-Hennepin Cooperative Electric Association | 130 | 20996 | Co-op | NOVA6491-27S03 003 | 24.78 | Solar |  |  | Interconnected | Winsted | 55395 | HOWARD LAKE | 27 | Residential |  | 69000 | 2022 | 2022
20252-215458-01 | Wright-Hennepin Cooperative Electric Association | 130 | 20996 | Co-op | NOVA6506-19 35BB 001 | 40 | Solar |  |  | Interconnected | Maple Grove | 55369 | CEDAR ISLAND 2 | 69 | Residential |  | 174640 | 2022 | 2023
20252-215458-01 | Wright-Hennepin Cooperative Electric Association | 130 | 20996 | Co-op | NOVA6514-21 22BA 001 | 36.4 | Solar |  |  | Interconnected | Rockford | 55373 | ROCKFORD | 76 | Residential |  | 113000 | 2022 | 2023
20252-215458-01 | Wright-Hennepin Cooperative Electric Association | 130 | 20996 | Co-op | NOVA6528-13 27AC 01003 | 3.8 | Solar |  |  | Withdrawn | Buffalo | 55313 | MARY LAKE | 51 | Residential |  | 24437 | 2022
20252-215458-01 | Wright-Hennepin Cooperative Electric Association | 130 | 20996 | Co-op | NOVA6532-16 34CC 006 | 38.35 | Solar |  |  | Interconnected | Rogers | 55374 | TRAILHAVEN | 128 | Residential |  | 105000 | 2022 | 2022
20252-215458-01 | Wright-Hennepin Cooperative Electric Association | 130 | 20996 | Co-op | NOVA6535-32 04BA0101004 | 11.02 | Solar |  |  | Withdrawn | Plymouth | 55446 | PLYMOUTH 2 | 161 | Residential |  | 45580 | 2022
20252-215458-01 | Wright-Hennepin Cooperative Electric Association | 130 | 20996 | Co-op | NOVA6546-19 29DB 02011 | 10.47 | Solar |  |  | Interconnected | Maple Grove | 55311 | BASS LAKE | 111 | Residential |  | 36470 | 2022 | 2022
20252-215458-01 | Wright-Hennepin Cooperative Electric Association | 130 | 20996 | Co-op | NOVA6613-09 10 007 | 26.18 | Solar |  |  | Interconnected | Annandale | 55302 | SILVER CREEK | 36 | Residential |  | 85000 | 2022 | 2023
20252-215458-01 | Wright-Hennepin Cooperative Electric Association | 130 | 20996 | Co-op | NOVA6673-19 31AB0303001 | 7.68 | Solar |  |  | Interconnected | Maple Grove | 55311 | LAWNDALE | 123 | Residential |  | 44620 | 2022 | 2023
20252-215458-01 | Wright-Hennepin Cooperative Electric Association | 130 | 20996 | Co-op | NOVA6685-31 11CD 01003 | 21.17 | Solar |  |  | Interconnected | Long Lake | 55356 | MEDINA | 46 | Residential |  | 43800 | 2022 | 2023
20252-215458-01 | Wright-Hennepin Cooperative Electric Association | 130 | 20996 | Co-op | NOVA6692-19 20CC0101005 | 10.08 | Solar |  |  | Interconnected | Maple Grove | 55311 | BASS LAKE | 111 | Residential |  | 16800 | 2022 | 2023
20252-215458-01 | Wright-Hennepin Cooperative Electric Association | 130 | 20996 | Co-op | NOVA6695-19 31BD0303008 | 8.96 | Solar |  |  | Interconnected | Maple Grove | 55311 | LAWNDALE | 123 | Residential |  | 54320 | 2022 | 2023
20252-215458-01 | Wright-Hennepin Cooperative Electric Association | 130 | 20996 | Co-op | NOVA6735-05 33AA 006 | 37.99 | Solar |  |  | Interconnected | Otsego | 55330 | OTSEGO | 50 | Residential |  | 65400 | 2022 | 2023
20252-215458-01 | Wright-Hennepin Cooperative Electric Association | 130 | 20996 | Co-op | NOVA6761-20 36AC0703006 | 7.04 | Solar |  |  | Interconnected | Corcoran | 55340 | CORCORAN | 20 | Residential |  | 43120 | 2022 | 2023
20252-215458-01 | Wright-Hennepin Cooperative Electric Association | 130 | 20996 | Co-op | NOVA6773-31 03CB 001 | 26.18 | Solar |  |  | Interconnected | Medina | 55340 | WILLOW | 118 | Residential |  | 93650 | 2022 | 2024
20252-215458-01 | Wright-Hennepin Cooperative Electric Association | 130 | 20996 | Co-op | NOVA6796-05 27BD0102003 | 7.54 | Solar |  |  | Withdrawn | Otsego | 55330 | OTSEGO | 120 | Residential |  | 19500 | 2022
20252-215458-01 | Wright-Hennepin Cooperative Electric Association | 130 | 20996 | Co-op | NOVA6799-19 19DA 01023 | 6.96 | Solar |  | X | Withdrawn | Maple Grove | 55311 | LAWNDALE | 125 | Residential |  | 56945 | 2022
20252-215458-01 | Wright-Hennepin Cooperative Electric Association | 130 | 20996 | Co-op | NOVA6799-19 19DA 01023-S | 3.36 | Storage |  |  | Withdrawn | Maple Grove | 55311 | LAWNDALE | 125 | Residential |  | 56945 | 2022
20252-215458-01 | Wright-Hennepin Cooperative Electric Association | 130 | 20996 | Co-op | NOVA6834-30 18DA 006 | 29 | Solar |  | X | Interconnected | Independence | 55359 | DELANO | 25 | Residential |  | 48000 | 2022 | 2023
20252-215458-01 | Wright-Hennepin Cooperative Electric Association | 130 | 20996 | Co-op | NOVA6834-30 18DA 006-S | 15.36 | Storage |  |  | Interconnected | Independence | 55359 | DELANO | 25 | Residential |  | 48000 | 2022 | 2023
20252-215458-01 | Wright-Hennepin Cooperative Electric Association | 130 | 20996 | Co-op | NOVA6836-05 21AC 01008 | 12.76 | Solar |  |  | Interconnected | Otsego | 55330 | OTSEGO | 50 | Residential |  | 62764 | 2022 | 2023
20252-215458-01 | Wright-Hennepin Cooperative Electric Association | 130 | 20996 | Co-op | NOVA6854-02 22AC 006 | 39.73 | Solar |  |  | Withdrawn | Clearwater | 55320 | HASTY | 89 | Residential |  | 85470 | 2022
20252-215458-01 | Wright-Hennepin Cooperative Electric Association | 130 | 20996 | Co-op | NOVA6871-31 32BC 003 | 3.25 | Solar |  |  | Interconnected | Orono |  | MEDINA | 47 | Residential |  | 21240 | 2022 | 2023
20252-215458-01 | Wright-Hennepin Cooperative Electric Association | 130 | 20996 | Co-op | NOVA6874-13 27DB 006 | 13.63 | Solar |  |  | Interconnected | Buffalo | 55313 | MARY LAKE | 51 | Residential |  | 73162 | 2022 | 2023
20252-215458-01 | Wright-Hennepin Cooperative Electric Association | 130 | 20996 | Co-op | NOVA6911-32 09AB0406001 | 6.28 | Solar |  |  | Interconnected | Plymouth | 55466 | PLYMOUTH 2 | 162 | Residential |  | 29274 | 2022 | 2022
20252-215458-01 | Wright-Hennepin Cooperative Electric Association | 130 | 20996 | Co-op | NOVA6916-32 03CC 01008 | 9.86 | Solar |  |  | Withdrawn | Plymouth | 55446 | PLYMOUTH 2 | 162 | Residential |  | 50453 | 2022
20252-215458-01 | Wright-Hennepin Cooperative Electric Association | 130 | 20996 | Co-op | NOVA6921-14 21BC0101017 | 7.04 | Solar |  |  | Interconnected | Buffalo | 55313 | LAKE CONSTANCE | 109 | Residential |  | 43120 | 2022 | 2023
20252-215458-01 | Wright-Hennepin Cooperative Electric Association | 130 | 20996 | Co-op | NOVA6940-13 18DB0201001 | 10 | Solar |  |  | Withdrawn | Maple Lake | 55358 | HIGHLAND | 37 | Residential |  | 37520 | 2022
20252-215458-01 | Wright-Hennepin Cooperative Electric Association | 130 | 20996 | Co-op | NOVA6944-21 27CB 009 | 90 | Solar |  |  | Withdrawn | Loretto | 55357 | ROCKFORD | 77 | Residential |  | 115815 | 2022
20252-215458-01 | Wright-Hennepin Cooperative Electric Association | 130 | 20996 | Co-op | NOVA6953-14 21CB0302012 | 5.76 | Solar |  |  | Interconnected | Buffalo | 55313 | MARY LAKE | 53 | Residential |  | 35280 | 2022 | 2023
20252-215458-01 | Wright-Hennepin Cooperative Electric Association | 130 | 20996 | Co-op | NOVA6955-35 12AA 003A | 21.6 | Solar |  |  | Interconnected | Minnetrista | 55364 | MEDINA | 47 | Residential |  | 70000 | 2022 | 2023
20252-215458-01 | Wright-Hennepin Cooperative Electric Association | 130 | 20996 | Co-op | NOVA6970-19 33BA0604037 | 21 | Solar |  |  | Interconnected | Maple Grove | 55311 | BASS LAKE | 44 | Residential |  | 90106.67 | 2022 | 2023
20252-215458-01 | Wright-Hennepin Cooperative Electric Association | 130 | 20996 | Co-op | NOVA6973-14 18BB 005 | 6.38 | Solar |  |  | Interconnected | Buffalo | 55313 | BLACK LAKE | 64 | Residential |  | 42041 | 2022 | 2022
20252-215458-01 | Wright-Hennepin Cooperative Electric Association | 130 | 20996 | Co-op | NOVA6991-14 16DB0206003 | 4.48 | Solar |  |  | Interconnected | Buffalo | 55313 | LAKE CONSTANCE | 109 | Residential |  | 28280 | 2022 | 2023
20252-215458-01 | Wright-Hennepin Cooperative Electric Association | 130 | 20996 | Co-op | NOVA7001-35 05AC 01006 | 27.6 | Solar |  | X | Interconnected | Maple Plain | 55359 | DELANO | 24 | Residential |  | 128212 | 2022 | 2023
20252-215458-01 | Wright-Hennepin Cooperative Electric Association | 130 | 20996 | Co-op | NOVA7035-32 04BA0101004 | 11.6 | Solar |  |  | Interconnected | Plymouth | 55446 | PLYMOUTH 2 | 161 | Residential |  | 48000 | 2022 | 2023
20252-215458-01 | Wright-Hennepin Cooperative Electric Association | 130 | 20996 | Co-op | NOVA7081-05 27AB0504008 | 9.57 | Solar |  |  | Interconnected | Otsego | 55330 | OTSEGO | 50 | Residential |  | 59200 | 2022 | 2023
20252-215458-01 | Wright-Hennepin Cooperative Electric Association | 130 | 20996 | Co-op | NOVA7082-35 08DC 01004 | 30 | Solar |  |  | Interconnected | Minnetrista | 55359 | DELANO | 24 | Residential |  | 88140 | 2022 | 2023
20252-215458-01 | Wright-Hennepin Cooperative Electric Association | 130 | 20996 | Co-op | NOVA7106-32 05BD0101016 | 11.17 | Solar |  |  | Interconnected | Plymouth | 55446 | LAWNDALE | 122 | Residential |  | 47142 | 2022 | 2023
20252-215458-01 | Wright-Hennepin Cooperative Electric Association | 130 | 20996 | Co-op | NOVA7117-03 19CB 02006 | 33.85 | Solar |  | X | Withdrawn | Clearwater | 55320 | HASTY | 88 | Residential |  | 108234 | 2022
20252-215458-01 | Wright-Hennepin Cooperative Electric Association | 130 | 20996 | Co-op | NOVA7118-13 26BD 01005 | 17.28 | Solar |  |  | Interconnected | Buffalo | 55313 | BLACK LAKE | 64 | Residential |  | 102820 | 2022 | 2023
20252-215458-01 | Wright-Hennepin Cooperative Electric Association | 130 | 20996 | Co-op | NOVA7137-23 20 009 | 13.92 | Solar |  |  | Interconnected | Waverly | 55390 | HIGHLAND | 39 | Residential |  | 59380 | 2022 | 2023
20252-215458-01 | Wright-Hennepin Cooperative Electric Association | 130 | 20996 | Co-op | NOVA7139-13 18DB0201001 | 13 | Solar |  |  | Interconnected | Maple Lake | 55358 | HIGHLAND | 37 | Residential |  | 48020 | 2022 | 2022
20252-215458-01 | Wright-Hennepin Cooperative Electric Association | 130 | 20996 | Co-op | NOVA7148-19 34CC0102003 | 7.33 | Solar |  |  | Interconnected | Maple Grove | 55311 | BASS LAKE | 73 | Residential |  | 31714 | 2022 | 2023
20252-215458-01 | Wright-Hennepin Cooperative Electric Association | 130 | 20996 | Co-op | NOVA7152-02 02CC0206003 | 7.54 | Solar |  |  | Withdrawn | Clearwater | 55320 | HASTY | 89 | Residential |  | 50513.51 | 2022
20252-215458-01 | Wright-Hennepin Cooperative Electric Association | 130 | 20996 | Co-op | NOVA7165-10 04BC 39011A | 11.02 | Solar |  |  | Withdrawn | South Haven | 55382 | LAKE CAROLINE | 151 | Residential |  | 60960.06 | 2022
20252-215458-01 | Wright-Hennepin Cooperative Electric Association | 130 | 20996 | Co-op | NOVA7206-20 14 009 | 17.11 | Solar |  |  | Interconnected | Corcoran | 55340 | CORCORAN | 18 | Residential |  | 55475 | 2022 | 2023
20252-215458-01 | Wright-Hennepin Cooperative Electric Association | 130 | 20996 | Co-op | NOVA7218-15 35CB 06009 | 3.84 | Solar |  |  | Interconnected | Hanover | 55341 | ROCKFORD | 75 | Residential |  | 24240 | 2022 | 2023
20252-215458-01 | Wright-Hennepin Cooperative Electric Association | 130 | 20996 | Co-op | NOVA7241-20 01DC0403019 | 10.15 | Solar |  |  | Interconnected | Rogers | 55374 | TRAILHAVEN | 128 | Residential |  | 46918 | 2022 | 2023
20252-215458-01 | Wright-Hennepin Cooperative Electric Association | 130 | 20996 | Co-op | NOVA7268-02 22AC 006A | 39.73 | Solar |  |  | Interconnected | Clearwater | 55320 | HASTY | 89 | Residential |  | 122100 | 2022 | 2023
20252-215458-01 | Wright-Hennepin Cooperative Electric Association | 130 | 20996 | Co-op | NOVA7328-13 26BD 01001 | 17.69 | Solar |  |  | Interconnected | Buffalo | 55313 | BLACK LAKE | 64 | Residential |  | 65000 | 2022 | 2023
20252-215458-01 | Wright-Hennepin Cooperative Electric Association | 130 | 20996 | Co-op | NOVA7385-20 11CB 005 | 17.45 | Solar |  |  | Interconnected | Corcoran | 55340 | CORCORAN | 18 | Residential |  | 61050 | 2022 | 2023
20252-215458-01 | Wright-Hennepin Cooperative Electric Association | 130 | 20996 | Co-op | NOVA7387-14 08AA 002A | 2.61 | Solar |  |  | Interconnected | Buffalo | 55313 | LAKE CONSTANCE | 108 | Residential |  | 14301 | 2022 | 2023
20252-215458-01 | Wright-Hennepin Cooperative Electric Association | 130 | 20996 | Co-op | NOVA7401-32 14BC 03012 | 8.82 | Solar |  | X | Interconnected | Plymouth | 55442 | PLYMOUTH 1 | 83 | Residential |  | 71703 | 2022 | 2023
20252-215458-01 | Wright-Hennepin Cooperative Electric Association | 130 | 20996 | Co-op | NOVA7401-32 14BC 03012-S | 27 | Storage |  |  | Interconnected | Plymouth | 55442 | PLYMOUTH 1 | 83 | Residential |  | 71703 | 2022 | 2023
20252-215458-01 | Wright-Hennepin Cooperative Electric Association | 130 | 20996 | Co-op | NOVA7251-02 22AA 002 | 12.18 | Solar |  |  | Interconnected | Clearwater | 55320 | HASTY | 89 | Residential |  | 54348.06 | 2023 | 2023
20252-215458-01 | Wright-Hennepin Cooperative Electric Association | 130 | 20996 | Co-op | NOVA7346-09 02DD 01007 | 8.7 | Solar |  |  | Interconnected | Maple Lake | 55358 | SILVER CREEK | 36 | Residential |  | 55572.92 | 2023 | 2023
20252-215458-01 | Wright-Hennepin Cooperative Electric Association | 130 | 20996 | Co-op | NOVA7390-13 25CA 01004 | 16 | Solar |  |  | Interconnected | Buffalo | 55313 | BLACK LAKE | 64 | Residential |  | 55843.11 | 2023 | 2023
20252-215458-01 | Wright-Hennepin Cooperative Electric Association | 130 | 20996 | Co-op | NOVA7426-05 27CA0203015 | 8.12 | Solar |  |  | Interconnected | Otsego | 55330 | OTSEGO | 120 | Residential |  | 33411 | 2023 | 2023
20252-215458-01 | Wright-Hennepin Cooperative Electric Association | 130 | 20996 | Co-op | NOVA7443-32 10AB0203005 | 15.08 | Solar |  |  | Interconnected | Plymouth | 55442 | PLYMOUTH 1 | 81 | Residential |  | 72384.07 | 2023 | 2023
20252-215458-01 | Wright-Hennepin Cooperative Electric Association | 130 | 20996 | Co-op | NOVA7457-14 18CB 01001 | 11.4 | Solar |  |  | Interconnected | Buffalo | 55313 | BLACK LAKE | 64 | Residential |  | 42948 | 2023 | 2023
20252-215458-01 | Wright-Hennepin Cooperative Electric Association | 130 | 20996 | Co-op | NOVA7465-19 29BB0502013 | 11.4 | Solar |  |  | Interconnected | Maple Grove | 55311 | LAWNDALE | 125 | Residential |  | 42880 | 2023 | 2023
20252-215458-01 | Wright-Hennepin Cooperative Electric Association | 130 | 20996 | Co-op | NOVA7481-19 19DC 02003 | 9.28 | Solar |  |  | Interconnected | Maple Grove | 55311 | LAWNDALE | 125 | Residential |  | 47360 | 2023 | 2023
20252-215458-01 | Wright-Hennepin Cooperative Electric Association | 130 | 20996 | Co-op | NOVA7486-32 10DA 02010 | 6.3 | Solar |  |  | Interconnected | Plymouth | 55442 | PLYMOUTH 1 | 82 | Residential |  | 34018 | 2023 | 2023
20252-215458-01 | Wright-Hennepin Cooperative Electric Association | 130 | 20996 | Co-op | NOVA7493-32 06DB0202027 | 7.6 | Solar |  |  | Interconnected | Plymouth | 55446 | LAWNDALE | 122 | Residential |  | 31185 | 2023 | 2023
20252-215458-01 | Wright-Hennepin Cooperative Electric Association | 130 | 20996 | Co-op | NOVA7497-23 23CA 002 | 7.54 | Solar |  |  | Interconnected | Montrose | 55363 | HIGHLAND | 39 | Residential |  | 31110 | 2023 | 2023
20252-215458-01 | Wright-Hennepin Cooperative Electric Association | 130 | 20996 | Co-op | NOVA7513-35 08DB 01002 | 8.45 | Solar |  |  | Interconnected | Minnetrista | 55313 | DELANO | 24 | Residential |  | 37500 | 2023 | 2023
20252-215458-01 | Wright-Hennepin Cooperative Electric Association | 130 | 20996 | Co-op | NOVA7548-31 28AA 002 | 39.32 | Solar |  | X | Interconnected | Medina | 55356 | MEDINA | 47 | Residential |  | 185000 | 2023 | 2023
20252-215458-01 | Wright-Hennepin Cooperative Electric Association | 130 | 20996 | Co-op | NOVA7548-31 28AA 002-S | 10 | Storage |  |  | Interconnected | Medina | 55356 | MEDINA | 47 | Residential |  | 185000 | 2023 | 2023
20252-215458-01 | Wright-Hennepin Cooperative Electric Association | 130 | 20996 | Co-op | NOVA7551-08 01AB 012 | 28.71 | Solar |  |  | Interconnected | Monticello | 55362 | SILVER CREEK | 72 | Residential |  | 92566 | 2023 | 2023
20252-215458-01 | Wright-Hennepin Cooperative Electric Association | 130 | 20996 | Co-op | NOVA7584-19 35DC0104010 | 7.6 | Solar |  |  | Interconnected | Maple Grove | 55369 | PLYMOUTH 2 | 163 | Residential |  | 20000 | 2023 | 2023
20252-215458-01 | Wright-Hennepin Cooperative Electric Association | 130 | 20996 | Co-op | NOVA7587-20 01DC0501025 | 6.98 | Solar |  |  | Interconnected | Corcoran | 55374 | TRAILHAVEN | 128 | Residential |  | 23800 | 2023 | 2023
20252-215458-01 | Wright-Hennepin Cooperative Electric Association | 130 | 20996 | Co-op | NOVA7769-21 30DA 01016 | 6.4 | Solar |  |  | Interconnected | Rockford | 55373 | ROCKFORD | 78 | Residential |  | 11500 | 2023 | 2023
20252-215458-01 | Wright-Hennepin Cooperative Electric Association | 130 | 20996 | Co-op | NOVA7796-05 28AD0301002 | 3.84 | Solar |  |  | Interconnected | Otsego | 55330 | OTSEGO | 50 | Residential |  | 24846 | 2023 | 2023
20252-215458-01 | Wright-Hennepin Cooperative Electric Association | 130 | 20996 | Co-op | NOVA7797-05 28AD0106007 | 5.76 | Solar |  |  | Interconnected | Otsego | 55330 | OTSEGO | 50 | Residential |  | 36162 | 2023 | 2023
20252-215458-01 | Wright-Hennepin Cooperative Electric Association | 130 | 20996 | Co-op | NOVA7805-32 06BD0202001 | 3.84 | Solar |  |  | Interconnected | Plymouth | 55446 | LAWNDALE | 122 | Residential |  | 7000 | 2023 | 2023
20252-215458-01 | Wright-Hennepin Cooperative Electric Association | 130 | 20996 | Co-op | NOVA7824-14 21CB0402005 | 7.88 | Solar |  |  | Interconnected | Buffalo | 55313 | MARY LAKE | 53 | Residential |  | 37620 | 2023 | 2023
20252-215458-01 | Wright-Hennepin Cooperative Electric Association | 130 | 20996 | Co-op | NOVA7857-05 27DA 02002 | 7.04 | Solar |  |  | Interconnected | Otsego | 55330 | OTSEGO | 120 | Residential |  | 43747 | 2023 | 2023
20252-215458-01 | Wright-Hennepin Cooperative Electric Association | 130 | 20996 | Co-op | NOVA7860-05 27AA 02013 | 11.52 | Solar |  |  | Withdrawn | Otsego | 55330 | OTSEGO | 50 | Residential |  | 67609 | 2023
20252-215458-01 | Wright-Hennepin Cooperative Electric Association | 130 | 20996 | Co-op | NOVA7861-19 31AB0304007 | 7.68 | Solar |  |  | Interconnected | Maple Grove | 55311 | LAWNDALE | 123 | Residential |  | 45736 | 2023 | 2023
20252-215458-01 | Wright-Hennepin Cooperative Electric Association | 130 | 20996 | Co-op | NOVA7866-09 24AD 002C | 15.2 | Solar |  |  | Withdrawn | Maple Lake | 55358 | SILVER CREEK | 36 | Residential |  | 61474.49 | 2023
20252-215458-01 | Wright-Hennepin Cooperative Electric Association | 130 | 20996 | Co-op | NOVA7878-05 27AC0102017 | 5.76 | Solar |  |  | Interconnected | Otsego | 55330 | OTSEGO | 50 | Residential |  | 34153 | 2023 | 2023
20252-215458-01 | Wright-Hennepin Cooperative Electric Association | 130 | 20996 | Co-op | NOVA7886-05 27CD0407007 | 5.8 | Solar |  |  | Interconnected | Otsego | 55330 | OTSEGO | 120 | Residential |  | 27920 | 2023 | 2024
20252-215458-01 | Wright-Hennepin Cooperative Electric Association | 130 | 20996 | Co-op | NOVA7901-01 30 006 | 10.24 | Solar |  |  | Interconnected | Kimball | 55353 | LAKE CAROLINE | 151 | Residential |  | 60000 | 2023 | 2023
20252-215458-01 | Wright-Hennepin Cooperative Electric Association | 130 | 20996 | Co-op | NOVA7917-05 27CD0306005 | 3.84 | Solar |  |  | Interconnected | Otsego | 55330 | OTSEGO | 120 | Residential |  | 22776 | 2023 | 2023
20252-215458-01 | Wright-Hennepin Cooperative Electric Association | 130 | 20996 | Co-op | NOVA7918-05 27DA 02001 | 5.76 | Solar |  |  | Withdrawn | Otsego | 55330 | OTSEGO | 120 | Residential |  | 36162 | 2023
20252-215458-01 | Wright-Hennepin Cooperative Electric Association | 130 | 20996 | Co-op | NOVA7970-32 03CB0102028 | 11.9 | Solar |  |  | Interconnected | Plymouth | 55446 | PLYMOUTH 2 | 162 | Residential |  | 24000 | 2023 | 2023
20252-215458-01 | Wright-Hennepin Cooperative Electric Association | 130 | 20996 | Co-op | NOVA7971-32 03CB0102029 | 9.6 | Solar |  |  | Interconnected | Plymouth | 55446 | PLYMOUTH 2 | 162 | Residential |  | 20000 | 2023 | 2023
20252-215458-01 | Wright-Hennepin Cooperative Electric Association | 130 | 20996 | Co-op | NOVA8010-11 01 002 | 18 | Solar |  |  | Interconnected | Annandale | 55302 | GOOSE LAKE | 31 | Residential |  | 84800 | 2023 | 2023
20252-215458-01 | Wright-Hennepin Cooperative Electric Association | 130 | 20996 | Co-op | NOVA8026- 32 06DB0201011 | 11.6 | Solar |  |  | Interconnected | Plymouth | 55446 | LAWNDALE | 122 | Residential |  | 43978 | 2023 | 2023
20252-215458-01 | Wright-Hennepin Cooperative Electric Association | 130 | 20996 | Co-op | NOVA8080-20 36DB1403008 | 6 | Solar |  |  | Withdrawn | Hamel | 55340 | CORCORAN | 20 | Residential |  | 4926 | 2023
20252-215458-01 | Wright-Hennepin Cooperative Electric Association | 130 | 20996 | Co-op | NOVA8121-30 11AD0102002 | 7.56 | Solar |  |  | Interconnected | Independence | 55359 | DELANO | 71 | Residential |  | 35573 | 2023 | 2023
20252-215458-01 | Wright-Hennepin Cooperative Electric Association | 130 | 20996 | Co-op | NOVA8122-05 27BD0102003 | 8.19 | Solar |  |  | Interconnected | Otsego | 55330 | OTSEGO | 120 | Residential |  | 46733 | 2023 | 2023
20252-215458-01 | Wright-Hennepin Cooperative Electric Association | 130 | 20996 | Co-op | NOVA8124-19 26DC 001 | 40 | Solar |  |  | Interconnected | Maple Grove | 55369 | CEDAR ISLAND 1 | 56 | Residential |  | 162500 | 2023 | 2024
20252-215458-01 | Wright-Hennepin Cooperative Electric Association | 130 | 20996 | Co-op | NOVA8125-19 35BA 002 | 40 | Solar |  |  | Interconnected | Maple Grove | 55369 | CEDAR ISLAND 2 | 69 | Residential |  | 162500 | 2023 | 2024
20252-215458-01 | Wright-Hennepin Cooperative Electric Association | 130 | 20996 | Co-op | NOVA8128-20 05DC 01007 | 26.39 | Solar |  |  | Withdrawn | Corcoran | 55374 | TRAILHAVEN | 129 | Residential |  | 118750 | 2023
20252-215458-01 | Wright-Hennepin Cooperative Electric Association | 130 | 20996 | Co-op | NOVA8149-13 31 004 | 38.4 | Solar |  |  | Interconnected | Maple Lake | 55358 | HIGHLAND | 37 | Residential |  | 189000 | 2023 | 2023
20252-215458-01 | Wright-Hennepin Cooperative Electric Association | 130 | 20996 | Co-op | NOVA8183-02 02CC0206003 | 11.02 | Solar |  |  | Interconnected | Clearwater | 55320 | HASTY | 89 | Residential |  | 20000 | 2023 | 2023
20252-215458-01 | Wright-Hennepin Cooperative Electric Association | 130 | 20996 | Co-op | NOVA8235-11 20 001 | 20.59 | Solar |  |  | Interconnected | Annandale | 55302 | GOOSE LAKE | 32 | Residential |  | 89263 | 2023 | 2023
20252-215458-01 | Wright-Hennepin Cooperative Electric Association | 130 | 20996 | Co-op | NOVA8245-05 27CC0402018 | 3.78 | Solar |  |  | Interconnected | Otsego | 55330 | OTSEGO | 120 | Residential |  | 18993 | 2023 | 2023
20252-215458-01 | Wright-Hennepin Cooperative Electric Association | 130 | 20996 | Co-op | NOVA8272-06 36BD0202002 | 14.21 | Solar |  |  | Interconnected | Albertville | 55301 | OAKWOOD | 103 | Residential |  | 65575 | 2023 | 2024
20252-215458-01 | Wright-Hennepin Cooperative Electric Association | 130 | 20996 | Co-op | NOVA8294-10 04BC 39011A | 11.31 | Solar |  |  | Interconnected | South Haven | 55382 | LAKE CAROLINE | 151 | Residential |  | 61040 | 2023 | 2023
20252-215458-01 | Wright-Hennepin Cooperative Electric Association | 130 | 20996 | Co-op | NOVA8298-11 16 002 | 25.01 | Solar |  | X | Interconnected | Annandale | 55302 | GOOSE LAKE | 32 | Residential |  | 96894 | 2023 | 2024
20252-215458-01 | Wright-Hennepin Cooperative Electric Association | 130 | 20996 | Co-op | NOVA8316-05 28BD0101002 | 9.45 | Solar |  |  | Interconnected | Otsego | 55330 | OTSEGO | 50 | Residential |  | 35000 | 2023 | 2023
20252-215458-01 | Wright-Hennepin Cooperative Electric Association | 130 | 20996 | Co-op | NOVA8336-20 05DC 01007 | 26.39 | Solar |  |  | Interconnected | Corcoran | 55340 | TRAILHAVEN | 129 | Residential |  | 118750 | 2023 | 2023
20252-215458-01 | Wright-Hennepin Cooperative Electric Association | 130 | 20996 | Co-op | NOVA8343-19 35DA0301008 | 9.6 | Solar |  |  | Interconnected | Maple Grove | 55369 | CEDAR ISLAND 2 | 69 | Residential |  | 52283 | 2023 | 2023
20252-215458-01 | Wright-Hennepin Cooperative Electric Association | 130 | 20996 | Co-op | NOVA8367-12 25DB 02004 | 10 | Solar |  |  | Interconnected | Maple Lake | 55358 | HIGHLAND | 37 | Residential |  | 35275.5 | 2023 | 2023
20252-215458-01 | Wright-Hennepin Cooperative Electric Association | 130 | 20996 | Co-op | NOVA8371-19 27CC0401004 | 4.48 | Solar |  |  | Interconnected | Maple Grove | 55311 | BASS LAKE | 41 | Residential |  | 29620 | 2023 | 2023
20252-215458-01 | Wright-Hennepin Cooperative Electric Association | 130 | 20996 | Co-op | NOVA8374-10 04BD 37008 | 5.76 | Solar |  |  | Interconnected | South Haven | 55382 | LAKE CAROLINE | 151 | Residential |  | 36162 | 2023 | 2023
20252-215458-01 | Wright-Hennepin Cooperative Electric Association | 130 | 20996 | Co-op | NOVA8395-32 03CC 01008 | 10.71 | Solar |  |  | Interconnected | Plymouth | 55446 | PLYMOUTH 2 | 162 | Residential |  | 39038.67 | 2023 | 2023
20252-215458-01 | Wright-Hennepin Cooperative Electric Association | 130 | 20996 | Co-op | NOVA8411-19 31CC0204011 | 10 | Solar |  |  | Interconnected | Maple Grove | 55311 | CORCORAN 2 | 150 | Residential |  | 32116 | 2023 | 2024
20252-215458-01 | Wright-Hennepin Cooperative Electric Association | 130 | 20996 | Co-op | NOVA8434-14 16DC0205001 | 8.96 | Solar |  |  | Interconnected | Buffalo | 55313 | LAKE CONSTANCE | 109 | Residential |  | 52283 | 2023 | 2023
20252-215458-01 | Wright-Hennepin Cooperative Electric Association | 130 | 20996 | Co-op | NOVA8444-14 16DC0201006 | 3.84 | Solar |  |  | Interconnected | Buffalo | 55313 | LAKE CONSTANCE | 109 | Residential |  | 23812 | 2023 | 2023
20252-215458-01 | Wright-Hennepin Cooperative Electric Association | 130 | 20996 | Co-op | NOVA8458-14 21CC 04002 | 5.12 | Solar |  |  | Interconnected | Buffalo | 55313 | MARY LAKE | 53 | Residential |  | 31589 | 2023 | 2023
20252-215458-01 | Wright-Hennepin Cooperative Electric Association | 130 | 20996 | Co-op | NOVA8505-13 35CD 001 | 16.07 | Solar |  |  | Interconnected | Buffalo | 55313 | MARY LAKE | 51 | Residential |  | 60250 | 2023 | 2024
20252-215458-01 | Wright-Hennepin Cooperative Electric Association | 130 | 20996 | Co-op | NOVA8506-19 19DA 01023 | 8.38 | Solar |  |  | Interconnected | Maple Grove | 55311 | LAWNDALE | 125 | Residential |  | 30273.15 | 2023 | 2023
20252-215458-01 | Wright-Hennepin Cooperative Electric Association | 130 | 20996 | Co-op | NOVA8543-09 36DD0204001 | 9.6 | Solar |  |  | Interconnected | Maple Lake | 55358 | MAPLE LAKE | 10 | Residential |  | 56575 | 2023 | 2023
20252-215458-01 | Wright-Hennepin Cooperative Electric Association | 130 | 20996 | Co-op | NOVA8546-32 06BD0305007 | 7.6 | Solar |  |  | Interconnected | Plymouth | 55446 | LAWNDALE | 122 | Residential |  | 23677.5 | 2023 | 2023
20252-215458-01 | Wright-Hennepin Cooperative Electric Association | 130 | 20996 | Co-op | NOVA8551-31 01DA0503003 | 6.62 | Solar |  |  | Interconnected | Medina | 55340 | CORCORAN 2 | 150 | Residential |  | 37323 | 2023 | 2024
20252-215458-01 | Wright-Hennepin Cooperative Electric Association | 130 | 20996 | Co-op | NOVA8583-20 35DB0303001 | 7.56 | Solar |  |  | Interconnected | Corcoran | 55340 | CORCORAN 2 | 150 | Residential |  | 34333 | 2023 | 2023
20252-215458-01 | Wright-Hennepin Cooperative Electric Association | 130 | 20996 | Co-op | NOVA8605-32 03CA0204004 | 6.8 | Solar |  | X | Interconnected | Plymouth | 55446 | PLYMOUTH 2 | 162 | Residential |  | 20000 | 2023 | 2024
20252-215458-01 | Wright-Hennepin Cooperative Electric Association | 130 | 20996 | Co-op | NOVA8605-32 03CA0204004-S | 7.68 | Storage |  |  | Interconnected | Plymouth | 55446 | PLYMOUTH 2 | 162 | Residential |  | 20000 | 2023 | 2024
20252-215458-01 | Wright-Hennepin Cooperative Electric Association | 130 | 20996 | Co-op | NOVA8638-32 02AC 001 | 10.88 | Solar |  |  | Interconnected | Plymouth | 55442 | PLYMOUTH 2 | 163 | Residential |  | 65887 | 2023 | 2023
20252-215458-01 | Wright-Hennepin Cooperative Electric Association | 130 | 20996 | Co-op | NOVA8668-06 18BD0303001 | 3.84 | Solar |  |  | Interconnected | Monticello | 55362 | ALBERTVILLE | 17 | Residential |  | 25731 | 2023 | 2024
20252-215458-01 | Wright-Hennepin Cooperative Electric Association | 130 | 20996 | Co-op | NOVA8724-20 36DB1403008 | 7.6 | Solar |  |  | Interconnected | Corcoran | 55340 | CORCORAN 2 | 150 | Residential |  | 24210 | 2023 | 2023
20252-215458-01 | Wright-Hennepin Cooperative Electric Association | 130 | 20996 | Co-op | NOVA8725-09 02CB 022 | 9.57 | Solar |  |  | Interconnected | Annandale | 55302 | SILVER CREEK | 34 | Residential |  | 39996 | 2023 | 2024
20252-215458-01 | Wright-Hennepin Cooperative Electric Association | 130 | 20996 | Co-op | NOVA8727-05 27BD0102008 | 9.77 | Solar |  |  | Interconnected | Otsego | 55330 | OTSEGO | 120 | Residential |  | 41980 | 2023 | 2023
20252-215458-01 | Wright-Hennepin Cooperative Electric Association | 130 | 20996 | Co-op | NOVA8746-19 36BB 01001 | 12.6 | Solar |  |  | Interconnected | Maple Grove | 55369 | CEDAR ISLAND 1 | 56 | Residential |  | 61221 | 2023 | 2024
20252-215458-01 | Wright-Hennepin Cooperative Electric Association | 130 | 20996 | Co-op | NOVA8753-19 27CA0202009 | 6.91 | Solar |  |  | Interconnected | Maple Grove | 55311 | BASS LAKE | 41 | Residential |  | 30983 | 2023 | 2024
20252-215458-01 | Wright-Hennepin Cooperative Electric Association | 130 | 20996 | Co-op | NOVA8763-06 18AD 03026 | 11.52 | Solar |  |  | Interconnected | Monticello | 55362 | ALBERTVILLE | 17 | Residential |  | 69621 | 2023 | 2024
20252-215458-01 | Wright-Hennepin Cooperative Electric Association | 130 | 20996 | Co-op | NOVA8785-09 02DD 01002 | 21.34 | Solar |  | X | Interconnected | Maple Lake | 55358 | SILVER CREEK | 36 | Residential |  | 73615 | 2023 | 2024
20252-215458-01 | Wright-Hennepin Cooperative Electric Association | 130 | 20996 | Co-op | NOVA8787-32 11CC0102009 | 3.8 | Solar |  |  | Interconnected | Plymouth | 55442 | PLYMOUTH 1 | 83 | Residential |  | 18192 | 2023 | 2024
20252-215458-01 | Wright-Hennepin Cooperative Electric Association | 130 | 20996 | Co-op | NOVA8803-06 17BC 03005A | 3.84 | Solar |  |  | Interconnected | Monticello | 55362 | ALBERTVILLE | 17 | Residential |  | 23331 | 2023 | 2024
20252-215458-01 | Wright-Hennepin Cooperative Electric Association | 130 | 20996 | Co-op | NOVA8810-06 18BD0302002 | 4.48 | Solar |  |  | Withdrawn | Monticello | 55362 | ALBERTVILLE | 17 | Residential |  | 29620 | 2023
20252-215458-01 | Wright-Hennepin Cooperative Electric Association | 130 | 20996 | Co-op | NOVA8815-16 04CB 02001 | 12.16 | Solar |  |  | Interconnected | Saint Michael | 55376 | OTSEGO | 50 | Residential |  | 73356 | 2023 | 2024
20252-215458-01 | Wright-Hennepin Cooperative Electric Association | 130 | 20996 | Co-op | NOVA8851-05 27AB0503006 | 11.9 | Solar |  |  | Interconnected | Otsego | 55330 | OTSEGO | 50 | Residential |  | 45248.35 | 2023 | 2024
20252-215458-01 | Wright-Hennepin Cooperative Electric Association | 130 | 20996 | Co-op | NOVA8892-19 31BD0508002 | 32.76 | Solar |  | X | Interconnected | Maple Grove | 55311 | LAWNDALE | 123 | Residential |  | 92910 | 2023 | 2024
20252-215458-01 | Wright-Hennepin Cooperative Electric Association | 130 | 20996 | Co-op | NOVA8894-19 31CD0101006 | 13.06 | Solar |  |  | Interconnected | Maple Grove | 55311 | CORCORAN 2 | 150 | Residential |  | 45064 | 2023 | 2024
20252-215458-01 | Wright-Hennepin Cooperative Electric Association | 130 | 20996 | Co-op | NOVA8909-05 30BC0307036 | 7.04 | Solar |  |  | Interconnected | Otsego | 55301 | OTSEGO | 49 | Residential |  | 42041 | 2023 | 2024
20252-215458-01 | Wright-Hennepin Cooperative Electric Association | 130 | 20996 | Co-op | NOVA8918-09 24AD 003A | 15.2 | Solar |  |  | Interconnected | Maple Lake | 55358 | SILVER CREEK | 36 | Residential |  | 61000 | 2023 | 2024
20252-215458-01 | Wright-Hennepin Cooperative Electric Association | 130 | 20996 | Co-op | NOVA8925-12 24 017 | 9.28 | Solar |  |  | Interconnected | Maple Lake | 55358 | HIGHLAND | 37 | Residential |  | 43056 | 2023 | 2024
20252-215458-01 | Wright-Hennepin Cooperative Electric Association | 130 | 20996 | Co-op | NOVA8948-19 30CC 006 | 36 | Solar |  |  | Interconnected | Maple Grove | 55311 | CORCORAN 2 | 145 | Residential |  | 156880 | 2023 | 2024
20252-215458-01 | Wright-Hennepin Cooperative Electric Association | 130 | 20996 | Co-op | NOVA9002-21 27DA 014 | 13.26 | Solar |  |  | Interconnected | Loretto | 55375 | DELANO | 22 | Residential |  | 29356 | 2023 | 2024
20252-215458-01 | Wright-Hennepin Cooperative Electric Association | 130 | 20996 | Co-op | NOVA10264-32 14BC 05008 | 6.28 | Solar |  |  | Interconnected | Plymouth | 55442 | PLYMOUTH 1 | 83 | Residential |  | 26533 | 2024 | 2024
20252-215458-01 | Wright-Hennepin Cooperative Electric Association | 130 | 20996 | Co-op | NOVA10362-09 36DD0203006 | 11.14 | Solar |  |  | Withdrawn | Maple Lake | 55358 | MAPLE LAKE | 10 | Residential |  | 48753 | 2024
20252-215458-01 | Wright-Hennepin Cooperative Electric Association | 130 | 20996 | Co-op | NOVA10403-19 33CA 07005 | 10.75 | Solar |  |  | Interconnected | Maple Grove | 55311 | BASS LAKE | 44 | Residential |  | 32774 | 2024 | 2024
20252-215458-01 | Wright-Hennepin Cooperative Electric Association | 130 | 20996 | Co-op | NOVA10428-23 03DD 003 | 5.67 | Solar |  |  | Interconnected | Buffalo | 55313 | HIGHLAND | 39 | Residential |  | 24634 | 2024 | 2024
20252-215458-01 | Wright-Hennepin Cooperative Electric Association | 130 | 20996 | Co-op | NOVA10435-32 05AB0202002 | 7.54 | Solar |  |  | Interconnected | Plymouth | 55446 | LAWNDALE | 122 | Residential |  | 30195 | 2024 | 2024
20252-215458-01 | Wright-Hennepin Cooperative Electric Association | 130 | 20996 | Co-op | NOVA10508-08 23AC 02005 | 27.58 | Solar |  | X | Interconnected | Buffalo | 55313 | BLACK LAKE | 65 | Residential |  | 101829 | 2024 | 2024
20252-215458-01 | Wright-Hennepin Cooperative Electric Association | 130 | 20996 | Co-op | NOVA10511-02 02CC0203027 | 8.45 | Solar |  |  | Interconnected | Clearwater | 55320 | HASTY | 89 | Residential |  | 11461.05 | 2024 | 2024
20252-215458-01 | Wright-Hennepin Cooperative Electric Association | 130 | 20996 | Co-op | NOVA10515-29 29DC 008 | 12 | Solar |  | X | Active Application | Delano | 55328 | WOODLAND | 144 | Residential |  |  | 2024
20252-215458-01 | Wright-Hennepin Cooperative Electric Association | 130 | 20996 | Co-op | NOVA10515-29 29DC 008-S | 28.6 | Storage |  |  | Active Application | Delano | 55328 | WOODLAND | 144 | Residential |  |  | 2024
20252-215458-01 | Wright-Hennepin Cooperative Electric Association | 130 | 20996 | Co-op | NOVA10518-20 02DC 01014 | 16.75 | Solar |  |  | Withdrawn | Rogers | 55374 | TRAILHAVEN | 128 | Residential |  | 55455 | 2024
20252-215458-01 | Wright-Hennepin Cooperative Electric Association | 130 | 20996 | Co-op | NOVA10564-32 03DB0203018 | 10.24 | Solar |  |  | Interconnected | Plymouth | 55442 | PLYMOUTH 1 | 81 | Residential |  | 53398.5 | 2024 | 2024
20252-215458-01 | Wright-Hennepin Cooperative Electric Association | 130 | 20996 | Co-op | NOVA10585-32 02BB0301011 | 6.28 | Solar |  |  | Interconnected | Plymouth | 55442 | PLYMOUTH 2 | 163 | Residential |  | 25950 | 2024 | 2024
20252-215458-01 | Wright-Hennepin Cooperative Electric Association | 130 | 20996 | Co-op | NOVA10607-06 25BB0703002 | 10.75 | Solar |  |  | Withdrawn | Otsego | 55301 | ALBERTVILLE | 15 | Residential |  | 40000 | 2024
20252-215458-01 | Wright-Hennepin Cooperative Electric Association | 130 | 20996 | Co-op | NOVA10622-19 20BC0203009 | 4.61 | Solar |  |  | Interconnected | Maple Grove | 55311 | BASS LAKE | 111 | Residential |  | 14980 | 2024 | 2024
20252-215458-01 | Wright-Hennepin Cooperative Electric Association | 130 | 20996 | Co-op | NOVA10634-32 09AB0401006 | 8.32 | Solar |  |  | Interconnected | Plymouth | 15544 | PLYMOUTH 2 | 162 | Residential |  | 44765.5 | 2024 | 2024
20252-215458-01 | Wright-Hennepin Cooperative Electric Association | 130 | 20996 | Co-op | NOVA10635-05 27DC 06001 | 6.98 | Solar |  |  | Interconnected | Otsego | 55330 | OTSEGO | 120 | Residential |  | 25690 | 2024 | 2024
20252-215458-01 | Wright-Hennepin Cooperative Electric Association | 130 | 20996 | Co-op | NOVA10642-32 06AC0102006 | 7.04 | Solar |  |  | Interconnected | Plymouth | 55446 | LAWNDALE | 122 | Residential |  | 36554 | 2024 | 2024
20252-215458-01 | Wright-Hennepin Cooperative Electric Association | 130 | 20996 | Co-op | NOVA10672-13 23CA 01002 | 11.17 | Solar |  |  | Interconnected | Buffalo | 55313 | BLACK LAKE | 64 | Residential |  | 41036 | 2024 | 2024
20252-215458-01 | Wright-Hennepin Cooperative Electric Association | 130 | 20996 | Co-op | NOVA10685-32 04DB 005 | 3.25 | Solar |  |  | Interconnected | Plymouth | 55446 | PLYMOUTH 2 | 162 | Residential |  | 6000 | 2024 | 2024
20252-215458-01 | Wright-Hennepin Cooperative Electric Association | 130 | 20996 | Co-op | NOVA10686-32 05AD0305002 | 7.3 | Solar |  |  | Interconnected | Plymouth | 55446 | PLYMOUTH 2 | 161 | Residential |  | 26136 | 2024 | 2024
20252-215458-01 | Wright-Hennepin Cooperative Electric Association | 130 | 20996 | Co-op | NOVA10693-10 04CB 01002 | 5.76 | Solar |  |  | Active Application | South Haven | 55382 | LAKE CAROLINE | 151 | Residential |  | 21193 | 2024
20252-215458-01 | Wright-Hennepin Cooperative Electric Association | 130 | 20996 | Co-op | NOVA10737-22 14CD0101002 | 23.75 | Solar |  |  | Interconnected | Buffalo | 55313 | ROCKFORD | 75 | Residential |  | 67000 | 2024 | 2024
20252-215458-01 | Wright-Hennepin Cooperative Electric Association | 130 | 20996 | Co-op | NOVA10746-32 05AB0202003 | 11.31 | Solar |  |  | Interconnected | Plymouth | 55446 | LAWNDALE | 122 | Residential |  | 42360 | 2024 | 2024
20252-215458-01 | Wright-Hennepin Cooperative Electric Association | 130 | 20996 | Co-op | NOVA10751-20 36BD1501015 | 5 | Solar |  |  | Active Application | Corcoran | 55340 | CORCORAN 2 | 149 | Residential |  | 16608.12 | 2024
20252-215458-01 | Wright-Hennepin Cooperative Electric Association | 130 | 20996 | Co-op | NOVA10764-20 35DA0202001 | 5 | Solar |  |  | Withdrawn | Corcoran | 55340 | CORCORAN 2 | 149 | Residential |  |  | 2024
20252-215458-01 | Wright-Hennepin Cooperative Electric Association | 130 | 20996 | Co-op | NOVA10789-05 27BA0204001 | 6.53 | Solar |  |  | Interconnected | Otsego | 55330 | OTSEGO | 50 | Residential |  | 15000 | 2024 | 2024
20252-215458-01 | Wright-Hennepin Cooperative Electric Association | 130 | 20996 | Co-op | NOVA10802-22 14BD 01003 | 12.29 | Solar |  |  | Withdrawn | Buffalo | 55313 | ROCKFORD | 75 | Residential |  | 36000 | 2024
20252-215458-01 | Wright-Hennepin Cooperative Electric Association | 130 | 20996 | Co-op | NOVA10818-6 14CC0105003 | 6.63 | Solar |  |  | Interconnected | Otsego | 55373 | ALBERTVILLE | 14 | Residential |  | 23541 | 2024 | 2024
20252-215458-01 | Wright-Hennepin Cooperative Electric Association | 130 | 20996 | Co-op | NOVA11851-32 06BD 02009 | 7.04 | Solar |  |  | Interconnected | Plymouth | 55446 | LAWNDALE | 122 | Residential |  | 36554 | 2024 | 2024
20252-215458-01 | Wright-Hennepin Cooperative Electric Association | 130 | 20996 | Co-op | NOVA11860-32 03DC0202004 | 6.91 | Solar |  |  | Interconnected | Plymouth | 55442 | PLYMOUTH 1 | 81 | Residential |  | 23658.96 | 2024 | 2024
20252-215458-01 | Wright-Hennepin Cooperative Electric Association | 130 | 20996 | Co-op | NOVA11862-19 33CA 01020 | 5.76 | Solar |  |  | Interconnected | Maple Grove | 55311 | BASS LAKE | 44 | Residential |  | 15022.78 | 2024 | 2024
20252-215458-01 | Wright-Hennepin Cooperative Electric Association | 130 | 20996 | Co-op | NOVA11871-21 29CB0704002 | 10.75 | Solar |  |  | Interconnected | Rockford | 55373 | ROCKFORD | 77 | Residential |  | 46825.58 | 2024 | 2024
20252-215458-01 | Wright-Hennepin Cooperative Electric Association | 130 | 20996 | Co-op | NOVA11875-UNKNOWN | 7.66 | Solar |  |  | Withdrawn | Plymouth | 55446 |  |  |  |  | 37388 | 2024
20252-215458-01 | Wright-Hennepin Cooperative Electric Association | 130 | 20996 | Co-op | NOVA11876-19 33CA 01022 | 8.06 | Solar |  |  | Interconnected | Maple Grove | 55311 | BASS LAKE | 44 | Residential |  | 37443.28 | 2024 | 2024
20252-215458-01 | Wright-Hennepin Cooperative Electric Association | 130 | 20996 | Co-op | NOVA11901-20 35DA 04005 | 3.8 | Solar |  |  | Active Application | Corcoran | 55340 | CORCORAN 2 | 149 | Residential |  | 15533.87 | 2024
20252-215458-01 | Wright-Hennepin Cooperative Electric Association | 130 | 20996 | Co-op | NOVA11919-32 06CA 01012 | 20.64 | Solar |  | X | Interconnected | Plymouth | 55446 | LAWNDALE | 122 | Residential |  | 61358 | 2024 | 2024
20252-215458-01 | Wright-Hennepin Cooperative Electric Association | 130 | 20996 | Co-op | NOVA11919-32 06CA 01012-S | 10 | Storage |  |  | Interconnected | Plymouth | 55446 | LAWNDALE | 122 | Residential |  | 61358 | 2024 | 2024
20252-215458-01 | Wright-Hennepin Cooperative Electric Association | 130 | 20996 | Co-op | NOVA11921-30 33D 004 | 13.8 | Solar |  |  | Withdrawn | Maple Plain | 55359 | DELANO | 24 | Residential |  | 64876 | 2024
20252-215458-01 | Wright-Hennepin Cooperative Electric Association | 130 | 20996 | Co-op | NOVA11938-32 05DC 02005 | 18.43 | Solar |  |  | Interconnected | Plymouth | 55446 | PLYMOUTH 2 | 161 | Residential |  | 51143.88 | 2024 | 2024
20252-215458-01 | Wright-Hennepin Cooperative Electric Association | 130 | 20996 | Co-op | NOVA11943-32 09AA 01010 | 5.93 | Solar |  |  | Interconnected | Plymouth | 55446 | PLYMOUTH 2 | 162 | Residential |  | 25194 | 2024
20252-215458-01 | Wright-Hennepin Cooperative Electric Association | 130 | 20996 | Co-op | NOVA11973-14 16DC0102005 | 7.48 | Solar |  |  | Active Application | Buffalo | 55313 | LAKE CONSTANCE | 109 | Residential |  | 30647.5 | 2024
20252-215458-01 | Wright-Hennepin Cooperative Electric Association | 130 | 20996 | Co-op | NOVA11991-20 35DA0203001 | 3.8 | Solar |  |  | Active Application | Corcoran | 55340 | CORCORAN 2 | 149 | Residential |  | 12944.9 | 2024
20252-215458-01 | Wright-Hennepin Cooperative Electric Association | 130 | 20996 | Co-op | NOVA11995-06 26CA0202001 | 17.86 | Solar |  |  | Interconnected | Otsego | 55301 | OAKWOOD | 103 | Residential |  | 50102 | 2024 | 2024
20252-215458-01 | Wright-Hennepin Cooperative Electric Association | 130 | 20996 | Co-op | NOVA12011-32 03CA0203022 | 11.5 | Solar |  | X | Interconnected | Plymouth | 55446 | PLYMOUTH 1 | 85 | Residential |  | 46900 | 2024 | 2024
20252-215458-01 | Wright-Hennepin Cooperative Electric Association | 130 | 20996 | Co-op | NOVA12114-32 10AA0404002 | 4 | Solar |  |  | Active Application | Plymouth | 55442 | PLYMOUTH 1 | 84 | Residential |  | 19334.05 | 2024
20252-215458-01 | Wright-Hennepin Cooperative Electric Association | 130 | 20996 | Co-op | NOVA12140-32 05BD0101002 | 10 | Solar |  |  | Active Application | Plymouth | 55446 | LAWNDALE | 122 | Residential |  | 33111 | 2024
20252-215458-01 | Wright-Hennepin Cooperative Electric Association | 130 | 20996 | Co-op | NOVA12148-06 25BB0703002 | 10.75 | Solar |  |  | Interconnected | Otsego | 55301 | ALBERTVILLE | 15 | Residential |  | 49207.79 | 2024 | 2024
20252-215458-01 | Wright-Hennepin Cooperative Electric Association | 130 | 20996 | Co-op | NOVA12181-31 08 006 | 13.68 | Solar |  |  | Interconnected | Medina | 55340 | MEDINA | 45 | Residential |  | 68021 | 2024
20252-215458-01 | Wright-Hennepin Cooperative Electric Association | 130 | 20996 | Co-op | NOVA12186-20 02DD 01001 | 11.4 | Solar |  |  | Withdrawn | Rogers | 55374 | TRAILHAVEN | 128 | Residential |  | 58440 | 2024
20252-215458-01 | Wright-Hennepin Cooperative Electric Association | 130 | 20996 | Co-op | NOVA12193-32 03CA0203006 | 7.66 | Solar |  |  | Interconnected | Plymouth | 55446 | PLYMOUTH 1 | 85 | Residential |  | 43000 | 2024 | 2024
20252-215458-01 | Wright-Hennepin Cooperative Electric Association | 130 | 20996 | Co-op | NOVA12367-20 23DB 04006 | 5 | Solar |  |  | Active Application | Hamel | 55340 | CORCORAN 2 | 146 | Residential |  | 21842 | 2024
20252-215458-01 | Wright-Hennepin Cooperative Electric Association | 130 | 20996 | Co-op | NOVA12383-20 02DD 01001 | 11.4 | Solar |  |  | Active Application | Rogers | 55374 | TRAILHAVEN | 128 | Residential |  | 58440 | 2024
20252-215458-01 | Wright-Hennepin Cooperative Electric Association | 130 | 20996 | Co-op | NOVA12392-20 14 009 | 7.68 | Storage |  |  | Active Application | Corcoran | 55340 | CORCORAN 2 | 146 | Residential |  | 8967.89 | 2024
20252-215458-01 | Wright-Hennepin Cooperative Electric Association | 130 | 20996 | Co-op | NOVA12400-19 30AB 02007 | 3.8 | Solar |  |  | Active Application | Maple Grove | 55311 | CORCORAN 2 | 145 | Residential |  | 16528 | 2024
20252-215458-01 | Wright-Hennepin Cooperative Electric Association | 130 | 20996 | Co-op | NOVA12404-05 31BD 011 | 10 | Solar |  |  | Active Application | Elk River | 55330 | OAKWOOD | 106 | Residential |  | 43047.65 | 2024
20252-215458-01 | Wright-Hennepin Cooperative Electric Association | 130 | 20996 | Co-op | NOVA12412-30 33DD 004 | 13.6 | Solar |  |  | Active Application | Maple Plain | 55359 | DELANO | 24 | Residential |  | 64876 | 2024
20252-215458-01 | Wright-Hennepin Cooperative Electric Association | 130 | 20996 | Co-op | NOVA12433-20 35DA 03003 | 7.6 | Solar |  |  | Active Application | Corcoran | 55340 | CORCORAN 2 | 149 | Residential |  | 22140 | 2024
20252-215458-01 | Wright-Hennepin Cooperative Electric Association | 130 | 20996 | Co-op | NOVA12436-35 05AC 01004 | 22.9 | Solar |  | X | Active Application | Minnetrista | 55359 | DELANO | 24 | Residential |  | 57867 | 2024
20252-215458-01 | Wright-Hennepin Cooperative Electric Association | 130 | 20996 | Co-op | NOVA12441-09 27CD 01011 | 10.15 | Solar |  |  | Active Application | Annandale | 55302 | MAPLE LAKE | 10 | Residential |  | 28050 | 2024
20252-215458-01 | Wright-Hennepin Cooperative Electric Association | 130 | 20996 | Co-op | NOVA12445-19 30CD0103004 | 18.43 | Solar |  |  | Active Application | Maple Grove | 55311 | CORCORAN 2 | 145 | Residential |  | 44978 | 2024
20252-215458-01 | Wright-Hennepin Cooperative Electric Association | 130 | 20996 | Co-op | NOVA12446-35 17BD0102002 | 34.2 | Solar |  |  | Active Application | Minnetrista | 55359 | DELANO | 24 | Residential |  | 130374.29 | 2024
20252-215458-01 | Wright-Hennepin Cooperative Electric Association | 130 | 20996 | Co-op | NOVA12450-31 03DB 03002 | 10.44 | Solar |  |  | Active Application | Medina | 55340 | WILLOW | 114 | Residential |  | 51072 | 2024
20252-215458-01 | Wright-Hennepin Cooperative Electric Association | 130 | 20996 | Co-op | NOVA9036-19 20DC0903002 | 9.77 | Solar |  |  | Interconnected | Maple Grove | 55311 | BASS LAKE | 111 | Residential |  | 36638 | 2024
20252-215458-01 | Wright-Hennepin Cooperative Electric Association | 130 | 20996 | Co-op | NOVA9045-19 27BB0305003 | 18.19 | Solar |  | X | Interconnected | Maple Grove | 55311 | BASS LAKE | 41 | Residential |  | 78768 | 2024 | 2024
20252-215458-01 | Wright-Hennepin Cooperative Electric Association | 130 | 20996 | Co-op | NOVA9121-20 26AA 03003 | 34.6 | Solar |  |  | Interconnected | Corcoran | 55340 | CORCORAN 2 | 146 | Residential |  | 95000 | 2024 | 2024
20252-215458-01 | Wright-Hennepin Cooperative Electric Association | 130 | 20996 | Co-op | NOVA9149-UNKNOWN | 8.82 | Solar |  |  | Withdrawn | Maple Grove | 55311 |  |  |  |  | 32774 | 2024
20252-215458-01 | Wright-Hennepin Cooperative Electric Association | 130 | 20996 | Co-op | NOVA9152-20 16DB 008 | 10.08 | Solar |  |  | Interconnected | Rogers | 55374 | TRAILHAVEN | 129 | Residential |  | 60000 | 2024 | 2024
20252-215458-01 | Wright-Hennepin Cooperative Electric Association | 130 | 20996 | Co-op | NOVA9173-11 04DA 001 | 9.98 | Solar |  |  | Interconnected | Annandale | 55302 | GOOSE LAKE | 33 | Residential |  | 32122 | 2024 | 2024
20252-215458-01 | Wright-Hennepin Cooperative Electric Association | 130 | 20996 | Co-op | NOVA9202-22 29AA 001 | 22 | Solar |  | X | Interconnected | Buffalo | 55313 | ROCKFORD | 78 | Residential |  | 87408 | 2024 | 2024
20252-215328-01 | City of Arlington | 142 | 828 | Muni | A-01 | 33.3 | Solar |  | X | Interconnected | Arlington | 55307 | NE Substation |  | Commercial |  |  | 2020 | 2020
20252-215328-01 | City of Arlington | 142 | 828 | Muni | A-02 | 13.44 | Solar |  | X | Interconnected | Arlington | 55307 | NE Substation |  | Residential |  |  | 2023 | 2023
20251-214364-01 | Agralite Electric Cooperative | 1 | 155 | Co-op | 11-32-003 | 40 | Wind |  |  | Interconnected | Glenwood | 56334 | 15 | 1 | Residential |  |  | 2003 | 2003
20251-214364-01 | Agralite Electric Cooperative | 1 | 155 | Co-op | 56-17-020 | 40 | Wind |  |  | Interconnected | Degraff | 56271 | 10 | 3 | Residential |  |  | 2006 | 2006
20251-214364-01 | Agralite Electric Cooperative | 1 | 155 | Co-op | 09-25-001 | 20 | Wind |  |  | Interconnected | Glenwood | 56334 | 13 | 4 | Residential |  |  | 2008 | 2008
20251-214364-01 | Agralite Electric Cooperative | 1 | 155 | Co-op | 38-40-010 | 10 | Wind |  |  | Interconnected | Benson | 56215 | 19 | 4 | Residential |  |  | 2009 | 2009
20251-214364-01 | Agralite Electric Cooperative | 1 | 155 | Co-op | 50-40-023 | 10 | Wind |  |  | Interconnected | Benson | 56215 | 19 | 4 | Residential |  |  | 2009 | 2009
20251-214364-01 | Agralite Electric Cooperative | 1 | 155 | Co-op | 50-41-013 | 10 | Wind |  |  | Interconnected | Benson | 56215 | 12 | 2 | Residential |  |  | 2009 | 2009
20251-214364-01 | Agralite Electric Cooperative | 1 | 155 | Co-op | 18-02-015 | 20.2 | Solar |  |  | Interconnected | Alberta | 56207 | 5 | 1 | Residential |  |  | 2010 | 2010
20251-214364-01 | Agralite Electric Cooperative | 1 | 155 | Co-op | 12-02-002 | 10 | Wind |  |  | Decommissioned | Glenwood | 56334 | 13 | 1 | Residential |  |  | 2011 | 2011 | 2023
20251-214364-01 | Agralite Electric Cooperative | 1 | 155 | Co-op | 14-28-001 | 10 | Wind |  |  | Interconnected | Starbuck | 56381 | 19 | 2 | Residential |  |  | 2011 | 2011
20251-214364-01 | Agralite Electric Cooperative | 1 | 155 | Co-op | 24-35-014 | 10 | Wind |  |  | Interconnected | Clinton | 56225 | 4 | 3 | Residential |  |  | 2011 | 2011
20251-214364-01 | Agralite Electric Cooperative | 1 | 155 | Co-op | 36-34-001 | 10 | Wind |  |  | Interconnected | Benson | 56215 | 19 | 9 | Residential |  |  | 2011 | 2011
20251-214364-01 | Agralite Electric Cooperative | 1 | 155 | Co-op | 58-18-014 | 39.9 | Wind |  |  | Decommissioned | Benson | 56215 | 6 | 4 | Residential |  |  | 2012 | 2012 | 2022
20251-214364-01 | Agralite Electric Cooperative | 1 | 155 | Co-op | 59-13-020 | 39.9 | Wind |  |  | Interconnected | Appleton | 56208 | 6 | 4 | Residential |  |  | 2012 | 2012
20251-214364-01 | Agralite Electric Cooperative | 1 | 155 | Co-op | 19-32-020 | 10 | Wind |  |  | Interconnected | Chokio | 56221 | 5 | 4 | Residential |  |  | 2013 | 2013
20251-214364-01 | Agralite Electric Cooperative | 1 | 155 | Co-op | 25-36-022 | 30 | Wind |  |  | Interconnected | Chokio | 56221 | 4 | 2 | Residential |  |  | 2014 | 2014
20251-214364-01 | Agralite Electric Cooperative | 1 | 155 | Co-op | 29-36-009 | 35 | Solar |  |  | Interconnected | Clontarf | 56226 | 19 | 1 | Residential |  |  | 2014 | 2014
20251-214364-01 | Agralite Electric Cooperative | 1 | 155 | Co-op | 32-48-010 | 1.5 | Solar |  |  | Interconnected | Glenwood | 56334 | 13 | 4 | Residential |  |  | 2015 | 2015
20251-214364-01 | Agralite Electric Cooperative | 1 | 155 | Co-op | 35-36-022 | 30 | Wind |  |  | Interconnected | Murdock | 56271 | 10 | 2 | Residential |  |  | 2016 | 2016
20251-214364-01 | Agralite Electric Cooperative | 1 | 155 | Co-op | 62-13-020 | 8.84 | Solar |  |  | Interconnected | Appleton | 56208 | 14 | 4 | Residential |  |  | 2016 | 2016
20251-214364-01 | Agralite Electric Cooperative | 1 | 155 | Co-op | 07-22-014 | 5.85 | Solar |  |  | Interconnected | Morris | 56267 | 9 | 3 | Residential |  |  | 2017 | 2017
20251-214364-01 | Agralite Electric Cooperative | 1 | 155 | Co-op | 22-26-014 | 7 | Solar |  |  | Interconnected | Clinton | 56225 | 8 | 4 | Residential |  |  | 2017 | 2017
20251-214364-01 | Agralite Electric Cooperative | 1 | 155 | Co-op | 29-36-008 | 10 | Solar |  |  | Interconnected | Clontarf | 56226 | 19 | 1 | Residential |  |  | 2017 | 2017
20251-214364-01 | Agralite Electric Cooperative | 1 | 155 | Co-op | 35-36-020 | 30 | Solar |  |  | Interconnected | Murdock | 56271 | 10 | 2 | Residential |  |  | 2017 | 2017
20251-214364-01 | Agralite Electric Cooperative | 1 | 155 | Co-op | 56-02-008 | 39 | Solar |  |  | Interconnected | Murdock | 56271 | 10 | 3 | Residential |  |  | 2017 | 2017
20251-214364-01 | Agralite Electric Cooperative | 1 | 155 | Co-op | 57-20-020 | 36 | Solar |  |  | Interconnected | Benson | 56215 | 6 | 2 | Residential |  |  | 2018 | 2018
20251-214364-01 | Agralite Electric Cooperative | 1 | 155 | Co-op | 08-43-009 | 14 | Solar |  |  | Decommissioned | Morris | 56267 | 9 | 2 | Residential |  |  | 2018 | 2019 | 2021
20251-214364-01 | Agralite Electric Cooperative | 1 | 155 | Co-op | NOVA1029 | 21.4 | Solar |  |  | Withdrawn | Glenwood | 56334 | 13 | 1 | Residential |  | 75000 | 2019
20251-214364-01 | Agralite Electric Cooperative | 1 | 155 | Co-op | 36-32-022 | 16.2 | Solar |  |  | Interconnected | Benson | 56215 | 19 | 2 | Residential |  |  | 2019 | 2019
20251-214364-01 | Agralite Electric Cooperative | 1 | 155 | Co-op | NOVA3345 | 35.2 | Solar |  |  | Interconnected | Appleton | 56208 | 14 | 3 | Residential |  | 118997 | 2020 | 2020
20251-214364-01 | Agralite Electric Cooperative | 1 | 155 | Co-op | NOVA3446 | 35.2 | Solar |  |  | Interconnected | Donnelly | 56235 | 9 | 4 | Residential |  | 110263 | 2020 | 2020
20251-214364-01 | Agralite Electric Cooperative | 1 | 155 | Co-op | NOVA3881 | 7.6 | Solar |  |  | Interconnected | Starbuck | 56381 | 19 | 2 | Residential |  | 12064 | 2020 | 2021
20251-214364-01 | Agralite Electric Cooperative | 1 | 155 | Co-op | NOVA4801 | 28 | Solar |  |  | Interconnected | Morris | 56267 | 9 | 2 | Residential |  | 50000 | 2021 | 2021
20251-214364-01 | Agralite Electric Cooperative | 1 | 155 | Co-op | NOVA5323 | 13.92 | Solar |  |  | Interconnected | Donnelly | 56235 | 9 | 4 | Residential |  | 54396 | 2021 | 2022
20251-214364-01 | Agralite Electric Cooperative | 1 | 155 | Co-op | NOVA5360 | 34.8 | Solar |  |  | Interconnected | Morris | 56267 | 9 | 3 | Commercial |  | 125844 | 2021 | 2022
20251-214364-01 | Agralite Electric Cooperative | 1 | 155 | Co-op | NOVA5667 | 30.8 | Solar |  |  | Interconnected | Benson | 56215 | 19 | 2 | Residential |  | 130000 | 2022 | 2022
20251-214364-01 | Agralite Electric Cooperative | 1 | 155 | Co-op | NOVA5738 | 32.48 | Solar |  |  | Interconnected | Morris | 56267 | 9 | 2 | Residential |  | 129221 | 2022 | 2023
20251-214364-01 | Agralite Electric Cooperative | 1 | 155 | Co-op | NOVA5982 | 7.83 | Solar |  |  | Interconnected | Glenwood | 56334 | 13 | 2 | Residential |  | 38210 | 2022 | 2023
20251-214364-01 | Agralite Electric Cooperative | 1 | 155 | Co-op | NOVA6466 | 18.56 | Solar |  |  | Interconnected | Benson | 56215 | 19 | 2 | Residential |  | 97135 | 2022 | 2022
20251-214364-01 | Agralite Electric Cooperative | 1 | 155 | Co-op | NOVA6578 | 22.8 | Solar |  | X | Interconnected | Appleton | 56208 | 12 | 2 | Residential |  | 94940 | 2022 | 2023
20251-214364-01 | Agralite Electric Cooperative | 1 | 155 | Co-op | NOVA6819 | 7 | Solar |  |  | Interconnected | Morris | 56267 | 9 | 2 | Residential |  | 4485 | 2022 | 2023
20251-214364-01 | Agralite Electric Cooperative | 1 | 155 | Co-op | NOVA7138 | 11.4 | Solar |  |  | Interconnected | Benson | 56215 | 20 | 1 | Residential |  | 63670 | 2022 | 2023
20251-214364-01 | Agralite Electric Cooperative | 1 | 155 | Co-op | NOVA7394 | 21.75 | Solar |  |  | Withdrawn | Clinton | 56225 | 8 | 2 | Residential |  | 107909.33 | 2023
20251-214364-01 | Agralite Electric Cooperative | 1 | 155 | Co-op | NOVA7452 | 22.8 | Solar |  |  | Interconnected | Hancock | 56244 | 7 | 4 | Residential |  | 30000 | 2023 | 2023
20251-214364-01 | Agralite Electric Cooperative | 1 | 155 | Co-op | NOVA7670 | 38 | Solar |  |  | Withdrawn | Benson | 56215 | 19 | 2 | Residential |  | 75000 | 2023
20251-214364-01 | Agralite Electric Cooperative | 1 | 155 | Co-op | NOVA7775 | 25 | Wind |  |  | Active Application | Hancock | 56244 | 7 | 1 | Residential |  | 169000 | 2023
20251-214364-01 | Agralite Electric Cooperative | 1 | 155 | Co-op | NOVA7919 | 21.75 | Solar |  |  | Withdrawn | Clinton | 56225 | 8 | 2 | Residential |  | 75000 | 2023
20251-214364-01 | Agralite Electric Cooperative | 1 | 155 | Co-op | NOVA8088 | 21.75 | Solar |  |  | Interconnected | Clinton | 56225 | 8 | 2 | Residential |  | 75537 | 2023 | 2023
20251-214364-01 | Agralite Electric Cooperative | 1 | 155 | Co-op | NOVA8331 | 9.42 | Solar |  |  | Interconnected | Glenwood | 56334 | 13 | 4 | Residential |  | 27000 | 2023 | 2023
20251-214364-01 | Agralite Electric Cooperative | 1 | 155 | Co-op | NOVA9070 | 300 | Solar |  |  | Withdrawn | Benson | 56215 | 19 | 9 | Commercial |  | 750000 | 2024
20251-214364-01 | Agralite Electric Cooperative | 1 | 155 | Co-op | NOVA9071 | 500 | Solar |  |  | Withdrawn | Benson | 56215 | 19 | 9 | Commercial |  | 1250000 | 2024
20251-214364-01 | Agralite Electric Cooperative | 1 | 155 | Co-op | NOVA9085 | 38 | Solar |  |  | Interconnected | Hancock | 56244 | 7 | 4 | Residential |  | 6000 | 2024 | 2024
20251-214364-01 | Agralite Electric Cooperative | 1 | 155 | Co-op | NOVA9090 | 9860 | Wind |  |  | Active Application | Swift Falls | 56215 | 2 |  | Commercial |  | 21718179.16 | 2024
20251-214364-01 | Agralite Electric Cooperative | 1 | 155 | Co-op | NOVA9184 | 39.8 | Wind |  |  | Active Application | Benson | 56215 | 19 | 4 | Commercial |  | 220000 | 2024
20251-214364-01 | Agralite Electric Cooperative | 1 | 155 | Co-op | NOVA9192 | 39.8 | Wind |  |  | Active Application | Benson | 56215 | 19 | 4 | Residential |  | 220000 | 2024
20251-214364-01 | Agralite Electric Cooperative | 1 | 155 | Co-op | NOVA10262 | 20 | Solar |  |  | Interconnected | Glenwood | 56334 | 13 | 1 | Residential |  | 80000 | 2024 | 2024
20251-214364-01 | Agralite Electric Cooperative | 1 | 155 | Co-op | NOVA10681 | 15 | Solar |  | X | Interconnected | Glenwood | 56334 | 13 | 4 | Residential |  | 35000 | 2024 | 2024
20251-214364-01 | Agralite Electric Cooperative | 1 | 155 | Co-op | NOVA10690 | 9860 | Wind |  |  | Active Application | Swenoda | 56215 | 20 | 3 | Commercial |  | 21718179.16 | 2024
20251-214364-01 | Agralite Electric Cooperative | 1 | 155 | Co-op | NOVA11892 | 15.37 | Solar |  |  | Interconnected | Ortonville | 56278 | 4 | 3 | Residential |  | 62250 | 2024 | 2024
20253-216709-01 | Anoka Municipal Utility | 53 | 691 | Muni | 2014 App1 | 8 | Solar |  |  | Interconnected | Anoka | 55303 | Crooked Lake | 126 | Residential |  |  | 2014 | 2014
20253-216709-01 | Anoka Municipal Utility | 53 | 691 | Muni | 2020 DER1 | 7.6 | Solar |  |  | Interconnected | Champlin | 55316 | Champlin | 371 | Residential |  |  | 2020 | 2020
20253-216709-01 | Anoka Municipal Utility | 53 | 691 | Muni | 2020 DER2 | 7.6 | Solar |  |  | Interconnected | Anoka | 55303 | Crooked Lake | 104 | Residential |  |  | 2020 | 2020
20253-216709-01 | Anoka Municipal Utility | 53 | 691 | Muni | 2020 DER3 | 7.6 | Solar |  |  | Interconnected | Dayton | 55327 | Champlin | 361 | Residential |  |  | 2020 | 2020
20253-216709-01 | Anoka Municipal Utility | 53 | 691 | Muni | 2021 DER1 | 10.2 | Solar |  |  | Interconnected | Champlin | 55316 | Champlin | 371 | Residential |  |  | 2021 | 2021
20253-216709-01 | Anoka Municipal Utility | 53 | 691 | Muni | 2021 DER2 | 3.5 | Solar |  | X | Interconnected | Anoka | 55303 | Crooked Lake | 126 | Residential |  |  | 2021 | 2021
20253-216709-01 | Anoka Municipal Utility | 53 | 691 | Muni | 2021 DER3 | 7.6 | Solar |  |  | Interconnected | Champlin | 55316 | Champlin | 371 | Residential |  |  | 2021 | 2021
20253-216709-01 | Anoka Municipal Utility | 53 | 691 | Muni | 2021 DER4 | 5 | Solar |  |  | Interconnected | Anoka | 55303 | Garfield | 402 | Residential |  |  | 2021 | 2022
20253-216709-01 | Anoka Municipal Utility | 53 | 691 | Muni | 2021 DER6 | 3.48 | Solar |  |  | Interconnected | Dayton | 55327 | Champlin | 361 | Residential |  |  | 2021 | 2022
20253-216709-01 | Anoka Municipal Utility | 53 | 691 | Muni | 2022 DER1 | 4.93 | Solar |  |  | Interconnected | Dayton | 55327 | Champlin | 361 | Residential |  |  | 2022 | 2022
20253-216709-01 | Anoka Municipal Utility | 53 | 691 | Muni | 2022 DER2 | 5.48 | Solar |  |  | Interconnected | Anoka | 55303 | Garfield | 402 | Residential |  | 33220 | 2022 | 2022
20253-216709-01 | Anoka Municipal Utility | 53 | 691 | Muni | 2022 DER3 | 5.8 | Solar |  |  | Interconnected | Coon Rapids | 55433 | Crooked Lake | 126 | Residential |  | 38979 | 2022 | 2022
20253-216709-01 | Anoka Municipal Utility | 53 | 691 | Muni | 2022 DER4 | 4.38 | Solar |  |  | Interconnected | Anoka | 55303 | Garfield | 402 | Residential |  |  | 2022 | 2022
20253-216709-01 | Anoka Municipal Utility | 53 | 691 | Muni | 2022 DER5 | 2.792 | Solar |  |  | Interconnected | Anoka | 55303 | Crooked Lake | 126 | Residential |  | 12236 | 2022 | 2022
20253-216709-01 | Anoka Municipal Utility | 53 | 691 | Muni | 2022 DER6 | 6.58 | Solar |  |  | Interconnected | Dayton | 55327 | Champlin | 361 | Residential |  | 37418 | 2022 | 2022
20253-216709-01 | Anoka Municipal Utility | 53 | 691 | Muni | 2022DER7 | 7.68 | Solar |  |  | Interconnected | Anoka | 55303 | Garfield | 402 | Residential |  | 46660 | 2022 | 2022
20253-216709-01 | Anoka Municipal Utility | 53 | 691 | Muni | 2022DER8 | 6.4 | Solar |  |  | Interconnected | Champlin | 55316 | Champlin | 351 | Residential |  | 37340 | 2022 | 2022
20253-216709-01 | Anoka Municipal Utility | 53 | 691 | Muni | 2022DER9 | 9.28 | Solar |  |  | Interconnected | Anoka | 55303 | Crooked Lake | 126 | Residential |  | 36500 | 2022 | 2022
20253-216709-01 | Anoka Municipal Utility | 53 | 691 | Muni | 2022DER10 | 4.42 | Solar |  |  | Interconnected | Champlin | 55316 | Champlin | 351 | Residential |  | 32432 | 2022 | 2022
20253-216709-01 | Anoka Municipal Utility | 53 | 691 | Muni | 2022DER11 | 10 | Solar |  |  | Interconnected | Champlin | 55316 | Crooked Lake | 108 | Residential |  | 33120 | 2022 | 2022
20253-216709-01 | Anoka Municipal Utility | 53 | 691 | Muni | 2022DER13 | 33.3 | Solar |  |  | Interconnected | Anoka | 55303 | Enterprise | 208 | Commercial |  | 101000 | 2022 | 2022
20253-216709-01 | Anoka Municipal Utility | 53 | 691 | Muni | 2022DER12 | 8.96 | Solar |  |  | Interconnected | Anoka | 55303 | Garfield | 402 | Residential |  | 52380 | 2022 | 2023
20253-216709-01 | Anoka Municipal Utility | 53 | 691 | Muni | 2022DER14 | 13.6 | Solar |  |  | Interconnected | Anoka | 55303 | Garfield | 402 | Residential |  | 20400 | 2022 | 2023
20253-216709-01 | Anoka Municipal Utility | 53 | 691 | Muni | 2022DER15 | 5.76 | Solar |  |  | Interconnected | Anoka | 55303 | Garfield | 402 | Residential |  | 36162 | 2022 | 2023
20253-216709-01 | Anoka Municipal Utility | 53 | 691 | Muni | 2023DER1 | 7.68 | Solar |  |  | Interconnected | Champlin | 55316 | Champlin | 371 | Residential |  | 45736 | 2023 | 2023
20253-216709-01 | Anoka Municipal Utility | 53 | 691 | Muni | 2023DER2 | 6.4 | Solar |  |  | Interconnected | Champlin | 55316 | Champlin | 371 | Residential |  | 40180 | 2023 | 2023
20253-216709-01 | Anoka Municipal Utility | 53 | 691 | Muni | 2023DER3 | 10.15 | Solar |  |  | Interconnected | Dayton | 55327 | Champlin | 361 | Residential |  | 39900 | 2023 | 2023
20253-216709-01 | Anoka Municipal Utility | 53 | 691 | Muni | 2023DER4 | 5.12 | Solar |  |  | Interconnected | Coon Rapids | 55433 | Crooked Lake | 108 | Residential |  | 32144 | 2023 | 2023
20253-216709-01 | Anoka Municipal Utility | 53 | 691 | Muni | 2023DER5 | 7.68 | Solar |  |  | Interconnected | Coon Rapids | 55433 | Crooked Lake | 126 | Residential |  | 47724 | 2023 | 2023
20253-216709-01 | Anoka Municipal Utility | 53 | 691 | Muni | 2023DER6 | 5.76 | Solar |  |  | Interconnected | Coon Rapids | 55433 | Crooked Lake | 108 | Residential |  | 36162 | 2023 | 2023
20253-216709-01 | Anoka Municipal Utility | 53 | 691 | Muni | 2023DER7 | 6.912 | Solar |  |  | Interconnected | Dayton | 55327 | Champlin | 361 | Residential |  | 17723 | 2023 | 2023
20253-216709-01 | Anoka Municipal Utility | 53 | 691 | Muni | 2023DER9 | 10.08 | Solar |  |  | Interconnected | Champlin | 55316 | Champlin | 361 | Residential |  | 46177 | 2023 | 2023
20253-216709-01 | Anoka Municipal Utility | 53 | 691 | Muni | 2023DER8 | 4.095 | Solar |  |  | Interconnected | Champlin | 55316 | Champlin | 361 | Residential |  |  | 2023 | 2024
20253-216709-01 | Anoka Municipal Utility | 53 | 691 | Muni | 2023DER10 | 5.12 | Solar |  |  | Interconnected | Anoka | 55303 | Crooked Lake | 122 | Residential |  | 31589 | 2023 | 2024
20253-216709-01 | Anoka Municipal Utility | 53 | 691 | Muni | 2023DER11 | 7.04 | Solar |  |  | Interconnected | Anoka | 55303 | Crooked Lake | 122 | Residential |  | 41503 | 2023 | 2024
20253-216709-01 | Anoka Municipal Utility | 53 | 691 | Muni | 2023DER12 | 7.875 | Solar |  |  | Interconnected | Anoka | 55303 | Crooked Lake | 122 | Residential |  |  | 2023 | 2024
20253-216709-01 | Anoka Municipal Utility | 53 | 691 | Muni | 2023DER13 | 12.564 | Solar |  |  | Interconnected | Anoka | 55303 | Garfield | 409 | Residential |  | 44800 | 2023 | 2024
20253-216709-01 | Anoka Municipal Utility | 53 | 691 | Muni | 2023DER14 | 8.32 | Solar |  |  | Interconnected | Anoka | 55303 | Crooked Lake | 126 | Residential |  | 48549 | 2023 | 2024
20253-216709-01 | Anoka Municipal Utility | 53 | 691 | Muni | 2023DER15 | 8.32 | Solar |  |  | Interconnected | Anoka | 55303 | Crooked Lake | 126 | Residential |  | 48549 | 2023 | 2024
20253-216709-01 | Anoka Municipal Utility | 53 | 691 | Muni | 2023DER16 | 10.88 | Solar |  |  | Interconnected | Anoka | 55303 | Crooked Lake | 122 | Residential |  | 63777 | 2023 | 2024
20253-216709-01 | Anoka Municipal Utility | 53 | 691 | Muni | 2023DER17 | 22.8 | Solar |  |  | Interconnected | Dayton | 55327 | Champlin | 361 | Residential |  | 79184.39 | 2023 | 2024
20253-216709-01 | Anoka Municipal Utility | 53 | 691 | Muni | 2023DER18 | 4.48 | Solar |  |  | Interconnected | Anoka | 55303 | Crooked Lake | 122 | Residential |  | 27220 | 2023 | 2024
20253-216709-01 | Anoka Municipal Utility | 53 | 691 | Muni | 2023DER19 | 3.84 | Solar |  |  | Interconnected | Anoka | 55303 | Crooked Lake | 104 | Residential |  | 23812 | 2023 | 2024
20253-216709-01 | Anoka Municipal Utility | 53 | 691 | Muni | 2024DER1 | 39.99 | Solar |  |  | Interconnected | Anoka | 55303 | Crooked Lake | 126 | Commercial |  | 174630 | 2024 | 2024
20253-216709-01 | Anoka Municipal Utility | 53 | 691 | Muni | 2024DER2 | 6.144 | Solar |  |  | Interconnected | Anoka | 55303 | Crooked Lake | 108 | Residential |  | 19335 | 2024 | 2024
20253-216709-01 | Anoka Municipal Utility | 53 | 691 | Muni | 2024DER3 | 13.824 | Solar |  |  | Interconnected | Anoka | 55303 | Crooked Lake | 122 | Residential |  | 50804 | 2024 | 2024
20253-216709-01 | Anoka Municipal Utility | 53 | 691 | Muni | 2024DER4 | 11.52 | Solar |  |  | Interconnected | Anoka | 55303 | Champlin | 321 | Residential |  | 51331.17 | 2024 | 2024
20253-216709-01 | Anoka Municipal Utility | 53 | 691 | Muni | 2024DER5 | 7.04 | Solar |  |  | Interconnected | Anoka | 55303 | Crooked Lake | 122 | Residential |  | 45889 | 2024 | 2024
20253-216709-01 | Anoka Municipal Utility | 53 | 691 | Muni | 2024DER6 | 6.4 | Solar |  |  | Interconnected | Anoka | 55303 | Crooked Lake | 122 | Residential |  | 35475 | 2024 | 2024
20253-216709-01 | Anoka Municipal Utility | 53 | 691 | Muni | 2024DER8 | 9.6 | Solar |  |  | Interconnected | Anoka | 55303 | Crooked Lake | 104 | Residential |  | 21803.57 | 2024 | 2024
20253-216709-01 | Anoka Municipal Utility | 53 | 691 | Muni | 2024DER9 | 8.32 | Solar |  |  | Interconnected | Champlin | 55316 | Champlin | 351 | Residential |  | 51110 | 2024 | 2024
20253-216709-01 | Anoka Municipal Utility | 53 | 691 | Muni | 2024DER12 | 5.76 | Solar |  |  | Interconnected | Anoka | 55304 | Champlin | 331 | Residential |  | 9563 | 2024 | 2024
20253-216709-01 | Anoka Municipal Utility | 53 | 691 | Muni | 2012 App1 | 4.2 | Solar |  |  | Decommissioned | Champlin | 55316 | Champlin | 331 | Residential |  |  | 2012 | 2012 | 2021
20253-216709-01 | Anoka Municipal Utility | 53 | 691 | Muni | 2024DER11 | 17.1 | Solar |  |  | Active Application | Dayton | 55327 | Champlin | 361 | Residential |  | 52286 | 2024
20253-216709-01 | Anoka Municipal Utility | 53 | 691 | Muni | 2024DER13 | 7.98 | Solar |  |  | Active Application | Dayton | 55327 | Champlin | 361 | Residential |  | 59839 | 2024
20253-216709-01 | Anoka Municipal Utility | 53 | 691 | Muni | 2024DER7 | 3.8 | Solar |  |  | Active Application | Dayton | 55327 | Champlin | 361 | Residential |  | 16443.17 | 2024
20254-217252-01 | Owatonna Public Utilities | 88 | 14246 | Muni | Wind 1 | 90 | Wind |  |  | Interconnected | Owatonna | 55060 | West Owatonna Sub | W27 | Commercial |  |  | 2011 | 2011
20254-217252-01 | Owatonna Public Utilities | 88 | 14246 | Muni | Solar U1 | 5000 | Solar |  |  | Interconnected | Owatonna | 55060 | West Owatonna Sub | W25 | Utility |  |  | 2017 | 2017
20254-217252-01 | Owatonna Public Utilities | 88 | 14246 | Muni | Methane 1 | 150 | Other |  |  | Decommissioned | Owatonna | 55060 | Power Plant Sub | P48 | Utility |  |  | 1987 | 1987 | 2024
20254-217252-01 | Owatonna Public Utilities | 88 | 14246 | Muni | Solar 1 | 6.88 | Solar |  |  | Interconnected | Owatonna | 55060 | Power Plant Sub | P42 | Residential | Conserve & Save | 33696 | 2013 | 2013
20254-217252-01 | Owatonna Public Utilities | 88 | 14246 | Muni | Solar 2 | 8 | Solar |  |  | Interconnected | Owatonna | 55060 | East Owatonna Sub | E39 | Residential | Conserve & Save | 30488 | 2014 | 2014
20254-217252-01 | Owatonna Public Utilities | 88 | 14246 | Muni | Solar 3 | 7.5 | Solar |  |  | Interconnected | Owatonna | 55060 | East Owatonna Sub | E34 | Residential | Conserve & Save | 27729 | 2015 | 2015
20254-217252-01 | Owatonna Public Utilities | 88 | 14246 | Muni | Solar 4 | 10 | Solar |  |  | Interconnected | Owatonna | 55060 | Power Plant Sub | P48 | Residential | Conserve & Save | 32516 | 2016 | 2016
20254-217252-01 | Owatonna Public Utilities | 88 | 14246 | Muni | Solar 5 | 8.74 | Solar |  |  | Interconnected | Owatonna | 55060 | Power Plant Sub | P48 | Residential | Conserve & Save | 27560 | 2017 | 2017
20254-217252-01 | Owatonna Public Utilities | 88 | 14246 | Muni | Solar 6 | 7.6 | Solar |  |  | Interconnected | Owatonna | 55060 | East Owatonna Sub | E34 | Residential | Conserve & Save | 30234 | 2018 | 2018
20254-217252-01 | Owatonna Public Utilities | 88 | 14246 | Muni | Solar 7 | 38 | Solar |  |  | Interconnected | Owatonna | 55060 | Power Plant Sub | P45 | Commercial | Conserve & Save | 94945 | 2018 | 2019
20254-217252-01 | Owatonna Public Utilities | 88 | 14246 | Muni | Solar 8 | 5 | Solar |  |  | Interconnected | Owatonna | 55060 | Power Plant Sub | P45 | Residential | Conserve & Save | 24380 | 2018 | 2019
20254-217252-01 | Owatonna Public Utilities | 88 | 14246 | Muni | Solar 9 | 3.48 | Solar |  |  | Interconnected | Owatonna | 55060 | East Owatonna Sub | E39 | Residential | Conserve & Save | 14433 | 2019 | 2019
20254-217252-01 | Owatonna Public Utilities | 88 | 14246 | Muni | Solar 10 | 7.6 | Solar |  |  | Interconnected | Owatonna | 55060 | East Owatonna Sub | E34 | Residential | Conserve & Save | 30700 | 2019 | 2019
20254-217252-01 | Owatonna Public Utilities | 88 | 14246 | Muni | Solar 11 | 6 | Solar |  |  | Interconnected | Owatonna | 55060 | East Owatonna Sub | E37 | Residential | Conserve & Save |  | 2019 | 2019
20254-217252-01 | Owatonna Public Utilities | 88 | 14246 | Muni | Solar 12 | 5 | Solar |  |  | Interconnected | Owatonna | 55060 | Power Plant Sub | P48 | Residential | Conserve & Save | 22000 | 2020 | 2020
20254-217252-01 | Owatonna Public Utilities | 88 | 14246 | Muni | Solar 13 | 15.12 | Solar |  |  | Interconnected | Owatonna | 55060 | East Owatonna Sub | E39 | Residential | Conserve & Save | 41742 | 2020 | 2020
20254-217252-01 | Owatonna Public Utilities | 88 | 14246 | Muni | Solar 14 | 8.99 | Solar |  |  | Interconnected | Owatonna | 55060 | East Owatonna Sub | E39 | Residential | Conserve & Save | 32478 | 2020 | 2021
20254-217252-01 | Owatonna Public Utilities | 88 | 14246 | Muni | Solar 15 | 8.33 | Solar |  |  | Interconnected | Owatonna | 55060 | Power Plant Sub | P48 | Residential | Conserve & Save | 12495 | 2021 | 2021
20254-217252-01 | Owatonna Public Utilities | 88 | 14246 | Muni | Solar 16 | 10 | Solar |  |  | Interconnected | Owatonna | 55060 | East Owatonna Sub | E34 | Residential | Conserve & Save | 30950 | 2021 | 2021
20254-217252-01 | Owatonna Public Utilities | 88 | 14246 | Muni | Solar 17 | 5 | Solar |  |  | Interconnected | Owatonna | 55060 | East Owatonna Sub | E39 | Residential | Conserve & Save | 41646 | 2021 | 2021
20254-217252-01 | Owatonna Public Utilities | 88 | 14246 | Muni | Solar 18 | 6.47 | Solar |  |  | Interconnected | Owatonna | 55060 | Power Plant Sub | P48 | Residential | Conserve & Save | 28377 | 2021 | 2021
20254-217252-01 | Owatonna Public Utilities | 88 | 14246 | Muni | Solar 19 | 3.77 | Solar |  |  | Interconnected | Owatonna | 55060 | East Owatonna Sub | E34 | Residential | Conserve & Save | 18516 | 2021 | 2021
20254-217252-01 | Owatonna Public Utilities | 88 | 14246 | Muni | Solar 20 | 37.8 | Solar |  |  | Interconnected | Owatonna | 55060 | East Owatonna Sub | E36 | Commercial | Conserve & Save | 118215 | 2021 | 2021
20254-217252-01 | Owatonna Public Utilities | 88 | 14246 | Muni | Solar 21 | 9.28 | Solar |  |  | Interconnected | Owatonna | 55060 | East Owatonna Sub | E34 | Residential | Conserve & Save | 32257 | 2021 | 2021
20254-217252-01 | Owatonna Public Utilities | 88 | 14246 | Muni | Solar 22 | 4.35 | Solar |  |  | Interconnected | Owatonna | 55060 | Power Plant Sub | P45 | Residential | Conserve & Save | 16927 | 2021 | 2021
20254-217252-01 | Owatonna Public Utilities | 88 | 14246 | Muni | Solar 23 | 7.25 | Solar |  |  | Interconnected | Owatonna | 55060 | East Owatonna Sub | E34 | Residential | Conserve & Save | 39744 | 2022 | 2022
20254-217252-01 | Owatonna Public Utilities | 88 | 14246 | Muni | Solar 24 | 11.508 | Solar |  |  | Interconnected | Owatonna | 55060 | East Owatonna Sub | E34 | Residential | Conserve & Save | 67158 | 2022 | 2022
20254-217252-01 | Owatonna Public Utilities | 88 | 14246 | Muni | Solar 25 | 4.384 | Solar |  |  | Interconnected | Owatonna | 55060 | East Owatonna Sub | E34 | Residential | Conserve & Save | 27360 | 2022 | 2022
20254-217252-01 | Owatonna Public Utilities | 88 | 14246 | Muni | Solar 26 | 5.48 | Solar |  |  | Interconnected | Owatonna | 55060 | East Owatonna Sub | E39 | Residential | Conserve & Save | 33120 | 2022 | 2022
20254-217252-01 | Owatonna Public Utilities | 88 | 14246 | Muni | Solar 27 | 3.836 | Solar |  |  | Interconnected | Owatonna | 55060 | East Owatonna Sub | E39 | Residential | Conserve & Save | 23940 | 2022 | 2022
20254-217252-01 | Owatonna Public Utilities | 88 | 14246 | Muni | Solar 28 | 8.768 | Solar |  |  | Interconnected | Owatonna | 55060 | East Owatonna Sub | E34 | Residential | Conserve & Save | 52416 | 2022 | 2022
20254-217252-01 | Owatonna Public Utilities | 88 | 14246 | Muni | Solar 29 | 6.576 | Solar |  |  | Interconnected | Owatonna | 55060 | East Owatonna Sub | E39 | Residential | Conserve & Save | 39744 | 2022 | 2022
20254-217252-01 | Owatonna Public Utilities | 88 | 14246 | Muni | Solar 30 | 4.384 | Solar |  |  | Interconnected | Owatonna | 55060 | East Owatonna Sub | E39 | Residential | Conserve & Save | 25650 | 2022 | 2022
20254-217252-01 | Owatonna Public Utilities | 88 | 14246 | Muni | Solar 31 | 9.316 | Solar |  |  | Interconnected | Owatonna | 55060 | East Owatonna Sub | E34 | Residential | Conserve & Save | 54054 | 2022 | 2022
20254-217252-01 | Owatonna Public Utilities | 88 | 14246 | Muni | Solar 32 | 7.124 | Solar |  |  | Interconnected | Owatonna | 55060 | East Owatonna Sub | E34 | Residential | Conserve & Save | 39744 | 2022 | 2022
20254-217252-01 | Owatonna Public Utilities | 88 | 14246 | Muni | Solar 33 | 6.028 | Solar |  |  | Interconnected | Owatonna | 55060 | East Owatonna Sub | E34 | Residential | Conserve & Save | 34776 | 2022 | 2022
20254-217252-01 | Owatonna Public Utilities | 88 | 14246 | Muni | Solar 34 | 7.672 | Solar |  |  | Interconnected | Owatonna | 55060 | East Owatonna Sub | E34 | Residential | Conserve & Save | 45864 | 2022 | 2022
20254-217252-01 | Owatonna Public Utilities | 88 | 14246 | Muni | Solar 35 | 3.836 | Solar |  |  | Interconnected | Owatonna | 55060 | Power Plant Sub | P48 | Residential | Conserve & Save | 22230 | 2022 | 2022
20254-217252-01 | Owatonna Public Utilities | 88 | 14246 | Muni | Solar 36 | 7.672 | Solar |  |  | Interconnected | Owatonna | 55060 | East Owatonna Sub | E34 | Residential | Conserve & Save | 44226 | 2022 | 2022
20254-217252-01 | Owatonna Public Utilities | 88 | 14246 | Muni | Solar 37 | 3.836 | Solar |  |  | Interconnected | Owatonna | 55060 | East Owatonna Sub | E36 | Residential | Conserve & Save | 23940 | 2022 | 2022
20254-217252-01 | Owatonna Public Utilities | 88 | 14246 | Muni | Solar 38 | 7.124 | Solar |  |  | Interconnected | Owatonna | 55060 | Power Plant Sub | P48 | Residential | Conserve & Save | 42588 | 2022 | 2022
20254-217252-01 | Owatonna Public Utilities | 88 | 14246 | Muni | Solar 39 | 5.48 | Solar |  |  | Interconnected | Owatonna | 55060 | East Owatonna Sub | E39 | Residential | Conserve & Save | 31464 | 2022 | 2022
20254-217252-01 | Owatonna Public Utilities | 88 | 14246 | Muni | Solar 40 | 12.604 | Solar |  |  | Interconnected | Owatonna | 55060 | Power Plant Sub | P48 | Residential | Conserve & Save | 78148 | 2022 | 2022
20254-217252-01 | Owatonna Public Utilities | 88 | 14246 | Muni | Solar 41 | 5.48 | Solar |  |  | Interconnected | Owatonna | 55060 | East Owatonna Sub | E39 | Residential | Conserve & Save | 33120 | 2022 | 2022
20254-217252-01 | Owatonna Public Utilities | 88 | 14246 | Muni | Solar 42 | 3.288 | Solar |  |  | Interconnected | Owatonna | 55060 | Power Plant Sub | P48 | Residential | Conserve & Save | 20520 | 2022 | 2022
20254-217252-01 | Owatonna Public Utilities | 88 | 14246 | Muni | Solar 43 | 8.22 | Solar |  |  | Interconnected | Owatonna | 55060 | East Owatonna Sub | E39 | Residential | Conserve & Save | 47502 | 2022 | 2022
20254-217252-01 | Owatonna Public Utilities | 88 | 14246 | Muni | Solar 44 | 8.768 | Solar |  |  | Interconnected | Owatonna | 55060 | East Owatonna Sub | E34 | Residential | Conserve & Save | 52416 | 2022 | 2022
20254-217252-01 | Owatonna Public Utilities | 88 | 14246 | Muni | Solar 45 | 7.672 | Solar |  |  | Interconnected | Owatonna | 55060 | East Owatonna Sub | E39 | Residential | Conserve & Save | 44226 | 2022 | 2022
20254-217252-01 | Owatonna Public Utilities | 88 | 14246 | Muni | Solar 46 | 8.12 | Solar |  |  | Interconnected | Owatonna | 55060 | Power Plant Sub | P43 | Residential | Conserve & Save | 34530 | 2022 | 2022
20254-217252-01 | Owatonna Public Utilities | 88 | 14246 | Muni | Solar 47 | 6.028 | Solar |  |  | Interconnected | Owatonna | 55060 | East Owatonna Sub | E34 | Residential | Conserve & Save | 36432 | 2022 | 2022
20254-217252-01 | Owatonna Public Utilities | 88 | 14246 | Muni | Solar 48 | 4.384 | Solar |  |  | Interconnected | Owatonna | 55060 | East Owatonna Sub | E34 | Residential | Conserve & Save | 25650 | 2022 | 2022
20254-217252-01 | Owatonna Public Utilities | 88 | 14246 | Muni | Solar 49 | 7.672 | Solar |  |  | Interconnected | Owatonna | 55060 | Power Plant Sub | P48 | Residential | Conserve & Save | 44226 | 2022 | 2022
20254-217252-01 | Owatonna Public Utilities | 88 | 14246 | Muni | Solar 50 | 11.02 | Solar |  |  | Interconnected | Owatonna | 55060 | East Owatonna Sub | E39 | Residential | Conserve & Save | 41946 | 2022 | 2022
20254-217252-01 | Owatonna Public Utilities | 88 | 14246 | Muni | Solar 51 | 4.384 | Solar |  |  | Interconnected | Owatonna | 55060 | East Owatonna Sub | E39 | Residential | Conserve & Save | 24605 | 2022 | 2022
20254-217252-01 | Owatonna Public Utilities | 88 | 14246 | Muni | Solar 52 | 3.288 | Solar |  |  | Interconnected | Owatonna | 55060 | East Owatonna Sub | E39 | Residential | Conserve & Save | 19665 | 2022 | 2022
20254-217252-01 | Owatonna Public Utilities | 88 | 14246 | Muni | Solar 53 | 5.51 | Solar |  |  | Interconnected | Owatonna | 55060 | East Owatonna Sub | E39 | Residential | Conserve & Save | 23660 | 2022 | 2022
20254-217252-01 | Owatonna Public Utilities | 88 | 14246 | Muni | Solar 54 | 22.8 | Solar |  |  | Interconnected | Owatonna | 55060 | Power Plant Sub | P48 | Residential | Conserve & Save | 84560 | 2022 | 2022
20254-217252-01 | Owatonna Public Utilities | 88 | 14246 | Muni | Solar 55 | 6.98 | Solar |  |  | Interconnected | Owatonna | 55060 | Power Plant Sub | P42 | Residential | Conserve & Save | 26200 | 2022 | 2022
20254-217252-01 | Owatonna Public Utilities | 88 | 14246 | Muni | Solar 56 | 12.76 | Solar |  |  | Interconnected | Owatonna | 55060 | East Owatonna Sub | E34 | Residential | Conserve & Save | 48920 | 2022 | 2022
20254-217252-01 | Owatonna Public Utilities | 88 | 14246 | Muni | Solar 57 | 7.678 | Solar |  |  | Interconnected | Owatonna | 55060 | East Owatonna Sub | E34 | Residential | Conserve & Save | 40827 | 2022 | 2022
20254-217252-01 | Owatonna Public Utilities | 88 | 14246 | Muni | Solar 58 | 9.5 | Solar |  |  | Interconnected | Owatonna | 55060 | East Owatonna Sub | E34 | Residential | Conserve & Save | 32760 | 2022 | 2022
20254-217252-01 | Owatonna Public Utilities | 88 | 14246 | Muni | Solar 59 | 10.73 | Solar |  |  | Interconnected | Owatonna | 55060 | East Owatonna Sub | E39 | Residential | Conserve & Save | 58031.58 | 2022 | 2022
20254-217252-01 | Owatonna Public Utilities | 88 | 14246 | Muni | Solar 60 | 4.48 | Solar |  |  | Interconnected | Owatonna | 55060 | East Owatonna Sub | E36 | Residential | Conserve & Save | 28280 | 2022 | 2022
20254-217252-01 | Owatonna Public Utilities | 88 | 14246 | Muni | Solar 61 | 3.8 | Solar |  |  | Interconnected | Owatonna | 55060 | East Owatonna Sub | E39 | Residential | Conserve & Save | 18600 | 2023 | 2023
20254-217252-01 | Owatonna Public Utilities | 88 | 14246 | Muni | Solar 62 | 7.6 | Solar |  |  | Interconnected | Owatonna | 55060 | East Owatonna Sub | E36 | Residential | Conserve & Save | 25200 | 2023 | 2023
20254-217252-01 | Owatonna Public Utilities | 88 | 14246 | Muni | Solar 63 | 7.54 | Solar |  |  | Interconnected | Owatonna | 55060 | East Owatonna Sub | E36 | Residential | Conserve & Save | 10500 | 2023 | 2023
20254-217252-01 | Owatonna Public Utilities | 88 | 14246 | Muni | Solar 64 | 5.22 | Solar |  |  | Interconnected | Owatonna | 55060 | Power Plant Sub | P48 | Residential | Conserve & Save | 10800 | 2023 | 2023
20254-217252-01 | Owatonna Public Utilities | 88 | 14246 | Muni | Solar 65 | 10.15 | Solar |  |  | Interconnected | Owatonna | 55060 | East Owatonna Sub | E36 | Residential | Conserve & Save | 52397 | 2023 | 2023
20254-217252-01 | Owatonna Public Utilities | 88 | 14246 | Muni | Solar 66 | 10 | Solar |  |  | Interconnected | Owatonna | 55060 | East Owatonna Sub | E39 | Residential | Conserve & Save | 66940 | 2023 | 2023
20254-217252-01 | Owatonna Public Utilities | 88 | 14246 | Muni | Solar 67 | 5.8 | Solar |  |  | Interconnected | Owatonna | 55060 | East Owatonna Sub | E36 | Residential | Conserve & Save | 27200 | 2023 | 2023
20254-217252-01 | Owatonna Public Utilities | 88 | 14246 | Muni | Solar 68 | 22.05 | Solar |  |  | Interconnected | Owatonna | 55060 | East Owatonna Sub | E39 | Residential | Conserve & Save | 106964 | 2023 | 2023
20254-217252-01 | Owatonna Public Utilities | 88 | 14246 | Muni | Solar 69 | 20 | Solar |  | X | Interconnected | Owatonna | 55061 | East Owatonna Sub | E39 | Residential | Conserve & Save | 74000 | 2023 | 2024
20254-217252-01 | Owatonna Public Utilities | 88 | 14246 | Muni | Solar 70 | 5.51 | Solar |  |  | Interconnected | Owatonna | 55062 | East Owatonna Sub | E39 | Residential | Conserve & Save | 28875 | 2023 | 2024
20254-217252-01 | Owatonna Public Utilities | 88 | 14246 | Muni | Solar 71 | 13.824 | Solar |  |  | Interconnected | Owatonna | 55063 | Power Plant Sub | P44 | Residential | Conserve & Save | 53408 | 2024 | 2024
20254-217252-01 | Owatonna Public Utilities | 88 | 14246 | Muni | Solar 72 | 12.288 | Solar |  |  | Interconnected | Owatonna | 55064 | Power Plant Sub | P42 | Residential | Conserve & Save | 18000 | 2024 | 2024
20254-217252-01 | Owatonna Public Utilities | 88 | 14246 | Muni | Solar 73 | 8.064 | Solar |  |  | Interconnected | Owatonna | 55065 | East Owatonna Sub | E34 | Residential | Conserve & Save | 10000 | 2024 | 2024
20254-217252-01 | Owatonna Public Utilities | 88 | 14246 | Muni | Solar 74 | 5.76 | Solar |  |  | Interconnected | Owatonna | 55066 | Power Plant Sub | P48 | Residential | Conserve & Save | 31311 | 2024 | 2024
20254-217252-01 | Owatonna Public Utilities | 88 | 14246 | Muni | Solar 75 | 3.84 | Solar |  |  | Interconnected | Owatonna | 55067 | East Owatonna Sub | E34 | Residential | Conserve & Save | 23913 | 2024 | 2024
20254-217252-01 | Owatonna Public Utilities | 88 | 14246 | Muni | Solar 76 | 8.96 | Solar |  |  | Interconnected | Owatonna | 55068 | East Owatonna Sub | E34 | Residential | Conserve & Save | 48209 | 2024 | 2024
20251-214684-01 | Barnesville Municipal Utility | 150 | 1233 | Muni | Barnesville Solar Garden | 26.4 | Solar |  |  | Interconnected | Barnesville | 56514 | Downtown | 11 | Community Solar Garden |  | 59900 | 2018 | 2018
20251-214684-01 | Barnesville Municipal Utility | 150 | 1233 | Muni | Solar 00007708-9 | 10.44 | Solar |  |  | Interconnected | Barnesville | 56514 | East | 21 | Residential |  | 48828 | 2022 | 2022
20251-214684-01 | Barnesville Municipal Utility | 150 | 1233 | Muni | Solar 00019996-2 | 11.78 | Solar |  |  | Interconnected | Barnesville | 56514 | East | 20 | Residential |  | 47334 | 2023 | 2023
20251-214684-01 | Barnesville Municipal Utility | 150 | 1233 | Muni | Solar 00048149-8 | 40 | Solar |  |  | Interconnected | Barnesville | 56514 | East | 21 | Commercial |  | 140000 | 2024 | 2024
20251-214011-01 | City of Caledonia Electic Department | 13 | 2810 | Muni | 10-309-01-6 | 15.93 | Solar |  |  | Interconnected | Caledonia | 55921 | Wild Turkey #1 | 2 | Residential |  | 40000 | 2019 | 2019
20251-214011-01 | City of Caledonia Electic Department | 13 | 2810 | Muni | 20-1266-01-6 | 14.16 | Solar |  |  | Interconnected | Caledonia | 55921 | Wild Turkey #2 | 1 | Commercial |  | 35000 | 2019 | 2019
20251-214011-01 | City of Caledonia Electic Department | 13 | 2810 | Muni | 10-4014-01-9 | 7.6 | Solar |  |  | Interconnected | Caledonia | 55921 | Wild Turkey #1 | 2 | Residential |  | 28500 | 2020 | 2020
20251-214011-01 | City of Caledonia Electic Department | 13 | 2810 | Muni | 10-3571-01-0 | 10 | Solar |  |  | Interconnected | Caledonia | 55921 | Wild Turkey #1 | 1 | Residential |  | 31500 | 2021 | 2021
20251-214011-01 | City of Caledonia Electic Department | 13 | 2810 | Muni | 10-4070-01-3 | 12.53 | Solar |  |  | Interconnected | Caledonia | 55921 | Wild Turkey #1 | 2 | Residential |  | 43317 | 2022 | 2022
20251-214011-01 | City of Caledonia Electic Department | 13 | 2810 | Muni | 10-4018-01-3 | 7.5 | Solar |  |  | Interconnected | Caledonia | 55921 | Wild Turkey #1 | 2 | Residential |  | 23000 | 2022 | 2022
20251-214011-01 | City of Caledonia Electic Department | 13 | 2810 | Muni | 10-1079-01-5 | 5.76 | Solar |  |  | Interconnected | Caledonia | 55921 | Wild Turkey #1 | 1 | Residential |  | 20150.76 | 2023 | 2023
20251-214011-01 | City of Caledonia Electic Department | 13 | 2810 | Muni | 10-1555-01-0 | 5.785 | Solar |  |  | Interconnected | Caledonia | 55921 | Wild Turkey #1 | 1 | Residential |  | 20257.73 | 2023 | 2023
20251-214011-01 | City of Caledonia Electic Department | 13 | 2810 | Muni | 10-2325-01-7 | 9.423 | Solar |  |  | Interconnected | Caledonia | 55921 | Wild Turkey #1 | 1 | Residential |  | 34197.5 | 2023 | 2023
20251-214011-01 | City of Caledonia Electic Department | 13 | 2810 | Muni | 40-0809-01-0 | 39 | Solar |  |  | Interconnected | Caledonia | 55921 | Wild Turkey #1 | 2 | Commercial |  | 119500 | 2023
20251-214011-01 | City of Caledonia Electic Department | 13 | 2810 | Muni | 40-0809-01-0 | 39 | Solar |  |  | Interconnected | Caledonia | 55921 | Wild Turkey #1 | 1 | Commercial |  | 243000 | 2023
20251-214421-01 | City of Chaska | 34 | 3400 | Muni | Facility A | 5.77 | Solar |  |  | Interconnected | Chaska | 55318 | West Creek | WCS-14 | Residential
20251-214421-01 | City of Chaska | 34 | 3400 | Muni | Facility B | 4.73 | Solar |  |  | Interconnected | Chaska | 55318 | MN River | MRS-3 | Residential |  |  | 2016 | 2016
20251-214421-01 | City of Chaska | 34 | 3400 | Muni | Facility C | 3.5 | Solar |  |  | Interconnected | Chaska | 55318 | West Creek | WCS-14 | Residential |  |  | 2017 | 2017
20251-214421-01 | City of Chaska | 34 | 3400 | Muni | Facility D | 39.65 | Solar |  |  | Interconnected | Chaska | 55318 | MN River | MRS-3 | Commercial |  |  | 2016 | 2016
20251-214421-01 | City of Chaska | 34 | 3400 | Muni | Facility E | 5.6 | Solar |  |  | Interconnected | Chaska | 55318 | West Creek | WCS-14 | Commercial |  |  | 2018 | 2018
20251-214421-01 | City of Chaska | 34 | 3400 | Muni | Facility F | 9.425 | Solar |  |  | Interconnected | Chaska | 55318 | MN River | MRS-2 | Residential |  |  | 2018 | 2018
20251-214421-01 | City of Chaska | 34 | 3400 | Muni | Facility G | 9.75 | Solar |  |  | Interconnected | Chaska | 55318 | MN River | MRS-3 | Residential |  | 31435 | 2019 | 2019
20251-214421-01 | City of Chaska | 34 | 3400 | Muni | Facility H | 11.02 | Solar |  |  | Interconnected | Chaska | 55318 | MN River | MRS-2 | Residential |  |  | 2019 | 2019
20251-214421-01 | City of Chaska | 34 | 3400 | Muni | Facility I | 5.48 | Solar |  |  | Interconnected | Chaska | 55318 | MN River | MRS-1 | Residential |  |  | 2019 | 2019
20251-214421-01 | City of Chaska | 34 | 3400 | Muni | Facility J | 5 | Solar |  |  | Interconnected | Chaska | 55318 | West Creek | WCS-14 | Residential |  |  | 2019 | 2019
20251-214421-01 | City of Chaska | 34 | 3400 | Muni | Facility K | 9.9 | Solar |  |  | Interconnected | Chaska | 55318 | West Creek | WCS-14 | Residential |  | 30393 | 2019 | 2019
20251-214421-01 | City of Chaska | 34 | 3400 | Muni | Facility L | 6.96 | Solar |  |  | Interconnected | Chaska | 55318 | MN River | MRS-4 | Residential |  | 17800 | 2020 | 2020
20251-214421-01 | City of Chaska | 34 | 3400 | Muni | Facility M | 10 | Solar |  |  | Interconnected | Chaska | 55318 | West Creek | WCS-14 | Residential |  | 33898 | 2020 | 2020
20251-214421-01 | City of Chaska | 34 | 3400 | Muni | Facility N | 13.8 | Solar |  |  | Interconnected | Chaska | 55318 | MN River | MRS-2 | Residential |  | 43383 | 2020 | 2020
20251-214421-01 | City of Chaska | 34 | 3400 | Muni | Facility O | 8.41 | Solar |  |  | Interconnected | Chaska | 55318 | West Creek | WCS-14 | Residential |  | 37033 | 2020 | 2020
20251-214421-01 | City of Chaska | 34 | 3400 | Muni | Facility P | 8.768 | Solar |  |  | Interconnected | Chaska | 55318 | West Creek | WCS-14 | Residential |  | 30515 | 2020 | 2020
20251-214421-01 | City of Chaska | 34 | 3400 | Muni | Facility Q | 10 | Solar |  |  | Interconnected | Chaska | 55318 | Bluff Creek | BCS-91 | Residential |  | 27265 | 2020 | 2020
20251-214421-01 | City of Chaska | 34 | 3400 | Muni | Facility R | 7.68 | Solar |  |  | Interconnected | Chaska | 55318 | West Creek | WCS-14 | Residential |  | 22886.4 | 2020 | 2020
20251-214421-01 | City of Chaska | 34 | 3400 | Muni | Facility S | 4.932 | Solar |  |  | Interconnected | Chaska | 55318 | MN River | MRS-4 | Residential |  | 16211 | 2020 | 2020
20251-214421-01 | City of Chaska | 34 | 3400 | Muni | Facility T | 8 | Solar |  |  | Interconnected | Chaska | 55318 | MN River | MRS-4 | Residential |  | 23840 | 2020 | 2020
20251-214421-01 | City of Chaska | 34 | 3400 | Muni | Facility U | 5.48 | Solar |  |  | Interconnected | Chaska | 55318 | West Creek | WCS-14 | Residential |  | 33376 | 2020 | 2020
20251-214421-01 | City of Chaska | 34 | 3400 | Muni | Facility V | 8 | Solar |  |  | Interconnected | Chaska | 55318 | MN River | MRS-1 | Residential |  | 27654 | 2020 | 2020
20251-214421-01 | City of Chaska | 34 | 3400 | Muni | Facility W | 6.028 | Solar |  |  | Interconnected | Chaska | 55318 | West Creek | WCS-14 | Residential |  | 20979 | 2020 | 2020
20251-214421-01 | City of Chaska | 34 | 3400 | Muni | Facility X | 7.2 | Solar |  |  | Interconnected | Chaska | 55318 | MN River | MRS-3 | Residential |  | 11000 | 2020 | 2020
20251-214421-01 | City of Chaska | 34 | 3400 | Muni | Facility Y | 10 | Solar |  |  | Interconnected | Chaska | 55318 | MN River | MRS-1 | Residential |  | 15600 | 2020 | 2021
20251-214421-01 | City of Chaska | 34 | 3400 | Muni | Facility Z | 10.3 | Solar |  |  | Interconnected | Chaska | 55318 | West Creek | WCS-14 | Residential |  | 29000 | 2020 | 2021
20251-214421-01 | City of Chaska | 34 | 3400 | Muni | Facility AA | 6.03 | Solar |  |  | Interconnected | Chaska | 55318 | MN River | MRS-3 | Residential |  | 30146 | 2021 | 2021
20251-214421-01 | City of Chaska | 34 | 3400 | Muni | FacilityBB | 4.48 | Solar |  |  | Interconnected | Chaska | 55318 | West Creek | WCS-14 | Residential |  | 27275 | 2021 | 2021
20251-214421-01 | City of Chaska | 34 | 3400 | Muni | FacilityCC | 9.86 | Solar |  |  | Interconnected | Chaska | 55318 | MN River | MRS-3 | Residential |  | 50243 | 2021 | 2021
20251-214421-01 | City of Chaska | 34 | 3400 | Muni | FacilityDD | 8.22 | Solar |  |  | Interconnected | Chaska | 55318 | MN River | MRS-3 | Residential |  | 43065 | 2021 | 2021
20251-214421-01 | City of Chaska | 34 | 3400 | Muni | FacilityEE | 7.6 | Solar |  |  | Interconnected | Chaska | 55318 | West Creek | WCS-14 | Residential |  | 33616 | 2021 | 2021
20251-214421-01 | City of Chaska | 34 | 3400 | Muni | FacilityFF | 5 | Solar |  |  | Interconnected | Chaska | 55318 | West Creek | WCS-14 | Residential |  | 20281 | 2021 | 2021
20251-214421-01 | City of Chaska | 34 | 3400 | Muni | FacilityGG | 4.93 | Solar |  |  | Interconnected | Chaska | 55318 | MN River | MRS-3 | Residential |  | 25806 | 2021 | 2021
20251-214421-01 | City of Chaska | 34 | 3400 | Muni | FacilityHH | 11.4 | Solar |  |  | Interconnected | Chaska | 55318 | MN River | MRS-2 | Residential |  | 38707.2 | 2021 | 2021
20251-214421-01 | City of Chaska | 34 | 3400 | Muni | FacilityII | 13.262 | Solar |  |  | Interconnected | Chaska | 55318 | West Creek | WCS-14 | Residential |  | 48000 | 2021 | 2021
20251-214421-01 | City of Chaska | 34 | 3400 | Muni | FacilityJJ | 4.38 | Solar |  |  | Interconnected | Chaska | 55318 | MN River | MRS-4 | Residential |  | 24288 | 2021 | 2021
20251-214421-01 | City of Chaska | 34 | 3400 | Muni | FacilityKK | 5.48 | Solar |  |  | Interconnected | Chaska | 55318 | West Creek | WCS-14 | Residential |  | 29370 | 2021 | 2021
20251-214421-01 | City of Chaska | 34 | 3400 | Muni | FacilityLL | 3.84 | Solar |  |  | Interconnected | Chaska | 55318 | West Creek | WCS-14 | Residential |  | 19734 | 2021 | 2021
20251-214421-01 | City of Chaska | 34 | 3400 | Muni | FacilityMM | 6.58 | Solar |  |  | Interconnected | Chaska | 55318 | West Creek | WCS-14 | Residential |  | 35244 | 2021 | 2021
20251-214421-01 | City of Chaska | 34 | 3400 | Muni | FacilityNN | 4.38 | Solar |  |  | Interconnected | Chaska | 55318 | Bluff Creek | BLC-91 | Residential |  | 24288 | 2021 | 2021
20251-214421-01 | City of Chaska | 34 | 3400 | Muni | FacilityOO | 8.77 | Solar |  |  | Interconnected | Chaska | 55318 | MN River | MRS-1 | Residential |  | 45524 | 2021 | 2021
20251-214421-01 | City of Chaska | 34 | 3400 | Muni | FacilityPP | 8.22 | Solar |  |  | Interconnected | Chaska | 55318 | MN River | MRS-4 | Residential |  | 42587 | 2021 | 2021
20251-214421-01 | City of Chaska | 34 | 3400 | Muni | FacilityQQ | 6.03 | Solar |  |  | Interconnected | Chaska | 55318 | West Creek | WCS-14 | Residential |  | 32307 | 2021 | 2021
20251-214421-01 | City of Chaska | 34 | 3400 | Muni | FacilityRR | 5.24 | Solar |  |  | Interconnected | Chaska | 55318 | MN River | MRS-4 | Residential |  | 19120 | 2021 | 2021
20251-214421-01 | City of Chaska | 34 | 3400 | Muni | FacilitySS | 3.29 | Solar |  |  | Interconnected | Chaska | 55318 | MN River | MRS-4 | Residential |  | 16698 | 2021 | 2021
20251-214421-01 | City of Chaska | 34 | 3400 | Muni | FacilityTT | 3.84 | Solar |  |  | Interconnected | Chaska | 55318 | MN River | MRS-4 | Residential |  | 21252 | 2021 | 2021
20251-214421-01 | City of Chaska | 34 | 3400 | Muni | FacilityUU | 6.03 | Solar |  |  | Interconnected | Chaska | 55318 | MN River | MRS-4 | Residential |  | 33639 | 2021 | 2021
20251-214421-01 | City of Chaska | 34 | 3400 | Muni | FacilityVV | 5.8 | Solar |  |  | Interconnected | Chaska | 55318 | MN River | MRS-3 | Residential |  | 24276 | 2021 | 2021
20251-214421-01 | City of Chaska | 34 | 3400 | Muni | FacilityWW | 6.03 | Solar |  |  | Interconnected | Chaska | 55318 | West Creek | WCS-14 | Residential |  | 32301 | 2021 | 2021
20251-214421-01 | City of Chaska | 34 | 3400 | Muni | FacilityXX | 6.98 | Solar |  |  | Interconnected | Chaska | 55318 | West Creek | WCS-14 | Residential |  | 25000 | 2021 | 2021
20251-214421-01 | City of Chaska | 34 | 3400 | Muni | FacilityYY | 7.6 | Solar |  |  | Interconnected | Chaska | 55318 | West Creek | WCS-14 | Residential |  | 23689.5 | 2021 | 2021
20251-214421-01 | City of Chaska | 34 | 3400 | Muni | Facility55 | 8.77 | Solar |  |  | Interconnected | Chaska | 55318 | MN River | MRS-1 | Residential |  | 46547 | 2021 | 2021
20251-214421-01 | City of Chaska | 34 | 3400 | Muni | Facility56 | 10 | Solar |  |  | Interconnected | Chaska | 55318 | West Creek | WCS-14 | Residential |  | 34844 | 2021 | 2021
20251-214421-01 | City of Chaska | 34 | 3400 | Muni | Facility58 | 4.38 | Solar |  |  | Interconnected | Chaska | 55318 | West Creek | WCS-22 | Residential |  | 24840 | 2021 | 2021
20251-214421-01 | City of Chaska | 34 | 3400 | Muni | Facility59 | 10 | Solar |  |  | Interconnected | Chaska | 55318 | West Creek | WCS-22 | Residential |  | 34200 | 2021 | 2021
20251-214421-01 | City of Chaska | 34 | 3400 | Muni | Facility60 | 7.6 | Solar |  |  | Interconnected | Chaska | 55318 | West Creek | WCS-14 | Residential |  | 25080 | 2021 | 2021
20251-214421-01 | City of Chaska | 34 | 3400 | Muni | Facility61 | 8.7 | Solar |  |  | Interconnected | Chaska | 55318 | West Creek | WCS-14 | Residential |  | 34521 | 2021 | 2022
20251-214421-01 | City of Chaska | 34 | 3400 | Muni | FacilityZZ | 5 | Solar |  |  | Withdrawn | Chaska | 55318 | MN River | MRS-2 | Residential |  | 22026.22 | 2021
20251-214421-01 | City of Chaska | 34 | 3400 | Muni | Facility62 | 6.03 | Solar |  |  | Interconnected | Chaska | 55318 | MN River | MRS-4 | Residential |  | 34776 | 2021 | 2022
20251-214421-01 | City of Chaska | 34 | 3400 | Muni | Facility63 | 6.58 | Solar |  |  | Interconnected | Chaska | 55318 | West Creek | WCS-14 | Residential |  | 38088 | 2021 | 2022
20251-214421-01 | City of Chaska | 34 | 3400 | Muni | Facility64 | 7.12 | Solar |  |  | Interconnected | Chaska | 55318 | West Creek | WCS-14 | Residential |  | 42588 | 2021 | 2022
20251-214421-01 | City of Chaska | 34 | 3400 | Muni | Facility65 | 6.58 | Solar |  |  | Interconnected | Chaska | 55318 | MN River | MRS-4 | Residential |  | 38088 | 2021 | 2022
20251-214421-01 | City of Chaska | 34 | 3400 | Muni | Facility66 | 9.86 | Solar |  |  | Interconnected | Chaska | 55318 | West Creek | WCS-14 | Residential |  | 58968 | 2021 | 2022
20251-214421-01 | City of Chaska | 34 | 3400 | Muni | Facility67 | 6.58 | Solar |  |  | Interconnected | Chaska | 55318 | West Creek | WCS-14 | Residential |  | 39744 | 2021 | 2022
20251-214421-01 | City of Chaska | 34 | 3400 | Muni | Facility68 | 7.12 | Solar |  |  | Interconnected | Chaska | 55318 | Bluff Creek | BLC-91 | Residential |  | 42588 | 2021 | 2022
20251-214421-01 | City of Chaska | 34 | 3400 | Muni | Facility69 | 4.48 | Solar |  |  | Interconnected | Chaska | 55318 | West Creek | WCS-14 | Residential |  | 33120 | 2021 | 2022
20251-214421-01 | City of Chaska | 34 | 3400 | Muni | Facility71 | 9.32 | Solar |  |  | Interconnected | Chaska | 55318 | MN River | MRS-4 | Residential |  | 54054 | 2021 | 2022
20251-214421-01 | City of Chaska | 34 | 3400 | Muni | Facility72 | 10.41 | Solar |  |  | Interconnected | Chaska | 55318 | West Creek | WCS-14 | Residential |  | 60606 | 2021 | 2022
20251-214421-01 | City of Chaska | 34 | 3400 | Muni | Facility73 | 11.51 | Solar |  |  | Interconnected | Chaska | 55318 | West Creek | WCS-14 | Residential |  | 68796 | 2021 | 2022
20251-214421-01 | City of Chaska | 34 | 3400 | Muni | Facility74 | 11.4 | Solar |  |  | Interconnected | Chaska | 55318 | West Creek | WCS-14 | Residential |  | 22000 | 2021 | 2022
20251-214421-01 | City of Chaska | 34 | 3400 | Muni | Facility75 | 7.67 | Solar |  |  | Interconnected | Chaska | 55318 | West Creek | WCS-14 | Residential |  | 44226 | 2022 | 2022
20251-214421-01 | City of Chaska | 34 | 3400 | Muni | Facility76 | 8.1 | Solar |  |  | Interconnected | Chaska | 55318 | MN River | MRS-4 | Residential |  | 47230 | 2022 | 2022
20251-214421-01 | City of Chaska | 34 | 3400 | Muni | Facility77 | 8.72 | Solar |  |  | Interconnected | Chaska | 55318 | MN River | MRS-2 | Residential |  | 27285 | 2022 | 2022
20251-214421-01 | City of Chaska | 34 | 3400 | Muni | Facility78 | 5.584 | Solar |  |  | Interconnected | Chaska | 55318 | West Creek | WCS-22 | Residential |  | 32265 | 2022 | 2022
20251-214421-01 | City of Chaska | 34 | 3400 | Muni | Facility79 | 10.41 | Solar |  |  | Interconnected | Chaska | 55318 | West Creek | WCS-14 | Residential |  | 59651 | 2022 | 2022
20251-214421-01 | City of Chaska | 34 | 3400 | Muni | Facility80 | 5.04 | Solar |  |  | Interconnected | Chaska | 55318 | MN River | MRS-1 | Residential |  | 39079 | 2022 | 2023
20251-214421-01 | City of Chaska | 34 | 3400 | Muni | Facility81 | 11.52 | Solar |  |  | Interconnected | Chaska | 55318 | MN River | MRS-3 | Residential |  | 43750 | 2022 | 2022
20251-214421-01 | City of Chaska | 34 | 3400 | Muni | Facility82 | 8.376 | Solar |  |  | Interconnected | Chaska | 55318 | West Creek | WCS-22 | Residential |  | 44366 | 2022 | 2022
20251-214421-01 | City of Chaska | 34 | 3400 | Muni | Facility83 | 10.138 | Solar |  |  | Interconnected | Chaska | 55318 | West Creek | WCS-14 | Residential |  | 59200 | 2022 | 2022
20251-214421-01 | City of Chaska | 34 | 3400 | Muni | Facility84 | 19.14 | Solar |  |  | Interconnected | Chaska | 55318 | West Creek | WCS-14 | Residential |  | 39600 | 2022 | 2022
20251-214421-01 | City of Chaska | 34 | 3400 | Muni | Facility85 | 5.22 | Solar |  |  | Interconnected | Chaska | 55318 | West Creek | WCS-14 | Residential |  | 21707 | 2022 | 2022
20251-214421-01 | City of Chaska | 34 | 3400 | Muni | Facility86 | 9.86 | Solar |  |  | Interconnected | Chaska | 55318 | MN River | MRS-2 | Residential |  | 52313 | 2022 | 2023
20251-214421-01 | City of Chaska | 34 | 3400 | Muni | Facility87 | 7.6 | Solar |  |  | Interconnected | Chaska | 55318 | West Creek | WCS-22 | Residential |  | 14850 | 2022 | 2022
20251-214421-01 | City of Chaska | 34 | 3400 | Muni | Facility88 | 4.06 | Solar |  |  | Withdrawn | Chaska | 55318 | West Creek | WCS-22 | Residential |  | 23951 | 2022
20251-214421-01 | City of Chaska | 34 | 3400 | Muni | Facility89 | 9.772 | Solar |  |  | Interconnected | Chaska | 55318 | West Creek | WCS-22 | Residential |  | 30000 | 2022 | 2022
20251-214421-01 | City of Chaska | 34 | 3400 | Muni | Facility90 | 9.6 | Solar |  |  | Interconnected | Chaska | 55318 | West Creek | WCS-14 | Residential |  | 38250 | 2022 | 2022
20251-214421-01 | City of Chaska | 34 | 3400 | Muni | Facility91 | 9.57 | Solar |  |  | Interconnected | Chaska | 55318 | West Creek | WCS-14 | Residential |  | 19800 | 2022 | 2022
20251-214421-01 | City of Chaska | 34 | 3400 | Muni | Facility92 | 7.6 | Solar |  |  | Interconnected | Chaska | 55318 | West Creek | WCS-22 | Residential |  | 19194 | 2022 | 2023
20251-214421-01 | City of Chaska | 34 | 3400 | Muni | Facility93 | 9.6 | Solar |  |  | Interconnected | Chaska | 55318 | West Creek | WCS-22 | Residential |  | 56260 | 2022 | 2023
20251-214421-01 | City of Chaska | 34 | 3400 | Muni | Facility94 | 5.12 | Solar |  |  | Interconnected | Chaska | 55318 | West Creek | WCS-14 | Residential |  | 31360 | 2022 | 2023
20251-214421-01 | City of Chaska | 34 | 3400 | Muni | Facility95 | 8.32 | Solar |  |  | Interconnected | Chaska | 55318 | West Creek | WCS-14 | Residential |  | 48500 | 2022 | 2023
20251-214421-01 | City of Chaska | 34 | 3400 | Muni | Facility96 | 5.76 | Solar |  |  | Interconnected | Chaska | 55318 | Bluff Creek | BLC-91 | Residential |  | 33320 | 2022 | 2023
20251-214421-01 | City of Chaska | 34 | 3400 | Muni | Facility97 | 7.68 | Solar |  |  | Interconnected | Chaska | 55318 | West Creek | WCS-14 | Residential |  | 46560 | 2022 | 2023
20251-214421-01 | City of Chaska | 34 | 3400 | Muni | Facility98 | 8.96 | Solar |  |  | Withdrawn | Chaska | 55318 | West Creek | WCS-14 | Residential |  | 54320 | 2022
20251-214421-01 | City of Chaska | 34 | 3400 | Muni | Facility99 | 7.68 | Solar |  |  | Interconnected | Chaska | 55318 | West Creek | WCS-14 | Residential |  | 44620 | 2022 | 2023
20251-214421-01 | City of Chaska | 34 | 3400 | Muni | Facility100 | 5.12 | Solar |  |  | Interconnected | Chaska | 55318 | West Creek | WCS-14 | Residential |  | 31360 | 2022 | 2023
20251-214421-01 | City of Chaska | 34 | 3400 | Muni | Facility101 | 8.96 | Solar |  |  | Interconnected | Chaska | 55318 | West Creek | WCS-14 | Residential |  | 54320 | 2022 | 2023
20251-214421-01 | City of Chaska | 34 | 3400 | Muni | Facility102 | 8.96 | Solar |  |  | Interconnected | Chaska | 55318 | West Creek | WCS-14 | Residential |  | 52380 | 2022 | 2023
20251-214421-01 | City of Chaska | 34 | 3400 | Muni | Facility103 | 3.84 | Solar |  |  | Interconnected | Chaska | 55318 | West Creek | WCS-14 | Residential |  | 22220 | 2022 | 2023
20251-214421-01 | City of Chaska | 34 | 3400 | Muni | Facility104 | 12.47 | Solar |  |  | Interconnected | Chaska | 55318 | MN River | MRS-2 | Residential |  | 65000 | 2023 | 2023
20251-214421-01 | City of Chaska | 34 | 3400 | Muni | Facility105 | 9.772 | Solar |  |  | Interconnected | Chaska | 55318 | MN River | MRS-4 | Residential |  | 39126 | 2023 | 2023
20251-214421-01 | City of Chaska | 34 | 3400 | Muni | Facility106 | 7.6 | Solar |  |  | Interconnected | Chaska | 55318 | MN River | MRS-4 | Residential |  | 31300 | 2023 | 2023
20251-214421-01 | City of Chaska | 34 | 3400 | Muni | Facility107 | 15.356 | Solar |  |  | Interconnected | Chaska | 55318 | West Creek | WCS-14 | Residential |  | 77000 | 2023 | 2023
20251-214421-01 | City of Chaska | 34 | 3400 | Muni | Facility108 | 8.725 | Solar |  |  | Interconnected | Chaska | 55318 | West Creek | WCS-14 | Residential |  | 35179.44 | 2023 | 2023
20251-214421-01 | City of Chaska | 34 | 3400 | Muni | Facility109 | 15.5 | Solar |  |  | Interconnected | Chaska | 55318 | West Creek | WCS-14 | Residential |  | 39102 | 2023 | 2023
20251-214421-01 | City of Chaska | 34 | 3400 | Muni | Facility110 | 7.56 | Solar |  |  | Interconnected | Chaska | 55318 | West Creek | WCS-14 | Residential |  | 33053 | 2023 | 2023
20251-214421-01 | City of Chaska | 34 | 3400 | Muni | Facility111 | 3.78 | Solar |  |  | Interconnected | Chaska | 55318 | West Creek | WCS-14 | Residential |  | 16027 | 2023 | 2023
20251-214421-01 | City of Chaska | 34 | 3400 | Muni | Facility112 | 7.04 | Solar |  |  | Interconnected | Chaska | 55318 | MN River | MRS-4 | Residential |  | 41503 | 2023 | 2023
20251-214421-01 | City of Chaska | 34 | 3400 | Muni | Facility113 | 8.96 | Solar |  |  | Interconnected | Chaska | 55318 | MN River | MRS-4 | Residential |  | 50440 | 2023 | 2023
20251-214421-01 | City of Chaska | 34 | 3400 | Muni | Facility114 | 7.68 | Solar |  |  | Interconnected | Chaska | 55318 | West Creek | WCS-14 | Residential |  | 44814 | 2023 | 2023
20251-214421-01 | City of Chaska | 34 | 3400 | Muni | Facility115 | 7.04 | Solar |  |  | Interconnected | Chaska | 55318 | West Creek | WCS-22 | Residential |  | 41503 | 2023 | 2023
20251-214421-01 | City of Chaska | 34 | 3400 | Muni | Facility116 | 11.52 | Solar |  |  | Interconnected | Chaska | 55318 | MN River | MRS-3 | Residential |  | 67221 | 2023 | 2023
20251-214421-01 | City of Chaska | 34 | 3400 | Muni | Facility117 | 8.32 | Solar |  |  | Interconnected | Chaska | 55318 | MN River | MRS-2 | Residential |  | 46706 | 2023 | 2023
20251-214421-01 | City of Chaska | 34 | 3400 | Muni | Facility118 | 5.12 | Solar |  |  | Interconnected | Chaska | 55318 | Bluff Creek | BLC-91 | Residential |  | 29189 | 2023 | 2023
20251-214421-01 | City of Chaska | 34 | 3400 | Muni | Facility 119 | 10.24 | Solar |  |  | Interconnected | Chaska | 55318 | MN River | MRS-1 | Residential |  | 59752 | 2023 | 2023
20251-214421-01 | City of Chaska | 34 | 3400 | Muni | Facility120 | 7.04 | Solar |  |  | Interconnected | Chaska | 55318 | West Creek | WCS-22 | Residential |  | 41503 | 2023 | 2023
20251-214421-01 | City of Chaska | 34 | 3400 | Muni | Facility121 | 5.76 | Solar |  |  | Interconnected | Chaska | 55318 | MN River | MRS-4 | Residential |  | 33957 | 2023 | 2023
20251-214421-01 | City of Chaska | 34 | 3400 | Muni | Facility122 | 3.84 | Solar |  |  | Interconnected | Chaska | 55318 | MN River | MRS-1 | Residential |  | 25731 | 2023 | 2023
20251-214421-01 | City of Chaska | 34 | 3400 | Muni | Facility123 | 3.84 | Solar |  |  | Interconnected | Chaska | 55318 | MN River | MRS-4 | Residential |  | 21412 | 2023 | 2023
20251-214421-01 | City of Chaska | 34 | 3400 | Muni | Facility124 | 8.32 | Solar |  |  | Interconnected | Chaska | 55318 | MN River | MRS-2 | Residential |  | 46706 | 2023 | 2023
20251-214421-01 | City of Chaska | 34 | 3400 | Muni | Facility125 | 8.32 | Solar |  |  | Interconnected | Chaska | 55318 | West Creek | WCS-14 | Residential |  | 51259 | 2023 | 2023
20251-214421-01 | City of Chaska | 34 | 3400 | Muni | Facility126 | 7.68 | Solar |  |  | Interconnected | Chaska | 55318 | West Creek | WCS-22 | Residential |  | 44814 | 2023 | 2023
20251-214421-01 | City of Chaska | 34 | 3400 | Muni | Facility127 | 5.05 | Solar |  |  | Interconnected | Chaska | 55318 | West Creek | WCS-14 | Residential |  | 31594.69 | 2023 | 2024
20251-214421-01 | City of Chaska | 34 | 3400 | Muni | Facility128 | 11.136 | Solar |  |  | Interconnected | Chaska | 55318 | West Creek | WCS-22 | Residential |  | 28056 | 2023 | 2023
20251-214421-01 | City of Chaska | 34 | 3400 | Muni | Facility129 | 8.505 | Solar |  |  | Interconnected | Chaska | 55318 | Bluff Creek | BLC-91 | Residential |  | 38665 | 2023 | 2023
20251-214421-01 | City of Chaska | 34 | 3400 | Muni | Facility130 | 7.68 | Solar |  |  | Interconnected | Chaska | 55318 | West Creek | WCS-22 | Residential |  | 43414 | 2023 | 2023
20251-214421-01 | City of Chaska | 34 | 3400 | Muni | Facility131 | 4.06 | Solar |  |  | Interconnected | Chaska | 55318 | MN River | MRS-4 | Residential |  | 32509 | 2023 | 2023
20251-214421-01 | City of Chaska | 34 | 3400 | Muni | Facility132 | 6.3 | Solar |  |  | Interconnected | Chaska | 55318 | West Creek | WCS-22 | Residential |  | 50316 | 2023 | 2024
20251-214421-01 | City of Chaska | 34 | 3400 | Muni | Facility133 | 8.41 | Solar |  |  | Interconnected | Chaska | 55318 | West Creek | WCS-22 | Residential |  | 37700 | 2023 | 2023
20251-214421-01 | City of Chaska | 34 | 3400 | Muni | Facility134 | 5.985 | Solar |  |  | Interconnected | Chaska | 55318 | West Creek | WCS-14 | Residential |  | 32021 | 2023 | 2024
20251-214421-01 | City of Chaska | 34 | 3400 | Muni | Facility135 | 5.8 | Solar |  |  | Interconnected | Chaska | 55318 | West Creek | WCS-14 | Residential |  | 24280 | 2023 | 2024
20251-214421-01 | City of Chaska | 34 | 3400 | Muni | Facility136 | 4.41 | Solar |  |  | Interconnected | Chaska | 55318 | West Creek | WCS-14 | Residential |  | 21948 | 2023 | 2024
20251-214421-01 | City of Chaska | 34 | 3400 | Muni | Facility137 | 7.56 | Solar |  |  | Interconnected | Chaska | 55318 | West Creek | WCS-22 | Residential |  | 32353 | 2023 | 2023
20251-214421-01 | City of Chaska | 34 | 3400 | Muni | Facility138 | 7.56 | Solar |  |  | Interconnected | Chaska | 55318 | West Creek | WCS-22 | Residential |  | 27720 | 2023 | 2024
20251-214421-01 | City of Chaska | 34 | 3400 | Muni | Facility139 | 7.56 | Solar |  |  | Interconnected | Chaska | 55318 | MN River | MRS-3 | Residential |  | 61821 | 2023 | 2024
20251-214421-01 | City of Chaska | 34 | 3400 | Muni | Facility140 | 5.355 | Solar |  |  | Interconnected | Chaska | 55318 | West Creek | WCS-22 | Residential |  | 42896 | 2023 | 2024
20251-214421-01 | City of Chaska | 34 | 3400 | Muni | Facility141 | 2.9 | Solar |  |  | Interconnected | Chaska | 55318 | MN River | MRS-4 | Residential |  | 25758 | 2023 | 2024
20251-214421-01 | City of Chaska | 34 | 3400 | Muni | Facility142 | 8.725 | Solar |  |  | Interconnected | Chaska | 55318 | West Creek | WCS-22 | Residential |  | 27687.5 | 2024 | 2024
20251-214421-01 | City of Chaska | 34 | 3400 | Muni | Facility143 | 10.819 | Solar |  |  | Interconnected | Chaska | 55318 | West Creek | WCS-14 | Residential |  | 37680.5 | 2024 | 2024
20251-214421-01 | City of Chaska | 34 | 3400 | Muni | Facility144 | 26.873 | Solar |  |  | Interconnected | Chaska | 55318 | West Creek | WCS-14 | Residential |  | 85549.5 | 2024 | 2024
20251-214421-01 | City of Chaska | 34 | 3400 | Muni | Facility145 | 4.725 | Solar |  |  | Interconnected | Chaska | 55318 | West Creek | WCS-14 | Residential |  | 38034 | 2024 | 2024
20251-214421-01 | City of Chaska | 34 | 3400 | Muni | Facility146 | 4.992 | Solar |  |  | Interconnected | Chaska | 55318 | West Creek | WCS-22 | Residential |  | 17761 | 2024 | 2024
20251-214421-01 | City of Chaska | 34 | 3400 | Muni | Facility147 | 6.08 | Solar |  |  | Interconnected | Chaska | 55318 | West Creek | WCS-22 | Residential |  | 35957 | 2024 | 2024
20251-214421-01 | City of Chaska | 34 | 3400 | Muni | Facility148 | 4.64 | Solar |  |  | Interconnected | Chaska | 55318 | West Creek | WCS-22 | Residential |  | 41112 | 2024 | 2024
20251-214421-01 | City of Chaska | 34 | 3400 | Muni | Facility149 | 4.48 | Solar |  |  | Interconnected | Chaska | 55318 | West Creek | WCS-14 | Residential |  | 23331 | 2024 | 2024
20251-214421-01 | City of Chaska | 34 | 3400 | Muni | Facility150 | 5.76 | Solar |  |  | Interconnected | Chaska | 55318 | MN River | MRS-2 | Residential |  | 33711 | 2024 | 2024
20251-214421-01 | City of Chaska | 34 | 3400 | Muni | Facility151 | 7.68 | Solar |  |  | Interconnected | Chaska | 55318 | MN River | MRS-4 | Residential |  | 48136 | 2024 | 2024
20251-214421-01 | City of Chaska | 34 | 3400 | Muni | Facility153 | 14.72 | Solar |  |  | Interconnected | Chaska | 55318 | West Creek | WCS-14 | Residential |  | 77503 | 2024 | 2024
20251-214421-01 | City of Chaska | 34 | 3400 | Muni | Facility154 | 9.984 | Solar |  |  | Interconnected | Chaska | 55318 | MN River | MRS-2 | Residential |  | 34255 | 2024 | 2024
20251-214421-01 | City of Chaska | 34 | 3400 | Muni | Facility155 | 9.6 | Solar |  |  | Interconnected | Chaska | 55318 | West Creek | WCS-22 | Residential |  | 49955 | 2024 | 2024
20251-214421-01 | City of Chaska | 34 | 3400 | Muni | Facility156 | 4.48 | Solar |  |  | Interconnected | Chaska | 55318 | MN River | MRS-4 | Residential |  | 26917 | 2024 | 2024
20251-214421-01 | City of Chaska | 34 | 3400 | Muni | Facility157 | 10.38 | Solar |  |  | Interconnected | Chaska | 55318 | MN River | MRS-2 | Residential |  | 17000 | 2024 | 2024
20251-214421-01 | City of Chaska | 34 | 3400 | Muni | Facility158 | 8.32 | Solar |  |  | Interconnected | Chaska | 55318 | West Creek | WCS-22 | Residential |  | 44766 | 2024 | 2024
20251-214421-01 | City of Chaska | 34 | 3400 | Muni | Facility159 | 9.984 | Solar |  |  | Interconnected | Chaska | 55318 | West Creek | WCS-22 | Residential |  | 16575 | 2024 | 2024
20251-214421-01 | City of Chaska | 34 | 3400 | Muni | Facility160 | 5.7 | Solar |  |  | Interconnected | Chaska | 55318 | 36831 | WCS-14 | Residential |  | 36831 | 2024 | 2024
20251-214421-01 | City of Chaska | 34 | 3400 | Muni | Facility161 | 10.24 | Solar |  |  | Interconnected | Chaska | 55318 | West Creek | WCS-22 | Residential |  | 53399 | 2024 | 2024
20251-214421-01 | City of Chaska | 34 | 3400 | Muni | Facility162 | 3.8 | Solar |  |  | Active Application | Chaska | 55318 | MN RIVER | MRS-2 | Residential |  | 18320 | 2024
20251-214421-01 | City of Chaska | 34 | 3400 | Muni | Facility163 | 9.88 | Solar |  |  | Active Application | Chaska | 55318 | West Creek | WCS-22 | Residential |  | 47911 | 2024
20251-214421-01 | City of Chaska | 34 | 3400 | Muni | Facility164 | 7.6 | Solar |  |  | Active Application | Chaska | 55318 | MN River | MRS-2 | Residential |  | 40000 | 2024
20251-214421-01 | City of Chaska | 34 | 3400 | Muni | Facility165 | 12.913 | Solar |  |  | Active Application | Chaska | 55318 | West Creek | WCS-22 | Residential |  | 46200 | 2024
20252-215829-01 | City of Ely, Utilities | 135 | 5841 | Muni | 22-00000155-01-8 | 4 | Solar |  |  | Interconnected | Ely | 55731 |  |  | Residential |  |  | 2014 | 2014
20252-215829-01 | City of Ely, Utilities | 135 | 5841 | Muni | 17-00003352-01-8 | 5.9 | Solar |  |  | Interconnected | Ely | 55731 |  |  | Residential |  |  | 2017
20252-215829-01 | City of Ely, Utilities | 135 | 5841 | Muni | 10-00000845-00-6 | 7.32 | Solar |  |  | Interconnected | Ely | 55731 |  |  | Commercial |  |  | 2023
20252-215829-01 | City of Ely, Utilities | 135 | 5841 | Muni | 01-00000020-00-7 | 4.7 | Solar |  |  | Interconnected | Ely | 55731 |  |  | Commercial |  |  | 2016
20252-215829-01 | City of Ely, Utilities | 135 | 5841 | Muni | 24-00000280-00-8 | 2.97 | Solar |  |  | Interconnected | Ely | 55731 |  |  | Residential |  |  | 2017
20252-215829-01 | City of Ely, Utilities | 135 | 5841 | Muni | 09-00000444-00-3 | 38 | Solar |  |  | Interconnected | Ely | 55731 |  |  | Commercial |  |  | 2017
20252-215829-01 | City of Ely, Utilities | 135 | 5841 | Muni | 22-00000150-00-0 | 9 | Solar |  |  | Interconnected | Ely | 55731 |  |  | Residential |  |  | 2019
20252-215829-01 | City of Ely, Utilities | 135 | 5841 | Muni | 22-00000145-00-2 | 8.78 | Solar |  |  | Interconnected | Ely | 55731 |  |  | Residential |  |  | 2022 | 2022
20252-215829-01 | City of Ely, Utilities | 135 | 5841 | Muni | 09-00000442-00-1 | 43.2 | Solar |  |  | Interconnected | Ely | 55731 |  |  | Commercial |  |  | 2022
20252-215829-01 | City of Ely, Utilities | 135 | 5841 | Muni | 10-00000845-00-6 | 8.38 | Solar |  |  | Interconnected | Ely | 55731 |  |  | Commercial |  |  | 2022
20252-215829-01 | City of Ely, Utilities | 135 | 5841 | Muni | 15-00000942-00-5 | 5.9 | Solar |  |  | Interconnected | Ely | 55731 |  |  | Residential |  |  | 2021 | 2021
20252-215829-01 | City of Ely, Utilities | 135 | 5841 | Muni | 10-00000059-00-7 | 6.5 | Solar |  |  | Interconnected | Ely | 55731 |  |  | Commercial |  |  | 2020
20252-215014-01 | City of Fairfax | 145 | 6138 | Muni | 2017 App 1 | 25 | Solar |  |  | Interconnected | Fairfax | 55332 | 1 | E | Commercial |  | 35000 | 2017 | 2017
20252-215466-01 | City of Granite Falls | 155 | 7494 | Muni | 2018 Granite Falls 1 | 14 | Solar |  |  | Interconnected | Granite Falls | 56241 |  |  |  |  | 25000 |  | 2016
20252-215466-01 | City of Granite Falls | 155 | 7494 | Muni | 2017 Billboard Solar | 4 | Solar |  |  | Interconnected | Granite Falls | 56241 | [6 empty] | 2017
20251-214014-01 | City of Jackson | 160 | 9599 | Muni | 10762 | 5.76 | Solar |  |  | Interconnected | Jackson | 56143 | North Substation | Ashley South/East | Residential |  |  | 2024 | 2024
20251-214014-01 | City of Jackson | 160 | 9599 | Muni | 12015 | 11.05 | Solar |  |  | Interconnected | Jackson | 56143 | North Substation | Springfield Express South | Residential |  |  | 2024 | 2024
20251-214661-01 | Alexandria Light and Power | 3 | 295 | Muni | 1999-01 | 1500 | Municipal Solid Waste |  |  | Interconnected | Alexandria | 56308 | Nokomis | 3M | Industrial |  |  | 1999 | 2014
20251-214661-01 | Alexandria Light and Power | 3 | 295 | Muni | 2011-01 | 1.1 | Solar |  |  | Interconnected | Alexandria | 56308 | Nokomis | 15th Ave | Commercial |  |  | 2011 | 2011
20251-214661-01 | Alexandria Light and Power | 3 | 295 | Muni | 2017-01 | 15 | Solar |  |  | Interconnected | Alexandria | 56308 | Southwest | Winona | Commercial |  |  | 2017 | 2017
20251-214661-01 | Alexandria Light and Power | 3 | 295 | Muni | 2021-01 | 5 | Solar |  |  | Interconnected | Alexandria | 56308 | Poleyard | Co Rd 44 | Residential |  | 11355 | 2021 | 2021
20251-214661-01 | Alexandria Light and Power | 3 | 295 | Muni | 2021-02 | 5.22 | Solar |  |  | Interconnected | Alexandria | 56308 | Nokomis | Nelson | Residential |  | 20452 | 2021 | 2021
20251-214661-01 | Alexandria Light and Power | 3 | 295 | Muni | 2022-01 | 10 | Solar |  |  | Interconnected | Alexandria | 56308 | Poleyard | Co Rd 44 | Residential |  | 27360 | 2022 | 2022
20251-214661-01 | Alexandria Light and Power | 3 | 295 | Muni | 2022-02 | 4.64 | Solar |  |  | Interconnected | Alexandria | 56308 | Poleyard | Darling | Residential |  | 21033 | 2022 | 2022
20251-214661-01 | Alexandria Light and Power | 3 | 295 | Muni | 2022-03 | 16 | Solar |  |  | Interconnected | Alexandria | 56308 | Southwest | Winona | Residential |  | 25920 | 2022 | 2023
20251-214661-01 | Alexandria Light and Power | 3 | 295 | Muni | 2022-04 | 6.96 | Solar |  |  | Interconnected | Alexandria | 56308 | Nokomis | Victoria | Residential |  | 35589 | 2022 | 2023
20251-214661-01 | Alexandria Light and Power | 3 | 295 | Muni | 2022-05 | 7.83 | Solar |  |  | Interconnected | Alexandria | 56308 | Southwest | Winona | Residential |  | 33654 | 2022 | 2022
20251-214661-01 | Alexandria Light and Power | 3 | 295 | Muni | 2022-06 | 9.86 | Solar |  |  | Interconnected | Alexandria | 56308 | Poleyard | Darling | Residential |  | 28560 | 2022 | 2023
20251-214661-01 | Alexandria Light and Power | 3 | 295 | Muni | 2022-07 | 5.8 | Solar |  |  | Interconnected | Alexandria | 56308 | Southwest | Winona | Residential |  | 40289 | 2022 | 2023
20251-214661-01 | Alexandria Light and Power | 3 | 295 | Muni | 2023-01 | 6.67 | Solar |  |  | Interconnected | Alexandria | 56308 | Poleyard | Nokomis | Residential |  | 28230 | 2023 | 2023
20251-214661-01 | Alexandria Light and Power | 3 | 295 | Muni | 2023-02 | 10 | Solar |  |  | Interconnected | Alexandria | 56308 | Poleyard | Co Rd 44 | Residential |  | 34832 | 2023 | 2023
20251-214661-01 | Alexandria Light and Power | 3 | 295 | Muni | 2024-05 | 12 | Solar |  |  | Interconnected | Alexandria | 56308 | Poleyard | Co Rd 44 | Residential |  | 35000 | 2024 | 2024
20251-214661-01 | Alexandria Light and Power | 3 | 295 | Muni | 2024-06 | 10 | Solar |  |  | Interconnected | Alexandria | 56308 | Poleyard | Geneva | Residential |  | 36468 | 2024 | 2024
20252-215933-02 | Minnesota Power | 68 | 12647 | IOU | W-001 | 10 | Wind |  |  | Interconnected | Duluth | 55810 | MDY | 278 | Residential |  | Trade Secret |  | 2003
20252-215933-02 | Minnesota Power | 68 | 12647 | IOU | W-003 | 4 | Wind |  |  | Interconnected | Duluth | 55804 | FRR | 275 | Residential |  | Trade Secret |  | 2004
20252-215933-02 | Minnesota Power | 68 | 12647 | IOU | W-004 | 20 | Wind |  |  | Interconnected | Little Falls | 56345 | LFL | 529 | Commercial |  | Trade Secret |  | 2005
20252-215933-02 | Minnesota Power | 68 | 12647 | IOU | W-005 | 20 | Wind |  |  | Interconnected | Royalton | 56373 | BSD | 2 | Residential | SolarSense | Trade Secret |  | 2006
20252-215933-02 | Minnesota Power | 68 | 12647 | IOU | W-006 | 20 | Wind |  |  | Interconnected | Pine River | 56474 | PNR | 2 | Commercial | SolarSense | Trade Secret |  | 2006
20252-215933-02 | Minnesota Power | 68 | 12647 | IOU | W-007 | 20 | Wind |  |  | Interconnected | Duluth | 55810 | MDY | 277 | Commercial | SolarSense | Trade Secret |  | 2006
20252-215933-02 | Minnesota Power | 68 | 12647 | IOU | W-008 | 20 | Wind |  |  | Interconnected | Park Rapids | 56470 | LNG | 541 | Commercial | SolarSense | Trade Secret |  | 2007
20252-215933-02 | Minnesota Power | 68 | 12647 | IOU | W-009 | 20 | Wind |  |  | Interconnected | Little Falls | 56345 | LFL | 526 | Residential | SolarSense | Trade Secret |  | 2008
20252-215933-02 | Minnesota Power | 68 | 12647 | IOU | W-010 | 2.4 | Wind |  |  | Interconnected | Denham | 55795 | DEN | 6431 | Commercial |  | Trade Secret |  | 2008
20252-215933-02 | Minnesota Power | 68 | 12647 | IOU | W-011 | 1.8 | Wind |  |  | Interconnected | Little Falls | 56345 | CRS | 1 | Residential |  | Trade Secret |  | 2008
20252-215933-02 | Minnesota Power | 68 | 12647 | IOU | W-012 | 3 | Wind |  |  | Interconnected | Duluth | 55803 | FBG | 269 | Residential | SolarSense | Trade Secret |  | 2009
20252-215933-02 | Minnesota Power | 68 | 12647 | IOU | W-014 | 3 | Wind |  |  | Interconnected | Chisholm | 55719 | BAL | 1 | Residential |  | Trade Secret |  | 2010
20252-215933-02 | Minnesota Power | 68 | 12647 | IOU | W-017 | 6 | Wind |  |  | Interconnected | Duluth | 55802 | FIF | 234 | Commercial | SolarSense | Trade Secret |  | 2008
20252-215933-02 | Minnesota Power | 68 | 12647 | IOU | W-018 | 5 | Wind |  |  | Interconnected | Duluth | 55803 | COL | 240 | Commercial |  | Trade Secret |  | 2015
20252-215933-02 | Minnesota Power | 68 | 12647 | IOU | W-019 | 20 | Wind |  |  | Interconnected | Hewitt | 56453 | HEW | 1 | Residential |  | Trade Secret |  | 2016
20252-215933-02 | Minnesota Power | 68 | 12647 | IOU | S-002 | 2.4 | Solar |  |  | Interconnected | Duluth | 55802 | FOR | 263 | Commercial |  | Trade Secret |  | 2003
20252-215933-02 | Minnesota Power | 68 | 12647 | IOU | S-003 | 2.8 | Solar |  |  | Interconnected | Duluth | 55810 | FIF | 220 | Commercial |  | Trade Secret |  | 2003
20252-215933-02 | Minnesota Power | 68 | 12647 | IOU | S-004 | 13.12 | Solar |  |  | Interconnected | Duluth | 55803 | COL | 240 | Commercial |  | Trade Secret |  | 2003
20252-215933-02 | Minnesota Power | 68 | 12647 | IOU | S-005 | 2.97 | Solar |  |  | Interconnected | Duluth | 55807 | LSP | 282 | Commercial |  | Trade Secret |  | 2004
20252-215933-02 | Minnesota Power | 68 | 12647 | IOU | S-006 | 1.92 | Solar |  |  | Interconnected | Pine River | 56474 | SPR | 1 | Residential | SolarSense | Trade Secret |  | 2004
20252-215933-02 | Minnesota Power | 68 | 12647 | IOU | S-007 | 1.02 | Solar |  |  | Interconnected | Duluth | 55811 | HNS | 236 | Residential |  | Trade Secret |  | 2004
20252-215933-02 | Minnesota Power | 68 | 12647 | IOU | S-009 | 1.8 | Solar |  |  | Interconnected | Duluth | 55810 | CLQ | 409 | Residential | SolarSense | Trade Secret |  | 2004
20252-215933-02 | Minnesota Power | 68 | 12647 | IOU | S-010 | 2.53 | Solar |  |  | Interconnected | Duluth | 55803 | COL | 240 | Residential | SolarSense | Trade Secret |  | 2004
20252-215933-02 | Minnesota Power | 68 | 12647 | IOU | S-012 | 2.53 | Solar |  |  | Interconnected | Duluth | 55804 | FRR | 276 | Residential | SolarSense | Trade Secret |  | 2004
20252-215933-02 | Minnesota Power | 68 | 12647 | IOU | S-013 | 2.16 | Solar |  |  | Interconnected | Duluth | 55804 | FRR | 275 | Residential | SolarSense | Trade Secret |  | 2004
20252-215933-02 | Minnesota Power | 68 | 12647 | IOU | S-014 | 1.77 | Solar |  |  | Interconnected | Duluth | 55802 | FIF | 260 | Residential | SolarSense | Trade Secret |  | 2004
20252-215933-02 | Minnesota Power | 68 | 12647 | IOU | S-015 | 1.5 | Solar |  |  | Interconnected | Duluth | 55806 | TFW | 243 | Residential | SolarSense | Trade Secret |  | 2004
20252-215933-02 | Minnesota Power | 68 | 12647 | IOU | S-016 | 2.67 | Solar |  |  | Interconnected | Duluth | 55803 | COL | 240 | Residential | SolarSense | Trade Secret |  | 2004
20252-215933-02 | Minnesota Power | 68 | 12647 | IOU | S-017 | 2.53 | Solar |  |  | Interconnected | Cloquet | 55720 | CLQ | 409 | Residential | SolarSense | Trade Secret |  | 2004
20252-215933-02 | Minnesota Power | 68 | 12647 | IOU | S-019 | 2.53 | Solar |  |  | Interconnected | Esko | 55733 | CLQ | 410 | Residential | SolarSense | Trade Secret |  | 2004
20252-215933-02 | Minnesota Power | 68 | 12647 | IOU | S-020 | 1.4 | Solar |  |  | Interconnected | Crosby | 56441 | CTD | 1 | Residential | SolarSense | Trade Secret |  | 2005
20252-215933-02 | Minnesota Power | 68 | 12647 | IOU | S-021 | 2.53 | Solar |  |  | Interconnected | Duluth | 55804 | COL | 245 | Residential |  | Trade Secret |  | 2005
20252-215933-02 | Minnesota Power | 68 | 12647 | IOU | S-022 | 2.53 | Solar |  |  | Interconnected | Carlton | 55718 | WRN | 411 | Residential | SolarSense | Trade Secret |  | 2005
20252-215933-02 | Minnesota Power | 68 | 12647 | IOU | S-023 | 2.17 | Solar |  |  | Interconnected | Ironton | 56455 | IRN | 1 | Residential | SolarSense | Trade Secret |  | 2005
20252-215933-02 | Minnesota Power | 68 | 12647 | IOU | S-024 | 1.02 | Solar |  |  | Interconnected | Walker | 56484 | WBK | 1 | Residential | SolarSense | Trade Secret |  | 2005
20252-215933-02 | Minnesota Power | 68 | 12647 | IOU | S-025 | 1.22 | Solar |  |  | Interconnected | Deerwood | 56444 | DHY | 1 | Residential |  | Trade Secret |  | 2005
20252-215933-02 | Minnesota Power | 68 | 12647 | IOU | S-026 | 2.67 | Solar |  |  | Interconnected | Duluth | 55803 | FRR | 275 | Commercial | SolarSense | Trade Secret |  | 2005
20252-215933-02 | Minnesota Power | 68 | 12647 | IOU | S-027 | 2.05 | Solar |  |  | Interconnected | Duluth | 55804 | COL | 242 | Residential | SolarSense | Trade Secret |  | 2006
20252-215933-02 | Minnesota Power | 68 | 12647 | IOU | S-028 | 2.72 | Solar |  |  | Interconnected | Duluth | 55805 | NIN | 246 | Commercial | SolarSense | Trade Secret |  | 2006
20252-215933-02 | Minnesota Power | 68 | 12647 | IOU | S-029 | 2.7 | Solar |  |  | Interconnected | Duluth | 55811 | RGV | 254 | Residential | SolarSense | Trade Secret |  | 2006
20252-215933-02 | Minnesota Power | 68 | 12647 | IOU | S-030 | 5.4 | Solar |  |  | Interconnected | Ironton | 56455 | DHY | 1 | Residential | SolarSense | Trade Secret |  | 2006
20252-215933-02 | Minnesota Power | 68 | 12647 | IOU | S-031 | 4.34 | Solar |  |  | Interconnected | Duluth | 55803 | COL | 240 | Residential | SolarSense | Trade Secret |  | 2006
20252-215933-02 | Minnesota Power | 68 | 12647 | IOU | S-032 | 2.67 | Solar |  |  | Interconnected | Ely | 55731 | STC | 2 | Residential | SolarSense | Trade Secret |  | 2006
20252-215933-02 | Minnesota Power | 68 | 12647 | IOU | S-033 | 8.85 | Solar |  |  | Interconnected | Duluth | 55806 | FIF | 220 | Commercial | SolarSense | Trade Secret |  | 2006
20252-215933-02 | Minnesota Power | 68 | 12647 | IOU | S-035 | 2.8 | Solar |  |  | Interconnected | Duluth | 55803 | COL | 240 | Residential | SolarSense | Trade Secret |  | 2006
20252-215933-02 | Minnesota Power | 68 | 12647 | IOU | S-036 | 2.08 | Solar |  |  | Interconnected | Duluth | 55804 | COL | 244 | Residential | SolarSense | Trade Secret |  | 2007
20252-215933-02 | Minnesota Power | 68 | 12647 | IOU | S-037 | 2.08 | Solar |  |  | Interconnected | Duluth | 55806 | FIF | 230 | Residential | SolarSense | Trade Secret |  | 2007
20252-215933-02 | Minnesota Power | 68 | 12647 | IOU | S-038 | 7 | Solar |  |  | Interconnected | Duluth | 55802 | FOR | 262 | Residential |  | Trade Secret |  | 2007
20252-215933-02 | Minnesota Power | 68 | 12647 | IOU | S-039 | 3.15 | Solar |  |  | Interconnected | Duluth | 55803 | RGV | 253 | Residential | SolarSense | Trade Secret |  | 2007
20252-215933-02 | Minnesota Power | 68 | 12647 | IOU | S-040 | 3.2 | Solar |  |  | Interconnected | Duluth | 55806 | FIF | 230 | Residential | SolarSense | Trade Secret |  | 2007
20252-215933-02 | Minnesota Power | 68 | 12647 | IOU | S-041 | 5.07 | Solar |  |  | Interconnected | Sebeka | 56477 | SEB | 1 | Commercial | SolarSense | Trade Secret |  | 2007
20252-215933-02 | Minnesota Power | 68 | 12647 | IOU | S-043 | 4.2 | Solar |  |  | Interconnected | Duluth | 55804 | COL | 240 | Residential | SolarSense | Trade Secret |  | 2008
20252-215933-02 | Minnesota Power | 68 | 12647 | IOU | S-044 | 2.6 | Solar |  |  | Interconnected | Esko | 55733 | MDY | 277 | Residential | SolarSense | Trade Secret |  | 2008
20252-215933-02 | Minnesota Power | 68 | 12647 | IOU | S-045 | 3.6 | Solar |  |  | Interconnected | Duluth | 55804 | COL | 241 | Residential | SolarSense | Trade Secret |  | 2008
20252-215933-02 | Minnesota Power | 68 | 12647 | IOU | S-046 | 3.6 | Solar |  |  | Interconnected | Carlton | 55718 | MAH | 6411 | Residential | SolarSense | Trade Secret |  | 2008
20252-215933-02 | Minnesota Power | 68 | 12647 | IOU | S-047 | 1.44 | Solar |  |  | Interconnected | Crosby | 56441 | DER | 2 | Commercial | SolarSense | Trade Secret |  | 2008
20252-215933-02 | Minnesota Power | 68 | 12647 | IOU | S-048 | 3.69 | Solar |  |  | Interconnected | Barnum | 55707 | BAR | 6421 | Residential | SolarSense | Trade Secret |  | 2008
20252-215933-02 | Minnesota Power | 68 | 12647 | IOU | S-050 | 1.95 | Solar |  |  | Interconnected | Verndale | 56481 | VND | 1 | Commercial | SolarSense | Trade Secret |  | 2008
20252-215933-02 | Minnesota Power | 68 | 12647 | IOU | S-051 | 3.15 | Solar |  |  | Interconnected | Cloquet | 55720 | CLQ | 409 | Commercial | SolarSense | Trade Secret |  | 2009
20252-215933-02 | Minnesota Power | 68 | 12647 | IOU | S-052 | 5.8 | Solar |  |  | Interconnected | Duluth | 55812 | COL | 242 | Commercial | SolarSense | Trade Secret |  | 2009
20252-215933-02 | Minnesota Power | 68 | 12647 | IOU | S-053 | 7.38 | Solar |  |  | Interconnected | Cloquet | 55720 | CLQ | 406 | Commercial | SolarSense | Trade Secret |  | 2009
20252-215933-02 | Minnesota Power | 68 | 12647 | IOU | S-054 | 1.2 | Solar |  |  | Interconnected | Chisholm | 55719 | BAL | 1 | Residential | SolarSense | Trade Secret |  | 2009
20252-215933-02 | Minnesota Power | 68 | 12647 | IOU | S-055 | 2.88 | Solar |  |  | Decommissioned | Cohasset | 55721 | LGW | 335 | Commercial | SolarSense | Trade Secret |  | 2009
20252-215933-02 | Minnesota Power | 68 | 12647 | IOU | S-056 | 9.84 | Solar |  |  | Interconnected | Chisholm | 55719 | CHL | 3 | Commercial | SolarSense | Trade Secret |  | 2009
20252-215933-02 | Minnesota Power | 68 | 12647 | IOU | S-057 | 2.05 | Solar |  |  | Interconnected | Duluth | 55804 | FRR | 276 | Commercial | SolarSense | Trade Secret |  | 2009
20252-215933-02 | Minnesota Power | 68 | 12647 | IOU | S-058 | 2.85 | Solar |  |  | Interconnected | Duluth | 55804 | FRR | 276 | Residential | SolarSense | Trade Secret |  | 2009
20252-215933-02 | Minnesota Power | 68 | 12647 | IOU | S-059 | 2.46 | Solar |  |  | Interconnected | Browerville | 56438 | BRW | 2 | Residential | SolarSense | Trade Secret |  | 2009
20252-215933-02 | Minnesota Power | 68 | 12647 | IOU | S-060 | 5.53 | Solar |  |  | Interconnected | Grey Eagle | 56336 | GES | 1 | Residential | SolarSense | Trade Secret |  | 2009
20252-215933-02 | Minnesota Power | 68 | 12647 | IOU | S-061 | 2.1 | Solar |  |  | Interconnected | Verndale | 56481 | VND | 1 | Residential | SolarSense | Trade Secret |  | 2009
20252-215933-02 | Minnesota Power | 68 | 12647 | IOU | S-062 | 0.92 | Solar |  |  | Interconnected | Kinney | 55758 | VRG | 302 | Residential | SolarSense | Trade Secret |  | 2010
20252-215933-02 | Minnesota Power | 68 | 12647 | IOU | S-063 | 2.8 | Solar |  |  | Interconnected | Menahga | 56464 | SLS | 1 | Commercial | SolarSense | Trade Secret |  | 2010
20252-215933-02 | Minnesota Power | 68 | 12647 | IOU | S-064 | 3.58 | Solar |  |  | Decommissioned | Duluth | 55803 | COL | 240 | Residential | SolarSense | Trade Secret |  | 2010
20252-215933-02 | Minnesota Power | 68 | 12647 | IOU | S-065 | 6 | Solar |  |  | Interconnected | Duluth | 55812 | COL | 242 | Commercial | SolarSense | Trade Secret |  | 2010
20252-215933-02 | Minnesota Power | 68 | 12647 | IOU | S-066 | 5.04 | Solar |  |  | Interconnected | Cloquet | 55720 | CQB | 6301 | Residential | SolarSense | Trade Secret |  | 2010
20252-215933-02 | Minnesota Power | 68 | 12647 | IOU | S-067 | 2.16 | Solar |  |  | Interconnected | Pengilly | 55775 | NAS | 319 | Residential | SolarSense | Trade Secret |  | 2010
20252-215933-02 | Minnesota Power | 68 | 12647 | IOU | S-068 | 5.46 | Solar |  |  | Interconnected | Duluth | 55806 | FIF | 230 | Residential | SolarSense | Trade Secret |  | 2010
20252-215933-02 | Minnesota Power | 68 | 12647 | IOU | S-069 | 2.9 | Solar |  |  | Interconnected | Cloquet | 55720 | CLQ | 409 | Residential | SolarSense | Trade Secret |  | 2010
20252-215933-02 | Minnesota Power | 68 | 12647 | IOU | S-070 | 6.36 | Solar |  |  | Interconnected | Gilbert | 55741 | OHV | 1 | Commercial | SolarSense | Trade Secret |  | 2010
20252-215933-02 | Minnesota Power | 68 | 12647 | IOU | S-071 | 3.36 | Solar |  |  | Interconnected | Gilbert | 55741 | OHV | 1 | Commercial | SolarSense | Trade Secret |  | 2010
20252-215933-02 | Minnesota Power | 68 | 12647 | IOU | S-072 | 11.56 | Solar |  |  | Interconnected | Sebeka | 56464 | SLS | 1 | Commercial | SolarSense | Trade Secret |  | 2010
20252-215933-02 | Minnesota Power | 68 | 12647 | IOU | S-073 | 12.25 | Solar |  |  | Interconnected | Cloquet | 55720 | CLQ | 409 | Commercial | SolarSense | Trade Secret |  | 2010
20252-215933-02 | Minnesota Power | 68 | 12647 | IOU | S-074 | 1.6 | Solar |  |  | Interconnected | Duluth | 55802 | FIF | 220 | Commercial | SolarSense | Trade Secret |  | 2010
20252-215933-02 | Minnesota Power | 68 | 12647 | IOU | S-075 | 1.44 | Solar |  |  | Interconnected | Duluth | 55804 | FRR | 275 | Residential | SolarSense | Trade Secret |  | 2010
20252-215933-02 | Minnesota Power | 68 | 12647 | IOU | S-076 | 5.75 | Solar |  |  | Interconnected | Little Falls | 56345 | CRS | 1 | Residential | SolarSense | Trade Secret |  | 2011
20252-215933-02 | Minnesota Power | 68 | 12647 | IOU | S-077 | 3.5 | Solar |  |  | Interconnected | Verndale | 56481 | VND | 1 | Residential | SolarSense | Trade Secret |  | 2011
20252-215933-02 | Minnesota Power | 68 | 12647 | IOU | S-078 | 2.4 | Solar |  |  | Interconnected | Duluth | 55806 | FIF | 230 | Residential | SolarSense | Trade Secret |  | 2011
20252-215933-02 | Minnesota Power | 68 | 12647 | IOU | S-079 | 8.4 | Solar |  |  | Interconnected | Carlton | 55718 | MAH | 6411 | Residential | SolarSense | Trade Secret |  | 2011
20252-215933-02 | Minnesota Power | 68 | 12647 | IOU | S-080 | 2.11 | Solar |  |  | Decommissioned | Park Rapids | 56470 | PKR | 1 | Residential | SolarSense | Trade Secret |  | 2011
20252-215933-02 | Minnesota Power | 68 | 12647 | IOU | S-081 | 10 | Solar |  |  | Interconnected | Royalton | 56373 | ROY | 1 | Commercial | SolarSense | Trade Secret |  | 2011
20252-215933-02 | Minnesota Power | 68 | 12647 | IOU | S-082 | 7.5 | Solar |  |  | Interconnected | Tower | 55790 | TWN | 2 | Commercial | SolarSense | Trade Secret |  | 2012
20252-215933-02 | Minnesota Power | 68 | 12647 | IOU | S-083 | 9.47 | Solar |  |  | Interconnected | International Falls | 56649 | INF | 1 | Residential | SolarSense | Trade Secret |  | 2012
20252-215933-02 | Minnesota Power | 68 | 12647 | IOU | S-084 | 6.08 | Solar |  |  | Interconnected | Duluth | 55805 | SND | 217 | Commercial | SolarSense | Trade Secret |  | 2012
20252-215933-02 | Minnesota Power | 68 | 12647 | IOU | S-085 | 5 | Solar |  |  | Interconnected | Sandstone | 55072 | SAN | 452 | Residential | SolarSense | Trade Secret |  | 2012
20252-215933-02 | Minnesota Power | 68 | 12647 | IOU | S-086 | 2.88 | Solar |  |  | Interconnected | Duluth | 55802 | FIF | 260 | Residential | SolarSense | Trade Secret |  | 2012
20252-215933-02 | Minnesota Power | 68 | 12647 | IOU | S-087 | 7.68 | Solar |  |  | Interconnected | Burtrum | 56318 | PPL | 514 | Residential | SolarSense | Trade Secret |  | 2012
20252-215933-02 | Minnesota Power | 68 | 12647 | IOU | S-088 | 9.6 | Solar |  |  | Interconnected | Duluth | 55811 | CBL | 214 | Residential | SolarSense | Trade Secret |  | 2012
20252-215933-02 | Minnesota Power | 68 | 12647 | IOU | S-089 | 5.76 | Solar |  |  | Interconnected | Duluth | 55804 | FRR | 276 | Residential | SolarSense | Trade Secret |  | 2012
20252-215933-02 | Minnesota Power | 68 | 12647 | IOU | S-090 | 3.43 | Solar |  |  | Interconnected | Ely | 55731 | STC | 2 | Residential | SolarSense | Trade Secret |  | 2012
20252-215933-02 | Minnesota Power | 68 | 12647 | IOU | S-091 | 9.55 | Solar |  |  | Interconnected | Duluth | 55810 | MDY | 277 | Residential | SolarSense | Trade Secret |  | 2012
20252-215933-02 | Minnesota Power | 68 | 12647 | IOU | S-092 | 4.56 | Solar |  |  | Interconnected | Duluth | 55811 | HNS | 236 | Residential | SolarSense | Trade Secret |  | 2012
20252-215933-02 | Minnesota Power | 68 | 12647 | IOU | S-093 | 9.6 | Solar |  |  | Interconnected | Wrenshall | 55797 | WRN | 411 | Residential | SolarSense | Trade Secret |  | 2012
20252-215933-02 | Minnesota Power | 68 | 12647 | IOU | S-094 | 3.5 | Solar |  |  | Interconnected | Verndale | 56481 | VND | 1 | Residential | SolarSense | Trade Secret |  | 2012
20252-215933-02 | Minnesota Power | 68 | 12647 | IOU | S-095 | 10.29 | Solar |  |  | Interconnected | Royalton | 56373 | ROY | 2 | Residential | SolarSense | Trade Secret |  | 2012
20252-215933-02 | Minnesota Power | 68 | 12647 | IOU | S-096 | 4.32 | Solar |  |  | Interconnected | Duluth | 55803 | COL | 240 | Residential | SolarSense | Trade Secret |  | 2012
20252-215933-02 | Minnesota Power | 68 | 12647 | IOU | S-097 | 3.44 | Solar |  |  | Interconnected | Sebeka | 56477 | SEB | 1 | Residential | SolarSense | Trade Secret |  | 2012
20252-215933-02 | Minnesota Power | 68 | 12647 | IOU | S-098 | 11.4 | Solar |  |  | Interconnected | Eveleth | 55734 | VRG | 303 | Commercial | SolarSense | Trade Secret |  | 2012
20252-215933-02 | Minnesota Power | 68 | 12647 | IOU | S-099 | 5.1 | Solar |  |  | Interconnected | Duluth | 55803 | RGV | 253 | Residential | SolarSense | Trade Secret |  | 2012
20252-215933-02 | Minnesota Power | 68 | 12647 | IOU | S-100 | 4.59 | Solar |  |  | Interconnected | Duluth | 55811 | PLR | 214 | Residential | SolarSense | Trade Secret |  | 2013
20252-215933-02 | Minnesota Power | 68 | 12647 | IOU | S-101 | 1.02 | Solar |  |  | Interconnected | Sebeka | 56464 | MEN | 1 | Commercial | SolarSense | Trade Secret |  | 2013
20252-215933-02 | Minnesota Power | 68 | 12647 | IOU | S-102 | 6 | Solar |  |  | Interconnected | Hinckley | 55037 | SAN | 452 | Residential |  | Trade Secret |  | 2013
20252-215933-02 | Minnesota Power | 68 | 12647 | IOU | S-103 | 4.08 | Solar |  |  | Interconnected | Hermantown | 55810 | MDY | 278 | Residential | SolarSense | Trade Secret |  | 2013
20252-215933-02 | Minnesota Power | 68 | 12647 | IOU | S-104 | 39.36 | Solar |  |  | Interconnected | Grand Rapids | 55744 | TWN | 2 | Commercial |  | Trade Secret |  | 2013
20252-215933-02 | Minnesota Power | 68 | 12647 | IOU | S-106 | 4.86 | Solar |  |  | Interconnected | Duluth | 55811 | CBL | 214 | Residential | SolarSense | Trade Secret |  | 2013
20252-215933-02 | Minnesota Power | 68 | 12647 | IOU | S-107 | 8.16 | Solar |  |  | Interconnected | Little Falls | 56345 | CRS | 1 | Residential |  | Trade Secret |  | 2013
20252-215933-02 | Minnesota Power | 68 | 12647 | IOU | S-108 | 26 | Solar |  |  | Interconnected | Soudan | 55731 | TWN | 1 | Commercial |  | Trade Secret |  | 2013
20252-215933-02 | Minnesota Power | 68 | 12647 | IOU | S-109 | 6 | Solar |  |  | Interconnected | Duluth | 55811 | SLA | 257 | Commercial | SolarSense | Trade Secret |  | 2013
20252-215933-02 | Minnesota Power | 68 | 12647 | IOU | S-110 | 1.5 | Solar |  |  | Interconnected | Duluth | 55810 | HNS | 236 | Residential |  | Trade Secret |  | 2013
20252-215933-02 | Minnesota Power | 68 | 12647 | IOU | S-111 | 5 | Solar |  |  | Interconnected | Hermantown | 55810 | MDY | 278 | Residential | SolarSense | Trade Secret |  | 2013
20252-215933-02 | Minnesota Power | 68 | 12647 | IOU | S-112 | 10.78 | Solar |  |  | Interconnected | Pierz | 56364 | LFL | 526 | Residential | SolarSense | Trade Secret |  | 2013
20252-215933-02 | Minnesota Power | 68 | 12647 | IOU | S-113 | 5.56 | Solar |  |  | Interconnected | Grey Eagle | 56336 | GES | 1 | Residential | SolarSense | Trade Secret |  | 2013
20252-215933-02 | Minnesota Power | 68 | 12647 | IOU | S-114 | 3.48 | Solar |  |  | Interconnected | Duluth | 55811 | SLA | 250 | Residential | SolarSense | Trade Secret |  | 2013
20252-215933-02 | Minnesota Power | 68 | 12647 | IOU | S-115 | 4.68 | Solar |  |  | Interconnected | Duluth | 55804 | FRR | 275 | Residential | SolarSense | Trade Secret |  | 2013
20252-215933-02 | Minnesota Power | 68 | 12647 | IOU | S-116 | 5 | Solar |  |  | Interconnected | Willow River | 55795 | DEN | 6431 | Residential | SolarSense | Trade Secret |  | 2014
20252-215933-02 | Minnesota Power | 68 | 12647 | IOU | S-117 | 8 | Solar |  |  | Interconnected | Carlton | 55718 | WRN | 411 | Residential | SolarSense | Trade Secret |  | 2014
20252-215933-02 | Minnesota Power | 68 | 12647 | IOU | S-118 | 9.9 | Solar |  |  | Interconnected | Wrenshall | 55797 | WRN | 411 | Residential | SolarSense | Trade Secret |  | 2014
20252-215933-02 | Minnesota Power | 68 | 12647 | IOU | S-119 | 7.5 | Solar |  |  | Interconnected | Ely | 55731 | STC | 2 | Residential | SolarSense | Trade Secret |  | 2014
20252-215933-02 | Minnesota Power | 68 | 12647 | IOU | S-120 | 8 | Solar |  |  | Interconnected | Silver Bay | 55614 | SBT | 4302 | Residential | SolarSense | Trade Secret |  | 2014
20252-215933-02 | Minnesota Power | 68 | 12647 | IOU | S-121 | 13.1 | Solar |  |  | Decommissioned | Upsala | 56340 | UPS | 1 | Residential | SolarSense | Trade Secret |  | 2014 | 2024
20252-215933-02 | Minnesota Power | 68 | 12647 | IOU | S-122 | 15.01 | Solar |  |  | Interconnected | Little Falls | 55760 | LFL | 529 | Residential | SolarSense | Trade Secret |  | 2014
20252-215933-02 | Minnesota Power | 68 | 12647 | IOU | S-123 | 39.36 | Solar |  |  | Interconnected | Pierz | 56364 | PZG | 2 | Commercial | MiM | Trade Secret |  | 2014
20252-215933-02 | Minnesota Power | 68 | 12647 | IOU | S-124 | 4.92 | Solar |  |  | Interconnected | Duluth | 55803 | COL | 240 | Residential | MiM | Trade Secret |  | 2014
20252-215933-02 | Minnesota Power | 68 | 12647 | IOU | S-125 | 3.28 | Solar |  |  | Interconnected | Duluth | 55810 | FRR | 275 | Residential | MiM | Trade Secret |  | 2014
20252-215933-02 | Minnesota Power | 68 | 12647 | IOU | S-126 | 12 | Solar |  |  | Interconnected | Bowlus | 56314 | UPS | 1 | Residential |  | Trade Secret |  | 2014
20252-215933-02 | Minnesota Power | 68 | 12647 | IOU | S-127 | 4.92 | Solar |  |  | Interconnected | Royalton | 56373 | ROY | 2 | Residential | MiM | Trade Secret |  | 2014
20252-215933-02 | Minnesota Power | 68 | 12647 | IOU | S-128 | 9.84 | Solar |  |  | Interconnected | Nisswa | 56468 | NWG | 1 | Residential |  | Trade Secret |  | 2014
20252-215933-02 | Minnesota Power | 68 | 12647 | IOU | S-129 | 9.72 | Solar |  |  | Interconnected | Ironton | 56455 | DHY | 1 | Residential | SolarSense | Trade Secret |  | 2014
20252-215933-02 | Minnesota Power | 68 | 12647 | IOU | S-130 | 10 | Solar |  |  | Interconnected | Duluth | 55802 | FIF | 234 | Commercial |  | Trade Secret |  | 2014
20252-215933-02 | Minnesota Power | 68 | 12647 | IOU | S-131 | 10.4 | Solar |  |  | Interconnected | Duluth | 55802 | FIF | 234 | Commercial |  | Trade Secret |  | 2014
20252-215933-02 | Minnesota Power | 68 | 12647 | IOU | S-132 | 9.84 | Solar |  |  | Interconnected | Duluth | 55802 | FIF | 234 | Commercial |  | Trade Secret |  | 2014
20252-215933-02 | Minnesota Power | 68 | 12647 | IOU | S-133 | 8 | Solar |  |  | Interconnected | Duluth | 55803 | COL | 240 | Commercial | SolarSense | Trade Secret |  | 2014
20252-215933-02 | Minnesota Power | 68 | 12647 | IOU | S-134 | 12.75 | Solar |  |  | Interconnected | Duluth | 55803 | COL | 240 | Residential | SolarSense | Trade Secret |  | 2014
20252-215933-02 | Minnesota Power | 68 | 12647 | IOU | S-135 | 13.5 | Solar |  |  | Interconnected | Esko | 55733 | CLQ | 410 | Residential | SolarSense | Trade Secret |  | 2014
20252-215933-02 | Minnesota Power | 68 | 12647 | IOU | S-136 | 7 | Solar |  |  | Interconnected | Ely | 55731 | STC | 2 | Residential | SolarSense | Trade Secret |  | 2014
20252-215933-02 | Minnesota Power | 68 | 12647 | IOU | S-137 | 7.38 | Solar |  |  | Interconnected | Duluth | 55803 | COL | 242 | Residential | MiM | Trade Secret |  | 2015
20252-215933-02 | Minnesota Power | 68 | 12647 | IOU | S-138 | 4.92 | Solar |  |  | Interconnected | Biwabik | 55708 | BIW | 1 | Residential | MiM | Trade Secret |  | 2015
20252-215933-02 | Minnesota Power | 68 | 12647 | IOU | S-139 | 1.4 | Solar |  |  | Interconnected | Chisholm | 55719 | CHL | 1 | Residential |  | Trade Secret |  | 2015
20252-215933-02 | Minnesota Power | 68 | 12647 | IOU | S-140 | 6.16 | Solar |  |  | Interconnected | Lake Shore | 56468 | NWG | 2 | Residential | MiM | Trade Secret |  | 2015
20252-215933-02 | Minnesota Power | 68 | 12647 | IOU | S-141 | 10.26 | Solar |  |  | Interconnected | Duluth | 55811 | HNS | 236 | Residential | SolarSense | Trade Secret |  | 2015
20252-215933-02 | Minnesota Power | 68 | 12647 | IOU | S-142 | 5.75 | Solar |  |  | Interconnected | Saginaw | 55779 | SVR | 215 | Residential | SolarSense | Trade Secret |  | 2015
20252-215933-02 | Minnesota Power | 68 | 12647 | IOU | S-143 | 8.4 | Solar |  |  | Interconnected | Duluth | 55804 | COL | 244 | Residential | SolarSense | Trade Secret |  | 2015
20252-215933-02 | Minnesota Power | 68 | 12647 | IOU | S-144 | 8.2 | Solar |  |  | Interconnected | Duluth | 55810 | MDY | 277 | Residential |  | Trade Secret |  | 2015
20252-215933-02 | Minnesota Power | 68 | 12647 | IOU | S-145 | 20 | Solar |  |  | Interconnected | Pierz | 56364 | LFL | 526 | Residential | SolarSense | Trade Secret |  | 2015
20252-215933-02 | Minnesota Power | 68 | 12647 | IOU | S-146 | 13.44 | Solar |  |  | Interconnected | Duluth | 55803 | FIF | 231 | Commercial | SolarSense | Trade Secret |  | 2015
20252-215933-02 | Minnesota Power | 68 | 12647 | IOU | S-147 | 6.33 | Solar |  |  | Interconnected | Royalton | 56373 | ROY | 1 | Residential | SolarSense | Trade Secret |  | 2015
20252-215933-02 | Minnesota Power | 68 | 12647 | IOU | S-148 | 13.23 | Solar |  |  | Interconnected | Duluth | 55804 | FRR | 275 | Residential |  | Trade Secret |  | 2015
20252-215933-02 | Minnesota Power | 68 | 12647 | IOU | S-149 | 4.86 | Solar |  |  | Interconnected | Duluth | 55804 | FRR | 275 | Residential | MiM | Trade Secret |  | 2015
20252-215933-02 | Minnesota Power | 68 | 12647 | IOU | S-150 | 3.12 | Solar |  |  | Interconnected | Duluth | 55804 | COL | 240 | Residential |  | Trade Secret |  | 2015
20252-215933-02 | Minnesota Power | 68 | 12647 | IOU | S-151 | 7.38 | Solar |  |  | Interconnected | Duluth | 55803 | COL | 240 | Residential | MiM | Trade Secret |  | 2015
20252-215933-02 | Minnesota Power | 68 | 12647 | IOU | S-152 | 39.36 | Solar |  |  | Interconnected | Duluth | 55811 | HNS | 229 | Commercial | MiM | Trade Secret |  | 2015
20252-215933-02 | Minnesota Power | 68 | 12647 | IOU | S-153 | 13 | Solar |  |  | Interconnected | Deerwood | 56444 | DER | 2 | Residential |  | Trade Secret |  | 2015
20252-215933-02 | Minnesota Power | 68 | 12647 | IOU | S-154 | 7.85 | Solar |  |  | Interconnected | Silver Bay | 55614 | SBT | 4302 | Residential | SolarSense | Trade Secret |  | 2015
20252-215933-02 | Minnesota Power | 68 | 12647 | IOU | S-155 | 13.44 | Solar |  |  | Interconnected | Duluth | 55808 | GRY | 201 | Commercial | SolarSense | Trade Secret |  | 2015
20252-215933-02 | Minnesota Power | 68 | 12647 | IOU | S-156 | 6 | Solar |  |  | Interconnected | Carlton | 55718 | TMS | 412 | Commercial |  | Trade Secret |  | 2015
20252-215933-02 | Minnesota Power | 68 | 12647 | IOU | S-157 | 9.6 | Solar |  |  | Interconnected | Duluth | 55803 | COL | 240 | Residential | MiM | Trade Secret |  | 2015
20252-215933-02 | Minnesota Power | 68 | 12647 | IOU | S-158 | 940 | Solar |  |  | Interconnected | Cloquet | 55718 | MAT | 420 | Commercial |  | Trade Secret |  | 2016
20252-215933-02 | Minnesota Power | 68 | 12647 | IOU | S-159 | 3.24 | Solar |  |  | Interconnected | Freeport | 56331 | UPS | 1 | Residential | SolarSense | Trade Secret |  | 2016
20252-215933-02 | Minnesota Power | 68 | 12647 | IOU | S-160 | 4.16 | Solar |  |  | Interconnected | Duluth | 55804 | COL | 244 | Commercial | SolarSense | Trade Secret |  | 2016
20252-215933-02 | Minnesota Power | 68 | 12647 | IOU | S-161 | 4.92 | Solar |  |  | Interconnected | Royalton | 56373 | ROY | 2 | Residential | SolarSense | Trade Secret |  | 2016
20252-215933-02 | Minnesota Power | 68 | 12647 | IOU | S-162 | 4.68 | Solar |  |  | Interconnected | Duluth | 55804 | COL | 245 | Residential | SolarSense | Trade Secret |  | 2016
20252-215933-02 | Minnesota Power | 68 | 12647 | IOU | S-163 | 7.7 | Solar |  |  | Interconnected | Ely | 55731 | STC | 2 | Residential | SolarSense | Trade Secret |  | 2016
20252-215933-02 | Minnesota Power | 68 | 12647 | IOU | S-164 | 54.9 | Solar |  |  | Interconnected | Duluth | 55806 | FIF | 222 | Commercial |  | Trade Secret |  | 2016
20252-215933-02 | Minnesota Power | 68 | 12647 | IOU | S-165 | 20 | Solar |  |  | Interconnected | Duluth | 55803 | COL | 240 | Residential | SolarSense | Trade Secret |  | 2016
20252-215933-02 | Minnesota Power | 68 | 12647 | IOU | S-166 | 6.89 | Solar |  |  | Interconnected | Barnum | 55707 | BAR | 6421 | Residential | SolarSense | Trade Secret |  | 2016
20252-215933-02 | Minnesota Power | 68 | 12647 | IOU | S-167 | 15.75 | Solar |  |  | Interconnected | Hewitt | 56453 | HEW | 1 | Commercial |  | Trade Secret |  | 2016
20252-215933-02 | Minnesota Power | 68 | 12647 | IOU | S-168 | 30.38 | Solar |  |  | Interconnected | Duluth | 55804 | FRR | 275 | Commercial |  | Trade Secret |  | 2016
20252-215933-02 | Minnesota Power | 68 | 12647 | IOU | S-169 | 4.8 | Solar |  |  | Interconnected | Duluth | 55804 | FRR | 275 | Residential | SolarSense | Trade Secret |  | 2016
20252-215933-02 | Minnesota Power | 68 | 12647 | IOU | S-170 | 5.04 | Solar |  |  | Interconnected | Biwabik | 55708 | BIW | 1 | Residential | SolarSense | Trade Secret |  | 2016
20252-215933-02 | Minnesota Power | 68 | 12647 | IOU | S-171 | 2.2 | Solar |  |  | Interconnected | Chisholm | 55719 | HIB | 308 | Commercial | SolarSense | Trade Secret |  | 2016
20252-215933-02 | Minnesota Power | 68 | 12647 | IOU | S-172 | 7.84 | Solar |  |  | Interconnected | Nisswa | 56468 | RDL | 1 | Commercial | SolarSense | Trade Secret |  | 2016
20252-215933-02 | Minnesota Power | 68 | 12647 | IOU | S-173 | 3.36 | Solar |  |  | Interconnected | Deerwood | 56455 | DHY | 1 | Residential | SolarSense | Trade Secret |  | 2016
20252-215933-02 | Minnesota Power | 68 | 12647 | IOU | S-174 | 10.26 | Solar |  |  | Interconnected | Little Falls | 56345 | FLN | 2 | Residential | SolarSense | Trade Secret |  | 2016
20252-215933-02 | Minnesota Power | 68 | 12647 | IOU | S-175 | 9.9 | Solar |  |  | Interconnected | East Gull Lake | 56401 | PNB | 1 | Residential | MiM | Trade Secret |  | 2016
20252-215933-02 | Minnesota Power | 68 | 12647 | IOU | S-176 | 6.825 | Solar |  |  | Interconnected | Duluth | 55804 | FRR | 275 | Residential | SolarSense | Trade Secret |  | 2016
20252-215933-02 | Minnesota Power | 68 | 12647 | IOU | S-177 | 11.34 | Solar |  |  | Interconnected | Duluth | 55803 | FBG | 269 | Residential | SolarSense | Trade Secret |  | 2016
20252-215933-02 | Minnesota Power | 68 | 12647 | IOU | S-178 | 10.5 | Solar |  |  | Interconnected | Duluth | 55805 | RGV | 254 | Residential |  | Trade Secret |  | 2016
20252-215933-02 | Minnesota Power | 68 | 12647 | IOU | S-179 | 16.6 | Solar |  |  | Interconnected | Duluth | 55807 | LSP | 223 | Commercial |  | Trade Secret |  | 2016
20252-215933-02 | Minnesota Power | 68 | 12647 | IOU | S-180 | 29.25 | Solar |  |  | Interconnected | Walker | 56484 | WAK | 1 | Commercial |  | Trade Secret |  | 2016
20252-215933-02 | Minnesota Power | 68 | 12647 | IOU | S-181 | 14 | Solar |  |  | Interconnected | Wrenshall | 55797 | WRN | 411 | Residential | SolarSense | Trade Secret |  | 2016
20252-215933-02 | Minnesota Power | 68 | 12647 | IOU | S-182 | 8.32 | Solar |  |  | Interconnected | Grand Rapids | 55744 | ZMP | 335 | Residential | SolarSense | Trade Secret |  | 2016
20252-215933-02 | Minnesota Power | 68 | 12647 | IOU | S-183 | 6.3 | Solar |  |  | Interconnected | Duluth | 55804 | FBG | 269 | Residential | SolarSense | Trade Secret |  | 2016
20252-215933-02 | Minnesota Power | 68 | 12647 | IOU | S-184 | 9.92 | Solar |  |  | Interconnected | Pilager | 56473 | PIL | 1 | Residential | MiM | Trade Secret |  | 2016
20252-215933-02 | Minnesota Power | 68 | 12647 | IOU | S-185 | 6.825 | Solar |  |  | Interconnected | Coleraine | 55722 | LGW | 334 | Residential | SolarSense | Trade Secret |  | 2016
20252-215933-02 | Minnesota Power | 68 | 12647 | IOU | S-186 | 9.69 | Solar |  |  | Interconnected | Hermantown | 55811 | HNS | 236 | Residential | SolarSense | Trade Secret |  | 2016
20252-215933-02 | Minnesota Power | 68 | 12647 | IOU | S-187 | 3.92 | Solar |  |  | Interconnected | Royalton | 56373 | ROY | 1 | Residential | MiM | Trade Secret |  | 2016
20252-215933-02 | Minnesota Power | 68 | 12647 | IOU | S-188 | 7.8 | Solar |  |  | Interconnected | Duluth | 55803 | COL | 242 | Commercial | SolarSense | Trade Secret |  | 2016
20252-215933-02 | Minnesota Power | 68 | 12647 | IOU | S-189 | 7.54 | Solar |  |  | Interconnected | Duluth | 55803 | COL | 240 | Residential | SolarSense | Trade Secret |  | 2016
20252-215933-02 | Minnesota Power | 68 | 12647 | IOU | S-190 | 6.72 | Solar |  |  | Interconnected | Duluth | 55811 | HNS | 236 | Residential | MiM | Trade Secret |  | 2016
20252-215933-02 | Minnesota Power | 68 | 12647 | IOU | S-191 | 5 | Solar |  |  | Interconnected | Backus | 56435 | BAC | 1 | Commercial |  | Trade Secret |  | 2017
20252-215933-02 | Minnesota Power | 68 | 12647 | IOU | S-192 | 3.8 | Solar |  |  | Interconnected | Esko | 55733 | CNA | 405 | Residential | SolarSense | Trade Secret |  | 2017
20252-215933-02 | Minnesota Power | 68 | 12647 | IOU | S-193 | 5 | Solar |  |  | Interconnected | Barnum | 55707 | BAR | 6421 | Residential | MiM | Trade Secret |  | 2017
20252-215933-02 | Minnesota Power | 68 | 12647 | IOU | S-194 | 10 | Solar |  |  | Interconnected | Duluth | 55804 | COL | 244 | Residential | MiM | Trade Secret |  | 2017
20252-215933-02 | Minnesota Power | 68 | 12647 | IOU | S-195 | 20 | Solar |  |  | Interconnected | Burtrum | 56318 | PPL | 539 | Residential |  | Trade Secret |  | 2017
20252-215933-02 | Minnesota Power | 68 | 12647 | IOU | S-196 | 10 | Solar |  |  | Interconnected | Duluth | 55805 | RGV | 254 | Residential | SolarSense | Trade Secret |  | 2017
20252-215933-02 | Minnesota Power | 68 | 12647 | IOU | S-197 | 10 | Solar |  |  | Interconnected | Deerwood | 56444 | DER | 2 | Residential | SolarSense | Trade Secret |  | 2017
20252-215933-02 | Minnesota Power | 68 | 12647 | IOU | S-198 | 32.8 | Solar |  |  | Interconnected | Backus | 56435 | BAC | 1 | Commercial |  | Trade Secret |  | 2017
20252-215933-02 | Minnesota Power | 68 | 12647 | IOU | S-199 | 15.2 | Solar |  |  | Interconnected | Duluth | 55802 | FIF | 260 | Residential | SolarSense | Trade Secret |  | 2017
20252-215933-02 | Minnesota Power | 68 | 12647 | IOU | S-200 | 20 | Solar |  |  | Interconnected | Royalton | 56373 | BSD | 2 | Residential | SolarSense | Trade Secret |  | 2017
20252-215933-02 | Minnesota Power | 68 | 12647 | IOU | S-201 | 10 | Solar |  |  | Interconnected | Hermantown | 55811 | HNS | 237 | Residential | MiM | Trade Secret |  | 2017
20252-215933-02 | Minnesota Power | 68 | 12647 | IOU | S-202 | 11.4 | Solar |  |  | Interconnected | Hermantown | 55811 | HNS | 236 | Residential | SolarSense | Trade Secret |  | 2017
20252-215933-02 | Minnesota Power | 68 | 12647 | IOU | S-203 | 5 | Solar |  |  | Interconnected | Moose Lake | 55767 | BAR | 6421 | Residential | SolarSense | Trade Secret |  | 2017
20252-215933-02 | Minnesota Power | 68 | 12647 | IOU | S-204 | 7.6 | Solar |  |  | Interconnected | Duluth | 55808 | GRY | 201 | Residential | SolarSense | Trade Secret |  | 2017
20252-215933-02 | Minnesota Power | 68 | 12647 | IOU | S-205 | 20 | Solar |  |  | Interconnected | Duluth | 55811 | SLA | 258 | Commercial | SolarSense | Trade Secret |  | 2017
20252-215933-02 | Minnesota Power | 68 | 12647 | IOU | S-206 | 11.4 | Solar |  |  | Interconnected | Long Prairie | 56347 | LCH | 1 | Residential | SolarSense | Trade Secret |  | 2017
20252-215933-02 | Minnesota Power | 68 | 12647 | IOU | S-207 | 20 | Solar |  |  | Interconnected | Duluth | 55811 | HNS | 229 | Commercial | SolarSense | Trade Secret |  | 2017
20252-215933-02 | Minnesota Power | 68 | 12647 | IOU | S-208 | 40 | Solar |  |  | Interconnected | Duluth | 55811 | SLA | 258 | Commercial | MiM | Trade Secret |  | 2017
20252-215933-02 | Minnesota Power | 68 | 12647 | IOU | S-209 | 7.6 | Solar |  | X | Interconnected | Duluth | 55805 | SLA | 250 | Residential | SolarSense | Trade Secret |  | 2017
20252-215933-02 | Minnesota Power | 68 | 12647 | IOU | S-210 | 15.2 | Solar |  | X | Interconnected | Carlton | 55718 | WRN | 411 | Residential | SolarSense | Trade Secret |  | 2017
20252-215933-02 | Minnesota Power | 68 | 12647 | IOU | S-211 | 17.6 | Solar |  |  | Interconnected | Duluth | 55808 | GRY | 200 | Residential | SolarSense | Trade Secret |  | 2017
20252-215933-02 | Minnesota Power | 68 | 12647 | IOU | S-212 | 4 | Solar |  | X | Interconnected | Duluth | 55804 | COL | 244 | Residential | SolarSense | Trade Secret |  | 2017
20252-215933-02 | Minnesota Power | 68 | 12647 | IOU | S-213 | 13.6 | Solar |  |  | Interconnected | Esko | 55733 | CNA | 405 | Residential | SolarSense | Trade Secret |  | 2017
20252-215933-02 | Minnesota Power | 68 | 12647 | IOU | S-214 | 5 | Solar |  |  | Interconnected | Wrenshall | 55797 | WRN | 411 | Residential | SolarSense | Trade Secret |  | 2017
20252-215933-02 | Minnesota Power | 68 | 12647 | IOU | S-215 | 300 | Solar |  |  | Interconnected | Rice | 56367 | PLA | 546 | Commercial |  | Trade Secret |  | 2017
20252-215933-02 | Minnesota Power | 68 | 12647 | IOU | S-216 | 180 | Solar |  |  | Interconnected | Rice | 56367 | PLA | 546 | Commercial |  | Trade Secret |  | 2017
20252-215933-02 | Minnesota Power | 68 | 12647 | IOU | S-217 | 15.2 | Solar |  |  | Interconnected | Wrenshall | 55797 | WRN | 411 | Residential | SolarSense | Trade Secret |  | 2017
20252-215933-02 | Minnesota Power | 68 | 12647 | IOU | S-218 | 10 | Solar |  |  | Interconnected | Cloquet | 55720 | CQB | 6301 | Residential | SolarSense | Trade Secret |  | 2017
20252-215933-02 | Minnesota Power | 68 | 12647 | IOU | S-219 | 5 | Solar |  |  | Interconnected | Sandstone | 55072 | SAN | 452 | Residential | SolarSense | Trade Secret |  | 2017
20252-215933-02 | Minnesota Power | 68 | 12647 | IOU | S-220 | 20 | Solar |  |  | Interconnected | Duluth | 55812 | COL | 242 | Residential | SolarSense | Trade Secret |  | 2017
20252-215933-02 | Minnesota Power | 68 | 12647 | IOU | S-221 | 3 | Solar |  |  | Interconnected | Cloquet | 55720 | CQB | 6301 | Residential |  | Trade Secret |  | 2017
20252-215933-02 | Minnesota Power | 68 | 12647 | IOU | S-222 | 3 | Solar |  |  | Interconnected | Cloquet | 55720 | CQB | 6301 | Residential |  | Trade Secret |  | 2017
20252-215933-02 | Minnesota Power | 68 | 12647 | IOU | S-223 | 4 | Solar |  |  | Interconnected | Sebeka | 56477 | SEB | 1 | Residential | MiM | Trade Secret |  | 2017
20252-215933-02 | Minnesota Power | 68 | 12647 | IOU | S-224 | 14.4 | Solar |  |  | Interconnected | Duluth | 55802 | SND | 218 | Commercial | SolarSense Low Income | Trade Secret |  | 2017
20252-215933-02 | Minnesota Power | 68 | 12647 | IOU | S-225 | 6 | Solar |  | X | Interconnected | Duluth | 55804 | FRR | 276 | Residential | SolarSense | Trade Secret |  | 2017
20252-215933-02 | Minnesota Power | 68 | 12647 | IOU | S-226 | 10 | Solar |  |  | Interconnected | Carlton | 55718 | MAH | 6411 | Residential | SolarSense | Trade Secret |  | 2017
20252-215933-02 | Minnesota Power | 68 | 12647 | IOU | S-227 | 5 | Solar |  |  | Interconnected | Duluth | 55805 | RGV | 254 | Residential | SolarSense | Trade Secret |  | 2017
20252-215933-02 | Minnesota Power | 68 | 12647 | IOU | S-228 | 20 | Solar |  |  | Interconnected | Duluth | 55805 | FIF | 266 | Commercial | SolarSense | Trade Secret |  | 2017
20252-215933-02 | Minnesota Power | 68 | 12647 | IOU | S-229 | 40 | Solar |  |  | Interconnected | Duluth | 55805 | FIF | 266 | Commercial | MiM | Trade Secret |  | 2017
20252-215933-02 | Minnesota Power | 68 | 12647 | IOU | S-230 | 45 | Solar |  |  | Interconnected | Duluth | 55802 | FIF | 260 | Commercial |  | Trade Secret | 2017 | 2018
20252-215933-02 | Minnesota Power | 68 | 12647 | IOU | S-231 | 20 | Solar |  |  | Interconnected | Hinckley | 55037 | HKY | 462 | Commercial | SolarSense | Trade Secret | 2018 | 2018
20252-215933-02 | Minnesota Power | 68 | 12647 | IOU | S-232 | 5 | Solar |  |  | Interconnected | Duluth | 55810 | MDY | 277 | Residential | SolarSense | Trade Secret | 2018 | 2018
20252-215933-02 | Minnesota Power | 68 | 12647 | IOU | S-233 | 3.8 | Solar |  |  | Interconnected | Carlton | 55718 | CLQ | 412 | Residential | SolarSense | Trade Secret | 2018 | 2018
20252-215933-02 | Minnesota Power | 68 | 12647 | IOU | S-234 | 7.6 | Solar |  |  | Interconnected | Duluth | 55805 | RGV | 254 | Residential | SolarSense | Trade Secret | 2018 | 2018
20252-215933-02 | Minnesota Power | 68 | 12647 | IOU | S-235 | 5 | Solar |  |  | Interconnected | Duluth | 55806 | HNS | 236 | Residential |  | Trade Secret | 2018 | 2018
20252-215933-02 | Minnesota Power | 68 | 12647 | IOU | S-236 | 20 | Solar |  |  | Interconnected | Rice | 56367 | RIC | 1 | Commercial |  | Trade Secret | 2018 | 2018
20252-215933-02 | Minnesota Power | 68 | 12647 | IOU | S-237 | 10 | Solar |  |  | Interconnected | Esko | 55733 | CNA | 403 | Residential | SolarSense | Trade Secret | 2018 | 2018
20252-215933-02 | Minnesota Power | 68 | 12647 | IOU | S-238 | 38.8 | Solar |  |  | Interconnected | Duluth | 55812 | RGV | 255 | Commercial | SolarSense | Trade Secret | 2018 | 2018
20252-215933-02 | Minnesota Power | 68 | 12647 | IOU | S-239 | 3.8 | Solar |  |  | Interconnected | Duluth | 55812 | FIF | 220 | Residential | MiM | Trade Secret | 2018 | 2018
20252-215933-02 | Minnesota Power | 68 | 12647 | IOU | S-240 | 3.54 | Solar |  |  | Interconnected | Duluth | 55812 | FIF | 220 | Residential | MiM | Trade Secret | 2018 | 2018
20252-215933-02 | Minnesota Power | 68 | 12647 | IOU | S-241 | 10 | Solar |  |  | Interconnected | Babbitt | 55706 | BAB | 1 | Residential | SolarSense | Trade Secret | 2018 | 2018
20252-215933-02 | Minnesota Power | 68 | 12647 | IOU | S-242 | 10 | Solar |  |  | Interconnected | Duluth | 55803 | RGV | 253 | Residential | SolarSense | Trade Secret | 2018 | 2018
20252-215933-02 | Minnesota Power | 68 | 12647 | IOU | S-243 | 15.2 | Solar |  |  | Interconnected | Duluth | 55810 | MDY | 277 | Residential | SolarSense | Trade Secret | 2018 | 2018
20252-215933-02 | Minnesota Power | 68 | 12647 | IOU | S-244 | 11.4 | Solar |  |  | Interconnected | Duluth | 55802 | FIF | 260 | Residential | SolarSense | Trade Secret | 2018 | 2018
20252-215933-02 | Minnesota Power | 68 | 12647 | IOU | S-245 | 10 | Solar |  |  | Interconnected | Duluth | 55810 | GRY | 201 | Residential | SolarSense | Trade Secret | 2018 | 2018
20252-215933-02 | Minnesota Power | 68 | 12647 | IOU | S-246 | 5 | Solar |  |  | Interconnected | Duluth | 55810 | GRY | 201 | Residential | SolarSense | Trade Secret | 2018 | 2018
20252-215933-02 | Minnesota Power | 68 | 12647 | IOU | S-247 | 8.2 | Solar |  |  | Interconnected | Grey Eagle | 56336 | GES | 1 | Residential | SolarSense | Trade Secret | 2018 | 2018
20252-215933-02 | Minnesota Power | 68 | 12647 | IOU | S-248 | 7.6 | Solar |  |  | Interconnected | Duluth | 55804 | COL | 244 | Residential | SolarSense | Trade Secret | 2018 | 2018
20252-215933-02 | Minnesota Power | 68 | 12647 | IOU | S-249 | 3.8 | Solar |  |  | Interconnected | Wrenshall | 55797 | WRN | 411 | Residential | SolarSense | Trade Secret | 2018 | 2018
20252-215933-02 | Minnesota Power | 68 | 12647 | IOU | S-250 | 20 | Solar |  |  | Interconnected | Hinckley | 55037 | HKZ | 411 | Commercial | SolarSense | Trade Secret | 2018 | 2018
20252-215933-02 | Minnesota Power | 68 | 12647 | IOU | S-251 | 20 | Solar |  |  | Interconnected | Hinckley | 55037 | HKY | 461 | Commercial | SolarSense | Trade Secret | 2018 | 2018
20252-215933-02 | Minnesota Power | 68 | 12647 | IOU | S-252 | 7.7 | Solar |  |  | Interconnected | Carlton | 55718 | TMS | 412 | Residential |  | Trade Secret | 2018 | 2018
20252-215933-02 | Minnesota Power | 68 | 12647 | IOU | S-253 | 5 | Solar |  |  | Decommissioned | Duluth | 55806 | HNS | 236 | Residential | SolarSense | Trade Secret | 2018 | 2018 | 2024
20252-215933-02 | Minnesota Power | 68 | 12647 | IOU | S-254 | 6 | Solar |  |  | Interconnected | Duluth | 55803 | COL | 241 | Residential | SolarSense | Trade Secret | 2018 | 2018
20252-215933-02 | Minnesota Power | 68 | 12647 | IOU | S-255 | 7.6 | Solar |  |  | Interconnected | Duluth | 55804 | COL | 241 | Residential | SolarSense | Trade Secret | 2018 | 2018
20252-215933-02 | Minnesota Power | 68 | 12647 | IOU | S-256 | 5 | Solar |  |  | Interconnected | Duluth | 55812 | RGV | 252 | Residential | SolarSense | Trade Secret | 2018 | 2018
20252-215933-02 | Minnesota Power | 68 | 12647 | IOU | S-257 | 15.2 | Solar |  | X | Interconnected | Duluth | 55812 | RGV | 252 | Residential | SolarSense | Trade Secret | 2018 | 2018
20252-215933-02 | Minnesota Power | 68 | 12647 | IOU | S-258 | 8.2 | Solar |  |  | Interconnected | Jenkins | 56474 | JKS | 1 | Residential | SolarSense | Trade Secret | 2018 | 2018
20252-215933-02 | Minnesota Power | 68 | 12647 | IOU | S-259 | 10 | Solar |  |  | Interconnected | Swanville | 56382 | PPL | 514 | Residential | SolarSense | Trade Secret | 2018 | 2018
20252-215933-02 | Minnesota Power | 68 | 12647 | IOU | S-260 | 11.4 | Solar |  |  | Interconnected | Grey Eagle | 55336 | GES | 1 | Residential | SolarSense | Trade Secret | 2018 | 2018
20252-215933-02 | Minnesota Power | 68 | 12647 | IOU | S-261 | 7.6 | Solar |  |  | Interconnected | Sandstone | 55072 | SAN | 452 | Residential | SolarSense | Trade Secret | 2018 | 2018
20252-215933-02 | Minnesota Power | 68 | 12647 | IOU | S-262 | 7.6 | Solar |  |  | Interconnected | Duluth | 55804 | COL | 244 | Residential | SolarSense | Trade Secret | 2018 | 2018
20252-215933-02 | Minnesota Power | 68 | 12647 | IOU | S-263 | 7.7 | Solar |  |  | Interconnected | Pengilly | 55775 | NAS | 319 | Residential |  | Trade Secret | 2018 | 2018
20252-215933-02 | Minnesota Power | 68 | 12647 | IOU | S-264 | 11.4 | Solar |  | X | Interconnected | Duluth | 55811 | SLA | 250 | Residential | SolarSense | Trade Secret | 2018 | 2018
20252-215933-02 | Minnesota Power | 68 | 12647 | IOU | S-265 | 6 | Solar |  |  | Interconnected | Burtrum | 56318 | LLK | 1 | Residential | SolarSense | Trade Secret | 2018 | 2018
20252-215933-02 | Minnesota Power | 68 | 12647 | IOU | S-266 | 7.6 | Solar |  |  | Interconnected | Hermantown | 55810 | FCS | 215 | Residential | SolarSense | Trade Secret | 2018 | 2018
20252-215933-02 | Minnesota Power | 68 | 12647 | IOU | S-267 | 20 | Solar |  |  | Interconnected | Duluth | 55803 | COL | 240 | Commercial | SolarSense | Trade Secret | 2018 | 2018
20252-215933-02 | Minnesota Power | 68 | 12647 | IOU | S-268 | 15.2 | Solar |  |  | Interconnected | Pierz | 56364 | PIL | 2 | Residential | SolarSense | Trade Secret | 2018 | 2018
20252-215933-02 | Minnesota Power | 68 | 12647 | IOU | S-269 | 5 | Solar |  |  | Interconnected | Silver Bay | 55614 | SBT | 4302 | Residential | MiM | Trade Secret | 2018 | 2018
20252-215933-02 | Minnesota Power | 68 | 12647 | IOU | S-270 | 5 | Solar |  |  | Interconnected | Mahtowa | 55707 | MAH | 6411 | Residential | SolarSense | Trade Secret | 2018 | 2018
20252-215933-02 | Minnesota Power | 68 | 12647 | IOU | S-271 | 5 | Solar |  |  | Interconnected | Duluth | 55803 | RGV | 251 | Residential | SolarSense | Trade Secret | 2018 | 2018
20252-215933-02 | Minnesota Power | 68 | 12647 | IOU | S-272 | 10 | Solar |  |  | Interconnected | Duluth | 55804 | FRR | 276 | Residential | SolarSense | Trade Secret | 2018 | 2018
20252-215933-02 | Minnesota Power | 68 | 12647 | IOU | S-273 | 10 | Solar |  |  | Interconnected | Duluth | 55804 | COL | 241 | Residential | SolarSense | Trade Secret | 2018 | 2018
20252-215933-02 | Minnesota Power | 68 | 12647 | IOU | S-274 | 20 | Solar |  |  | Interconnected | Walker | 56633 | AKY | 543 | Commercial | SolarSense | Trade Secret | 2018 | 2018
20252-215933-02 | Minnesota Power | 68 | 12647 | IOU | S-275 | 7.6 | Solar |  |  | Interconnected | Duluth | 55804 | FRR | 275 | Residential | SolarSense | Trade Secret | 2018 | 2018
20252-215933-02 | Minnesota Power | 68 | 12647 | IOU | S-276 | 15.2 | Solar |  | X | Interconnected | Motley | 56466 | MOT | 1 | Residential | SolarSense | Trade Secret | 2018 | 2018
20252-215933-02 | Minnesota Power | 68 | 12647 | IOU | S-277 | 6 | Solar |  |  | Interconnected | Duluth | 55802 | FIF | 260 | Residential | SolarSense | Trade Secret | 2018 | 2018
20252-215933-02 | Minnesota Power | 68 | 12647 | IOU | S-278 | 8.85 | Solar |  |  | Interconnected | Duluth | 55812 | RGV | 252 | Residential | SolarSense | Trade Secret | 2018 | 2018
20252-215933-02 | Minnesota Power | 68 | 12647 | IOU | S-279 | 22.8 | Solar |  |  | Interconnected | Chisholm | 55719 | BAL | 2 | Residential |  | Trade Secret | 2018 | 2018
20252-215933-02 | Minnesota Power | 68 | 12647 | IOU | S-280 | 15.2 | Solar |  |  | Interconnected | Duluth | 55804 | FRR | 277 | Residential | SolarSense | Trade Secret | 2018 | 2018
20252-215933-02 | Minnesota Power | 68 | 12647 | IOU | S-281 | 25 | Solar |  |  | Interconnected | Duluth | 55803 | RGV | 253 | Commercial | SolarSense | Trade Secret | 2018 | 2018
20252-215933-02 | Minnesota Power | 68 | 12647 | IOU | S-282 | 10 | Solar |  |  | Interconnected | Duluth | 55812 | RGV | 252 | Residential | SolarSense | Trade Secret | 2018 | 2018
20252-215933-02 | Minnesota Power | 68 | 12647 | IOU | S-283 | 8.2 | Solar |  |  | Interconnected | Duluth | 55811 | SVR | 215 | Residential | SolarSense | Trade Secret | 2018 | 2018
20252-215933-02 | Minnesota Power | 68 | 12647 | IOU | S-284 | 660 | Solar |  |  | Interconnected | Pine River | 56474 | PNR | 1 | Commercial |  | Trade Secret | 2018 | 2018
20252-215933-02 | Minnesota Power | 68 | 12647 | IOU | MP Solar Garden 1 | 40 | Solar |  |  | Interconnected | Duluth | 55811 | SLA | 250 | Community Solar Garden |  | Trade Secret |  | 2016
20252-215933-02 | Minnesota Power | 68 | 12647 | IOU | MP Solar Garden 2 | 1000 | Solar |  |  | Interconnected | Wrenshall | 55797 | WRN | 411 | Community Solar Garden |  | Trade Secret |  | 2017
20252-215933-02 | Minnesota Power | 68 | 12647 | IOU | S-285 | 11.4 | Solar |  |  | Interconnected | Duluth | 55811 | RGV | 256 | Residential | SolarSense | Trade Secret | 2019 | 2019
20252-215933-02 | Minnesota Power | 68 | 12647 | IOU | S-286 | 7.6 | Solar |  |  | Interconnected | Willow River | 55795 | DEN | 6431 | Residential | SolarSense | Trade Secret | 2019 | 2019
20252-215933-02 | Minnesota Power | 68 | 12647 | IOU | S-287 | 11.25 | Solar |  |  | Interconnected | Ely | 55731 | STC | 2 | Residential | SolarSense | Trade Secret | 2018 | 2019
20252-215933-02 | Minnesota Power | 68 | 12647 | IOU | S-288 | 20.88 | Solar |  |  | Interconnected | Long Prairie | 56347 | LGP | 1 | Residential | SolarSense | Trade Secret | 2019 | 2019
20252-215933-02 | Minnesota Power | 68 | 12647 | IOU | S-289 | 4.32 | Solar |  |  | Interconnected | East Gull Lake | 56401 | PNB | 1 | Residential | SolarSense | Trade Secret | 2018 | 2019
20252-215933-02 | Minnesota Power | 68 | 12647 | IOU | S-290 | 7.6 | Solar |  |  | Interconnected | Carlton | 55716 | WRN | 411 | Residential | SolarSense | Trade Secret | 2018 | 2019
20252-215933-02 | Minnesota Power | 68 | 12647 | IOU | S-291 | 15.2 | Solar |  |  | Interconnected | Duluth | 55811 | FCS | 214 | Residential | SolarSense | Trade Secret | 2019 | 2019
20252-215933-02 | Minnesota Power | 68 | 12647 | IOU | S-292 | 5 | Solar |  |  | Interconnected | Duluth | 55811 | RGV | 256 | Residential | SolarSense | Trade Secret | 2019 | 2019
20252-215933-02 | Minnesota Power | 68 | 12647 | IOU | S-293 | 6 | Solar |  |  | Interconnected | Sturgeon Lake | 55411 | DEN | 6431 | Residential | SolarSense | Trade Secret | 2019 | 2019
20252-215933-02 | Minnesota Power | 68 | 12647 | IOU | S-294 | 7.6 | Solar |  |  | Interconnected | Duluth | 55804 | COL | 244 | Residential | SolarSense | Trade Secret | 2019 | 2019
20252-215933-02 | Minnesota Power | 68 | 12647 | IOU | S-295 | 7.6 | Solar |  |  | Interconnected | Pierz | 56364 | LFL | 526 | Residential |  | Trade Secret | 2019 | 2019
20252-215933-02 | Minnesota Power | 68 | 12647 | IOU | S-296 | 17.7 | Solar |  |  | Interconnected | Carlton | 55718 | MAH | 6411 | Residential | SolarSense | Trade Secret | 2018 | 2019
20252-215933-02 | Minnesota Power | 68 | 12647 | IOU | S-297 | 10 | Solar |  |  | Interconnected | Duluth | 55804 | COL | 241 | Residential | SolarSense | Trade Secret | 2019 | 2019
20252-215933-02 | Minnesota Power | 68 | 12647 | IOU | S-298 | 15.2 | Solar |  |  | Interconnected | Hibbing | 55746 | SWB | 1 | Residential |  | Trade Secret | 2019 | 2019
20252-215933-02 | Minnesota Power | 68 | 12647 | IOU | S-299 | 6 | Solar |  |  | Interconnected | Duluth | 55806 | FIF | 230 | Residential | SolarSense | Trade Secret | 2018 | 2019
20252-215933-02 | Minnesota Power | 68 | 12647 | IOU | S-300 | 4.13 | Solar |  |  | Interconnected | Duluth | 55804 | COL | 241 | Residential | SolarSense | Trade Secret | 2018 | 2019
20252-215933-02 | Minnesota Power | 68 | 12647 | IOU | S-301 | 7.6 | Solar |  |  | Interconnected | Duluth | 55804 | FRR | 275 | Residential |  | Trade Secret | 2019 | 2019
20252-215933-02 | Minnesota Power | 68 | 12647 | IOU | S-302 | 8.26 | Solar |  |  | Interconnected | Duluth | 55803 | FRR | 275 | Residential | SolarSense | Trade Secret | 2018 | 2019
20252-215933-02 | Minnesota Power | 68 | 12647 | IOU | S-303 | 5 | Solar |  |  | Interconnected | Duluth | 55810 | CNA | 403 | Residential | SolarSense | Trade Secret | 2019 | 2019
20252-215933-02 | Minnesota Power | 68 | 12647 | IOU | S-304 | 10 | Solar |  |  | Interconnected | Duluth | 55803 | COL | 240 | Residential | SolarSense | Trade Secret | 2018 | 2019
20252-215933-02 | Minnesota Power | 68 | 12647 | IOU | S-305 | 20 | Solar |  |  | Interconnected | Esko | 55733 | CNA | 405 | Residential | SolarSense | Trade Secret | 2019 | 2019
20252-215933-02 | Minnesota Power | 68 | 12647 | IOU | S-306 | 6.67 | Solar |  |  | Interconnected | Duluth | 55804 | COL | 244 | Residential | SolarSense | Trade Secret | 2019 | 2019
20252-215933-02 | Minnesota Power | 68 | 12647 | IOU | S-307 | 7.4 | Solar |  |  | Interconnected | Carlton | 55718 | WRN | 411 | Residential | SolarSense | Trade Secret | 2019 | 2019
20252-215933-02 | Minnesota Power | 68 | 12647 | IOU | S-308 | 7.08 | Solar |  |  | Interconnected | Esko | 55733 | CNA | 405 | Residential | SolarSense | Trade Secret | 2019 | 2019
20252-215933-02 | Minnesota Power | 68 | 12647 | IOU | S-309 | 11.21 | Solar |  |  | Interconnected | Duluth | 55803 | COL | 242 | Residential | SolarSense | Trade Secret | 2019 | 2019
20252-215933-02 | Minnesota Power | 68 | 12647 | IOU | S-310 | 7.54 | Solar |  |  | Interconnected | Barnum | 55707 | BAR | 6421 | Residential | SolarSense | Trade Secret | 2018 | 2019
20252-215933-02 | Minnesota Power | 68 | 12647 | IOU | S-311 | 7.6 | Solar |  |  | Interconnected | Duluth | 55811 | RGV | 256 | Residential | SolarSense | Trade Secret | 2019 | 2019
20252-215933-02 | Minnesota Power | 68 | 12647 | IOU | S-312 | 15.3 | Solar |  |  | Interconnected | Saginaw | 55779 | SVR | 215 | Residential | SolarSense | Trade Secret | 2018 | 2019
20252-215933-02 | Minnesota Power | 68 | 12647 | IOU | S-313 | 15 | Solar |  |  | Interconnected | Pierz | 56364 | LFL | 526 | Residential | SolarSense | Trade Secret | 2019 | 2019
20252-215933-02 | Minnesota Power | 68 | 12647 | IOU | S-314 | 18 | Solar |  |  | Interconnected | Pierz | 56364 | LFL | 526 | Residential | SolarSense | Trade Secret | 2019 | 2019
20252-215933-02 | Minnesota Power | 68 | 12647 | IOU | S-315 | 7.6 | Solar |  |  | Interconnected | Carlton | 55718 | WRN | 411 | Residential | SolarSense | Trade Secret | 2019 | 2019
20252-215933-02 | Minnesota Power | 68 | 12647 | IOU | S-316 | 10 | Solar |  |  | Interconnected | Duluth | 55804 | COL | 244 | Residential | SolarSense | Trade Secret | 2019 | 2019
20252-215933-02 | Minnesota Power | 68 | 12647 | IOU | S-317 | 10 | Solar |  |  | Interconnected | Duluth | 55804 | COL | 240 | Residential | SolarSense | Trade Secret | 2019 | 2019
20252-215933-02 | Minnesota Power | 68 | 12647 | IOU | S-318 | 12.6 | Solar |  |  | Interconnected | Duluth | 55804 | COL | 244 | Residential | SolarSense | Trade Secret | 2019 | 2019
20252-215933-02 | Minnesota Power | 68 | 12647 | IOU | S-319 | 6.49 | Solar |  |  | Interconnected | Park Rapids | 56470 | LNG | 541 | Residential | SolarSense | Trade Secret | 2019 | 2019
20252-215933-02 | Minnesota Power | 68 | 12647 | IOU | S-320 | 10 | Solar |  |  | Interconnected | Barnum | 55707 | BAR | 6421 | Residential | SolarSense | Trade Secret | 2018 | 2019
20252-215933-02 | Minnesota Power | 68 | 12647 | IOU | S-321 | 6.09 | Solar |  |  | Interconnected | Duluth | 55803 | COL | 240 | Residential | SolarSense | Trade Secret | 2019 | 2019
20252-215933-02 | Minnesota Power | 68 | 12647 | IOU | S-322 | 22.8 | Solar |  |  | Interconnected | Duluth | 55811 | RGV | 256 | Residential | SolarSense | Trade Secret | 2019 | 2019
20252-215933-02 | Minnesota Power | 68 | 12647 | IOU | S-323 | 3.8 | Solar |  |  | Interconnected | Duluth | 55807 | LSP | 281 | Residential | SolarSense | Trade Secret | 2019 | 2019
20252-215933-02 | Minnesota Power | 68 | 12647 | IOU | S-324 | 11.4 | Solar |  |  | Interconnected | Brainerd | 56401 | SYN | 1 | Residential | SolarSense | Trade Secret | 2019 | 2019
20252-215933-02 | Minnesota Power | 68 | 12647 | IOU | S-325 | 3.8 | Solar |  |  | Interconnected | Duluth | 55807 | LSP | 282 | Residential | SolarSense | Trade Secret | 2019 | 2019
20252-215933-02 | Minnesota Power | 68 | 12647 | IOU | S-326 | 5 | Solar |  |  | Interconnected | Duluth | 55083 | RGV | 255 | Residential | SolarSense | Trade Secret | 2019 | 2019
20252-215933-02 | Minnesota Power | 68 | 12647 | IOU | S-327 | 7.6 | Solar |  |  | Interconnected | Alborn | 55702 | MDL | 401 | Residential | SolarSense | Trade Secret | 2018 | 2019
20252-215933-02 | Minnesota Power | 68 | 12647 | IOU | S-328 | 3.8 | Solar |  |  | Interconnected | Duluth | 55807 | LSP | 282 | Residential | SolarSense | Trade Secret | 2019 | 2019
20252-215933-02 | Minnesota Power | 68 | 12647 | IOU | S-329 | 11.4 | Solar |  |  | Interconnected | Duluth | 55811 | RGV | 254 | Residential | SolarSense | Trade Secret | 2019 | 2019
20252-215933-02 | Minnesota Power | 68 | 12647 | IOU | S-330 | 4.72 | Solar |  |  | Interconnected | Rutledge | 55795 | FIN | 6511 | Residential | SolarSense | Trade Secret | 2018 | 2019
20252-215933-02 | Minnesota Power | 68 | 12647 | IOU | S-331 | 6.49 | Solar |  |  | Interconnected | Duluth | 55806 |  |  | Residential | SolarSense | Trade Secret | 2019 | 2019
20252-215933-02 | Minnesota Power | 68 | 12647 | IOU | S-332 | 15 | Solar |  |  | Interconnected | Floodwood | 55736 | FLF | 402 | Commercial | SolarSense | Trade Secret | 2019 | 2019
20252-215933-02 | Minnesota Power | 68 | 12647 | IOU | S-333 | 6 | Solar |  |  | Interconnected | Duluth | 55811 | RGV | 256 | Residential | SolarSense | Trade Secret | 2019 | 2019
20252-215933-02 | Minnesota Power | 68 | 12647 | IOU | S-334 | 3 | Solar |  |  | Interconnected | Duluth | 55804 | COL | 244 | Residential | SolarSense | Trade Secret | 2018 | 2019
20252-215933-02 | Minnesota Power | 68 | 12647 | IOU | S-335 | 7.6 | Solar |  |  | Interconnected | Duluth | 55802 | FIF | 260 | Residential | SolarSense | Trade Secret | 2019 | 2019
20252-215933-02 | Minnesota Power | 68 | 12647 | IOU | S-336 | 6 | Solar |  |  | Interconnected | Cloquet | 55720 | CLQ | 409 | Residential |  | Trade Secret | 2019 | 2019
20252-215933-02 | Minnesota Power | 68 | 12647 | IOU | S-337 | 7.67 | Solar |  |  | Interconnected | Deerwood | 56444 | DER | 1 | Residential | SolarSense | Trade Secret | 2018 | 2019
20252-215933-02 | Minnesota Power | 68 | 12647 | IOU | S-338 | 10 | Solar |  |  | Interconnected | Duluth | 55804 | COL | 241 | Residential | SolarSense | Trade Secret | 2019 | 2019
20252-215933-02 | Minnesota Power | 68 | 12647 | IOU | S-339 | 10 | Solar |  |  | Interconnected | Duluth | 55803 | COL | 240 | Residential | SolarSense | Trade Secret | 2019 | 2019
20252-215933-02 | Minnesota Power | 68 | 12647 | IOU | S-340 | 2.36 | Solar |  |  | Interconnected | Duluth | 55812 | RGV | 252 | Residential | SolarSense | Trade Secret | 2019 | 2019
20252-215933-02 | Minnesota Power | 68 | 12647 | IOU | S-341 | 10 | Solar |  |  | Interconnected | Duluth | 55811 | RGV | 256 | Residential | SolarSense | Trade Secret | 2019 | 2019
20252-215933-02 | Minnesota Power | 68 | 12647 | IOU | S-342 | 3.8 | Solar |  |  | Interconnected | Duluth | 55806 | TFW | 243 | Residential | SolarSense | Trade Secret | 2018 | 2019
20252-215933-02 | Minnesota Power | 68 | 12647 | IOU | S-343 | 15.2 | Solar |  |  | Interconnected | Duluth | 55803 | COL | 240 | Residential | SolarSense | Trade Secret | 2019 | 2019
20252-215933-02 | Minnesota Power | 68 | 12647 | IOU | S-344 | 13.3 | Solar |  |  | Interconnected | Duluth | 55802 | COL | 240 | Residential | SolarSense | Trade Secret | 2019 | 2019
20252-215933-02 | Minnesota Power | 68 | 12647 | IOU | S-345 | 10 | Solar |  |  | Interconnected | Duluth | 55804 | COL | 241 | Residential | SolarSense | Trade Secret | 2019 | 2019
20252-215933-02 | Minnesota Power | 68 | 12647 | IOU | S-346 | 10 | Solar |  |  | Interconnected | Duluth | 55804 | COL | 245 | Residential | SolarSense | Trade Secret | 2019 | 2019
20252-215933-02 | Minnesota Power | 68 | 12647 | IOU | S-347 | 5 | Solar |  |  | Interconnected | Duluth | 55807 | LSP | 225 | Residential | SolarSense | Trade Secret | 2019 | 2019
20252-215933-02 | Minnesota Power | 68 | 12647 | IOU | S-348 | 20 | Solar |  |  | Interconnected | Esko | 55811 | CNA | 403 | Residential | SolarSense | Trade Secret | 2019 | 2019
20252-215933-02 | Minnesota Power | 68 | 12647 | IOU | S-349 | 22.8 | Solar |  |  | Interconnected | Duluth | 55810 | MDY | 277 | Residential | SolarSense | Trade Secret | 2019 | 2019
20252-215933-02 | Minnesota Power | 68 | 12647 | IOU | S-350 | 4.13 | Solar |  |  | Interconnected | Deerwood | 56444 | DER | 2 | Residential | SolarSense | Trade Secret | 2019 | 2019
20252-215933-02 | Minnesota Power | 68 | 12647 | IOU | S-351 | 2.95 | Solar |  |  | Interconnected | Duluth | 55805 | FIF | 230 | Residential | SolarSense | Trade Secret | 2018 | 2019
20252-215933-02 | Minnesota Power | 68 | 12647 | IOU | S-352 | 13.87 | Solar |  |  | Interconnected | Duluth | 55811 | HNS | 236 | Residential | SolarSense | Trade Secret | 2018 | 2019
20252-215933-02 | Minnesota Power | 68 | 12647 | IOU | S-353 | 7.6 | Solar |  |  | Interconnected | Cloquet | 55720 | CLQ | 410 | Residential | SolarSense | Trade Secret | 2019 | 2019
20252-215933-02 | Minnesota Power | 68 | 12647 | IOU | S-354 | 7.6 | Solar |  |  | Interconnected | Duluth | 55804 | FRR | 275 | Residential | SolarSense | Trade Secret | 2019 | 2019
20252-215933-02 | Minnesota Power | 68 | 12647 | IOU | S-355 | 30 | Solar |  |  | Interconnected | Pierz | 56364 | PZG | 2 | Commercial | SolarSense | Trade Secret | 2019 | 2019
20252-215933-02 | Minnesota Power | 68 | 12647 | IOU | S-356 | 15 | Solar |  |  | Interconnected | Pierz | 56364 | PZG | 2 | Commercial |  | Trade Secret | 2019 | 2019
20252-215933-02 | Minnesota Power | 68 | 12647 | IOU | S-357 | 12 | Solar |  |  | Interconnected | Esko | 55733 | CNA | 405 | Residential | SolarSense | Trade Secret | 2018 | 2019
20252-215933-02 | Minnesota Power | 68 | 12647 | IOU | S-358 | 7.6 | Solar |  |  | Interconnected | Duluth | 55811 | SLA | 250 | Residential | SolarSense | Trade Secret | 2018 | 2019
20252-215933-02 | Minnesota Power | 68 | 12647 | IOU | S-359 | 10 | Solar |  |  | Interconnected | Little Falls | 56345 | LFL | 529 | Residential | SolarSense | Trade Secret | 2018 | 2019
20252-215933-02 | Minnesota Power | 68 | 12647 | IOU | S-360 | 7.6 | Solar |  |  | Interconnected | Duluth | 55804 | COL | 245 | Residential | SolarSense | Trade Secret | 2019 | 2019
20252-215933-02 | Minnesota Power | 68 | 12647 | IOU | S-361 | 5 | Solar |  |  | Interconnected | Duluth | 55807 | LSP | 282 | Residential | SolarSense | Trade Secret | 2019 | 2019
20252-215933-02 | Minnesota Power | 68 | 12647 | IOU | S-362 | 4.03 | Solar |  |  | Interconnected | Duluth | 55803 | COL | 242 | Residential | SolarSense | Trade Secret | 2019 | 2019
20252-215933-02 | Minnesota Power | 68 | 12647 | IOU | S-363 | 3.75 | Solar |  |  | Interconnected | Duluth | 55804 | FRR | 275 | Residential | SolarSense | Trade Secret | 2019 | 2019
20252-215933-02 | Minnesota Power | 68 | 12647 | IOU | S-364 | 8.26 | Solar |  |  | Interconnected | Duluth | 55803 | COL | 240 | Residential | SolarSense | Trade Secret | 2018 | 2019
20252-215933-02 | Minnesota Power | 68 | 12647 | IOU | S-365 | 7.6 | Solar |  |  | Interconnected | Esko | 55733 | CNA | 405 | Residential | SolarSense | Trade Secret | 2019 | 2019
20252-215933-02 | Minnesota Power | 68 | 12647 | IOU | S-366 | 5 | Solar |  |  | Interconnected | Carlton | 55718 | WRN | 411 | Residential | SolarSense | Trade Secret | 2019 | 2019
20252-215933-02 | Minnesota Power | 68 | 12647 | IOU | S-367 | 6 | Solar |  |  | Interconnected | Duluth | 55806 | HNS | 236 | Residential | SolarSense | Trade Secret | 2019 | 2019
20252-215933-02 | Minnesota Power | 68 | 12647 | IOU | S-368 | 2.36 | Solar |  |  | Interconnected | Duluth | 55812 |  |  | Residential | SolarSense | Trade Secret | 2019 | 2019
20252-215933-02 | Minnesota Power | 68 | 12647 | IOU | S-369 | 8.12 | Solar |  |  | Interconnected | Duluth | 55804 | COL | 244 | Residential | SolarSense | Trade Secret | 2018 | 2019
20252-215933-02 | Minnesota Power | 68 | 12647 | IOU | S-370 | 7.6 | Solar |  |  | Interconnected | Little Falls | 56435 | LFW | 2 | Residential | SolarSense | Trade Secret | 2019 | 2019
20252-215933-02 | Minnesota Power | 68 | 12647 | IOU | S-371 | 3.54 | Solar |  |  | Interconnected | Duluth | 55803 | COL | 240 | Residential | SolarSense | Trade Secret | 2018 | 2019
20252-215933-02 | Minnesota Power | 68 | 12647 | IOU | S-372 | 39.99 | Solar |  |  | Interconnected | Deerwood | 56444 | DER | 1 | Residential | SolarSense | Trade Secret | 2019 | 2019
20252-215933-02 | Minnesota Power | 68 | 12647 | IOU | S-373 | 5 | Solar |  |  | Interconnected | Duluth | 55805 | RGV | 254 | Residential | SolarSense | Trade Secret | 2018 | 2019
20252-215933-02 | Minnesota Power | 68 | 12647 | IOU | S-374 | 22.8 | Solar |  |  | Interconnected | Esko | 55733 | CNA | 405 | Residential | SolarSense | Trade Secret | 2018 | 2019
20252-215933-02 | Minnesota Power | 68 | 12647 | IOU | S-375 | 3.8 | Solar |  |  | Interconnected | Duluth | 55806 | FIF | 230 | Residential | SolarSense | Trade Secret | 2019 | 2019
20252-215933-02 | Minnesota Power | 68 | 12647 | IOU | S-376 | 3.4 | Solar |  |  | Interconnected | Duluth | 55805 | SLA | 250 | Residential | SolarSense | Trade Secret | 2019 | 2019
20252-215933-02 | Minnesota Power | 68 | 12647 | IOU | S-377 | 3.8 | Solar |  |  | Interconnected | Duluth | 55803 | COL | 242 | Residential | SolarSense | Trade Secret | 2019 | 2019
20252-215933-02 | Minnesota Power | 68 | 12647 | IOU | S-378 | 7.6 | Solar |  |  | Interconnected | Duluth | 55806 | FIF | 230 | Residential |  | Trade Secret | 2019 | 2019
20252-215933-02 | Minnesota Power | 68 | 12647 | IOU | S-379 | 3.8 | Solar |  |  | Interconnected | Duluth | 55806 | HNS | 236 | Residential | SolarSense | Trade Secret | 2018 | 2019
20252-215933-02 | Minnesota Power | 68 | 12647 | IOU | S-380 | 8.59 | Solar |  |  | Interconnected | Duluth | 55810 | FCS | 215 | Residential | SolarSense | Trade Secret | 2018 | 2019
20252-215933-02 | Minnesota Power | 68 | 12647 | IOU | S-381 | 7.67 | Solar |  |  | Interconnected | Duluth | 55804 | COL | 241 | Residential | SolarSense | Trade Secret | 2019 | 2019
20252-215933-02 | Minnesota Power | 68 | 12647 | IOU | S-382 | 3.8 | Solar |  |  | Interconnected | Sandstone | 55037 | SAN | 452 | Residential | SolarSense | Trade Secret | 2019 | 2019
20252-215933-02 | Minnesota Power | 68 | 12647 | IOU | S-383 | 300 | Solar |  |  | Interconnected | Pequot Lakes | 56472 | PQL | 1 | Commercial |  | Trade Secret | 2019 | 2019
20252-215933-02 | Minnesota Power | 68 | 12647 | IOU | S-384 | 14.4 | Solar |  |  | Interconnected | Duluth | 55802 | FIF | 260 | Commercial | SolarSense | Trade Secret | 2019 | 2019
20252-215933-02 | Minnesota Power | 68 | 12647 | IOU | S-385 | 986 | Solar |  |  | Interconnected | Rice | 56367 | PLA | 546 | Commercial |  | Trade Secret | 2018 | 2019
20252-215933-02 | Minnesota Power | 68 | 12647 | IOU | S-386 | 20 | Solar |  |  | Interconnected | Hinckley | 55037 | HKY | 461 | Commercial | SolarSense | Trade Secret | 2018 | 2019
20252-215933-02 | Minnesota Power | 68 | 12647 | IOU | S-387 | 6 | Solar |  |  | Interconnected | Duluth | 55804 | COL | 242 | Commercial |  | Trade Secret | 2019 | 2019
20252-215933-02 | Minnesota Power | 68 | 12647 | IOU | S-388 | 33 | Solar |  |  | Interconnected | Rice | 56367 | RIC | 1 | Commercial | SolarSense | Trade Secret | 2018 | 2019
20252-215933-02 | Minnesota Power | 68 | 12647 | IOU | S-389 | 3.8 | Solar |  |  | Interconnected | Motley | 56466 | MOT | 1 | Commercial |  | Trade Secret | 2019 | 2019
20252-215933-02 | Minnesota Power | 68 | 12647 | IOU | S-390 | 33.3 | Solar |  |  | Interconnected | Duluth | 55807 | LSP | 280 | Commercial | SolarSense | Trade Secret | 2019 | 2019
20252-215933-02 | Minnesota Power | 68 | 12647 | IOU | S-391 | 20 | Solar |  |  | Interconnected | Duluth | 55807 | LSP | 280 | Commercial | SolarSense | Trade Secret | 2019 | 2019
20252-215933-02 | Minnesota Power | 68 | 12647 | IOU | S-392 | 20 | Solar |  |  | Interconnected | Duluth | 55807 | LSP | 280 | Commercial |  | Trade Secret | 2019 | 2019
20252-215933-02 | Minnesota Power | 68 | 12647 | IOU | S-393 | 28.8 | Solar |  |  | Interconnected | Pierz | 56364 | BLD | 511 | Commercial | SolarSense | Trade Secret | 2019 | 2019
20252-215933-02 | Minnesota Power | 68 | 12647 | IOU | S-394 | 17.28 | Solar |  |  | Interconnected | Biwabik | 55705 | BIW | 1 | Commercial |  | Trade Secret | 2018 | 2019
20252-215933-02 | Minnesota Power | 68 | 12647 | IOU | S-395 | 20 | Solar |  |  | Interconnected | Little Falls | 56345 | LFL | 529 | Commercial | SolarSense | Trade Secret | 2019 | 2019
20252-215933-02 | Minnesota Power | 68 | 12647 | IOU | S-396 | 28.8 | Solar |  |  | Interconnected | Pierz | 56364 | BLD | 511 | Commercial |  | Trade Secret | 2019 | 2019
20252-215933-02 | Minnesota Power | 68 | 12647 | IOU | S-397 | 254 | Solar |  |  | Interconnected | Rice | 56367 | RIC | 1 | Commercial |  | Trade Secret | 2018 | 2019
20252-215933-02 | Minnesota Power | 68 | 12647 | IOU | S-398 | 17.6 | Solar |  |  | Interconnected | Duluth | 55803 | RGV | 253 | Residential |  | Trade Secret | 2019 | 2020
20252-215933-02 | Minnesota Power | 68 | 12647 | IOU | S-399 | 17.6 | Solar |  |  | Interconnected | Duluth | 55803 | RGV | 253 | Residential |  | Trade Secret | 2019 | 2020
20252-215933-02 | Minnesota Power | 68 | 12647 | IOU | S-400 | 5.8 | Solar |  |  | Interconnected | Hermantown | 55810 | MDY | 278 | Residential | SolarSense | Trade Secret | 2019 | 2020
20252-215933-02 | Minnesota Power | 68 | 12647 | IOU | S-401 | 4.4 | Solar |  |  | Interconnected | Duluth | 55812 | RGV | 252 | Residential | SolarSense | Trade Secret | 2019 | 2020
20252-215933-02 | Minnesota Power | 68 | 12647 | IOU | S-402 | 30 | Solar |  |  | Interconnected | Pierz | 56364 | BLD | 511 | Commercial | SolarSense | Trade Secret | 2019 | 2020
20252-215933-02 | Minnesota Power | 68 | 12647 | IOU | S-403 | 21.4 | Solar |  |  | Interconnected | Pierz | 56364 | BLD | 511 | Commercial |  | Trade Secret | 2019 | 2020
20252-215933-02 | Minnesota Power | 68 | 12647 | IOU | S-404 | 6 | Solar |  |  | Interconnected | Duluth | 55811 | HNS | 247 | Residential | SolarSense | Trade Secret | 2020 | 2020
20252-215933-02 | Minnesota Power | 68 | 12647 | IOU | S-405 | 5 | Solar |  |  | Interconnected | Duluth | 55811 | RGV | 254 | Residential | SolarSense | Trade Secret | 2020 | 2020
20252-215933-02 | Minnesota Power | 68 | 12647 | IOU | S-406 | 7.6 | Solar |  |  | Interconnected | Duluth | 55804 | COL | 241 | Residential | SolarSense | Trade Secret | 2019 | 2020
20252-215933-02 | Minnesota Power | 68 | 12647 | IOU | S-407 | 7.6 | Solar |  |  | Interconnected | Duluth | 55720 | SVR | 215 | Residential | SolarSense | Trade Secret | 2020 | 2020
20252-215933-02 | Minnesota Power | 68 | 12647 | IOU | S-408 | 2.4 | Solar |  |  | Interconnected | Silver Bay | 55614 | SBH | 271 | Commercial |  | Trade Secret | 2020 | 2020
20252-215933-02 | Minnesota Power | 68 | 12647 | IOU | S-409 | 7.6 | Solar |  |  | Interconnected | Duluth | 55804 | COL | 244 | Residential | SolarSense | Trade Secret | 2020 | 2020
20252-215933-02 | Minnesota Power | 68 | 12647 | IOU | S-410 | 22.8 | Solar |  |  | Interconnected | Duluth | 55811 | RGV | 255 | Residential | SolarSense | Trade Secret | 2020 | 2020
20252-215933-02 | Minnesota Power | 68 | 12647 | IOU | S-411 | 12.5 | Solar |  |  | Interconnected | Pierz | 56364 | BLD | 511 | Residential | SolarSense | Trade Secret | 2020 | 2020
20252-215933-02 | Minnesota Power | 68 | 12647 | IOU | S-412 | 10 | Solar |  |  | Interconnected | Cloquet | 55720 | CLQ | 409 | Residential | SolarSense | Trade Secret | 2020 | 2020
20252-215933-02 | Minnesota Power | 68 | 12647 | IOU | S-413 | 17.6 | Solar |  |  | Interconnected | Duluth | 55804 | COL | 245 | Residential | SolarSense | Trade Secret | 2020 | 2020
20252-215933-02 | Minnesota Power | 68 | 12647 | IOU | S-414 | 5 | Solar |  |  | Interconnected | Duluth | 55804 | COL | 244 | Residential | SolarSense | Trade Secret | 2020 | 2020
20252-215933-02 | Minnesota Power | 68 | 12647 | IOU | S-415 | 10 | Solar |  |  | Interconnected | Duluth | 55808 | RGV | 253 | Residential | SolarSense | Trade Secret | 2020 | 2020
20252-215933-02 | Minnesota Power | 68 | 12647 | IOU | S-416 | 10 | Solar |  |  | Interconnected | Duluth | 55811 | RGV | 254 | Residential | SolarSense | Trade Secret | 2020 | 2020
20252-215933-02 | Minnesota Power | 68 | 12647 | IOU | S-417 | 3 | Solar |  |  | Interconnected | Duluth | 55807 | LSP | 281 | Residential | SolarSense | Trade Secret | 2020 | 2020
20252-215933-02 | Minnesota Power | 68 | 12647 | IOU | S-418 | 15.2 | Solar |  |  | Interconnected | Duluth | 55811 | SVR | 215 | Residential | SolarSense | Trade Secret | 2020 | 2020
20252-215933-02 | Minnesota Power | 68 | 12647 | IOU | S-419 | 20 | Solar |  |  | Interconnected | Cloquet | 55720 | CLQ | 410 | Commercial | SolarSense | Trade Secret | 2020 | 2020
20252-215933-02 | Minnesota Power | 68 | 12647 | IOU | S-420 | 19 | Solar |  |  | Interconnected | Duluth | 55806 | TFW | 243 | Residential | SolarSense | Trade Secret | 2020 | 2020
20252-215933-02 | Minnesota Power | 68 | 12647 | IOU | S-421 | 10 | Solar |  |  | Interconnected | Meadowlands | 55765 | MDL | 401 | Residential | SolarSense | Trade Secret | 2020 | 2020
20252-215933-02 | Minnesota Power | 68 | 12647 | IOU | S-422 | 10 | Solar |  |  | Interconnected | Duluth | 55806 | LSP | 280 | Residential | SolarSense | Trade Secret | 2020 | 2020
20252-215933-02 | Minnesota Power | 68 | 12647 | IOU | S-423 | 7 | Solar |  |  | Interconnected | Duluth | 55806 | LSP | 281 | Residential | SolarSense | Trade Secret | 2020 | 2020
20252-215933-02 | Minnesota Power | 68 | 12647 | IOU | S-424 | 7.6 | Solar |  |  | Interconnected | Duluth | 55804 | COL | 241 | Residential | SolarSense | Trade Secret | 2020 | 2020
20252-215933-02 | Minnesota Power | 68 | 12647 | IOU | S-425 | 7.6 | Storage |  |  | Interconnected | Duluth | 55804 | COL | 241 | Residential |  | Trade Secret | 2020 | 2020
20252-215933-02 | Minnesota Power | 68 | 12647 | IOU | S-426 | 15.2 | Solar |  |  | Interconnected | Duluth | 55811 | COL | 244 | Residential |  | Trade Secret | 2020 | 2020
20252-215933-02 | Minnesota Power | 68 | 12647 | IOU | S-427 | 3.8 | Solar |  |  | Interconnected | Duluth | 55806 | FIF | 233 | Residential | SolarSense | Trade Secret | 2020 | 2020
20252-215933-02 | Minnesota Power | 68 | 12647 | IOU | S-428 | 3.8 | Solar |  |  | Interconnected | Duluth | 55806 | FIF | 233 | Residential | SolarSense | Trade Secret | 2020 | 2020
20252-215933-02 | Minnesota Power | 68 | 12647 | IOU | S-429 | 11.4 | Solar |  |  | Interconnected | Duluth | 55804 | FRR | 275 | Residential | SolarSense | Trade Secret | 2020 | 2020
20252-215933-02 | Minnesota Power | 68 | 12647 | IOU | S-430 | 11.4 | Solar |  |  | Interconnected | Duluth | 55804 | FBG | 269 | Residential | SolarSense | Trade Secret | 2020 | 2020
20252-215933-02 | Minnesota Power | 68 | 12647 | IOU | S-431 | 11.4 | Solar |  |  | Interconnected | Duluth | 55803 | COL | 240 | Residential | SolarSense | Trade Secret | 2020 | 2020
20252-215933-02 | Minnesota Power | 68 | 12647 | IOU | S-432 | 15 | Solar |  |  | Interconnected | Aurora | 55708 | BIW | 1 | Commercial | SolarSense | Trade Secret | 2020 | 2020
20252-215933-02 | Minnesota Power | 68 | 12647 | IOU | S-433 | 5 | Solar |  |  | Interconnected | Duluth | 55805 | RGV | 254 | Residential | SolarSense | Trade Secret | 2020 | 2020
20252-215933-02 | Minnesota Power | 68 | 12647 | IOU | S-434 | 7.6 | Solar |  |  | Interconnected | Duluth | 55806 | SLA | 250 | Residential | SolarSense | Trade Secret | 2020 | 2020
20252-215933-02 | Minnesota Power | 68 | 12647 | IOU | S-435 | 3.6 | Solar |  |  | Interconnected | Crosby | 56441 | CSB | 2 | Residential |  | Trade Secret | 2020 | 2020
20252-215933-02 | Minnesota Power | 68 | 12647 | IOU | S-436 | 15.2 | Solar |  |  | Interconnected | Carlton | 55718 | WRN | 411 | Residential | SolarSense | Trade Secret | 2020 | 2020
20252-215933-02 | Minnesota Power | 68 | 12647 | IOU | S-437 | 15 | Solar |  |  | Interconnected | Esko | 55733 | CLQ | 410 | Residential | SolarSense | Trade Secret | 2020 | 2020
20252-215933-02 | Minnesota Power | 68 | 12647 | IOU | S-438 | 20 | Solar |  |  | Interconnected | Floodwood | 55736 | FLF | 402 | Commercial | SolarSense | Trade Secret | 2020 | 2020
20252-215933-02 | Minnesota Power | 68 | 12647 | IOU | S-439 | 7.6 | Solar |  |  | Interconnected | Hinckley | 55037 | HKY | 461 | Residential |  | Trade Secret | 2020 | 2020
20252-215933-02 | Minnesota Power | 68 | 12647 | IOU | S-440 | 4.35 | Solar |  |  | Interconnected | Duluth | 55804 | COL | 241 | Residential | SolarSense | Trade Secret | 2020 | 2020
20252-215933-02 | Minnesota Power | 68 | 12647 | IOU | S-441 | 5.8 | Solar |  |  | Interconnected | Duluth | 55804 | COL | 242 | Residential | SolarSense | Trade Secret | 2020 | 2020
20252-215933-02 | Minnesota Power | 68 | 12647 | IOU | S-442 | 11.8 | Solar |  |  | Interconnected | Cloquet | 55720 | CLQ | 409 | Residential | SolarSense | Trade Secret | 2020 | 2020
20252-215933-02 | Minnesota Power | 68 | 12647 | IOU | S-443 | 4.06 | Solar |  |  | Interconnected | Duluth | 55804 | COL | 241 | Residential | SolarSense | Trade Secret | 2019 | 2020
20252-215933-02 | Minnesota Power | 68 | 12647 | IOU | S-444 | 22.5 | Solar |  |  | Interconnected | Rice | 56367 | RIC | 1 | Commercial |  | Trade Secret | 2020 | 2020
20252-215933-02 | Minnesota Power | 68 | 12647 | IOU | S-445 | 10 | Solar |  |  | Interconnected | Duluth | 55803 | COL | 240 | Residential | SolarSense | Trade Secret | 2019 | 2020
20252-215933-02 | Minnesota Power | 68 | 12647 | IOU | S-446 | 8.12 | Solar |  |  | Interconnected | Hackensack | 56452 | HCS | 1 | Residential | SolarSense | Trade Secret | 2020 | 2020
20252-215933-02 | Minnesota Power | 68 | 12647 | IOU | S-447 | 11.4 | Solar |  |  | Interconnected | Duluth | 55803 | RGV | 253 | Residential |  | Trade Secret | 2020 | 2020
20252-215933-02 | Minnesota Power | 68 | 12647 | IOU | S-448 | 11.6 | Solar |  |  | Interconnected | Duluth | 55804 | COL | 244 | Residential | SolarSense | Trade Secret | 2020 | 2020
20252-215933-02 | Minnesota Power | 68 | 12647 | IOU | S-449 | 5.22 | Solar |  |  | Interconnected | Proctor | 55810 | LSP | 223 | Residential | SolarSense | Trade Secret | 2020 | 2020
20252-215933-02 | Minnesota Power | 68 | 12647 | IOU | S-450 | 2.9 | Solar |  |  | Interconnected | Duluth | 55804 | COL | 241 | Residential | SolarSense | Trade Secret | 2020 | 2020
20252-215933-02 | Minnesota Power | 68 | 12647 | IOU | S-451 | 10.98 | Solar |  |  | Interconnected | Duluth | 55803 | COL | 242 | Residential | SolarSense | Trade Secret | 2020 | 2020
20252-215933-02 | Minnesota Power | 68 | 12647 | IOU | S-452 | 5.8 | Solar |  |  | Interconnected | Duluth | 55811 | RGV | 255 | Residential | SolarSense | Trade Secret | 2020 | 2020
20252-215933-02 | Minnesota Power | 68 | 12647 | IOU | S-453 | 6.38 | Solar |  |  | Interconnected | Duluth | 55804 | COL | 241 | Residential | SolarSense | Trade Secret | 2020 | 2020
20252-215933-02 | Minnesota Power | 68 | 12647 | IOU | S-454 | 4.35 | Solar |  |  | Interconnected | Duluth | 55807 | LSP | 225 | Residential | SolarSense | Trade Secret | 2020 | 2020
20252-215933-02 | Minnesota Power | 68 | 12647 | IOU | S-455 | 7.6 | Solar |  |  | Interconnected | Grey Eagle | 56336 | GES | 1 | Commercial | SolarSense | Trade Secret | 2020 | 2020
20252-215933-02 | Minnesota Power | 68 | 12647 | IOU | S-456 | 15.2 | Solar |  |  | Interconnected | Duluth | 55803 | COL | 240 | Residential | SolarSense | Trade Secret | 2020 | 2020
20252-215933-02 | Minnesota Power | 68 | 12647 | IOU | S-457 | 6 | Solar |  |  | Interconnected | Duluth | 55804 | FRR | 275 | Residential | SolarSense | Trade Secret | 2020 | 2020
20252-215933-02 | Minnesota Power | 68 | 12647 | IOU | S-458 | 6 | Solar |  |  | Interconnected | Duluth | 55804 | COL | 241 | Residential | SolarSense | Trade Secret | 2020 | 2020
20252-215933-02 | Minnesota Power | 68 | 12647 | IOU | S-459 | 20 | Solar |  |  | Interconnected | Duluth | 55804 | COL | 245 | Residential | SolarSense | Trade Secret | 2020 | 2020
20252-215933-02 | Minnesota Power | 68 | 12647 | IOU | S-460 | 6 | Solar |  |  | Interconnected | Wrenshall | 55797 | WRN | 411 | Residential | SolarSense | Trade Secret | 2020 | 2020
20252-215933-02 | Minnesota Power | 68 | 12647 | IOU | S-461 | 10.56 | Solar |  |  | Interconnected | Wrenshall | 55797 | WRN | 411 | Residential | SolarSense | Trade Secret | 2020 | 2020
20252-215933-02 | Minnesota Power | 68 | 12647 | IOU | S-462 | 12.56 | Solar |  |  | Interconnected | Duluth | 55811 | SLA | 250 | Residential |  | Trade Secret | 2020 | 2020
20252-215933-02 | Minnesota Power | 68 | 12647 | IOU | S-463 | 7.6 | Solar |  |  | Interconnected | Duluth | 55805 | RGV | 254 | Residential | SolarSense | Trade Secret | 2020 | 2020
20252-215933-02 | Minnesota Power | 68 | 12647 | IOU | S-464 | 12.56 | Solar |  |  | Interconnected | Duluth | 55803 | COL | 240 | Residential | SolarSense | Trade Secret | 2020 | 2020
20252-215933-02 | Minnesota Power | 68 | 12647 | IOU | S-465 | 20 | Solar |  |  | Interconnected | Hinckley | 55037 | HKY | 462 | Commercial | SolarSense | Trade Secret | 2020 | 2020
20252-215933-02 | Minnesota Power | 68 | 12647 | IOU | S-466 | 20 | Solar |  |  | Interconnected | Hinckley | 55037 | HKY | 461 | Commercial | SolarSense | Trade Secret | 2020 | 2020
20252-215933-02 | Minnesota Power | 68 | 12647 | IOU | S-467 | 6.96 | Solar |  |  | Interconnected | Duluth | 55811 | SLA | 250 | Residential | SolarSense | Trade Secret | 2020 | 2020
20252-215933-02 | Minnesota Power | 68 | 12647 | IOU | S-468 | 20 | Solar |  |  | Interconnected | Floodwood | 55736 | FLF | 402 | Commercial | SolarSense | Trade Secret | 2020 | 2020
20252-215933-02 | Minnesota Power | 68 | 12647 | IOU | S-469 | 11.02 | Solar |  |  | Interconnected | Duluth | 55804 | COL | 244 | Residential | SolarSense | Trade Secret | 2020 | 2020
20252-215933-02 | Minnesota Power | 68 | 12647 | IOU | S-470 | 6 | Solar |  |  | Interconnected | Duluth | 55803 | COL | 240 | Residential |  | Trade Secret | 2020 | 2020
20252-215933-02 | Minnesota Power | 68 | 12647 | IOU | S-471 | 7.6 | Solar |  |  | Interconnected | Duluth | 55804 | COL | 241 | Residential |  | Trade Secret | 2020 | 2020
20252-215933-02 | Minnesota Power | 68 | 12647 | IOU | S-472 | 6.98 | Solar |  |  | Interconnected | Duluth | 55804 | COL | 244 | Residential | SolarSense | Trade Secret | 2020 | 2020
20252-215933-02 | Minnesota Power | 68 | 12647 | IOU | S-473 | 38 | Solar |  |  | Interconnected | Duluth | 55806 | FIF | 233 | Commercial |  | Trade Secret | 2020 | 2020
20252-215933-02 | Minnesota Power | 68 | 12647 | IOU | S-474 | 7.6 | Solar |  |  | Interconnected | Bowlus | 56314 | UPS | 1 | Residential | SolarSense | Trade Secret | 2020 | 2020
20252-215933-02 | Minnesota Power | 68 | 12647 | IOU | S-475 | 3.8 | Solar |  |  | Interconnected | Duluth | 55804 |  |  | Residential | SolarSense | Trade Secret | 2020 | 2020
20252-215933-02 | Minnesota Power | 68 | 12647 | IOU | S-476 | 12.5 | Solar |  |  | Interconnected | Duluth | 55811 | FCS | 214 | Residential | SolarSense | Trade Secret | 2020 | 2020
20252-215933-02 | Minnesota Power | 68 | 12647 | IOU | S-477 | 14.4 | Solar |  |  | Interconnected | Little Falls | 56345 | LFL | 529 | Commercial |  | Trade Secret | 2020 | 2020
20252-215933-02 | Minnesota Power | 68 | 12647 | IOU | S-478 | 7.6 | Solar |  |  | Interconnected | Duluth | 55811 | FBG | 269 | Residential | SolarSense | Trade Secret | 2020 | 2020
20252-215933-02 | Minnesota Power | 68 | 12647 | IOU | S-479 | 4.64 | Solar |  |  | Interconnected | Duluth | 55812 | RGV | 252 | Residential | SolarSense | Trade Secret | 2020 | 2020
20252-215933-02 | Minnesota Power | 68 | 12647 | IOU | S-480 | 6.28 | Solar |  |  | Interconnected | Duluth | 55808 |  |  | Residential | SolarSense | Trade Secret | 2020 | 2020
20252-215933-02 | Minnesota Power | 68 | 12647 | IOU | S-481 | 6.09 | Solar |  |  | Interconnected | Duluth | 55805 | RGV | 254 | Residential | SolarSense | Trade Secret | 2020 | 2020
20252-215933-02 | Minnesota Power | 68 | 12647 | IOU | S-482 | 11.4 | Solar |  |  | Decommissioned | Esko | 55733 | CNA | 405 | Residential | SolarSense | Trade Secret | 2020 | 2020 | 2023
20252-215933-02 | Minnesota Power | 68 | 12647 | IOU | S-483 | 12.25 | Solar |  |  | Interconnected | Cloquet | 55720 | CLQ | 409 | Commercial |  | Trade Secret | 2020 | 2020
20252-215933-02 | Minnesota Power | 68 | 12647 | IOU | S-484 | 10 | Solar |  |  | Interconnected | Duluth | 55803 | RGV | 253 | Residential |  | Trade Secret | 2020 | 2020
20252-215933-02 | Minnesota Power | 68 | 12647 | IOU | S-485 | 4.64 | Solar |  |  | Interconnected | Duluth | 55811 | HNS | 247 | Residential | SolarSense | Trade Secret | 2020 | 2020
20252-215933-02 | Minnesota Power | 68 | 12647 | IOU | S-486 | 9.77 | Solar |  |  | Interconnected | Duluth | 55804 | COL | 241 | Residential | SolarSense | Trade Secret | 2020 | 2020
20252-215933-02 | Minnesota Power | 68 | 12647 | IOU | S-487 | 14.4 | Solar |  |  | Interconnected | Royalton | 56373 | BLD | 511 | Residential |  | Trade Secret | 2020 | 2020
20252-215933-02 | Minnesota Power | 68 | 12647 | IOU | S-488 | 24 | Solar |  |  | Interconnected | Royalton | 56373 | BLD | 511 | Residential |  | Trade Secret | 2020 | 2020
20252-215933-02 | Minnesota Power | 68 | 12647 | IOU | S-489 | 7.6 | Solar |  |  | Interconnected | Duluth | 55811 | RGV | 251 | Residential | SolarSense | Trade Secret | 2020 | 2021
20252-215933-02 | Minnesota Power | 68 | 12647 | IOU | S-490 | 40 | Solar |  |  | Interconnected | Pierz | 56364 | RPR | 1 | Residential | SolarSense | Trade Secret | 2020 | 2021
20252-215933-02 | Minnesota Power | 68 | 12647 | IOU | S-491 | 20 | Solar |  |  | Interconnected | Pierz | 56364 | RPR | 1 | Residential |  | Trade Secret | 2020 | 2021
20252-215933-02 | Minnesota Power | 68 | 12647 | IOU | S-492 | 6.98 | Solar |  |  | Interconnected | Duluth | 55804 | FRR | 275 | Residential | SolarSense | Trade Secret | 2020 | 2021
20252-215933-02 | Minnesota Power | 68 | 12647 | IOU | S-493 | 7.6 | Solar |  |  | Interconnected | Hewitt | 56453 | HEW | 1 | Residential |  | Trade Secret | 2020 | 2021
20252-215933-02 | Minnesota Power | 68 | 12647 | IOU | S-494 | 30 | Solar |  |  | Interconnected | Carlton | 55718 | TMS | 412 | Residential |  | Trade Secret | 2020 | 2021
20252-215933-02 | Minnesota Power | 68 | 12647 | IOU | S-495 | 18.96 | Solar |  |  | Interconnected | Duluth | 55803 | COL | 240 | Residential | SolarSense | Trade Secret | 2020 | 2021
20252-215933-02 | Minnesota Power | 68 | 12647 | IOU | S-496 | 7.6 | Solar |  |  | Interconnected | Askov | 55704 | ASK | 6521 | Residential |  | Trade Secret | 2020 | 2021
20252-215933-02 | Minnesota Power | 68 | 12647 | IOU | S-497 | 5.22 | Solar |  |  | Interconnected | Duluth | 55810 | HNS | 236 | Residential | SolarSense | Trade Secret | 2020 | 2021
20252-215933-02 | Minnesota Power | 68 | 12647 | IOU | S-498 | 3.8 | Solar |  |  | Interconnected | Duluth | 55803 | FBG | 269 | Residential |  | Trade Secret | 2020 | 2021
20252-215933-02 | Minnesota Power | 68 | 12647 | IOU | S-499 | 7.6 | Solar |  |  | Interconnected | Sandstone | 55072 | SAN | 452 | Residential |  | Trade Secret | 2021 | 2021
20252-215933-02 | Minnesota Power | 68 | 12647 | IOU | S-500 | 18 | Solar |  |  | Interconnected | Swanville | 56382 | HNS | 237 | Residential |  | Trade Secret | 2021 | 2021
20252-215933-02 | Minnesota Power | 68 | 12647 | IOU | S-501 | 4.89 | Solar |  |  | Interconnected | Duluth | 55804 | Col | 244 | Residential | SolarSense | Trade Secret | 2021 | 2021
20252-215933-02 | Minnesota Power | 68 | 12647 | IOU | S-502 | 4.89 | Solar |  |  | Interconnected | Bovey | 55709 | NAS | 319 | Residential | SolarSense | Trade Secret | 2021 | 2021
20252-215933-02 | Minnesota Power | 68 | 12647 | IOU | S-503 | 5.58 | Solar |  |  | Interconnected | Duluth | 55805 | RGV | 254 | Residential | SolarSense | Trade Secret | 2021 | 2021
20252-215933-02 | Minnesota Power | 68 | 12647 | IOU | S-504 | 8.26 | Solar |  |  | Interconnected | Duluth | 55804 | COL | 244 | Residential | SolarSense | Trade Secret | 2021 | 2021
20252-215933-02 | Minnesota Power | 68 | 12647 | IOU | S-505 | 28.8 | Solar |  |  | Interconnected | Duluth | 55806 | FIF | 266 | Residential |  | Trade Secret | 2021 | 2021
20252-215933-02 | Minnesota Power | 68 | 12647 | IOU | S-506 | 5.31 | Solar |  |  | Interconnected | Duluth | 55804 | COL | 244 | Residential | SolarSense | Trade Secret | 2021 | 2021
20252-215933-02 | Minnesota Power | 68 | 12647 | IOU | S-507 | 19.54 | Solar |  | X | Interconnected | Crosby | 56441 | RVT | 506 | Residential |  | Trade Secret | 2021 | 2021
20252-215933-02 | Minnesota Power | 68 | 12647 | IOU | S-508 | 7.96 | Solar |  |  | Interconnected | Duluth | 55804 | FRR | 276 | Residential | SolarSense | Trade Secret | 2021 | 2021
20252-215933-02 | Minnesota Power | 68 | 12647 | IOU | S-509 | 13.6 | Solar |  |  | Interconnected | Pengilly | 55775 | NAS | 319 | Residential | SolarSense | Trade Secret | 2021 | 2021
20252-215933-02 | Minnesota Power | 68 | 12647 | IOU | S-510 | 25 | Solar |  |  | Interconnected | Duluth | 55803 | COL | 240 | Commercial |  | Trade Secret | 2021 | 2021
20252-215933-02 | Minnesota Power | 68 | 12647 | IOU | S-511 | 11.17 | Solar |  |  | Interconnected | Carlton | 55718 | WRN | 411 | Residential | SolarSense | Trade Secret | 2021 | 2021
20252-215933-02 | Minnesota Power | 68 | 12647 | IOU | S-512 | 23.4 | Solar |  |  | Interconnected | Little Falls | 56345 | LFW | 2 | Commercial |  | Trade Secret | 2021 | 2021
20252-215933-02 | Minnesota Power | 68 | 12647 | IOU | S-513 | 2.32 | Solar |  |  | Interconnected | Duluth | 55804 | COL | 244 | Residential | SolarSense | Trade Secret | 2021 | 2021
20252-215933-02 | Minnesota Power | 68 | 12647 | IOU | S-514 | 43.2 | Solar |  |  | Interconnected | Duluth | 55811 | SLA | 258 | Commercial |  | Trade Secret | 2021 | 2021
20252-215933-02 | Minnesota Power | 68 | 12647 | IOU | S-515 | 28.8 | Solar |  |  | Interconnected | Duluth | 55811 | SLA | 258 | Commercial | SolarSense | Trade Secret | 2021 | 2021
20252-215933-02 | Minnesota Power | 68 | 12647 | IOU | S-516 | 6 | Solar |  |  | Interconnected | Duluth | 55811 | SLA | 250 | Residential |  | Trade Secret | 2021 | 2021
20252-215933-02 | Minnesota Power | 68 | 12647 | IOU | S-517 | 11.4 | Solar |  |  | Interconnected | Duluth | 55811 | MDY | 278 | Residential | SolarSense | Trade Secret | 2021 | 2021
20252-215933-02 | Minnesota Power | 68 | 12647 | IOU | S-518 | 6.49 | Solar |  |  | Interconnected | Hermantown | 55811 | HNS | 236 | Residential | SolarSense | Trade Secret | 2021 | 2021
20252-215933-02 | Minnesota Power | 68 | 12647 | IOU | S-519 | 7.37 | Solar |  |  | Interconnected | Duluth | 55812 | RGV | 252 | Residential | SolarSense | Trade Secret | 2021 | 2021
20252-215933-02 | Minnesota Power | 68 | 12647 | IOU | S-520 | 7.08 | Solar |  |  | Interconnected | Duluth | 55811 | HNS | 236 | Residential | SolarSense | Trade Secret | 2021 | 2021
20252-215933-02 | Minnesota Power | 68 | 12647 | IOU | S-521 | 2.65 | Solar |  |  | Interconnected | Duluth | 55803 | COL | 240 | Residential | SolarSense | Trade Secret | 2021 | 2021
20252-215933-02 | Minnesota Power | 68 | 12647 | IOU | S-522 | 7.08 | Solar |  |  | Interconnected | Duluth | 55811 | SLA | 250 | Residential |  | Trade Secret | 2021 | 2021
20252-215933-02 | Minnesota Power | 68 | 12647 | IOU | S-523 | 1.77 | Solar |  |  | Interconnected | Cloquet | 55720 | CLQ | 409 | Residential | SolarSense | Trade Secret | 2021 | 2021
20252-215933-02 | Minnesota Power | 68 | 12647 | IOU | S-524 | 3.25 | Solar |  |  | Interconnected | Cloquet | 55720 | CLQ | 409 | Residential |  | Trade Secret | 2021 | 2021
20252-215933-02 | Minnesota Power | 68 | 12647 | IOU | S-525 | 5.31 | Solar |  |  | Interconnected | Duluth | 55808 | GRY | 201 | Residential | SolarSense | Trade Secret | 2021 | 2021
20252-215933-02 | Minnesota Power | 68 | 12647 | IOU | S-526 | 15 | Solar |  |  | Interconnected | Sturgeon Lake | 55783 | DEN | 6431 | Commercial | SolarSense | Trade Secret | 2021 | 2021
20252-215933-02 | Minnesota Power | 68 | 12647 | IOU | S-527 | 5.31 | Solar |  |  | Interconnected | Duluth | 55812 | RGV | 252 | Residential | SolarSense | Trade Secret | 2021 | 2021
20252-215933-02 | Minnesota Power | 68 | 12647 | IOU | S-528 | 4.72 | Solar |  |  | Interconnected | Duluth | 55805 | FIF | 220 | Residential | SolarSense | Trade Secret | 2021 | 2021
20252-215933-02 | Minnesota Power | 68 | 12647 | IOU | S-529 | 4.72 | Solar |  |  | Interconnected | Duluth | 55812 | RGV | 252 | Residential | SolarSense | Trade Secret | 2021 | 2021
20252-215933-02 | Minnesota Power | 68 | 12647 | IOU | S-530 | 10.62 | Solar |  |  | Interconnected | Duluth | 55810 | MDY | 277 | Residential | SolarSense | Trade Secret | 2021 | 2021
20252-215933-02 | Minnesota Power | 68 | 12647 | IOU | S-531 | 7.35 | Solar |  |  | Interconnected | Duluth | 55807 | LSP | 280 | Residential | SolarSense | Trade Secret | 2021 | 2021
20252-215933-02 | Minnesota Power | 68 | 12647 | IOU | S-532 | 11.8 | Solar |  |  | Interconnected | Duluth | 55804 | COL | 241 | Residential | SolarSense | Trade Secret | 2021 | 2021
20252-215933-02 | Minnesota Power | 68 | 12647 | IOU | S-533 | 5.31 | Solar |  |  | Interconnected | Duluth | 55806 | FIF | 220 | Residential | SolarSense | Trade Secret | 2021 | 2021
20252-215933-02 | Minnesota Power | 68 | 12647 | IOU | S-534 | 4.72 | Solar |  |  | Interconnected | Hermantown | 55811 | MDY | 278 | Residential | SolarSense | Trade Secret | 2021 | 2021
20252-215933-02 | Minnesota Power | 68 | 12647 | IOU | S-535 | 7.6 | Solar |  |  | Interconnected | Duluth | 55802 | FIF | 260 | Residential | SolarSense | Trade Secret | 2021 | 2021
20252-215933-02 | Minnesota Power | 68 | 12647 | IOU | S-536 | 4.69 | Solar |  |  | Interconnected | Duluth | 55811 | SLA | 250 | Residential | SolarSense | Trade Secret | 2021 | 2021
20252-215933-02 | Minnesota Power | 68 | 12647 | IOU | S-537 | 6.43 | Solar |  |  | Interconnected | Duluth | 55803 | COL | 240 | Residential | SolarSense | Trade Secret | 2021 | 2021
20252-215933-02 | Minnesota Power | 68 | 12647 | IOU | S-538 | 8 | Solar |  |  | Interconnected | Hermantown | 55811 | MDY | 278 | Residential | SolarSense | Trade Secret | 2021 | 2021
20252-215933-02 | Minnesota Power | 68 | 12647 | IOU | S-539 | 8 | Solar |  |  | Interconnected | Hermantown | 55811 | MDY | 278 | Residential |  | Trade Secret | 2021 | 2021
20252-215933-02 | Minnesota Power | 68 | 12647 | IOU | S-540 | 6 | Solar |  |  | Interconnected | Hermantown | 55811 | HNS | 237 | Residential | SolarSense | Trade Secret | 2021 | 2021
20252-215933-02 | Minnesota Power | 68 | 12647 | IOU | S-541 | 17.6 | Solar |  |  | Interconnected | Esko | 55733 | CAN | 405 | Residential | SolarSense | Trade Secret | 2021 | 2021
20252-215933-02 | Minnesota Power | 68 | 12647 | IOU | S-542 | 7.6 | Solar |  |  | Interconnected | Duluth | 55803 | COL | 240 | Residential | SolarSense | Trade Secret | 2021 | 2021
20252-215933-02 | Minnesota Power | 68 | 12647 | IOU | S-543 | 11.05 | Solar |  |  | Interconnected | Hermantown | 55811 | HNS | 236 | Residential | SolarSense | Trade Secret | 2021 | 2021
20252-215933-02 | Minnesota Power | 68 | 12647 | IOU | S-544 | 9.84 | Solar |  |  | Interconnected | Esko | 55733 | MDY | 277 | Residential | SolarSense | Trade Secret | 2021 | 2021
20252-215933-02 | Minnesota Power | 68 | 12647 | IOU | S-545 | 15.2 | Solar |  |  | Interconnected | Duluth | 55811 | FCS | 214 | Commercial | SolarSense | Trade Secret | 2021 | 2021
20252-215933-02 | Minnesota Power | 68 | 12647 | IOU | S-546 | 4.06 | Solar |  |  | Interconnected | East Gull Lake | 56401 | GLL | 2 | Residential | SolarSense | Trade Secret | 2021 | 2021
20252-215933-02 | Minnesota Power | 68 | 12647 | IOU | S-547 | 10.9 | Solar |  |  | Interconnected | Esko | 55733 | CAN | 405 | Residential | SolarSense | Trade Secret | 2021 | 2021
20252-215933-02 | Minnesota Power | 68 | 12647 | IOU | S-548 | 16 | Solar |  |  | Interconnected | Duluth | 55803 | COL | 240 | Residential | SolarSense | Trade Secret | 2021 | 2021
20252-215933-02 | Minnesota Power | 68 | 12647 | IOU | S-549 | 6 | Solar |  |  | Interconnected | Esko | 55733 | CAN | 403 | Residential | SolarSense | Trade Secret | 2021 | 2021
20252-215933-02 | Minnesota Power | 68 | 12647 | IOU | S-550 | 8.92 | Solar |  |  | Interconnected | Duluth | 55802 | FIF | 260 | Residential | SolarSense | Trade Secret | 2021 | 2021
20252-215933-02 | Minnesota Power | 68 | 12647 | IOU | S-551 | 13.92 | Solar |  |  | Interconnected | Floodwood | 55736 | FLF | 402 | Residential | SolarSense | Trade Secret | 2021 | 2021
20252-215933-02 | Minnesota Power | 68 | 12647 | IOU | S-552 | 7.6 | Solar |  |  | Interconnected | Duluth | 55808 | GRY | 200 | Residential | SolarSense | Trade Secret | 2021 | 2021
20252-215933-02 | Minnesota Power | 68 | 12647 | IOU | S-553 | 7.6 | Solar |  |  | Interconnected | Duluth | 55810 | FCS | 215 | Residential | SolarSense | Trade Secret | 2021 | 2021
20252-215933-02 | Minnesota Power | 68 | 12647 | IOU | S-554 | 15 | Solar |  |  | Interconnected | Eveleth | 55734 | HAT | 321 | Residential | SolarSense | Trade Secret | 2021 | 2021
20252-215933-02 | Minnesota Power | 68 | 12647 | IOU | S-555 | 12.39 | Solar |  |  | Interconnected | Duluth | 55811 | HNS | 229 | Residential | SolarSense | Trade Secret | 2021 | 2021
20252-215933-02 | Minnesota Power | 68 | 12647 | IOU | S-556 | 6.56 | Solar |  |  | Interconnected | Hermantown | 55811 | HNS | 236 | Residential | SolarSense | Trade Secret | 2021 | 2021
20252-215933-02 | Minnesota Power | 68 | 12647 | IOU | S-557 | 9.04 | Solar |  |  | Interconnected | Carlton | 55718 | WRN | 411 | Residential | SolarSense | Trade Secret | 2021 | 2021
20252-215933-02 | Minnesota Power | 68 | 12647 | IOU | S-558 | 9.28 | Solar |  |  | Interconnected | Duluth | 55804 | FRR | 276 | Residential | SolarSense | Trade Secret | 2021 | 2021
20252-215933-02 | Minnesota Power | 68 | 12647 | IOU | S-559 | 6 | Solar |  |  | Interconnected | Duluth | 55811 | RGV | 255 | Residential | SolarSense | Trade Secret | 2021 | 2021
20252-215933-02 | Minnesota Power | 68 | 12647 | IOU | S-560 | 11.39 | Solar |  |  | Interconnected | Duluth | 55806 | FIF | 220 | Residential | SolarSense | Trade Secret | 2021 | 2021
20252-215933-02 | Minnesota Power | 68 | 12647 | IOU | S-561 | 10.38 | Solar |  |  | Interconnected | Esko | 55733 | CAN | 405 | Residential | SolarSense | Trade Secret | 2021 | 2021
20252-215933-02 | Minnesota Power | 68 | 12647 | IOU | S-562 | 10.8 | Solar |  |  | Interconnected | Kerrick | 55756 | KER | 6501 | Residential |  | Trade Secret | 2021 | 2021
20252-215933-02 | Minnesota Power | 68 | 12647 | IOU | S-563 | 3.25 | Solar |  |  | Interconnected | Duluth | 55805 | RGV | 254 | Residential |  | Trade Secret | 2021 | 2021
20252-215933-02 | Minnesota Power | 68 | 12647 | IOU | S-564 | 11.8 | Solar |  |  | Interconnected | Pine River | 56474 | SPR | 1 | Residential |  | Trade Secret | 2021 | 2021
20252-215933-02 | Minnesota Power | 68 | 12647 | IOU | S-565 | 3.54 | Solar |  |  | Interconnected | Duluth | 55805 | RGV | 254 | Residential |  | Trade Secret | 2021 | 2021
20252-215933-02 | Minnesota Power | 68 | 12647 | IOU | S-566 | 5.6 | Solar |  |  | Interconnected | Duluth | 55804 | COL | 244 | Residential | SolarSense | Trade Secret | 2021 | 2021
20252-215933-02 | Minnesota Power | 68 | 12647 | IOU | S-567 | 5.6 | Solar |  |  | Interconnected | Duluth | 55812 | RGV | 252 | Residential |  | Trade Secret | 2021 | 2021
20252-215933-02 | Minnesota Power | 68 | 12647 | IOU | S-568 | 35.2 | Solar |  |  | Interconnected | Carlton | 55718 | WRN | 411 | Commercial |  | Trade Secret | 2021 | 2021
20252-215933-02 | Minnesota Power | 68 | 12647 | IOU | S-569 | 37.5 | Solar |  |  | Interconnected | Duluth | 55803 | COL | 240 | Residential |  | Trade Secret | 2021 | 2021
20252-215933-02 | Minnesota Power | 68 | 12647 | IOU | S-570 | 14 | Solar |  |  | Interconnected | Swanville | 56382 | SWN | 1 | Residential |  | Trade Secret | 2021 | 2021
20252-215933-02 | Minnesota Power | 68 | 12647 | IOU | S-571 | 4.93 | Solar |  |  | Interconnected | Duluth | 55804 | COL | 244 | Residential |  | Trade Secret | 2021 | 2021
20252-215933-02 | Minnesota Power | 68 | 12647 | IOU | S-572 | 3.54 | Solar |  |  | Interconnected | Duluth | 55806 | FIF | 233 | Commercial |  | Trade Secret | 2021 | 2021
20252-215933-02 | Minnesota Power | 68 | 12647 | IOU | S-573 | 11.4 | Solar |  |  | Interconnected | Duluth | 55810 | MDY | 277 | Residential |  | Trade Secret | 2021 | 2021
20252-215933-02 | Minnesota Power | 68 | 12647 | IOU | S-574 | 15.36 | Solar |  |  | Interconnected | Duluth | 55804 | COL | 241 | Residential |  | Trade Secret | 2021 | 2021
20252-215933-02 | Minnesota Power | 68 | 12647 | IOU | S-575 | 3.48 | Solar |  |  | Interconnected | Duluth | 55804 | COL | 244 | Residential |  | Trade Secret | 2021 | 2021
20252-215933-02 | Minnesota Power | 68 | 12647 | IOU | S-576 | 4.13 | Solar |  |  | Interconnected | Duluth | 55812 | RGV | 252 | Residential |  | Trade Secret | 2021 | 2021
20252-215933-02 | Minnesota Power | 68 | 12647 | IOU | S-577 | 18 | Solar |  |  | Interconnected | Freeport | 56311 | UPS | 1 | Residential |  | Trade Secret | 2021 | 2021
20252-215933-02 | Minnesota Power | 68 | 12647 | IOU | S-578 | 5.35 | Solar |  |  | Interconnected | Duluth | 55803 | COL | 242 | Residential |  | Trade Secret | 2021 | 2021
20252-215933-02 | Minnesota Power | 68 | 12647 | IOU | S-579 | 9.07 | Solar |  |  | Interconnected | Duluth | 55803 | FRR | 275 | Residential |  | Trade Secret | 2021 | 2021
20252-215933-02 | Minnesota Power | 68 | 12647 | IOU | S-580 | 14 | Solar |  |  | Interconnected | Duluth | 55803 | COL | 240 | Residential |  | Trade Secret | 2021 | 2021
20252-215933-02 | Minnesota Power | 68 | 12647 | IOU | S-581 | 8.38 | Solar |  |  | Interconnected | Duluth | 55802 | SND | 218 | Commercial |  | Trade Secret | 2021 | 2021
20252-215933-02 | Minnesota Power | 68 | 12647 | IOU | S-582 | 3.49 | Solar |  |  | Interconnected | Duluth | 55804 | COL | 244 | Residential |  | Trade Secret | 2021 | 2021
20252-215933-02 | Minnesota Power | 68 | 12647 | IOU | S-583 | 9.57 | Solar |  |  | Interconnected | Saginaw | 55779 | SVR | 215 | Residential |  | Trade Secret | 2021 | 2021
20252-215933-02 | Minnesota Power | 68 | 12647 | IOU | S-584 | 6.96 | Solar |  |  | Interconnected | Duluth | 55803 | COL | 240 | Residential |  | Trade Secret | 2021 | 2021
20252-215933-02 | Minnesota Power | 68 | 12647 | IOU | S-585 | 9 | Solar |  |  | Interconnected | Hermantown | 55811 | HNS | 229 | Commercial |  | Trade Secret | 2021 | 2021
20252-215933-02 | Minnesota Power | 68 | 12647 | IOU | S-586 | 7.51 | Solar |  |  | Interconnected | Rice | 56367 | RIC | 1 | Residential |  | Trade Secret | 2021 | 2021
20252-215933-02 | Minnesota Power | 68 | 12647 | IOU | S-587 | 5.51 | Solar |  |  | Interconnected | Duluth | 55804 | COL | 241 | Residential |  | Trade Secret | 2021 | 2021
20252-215933-02 | Minnesota Power | 68 | 12647 | IOU | S-588 | 4.35 | Solar |  |  | Interconnected | Duluth | 55804 | COL | 241 | Residential |  | Trade Secret | 2021 | 2021
20252-215933-02 | Minnesota Power | 68 | 12647 | IOU | S-589 | 5.31 | Solar |  |  | Interconnected | Cloquet | 55720 | CAN | 403 | Residential |  | Trade Secret | 2021 | 2021
20252-215933-02 | Minnesota Power | 68 | 12647 | IOU | S-590 | 7.5 | Solar |  |  | Interconnected | Duluth | 55804 | COL | 244 | Residential |  | Trade Secret | 2021 | 2021
20252-215933-02 | Minnesota Power | 68 | 12647 | IOU | S-591 | 8.7 | Solar |  |  | Interconnected | Duluth | 55804 | COL | 244 | Residential |  | Trade Secret | 2021 | 2021
20252-215933-02 | Minnesota Power | 68 | 12647 | IOU | S-592 | 5.74 | Solar |  |  | Interconnected | Duluth | 55811 | RGV | 252 | Residential |  | Trade Secret | 2021 | 2021
20252-215933-02 | Minnesota Power | 68 | 12647 | IOU | S-593 | 7.5 | Solar |  |  | Interconnected | Duluth | 55803 | COL | 240 | Residential |  | Trade Secret | 2021 | 2021
20252-215933-02 | Minnesota Power | 68 | 12647 | IOU | S-594 | 7.6 | Solar |  |  | Interconnected | Hackensack | 56452 | HCS | 1 | Residential |  | Trade Secret | 2021 | 2021
20252-215933-02 | Minnesota Power | 68 | 12647 | IOU | S-595 | 13.6 | Solar |  | X | Interconnected | Duluth | 55804 | COL | 245 | Residential |  | Trade Secret | 2021 | 2021
20252-215933-02 | Minnesota Power | 68 | 12647 | IOU | S-596 | 10 | Solar |  |  | Interconnected | Duluth | 55804 | COL | 245 | Residential |  | Trade Secret | 2021 | 2021
20252-215933-02 | Minnesota Power | 68 | 12647 | IOU | S-597 | 5.22 | Solar |  |  | Interconnected | Crosby | 56441 | CSB | 1 | Residential | SolarSense | Trade Secret | 2021 | 2021
20252-215933-02 | Minnesota Power | 68 | 12647 | IOU | S-598 | 8.99 | Solar |  |  | Interconnected | Duluth | 55804 | FRR | 275 | Residential |  | Trade Secret | 2021 | 2021
20252-215933-02 | Minnesota Power | 68 | 12647 | IOU | S-599 | 6.09 | Solar |  |  | Interconnected | Duluth | 55804 | COL | 241 | Residential |  | Trade Secret | 2021 | 2021
20252-215933-02 | Minnesota Power | 68 | 12647 | IOU | S-600 | 5.58 | Solar |  |  | Interconnected | Nisswa | 56468 | GLL | 1 | Residential |  | Trade Secret | 2021 | 2021
20252-215933-02 | Minnesota Power | 68 | 12647 | IOU | S-601 | 4.64 | Solar |  |  | Interconnected | Crosby | 56441 | CSB | 2 | Residential |  | Trade Secret | 2021 | 2021
20252-215933-02 | Minnesota Power | 68 | 12647 | IOU | S-602 | 13.33 | Solar |  |  | Interconnected | Duluth | 55804 | FRR | 276 | Residential |  | Trade Secret | 2021 | 2021
20252-215933-02 | Minnesota Power | 68 | 12647 | IOU | S-603 | 11.31 | Solar |  |  | Interconnected | Duluth | 55802 | FIF | 260 | Residential |  | Trade Secret | 2021 | 2021
20252-215933-02 | Minnesota Power | 68 | 12647 | IOU | S-604 | 3.48 | Solar |  |  | Interconnected | Duluth | 55812 | RGV | 252 | Residential |  | Trade Secret | 2021 | 2021
20252-215933-02 | Minnesota Power | 68 | 12647 | IOU | S-605 | 5.8 | Solar |  |  | Interconnected | Eveleth | 55734 | VRG | 311 | Residential |  | Trade Secret | 2021 | 2021
20252-215933-02 | Minnesota Power | 68 | 12647 | IOU | S-606 | 4.06 | Solar |  |  | Interconnected | Duluth | 55803 | COL | 240 | Residential |  | Trade Secret | 2021 | 2021
20252-215933-02 | Minnesota Power | 68 | 12647 | IOU | S-607 | 6.96 | Solar |  |  | Interconnected | Duluth | 55804 | FRR | 276 | Residential |  | Trade Secret | 2021 | 2021
20252-215933-02 | Minnesota Power | 68 | 12647 | IOU | S-608 | 11.6 | Solar |  |  | Interconnected | Rice Lake | 55803 | COL | 240 | Residential |  | Trade Secret | 2021 | 2021
20252-215933-02 | Minnesota Power | 68 | 12647 | IOU | S-609 | 3.77 | Solar |  |  | Interconnected | Duluth | 55804 | COL | 244 | Residential |  | Trade Secret | 2021 | 2021
20252-215933-02 | Minnesota Power | 68 | 12647 | IOU | S-610 | 8.75 | Solar |  |  | Interconnected | Duluth | 55804 | FRR | 276 | Residential |  | Trade Secret | 2021 | 2021
20252-215933-02 | Minnesota Power | 68 | 12647 | IOU | S-611 | 5.8 | Solar |  |  | Interconnected | Wrenshall | 55797 | WRN | 411 | Residential |  | Trade Secret | 2021 | 2021
20252-215933-02 | Minnesota Power | 68 | 12647 | IOU | S-612 | 36 | Solar |  |  | Interconnected | Hackensack | 56452 | HCS | 1 | Commercial |  | Trade Secret | 2016 | 2016
20252-215933-02 | Minnesota Power | 68 | 12647 | IOU | S-613 | 5 | Solar |  |  | Interconnected | Cloquet | 55720 | SAW | 6311 | Commercial |  | Trade Secret | 2020 | 2020
20252-215933-02 | Minnesota Power | 68 | 12647 | IOU | S-614 | 7.6 | Solar |  |  | Interconnected | Esko | 55733 | MDY | 277 | Residential |  | Trade Secret | 2022 | 2022
20252-215933-02 | Minnesota Power | 68 | 12647 | IOU | S-615 | 8.12 | Solar |  |  | Interconnected | Esko | 55733 | CNA | 405 | Residential |  | Trade Secret | 2022 | 2022
20252-215933-02 | Minnesota Power | 68 | 12647 | IOU | S-616 | 8.12 | Solar |  |  | Interconnected | Moose Lake | 55767 | DEN | 6431 | Residential |  | Trade Secret | 2022 | 2022
20252-215933-02 | Minnesota Power | 68 | 12647 | IOU | S-617 | 12.6 | Solar |  |  | Interconnected | Duluth | 55803 | COL | 240 | Residential |  | Trade Secret | 2022 | 2022
20252-215933-02 | Minnesota Power | 68 | 12647 | IOU | S-618 | 11.35 | Solar |  |  | Interconnected | Duluth | 55811 | SLA | 250 | Residential |  | Trade Secret | 2022 | 2022
20252-215933-02 | Minnesota Power | 68 | 12647 | IOU | S-619 | 6.68 | Solar |  |  | Interconnected | Hibbing | 55746 | SVE | 1 | Commercial |  | Trade Secret | 2022 | 2022
20252-215933-02 | Minnesota Power | 68 | 12647 | IOU | S-620 | 2.61 | Solar |  |  | Interconnected | Duluth | 55804 | COL | 241 | Residential |  | Trade Secret | 2022 | 2022
20252-215933-02 | Minnesota Power | 68 | 12647 | IOU | S-621 | 11.4 | Solar |  |  | Interconnected | Hackensack | 56452 |  |  | Commercial |  | Trade Secret | 2022 | 2022
20252-215933-02 | Minnesota Power | 68 | 12647 | IOU | S-622 | 6 | Solar |  |  | Interconnected | Duluth | 55808 | GRY | 201 | Residential | SolarSense | Trade Secret | 2021 | 2022
20252-215933-02 | Minnesota Power | 68 | 12647 | IOU | S-623 | 6.67 | Solar |  |  | Interconnected | Duluth | 55812 | RGV | 252 | Residential |  | Trade Secret | 2022 | 2022
20252-215933-02 | Minnesota Power | 68 | 12647 | IOU | S-624 | 8.38 | Solar |  |  | Interconnected | Duluth | 55803 | COL | 240 | Residential | SolarSense | Trade Secret | 2022 | 2022
20252-215933-02 | Minnesota Power | 68 | 12647 | IOU | S-625 | 4.13 | Solar |  |  | Interconnected | Duluth | 55812 |  |  | Residential |  | Trade Secret | 2022 | 2022
20252-215933-02 | Minnesota Power | 68 | 12647 | IOU | S-626 | 8.56 | Solar |  |  | Interconnected | Duluth | 55811 | FCS | 214 | Residential |  | Trade Secret | 2022 | 2022
20252-215933-02 | Minnesota Power | 68 | 12647 | IOU | S-627 | 10 | Solar |  |  | Interconnected | Esko | 55733 | CNA | 405 | Residential |  | Trade Secret | 2022 | 2022
20252-215933-02 | Minnesota Power | 68 | 12647 | IOU | S-628 | 3.66 | Solar |  |  | Interconnected | Duluth | 55803 | COL | 242 | Residential |  | Trade Secret | 2022 | 2022
20252-215933-02 | Minnesota Power | 68 | 12647 | IOU | S-629 | 9.51 | Solar |  |  | Interconnected | Duluth | 55804 | FRR | 275 | Residential |  | Trade Secret | 2022 | 2022
20252-215933-02 | Minnesota Power | 68 | 12647 | IOU | S-630 | 37.7 | Solar |  |  | Interconnected | Duluth | 55803 | COL | 240 | Residential |  | Trade Secret | 2021 | 2022
20252-215933-02 | Minnesota Power | 68 | 12647 | IOU | S-631 | 22.3 | Solar |  |  | Interconnected | Duluth | 55803 | COL | 240 | Residential |  | Trade Secret | 2022 | 2022
20252-215933-02 | Minnesota Power | 68 | 12647 | IOU | S-632 | 12.6 | Solar |  |  | Interconnected | Duluth | 55803 | COL | 240 | Residential | SolarSense | Trade Secret | 2021 | 2022
20252-215933-02 | Minnesota Power | 68 | 12647 | IOU | S-633 | 15.2 | Solar |  |  | Interconnected | Esko | 55733 | CNA | 405 | Residential |  | Trade Secret | 2022 | 2022
20252-215933-02 | Minnesota Power | 68 | 12647 | IOU | S-634 | 10.47 | Solar |  |  | Interconnected | Duluth | 55803 | FBG | 269 | Residential |  | Trade Secret | 2021 | 2022
20252-215933-02 | Minnesota Power | 68 | 12647 | IOU | S-635 | 3.84 | Solar |  |  | Interconnected | Duluth | 55811 | HNS | 236 | Residential |  | Trade Secret | 2022 | 2022
20252-215933-02 | Minnesota Power | 68 | 12647 | IOU | S-636 | 3.36 | Solar |  |  | Interconnected | Duluth | 55804 | COL | 240 | Residential |  | Trade Secret | 2021 | 2022
20252-215933-02 | Minnesota Power | 68 | 12647 | IOU | S-637 | 5 | Solar |  |  | Interconnected | Hermantown | 55811 | FCS | 214 | Residential |  | Trade Secret | 2021 | 2022
20252-215933-02 | Minnesota Power | 68 | 12647 | IOU | S-638 | 15.36 | Solar |  |  | Interconnected | Duluth | 55810 | FCS | 215 | Residential |  | Trade Secret | 2022 | 2022
20252-215933-02 | Minnesota Power | 68 | 12647 | IOU | S-639 | 11.71 | Solar |  |  | Interconnected | Willow River | 55795 | DEN | 6431 | Residential |  | Trade Secret | 2022 | 2022
20252-215933-02 | Minnesota Power | 68 | 12647 | IOU | S-640 | 9.15 | Solar |  |  | Interconnected | Duluth | 55804 | FRR | 275 | Residential |  | Trade Secret | 2022 | 2022
20252-215933-02 | Minnesota Power | 68 | 12647 | IOU | S-641 | 13.7 | Solar |  |  | Interconnected | Carlton | 55718 | WRN | 411 | Residential |  | Trade Secret | 2022 | 2022
20252-215933-02 | Minnesota Power | 68 | 12647 | IOU | S-642 | 10 | Solar |  |  | Interconnected | Swanville | 56382 | SWN | 1 | Residential |  | Trade Secret | 2022 | 2022
20252-215933-02 | Minnesota Power | 68 | 12647 | IOU | S-643 | 4.9 | Solar |  |  | Interconnected | Duluth | 55806 | FIF | 230 | Residential |  | Trade Secret | 2022 | 2022
20252-215933-02 | Minnesota Power | 68 | 12647 | IOU | S-644 | 3.29 | Solar |  |  | Interconnected | Duluth | 55802 | FIF | 260 | Residential |  | Trade Secret | 2022 | 2022
20252-215933-02 | Minnesota Power | 68 | 12647 | IOU | S-645 | 5.31 | Solar |  |  | Interconnected | Pequot Lakes | 56472 | PQL | 1 | Residential | Low Income | Trade Secret | 2022 | 2022
20252-215933-02 | Minnesota Power | 68 | 12647 | IOU | S-646 | 11.4 | Solar |  |  | Interconnected | Duluth | 55804 | FRR | 275 | Residential |  | Trade Secret | 2022 | 2022
20252-215933-02 | Minnesota Power | 68 | 12647 | IOU | S-647 | 6 | Solar |  |  | Interconnected | Duluth | 55804 | COL | 244 | Residential |  | Trade Secret | 2022 | 2022
20252-215933-02 | Minnesota Power | 68 | 12647 | IOU | S-648 | 15.2 | Solar |  |  | Interconnected | Esko | 55733 | CNA | 403 | Residential |  | Trade Secret | 2022 | 2022
20252-215933-02 | Minnesota Power | 68 | 12647 | IOU | S-649 | 6.9 | Solar |  |  | Interconnected | Babbitt | 55706 | BAB | 2 | Residential |  | Trade Secret | 2021 | 2022
20252-215933-02 | Minnesota Power | 68 | 12647 | IOU | S-650 | 7.67 | Solar |  |  | Interconnected | Duluth | 55807 | LSP | 281 | Residential |  | Trade Secret | 2022 | 2022
20252-215933-02 | Minnesota Power | 68 | 12647 | IOU | S-651 | 6.96 | Solar |  |  | Interconnected | Duluth | 55804 | COL | 240 | Residential | SolarSense | Trade Secret | 2022 | 2022
20252-215933-02 | Minnesota Power | 68 | 12647 | IOU | S-652 | 6.28 | Solar |  |  | Interconnected | Duluth | 55804 | RGV | 252 | Residential | SolarSense | Trade Secret | 2022 | 2022
20252-215933-02 | Minnesota Power | 68 | 12647 | IOU | S-653 | 6.09 | Solar |  |  | Interconnected | Saginaw | 55779 | SVR | 215 | Residential |  | Trade Secret | 2022 | 2022
20252-215933-02 | Minnesota Power | 68 | 12647 | IOU | S-654 | 4.35 | Solar |  |  | Interconnected | Babbitt | 55706 | BAB | 1 | Residential |  | Trade Secret | 2022 | 2022
20252-215933-02 | Minnesota Power | 68 | 12647 | IOU | S-655 | 4.64 | Solar |  |  | Interconnected | Duluth | 55803 | COL | 242 | Residential | SolarSense | Trade Secret | 2022 | 2022
20252-215933-02 | Minnesota Power | 68 | 12647 | IOU | S-656 | 15.2 | Solar |  |  | Interconnected | Long Prairie | 56347 | LGP | 1 | Residential |  | Trade Secret | 2021 | 2022
20252-215933-02 | Minnesota Power | 68 | 12647 | IOU | S-657 | 14.4 | Solar |  |  | Interconnected | Duluth | 55803 | FBG | 269 | Residential |  | Trade Secret | 2021 | 2022
20252-215933-02 | Minnesota Power | 68 | 12647 | IOU | S-658 | 8.4 | Solar |  |  | Interconnected | Wrenshall | 55797 | WRN | 411 | Residential |  | Trade Secret | 2021 | 2022
20252-215933-02 | Minnesota Power | 68 | 12647 | IOU | S-659 | 5.25 | Solar |  |  | Interconnected | Duluth | 55803 | COL | 240 | Residential |  | Trade Secret | 2022 | 2022
20252-215933-02 | Minnesota Power | 68 | 12647 | IOU | S-660 | 30 | Solar |  |  | Interconnected | Duluth | 55803 | COL | 240 | Residential |  | Trade Secret | 2022 | 2022
20252-215933-02 | Minnesota Power | 68 | 12647 | IOU | S-661 | 18 | Solar |  |  | Interconnected | Duluth | 55806 | TFW | 243 | Commercial |  | Trade Secret | 2022 | 2022
20252-215933-02 | Minnesota Power | 68 | 12647 | IOU | S-662 | 24 | Solar |  |  | Interconnected | Barnum | 55707 | BAR | 6421 | Residential |  | Trade Secret | 2021 | 2022
20252-215933-02 | Minnesota Power | 68 | 12647 | IOU | S-663 | 4.39 | Solar |  |  | Interconnected | Duluth | 55804 | FRR | 275 | Residential |  | Trade Secret | 2022 | 2022
20252-215933-02 | Minnesota Power | 68 | 12647 | IOU | S-664 | 13 | Storage |  |  | Interconnected | Duluth | 55804 | COL | 241 | Residential |  | Trade Secret | 2021 | 2022
20252-215933-02 | Minnesota Power | 68 | 12647 | IOU | S-665 | 14.7 | Solar |  |  | Interconnected | Nisswa | 56468 | RDL | 1 | Residential |  | Trade Secret | 2021 | 2022
20252-215933-02 | Minnesota Power | 68 | 12647 | IOU | S-666 | 7.6 | Solar |  |  | Interconnected | Browerville | 56438 | BRW | 2 | Residential |  | Trade Secret | 2022 | 2022
20252-215933-02 | Minnesota Power | 68 | 12647 | IOU | S-667 | 4.9 | Solar |  |  | Interconnected | Duluth | 55807 | LSP | 280 | Residential |  | Trade Secret | 2022 | 2022
20252-215933-02 | Minnesota Power | 68 | 12647 | IOU | S-668 | 8.78 | Solar |  |  | Interconnected | Cloquet | 55720 | SAW | 6311 | Residential |  | Trade Secret | 2022 | 2022
20252-215933-02 | Minnesota Power | 68 | 12647 | IOU | S-669 | 3.48 | Solar |  |  | Interconnected | Duluth | 55811 | HNS | 247 | Residential | SolarSense | Trade Secret | 2022 | 2022
20252-215933-02 | Minnesota Power | 68 | 12647 | IOU | S-670 | 4.64 | Solar |  |  | Interconnected | Duluth | 55805 | SLA | 250 | Residential |  | Trade Secret | 2022 | 2022
20252-215933-02 | Minnesota Power | 68 | 12647 | IOU | S-671 | 10.15 | Solar |  |  | Interconnected | Duluth | 55811 | SLA | 250 | Residential | SolarSense | Trade Secret | 2021 | 2022
20252-215933-02 | Minnesota Power | 68 | 12647 | IOU | S-672 | 7.32 | Solar |  |  | Interconnected | Duluth | 55802 | FIF | 260 | Residential |  | Trade Secret | 2022 | 2022
20252-215933-02 | Minnesota Power | 68 | 12647 | IOU | S-673 | 7.04 | Solar |  |  | Interconnected | Duluth | 55804 | COL | 241 | Residential |  | Trade Secret | 2022 | 2022
20252-215933-02 | Minnesota Power | 68 | 12647 | IOU | S-674 | 7.32 | Solar |  |  | Interconnected | Duluth | 55806 | FIF | 230 | Residential |  | Trade Secret | 2022 | 2022
20252-215933-02 | Minnesota Power | 68 | 12647 | IOU | S-675 | 2.6 | Solar |  |  | Interconnected | Duluth | 55805 | RGV | 254 | Residential |  | Trade Secret | 2022 | 2022
20252-215933-02 | Minnesota Power | 68 | 12647 | IOU | S-676 | 6.1 | Solar |  |  | Interconnected | Duluth | 55804 | FRR | 276 | Residential |  | Trade Secret | 2022 | 2022
20252-215933-02 | Minnesota Power | 68 | 12647 | IOU | S-677 | 10.15 | Solar |  |  | Interconnected | Duluth | 55803 | COL | 240 | Residential |  | Trade Secret | 2022 | 2022
20252-215933-02 | Minnesota Power | 68 | 12647 | IOU | S-678 | 6.58 | Solar |  |  | Interconnected | Duluth | 55803 | COL | 240 | Residential |  | Trade Secret | 2022 | 2022
20252-215933-02 | Minnesota Power | 68 | 12647 | IOU | S-679 | 5.58 | Solar |  |  | Interconnected | Duluth | 55804 | COL | 244 | Residential | SolarSense | Trade Secret | 2022 | 2022
20252-215933-02 | Minnesota Power | 68 | 12647 | IOU | S-680 | 24 | Solar |  |  | Interconnected | Browerville | 56438 | BRW | 2 | Residential |  | Trade Secret | 2022 | 2022
20252-215933-02 | Minnesota Power | 68 | 12647 | IOU | S-681 | 27 | Storage |  |  | Interconnected | Browerville | 56438 | BRW | 2 | Residential |  | Trade Secret | 2022 | 2022
20252-215933-02 | Minnesota Power | 68 | 12647 | IOU | S-682 | 18 | Solar |  |  | Interconnected | Barnum | 55707 | MAH | 6411 | Residential |  | Trade Secret | 2022 | 2022
20252-215933-02 | Minnesota Power | 68 | 12647 | IOU | S-683 | 11.6 | Solar |  |  | Interconnected | Duluth | 55803 | RGV | 253 | Residential |  | Trade Secret | 2022 | 2022
20252-215933-02 | Minnesota Power | 68 | 12647 | IOU | S-684 | 5 | Solar |  |  | Interconnected | Wrenshall | 55797 | WRN | 411 | Residential | SolarSense | Trade Secret | 2022 | 2022
20252-215933-02 | Minnesota Power | 68 | 12647 | IOU | S-685 | 3.48 | Solar |  |  | Interconnected | Duluth | 55803 | FBG | 269 | Residential |  | Trade Secret | 2022 | 2022
20252-215933-02 | Minnesota Power | 68 | 12647 | IOU | S-686 | 10.4 | Solar |  |  | Interconnected | Wrenshall | 55797 | WRN | 411 | Commercial |  | Trade Secret | 2021 | 2022
20252-215933-02 | Minnesota Power | 68 | 12647 | IOU | S-687 | 11.4 | Solar |  |  | Interconnected | Hermantown | 55810 | FCS | 215 | Residential |  | Trade Secret | 2022 | 2022
20252-215933-02 | Minnesota Power | 68 | 12647 | IOU | S-688 | 7.97 | Solar |  |  | Interconnected | Esko | 55733 | CNA | 403 | Residential |  | Trade Secret | 2022 | 2022
20252-215933-02 | Minnesota Power | 68 | 12647 | IOU | S-689 | 5.22 | Solar |  |  | Interconnected | Duluth | 55811 | HNS | 236 | Residential |  | Trade Secret | 2022 | 2022
20252-215933-02 | Minnesota Power | 68 | 12647 | IOU | S-690 | 7.25 | Solar |  |  | Interconnected | Hackensack | 56452 | HCS | 1 | Residential |  | Trade Secret | 2022 | 2022
20252-215933-02 | Minnesota Power | 68 | 12647 | IOU | S-691 | 4.02 | Solar |  |  | Interconnected | Duluth | 55804 | COL | 241 | Residential |  | Trade Secret | 2022 | 2022
20252-215933-02 | Minnesota Power | 68 | 12647 | IOU | S-692 | 4.64 | Solar |  |  | Interconnected | Duluth | 55806 | FIF | 230 | Residential |  | Trade Secret | 2022 | 2022
20252-215933-02 | Minnesota Power | 68 | 12647 | IOU | S-693 | 6.58 | Solar |  |  | Interconnected | Duluth | 55807 | LSP | 281 | Residential |  | Trade Secret | 2022 | 2022
20252-215933-02 | Minnesota Power | 68 | 12647 | IOU | S-694 | 3.84 | Solar |  |  | Interconnected | Duluth | 55804 | COL | 244 | Residential | SolarSense | Trade Secret | 2022 | 2022
20252-215933-02 | Minnesota Power | 68 | 12647 | IOU | S-695 | 4.38 | Solar |  |  | Interconnected | Duluth | 55810 | LSP | 223 | Residential |  | Trade Secret | 2022 | 2022
20252-215933-02 | Minnesota Power | 68 | 12647 | IOU | S-696 | 5.8 | Solar |  |  | Interconnected | Duluth | 55807 | LSP | 281 | Residential |  | Trade Secret | 2022 | 2022
20252-215933-02 | Minnesota Power | 68 | 12647 | IOU | S-697 | 9.57 | Solar |  |  | Interconnected | Duluth | 55803 |  |  | Commercial | SolarSense | Trade Secret | 2022 | 2022
20252-215933-02 | Minnesota Power | 68 | 12647 | IOU | S-698 | 9.86 | Solar |  |  | Interconnected | Sandstone | 55072 | SAN | 452 | Residential |  | Trade Secret | 2022 | 2022
20252-215933-02 | Minnesota Power | 68 | 12647 | IOU | S-699 | 15.4 | Solar |  |  | Interconnected | Backus | 56435 | PNR | 2 | Residential |  | Trade Secret | 2022 | 2022
20252-215933-02 | Minnesota Power | 68 | 12647 | IOU | S-700 | 5.4 | Solar |  |  | Interconnected | Crosby | 56441 | CTD | 1 | Residential |  | Trade Secret | 2021 | 2022
20252-215933-02 | Minnesota Power | 68 | 12647 | IOU | S-701 | 14 | Solar |  |  | Interconnected | Royalton | 56373 | ROY | 1 | Residential |  | Trade Secret | 2022 | 2022
20252-215933-02 | Minnesota Power | 68 | 12647 | IOU | S-702 | 6.28 | Solar |  |  | Interconnected | Duluth | 55811 | RGV | 255 | Residential |  | Trade Secret | 2022 | 2022
20252-215933-02 | Minnesota Power | 68 | 12647 | IOU | S-703 | 6.58 | Solar |  |  | Interconnected | Askov | 55704 | ASK | 6521 | Residential |  | Trade Secret | 2022 | 2022
20252-215933-02 | Minnesota Power | 68 | 12647 | IOU | S-704 | 13.34 | Solar |  |  | Interconnected | Duluth | 55804 | FRR | 276 | Residential | SolarSense | Trade Secret | 2022 | 2022
20252-215933-02 | Minnesota Power | 68 | 12647 | IOU | S-705 | 10.15 | Solar |  |  | Interconnected | Cloquet | 55720 | MHR | 451 | Residential |  | Trade Secret | 2022 | 2022
20252-215933-02 | Minnesota Power | 68 | 12647 | IOU | S-706 | 12 | Solar |  |  | Interconnected | Sturgeon Lake | 55783 | DEN | 6431 | Residential |  | Trade Secret | 2022 | 2022
20252-215933-02 | Minnesota Power | 68 | 12647 | IOU | S-707 | 4.06 | Solar |  |  | Interconnected | Eveleth | 55734 | ESS | 1 | Residential |  | Trade Secret | 2022 | 2022
20252-215933-02 | Minnesota Power | 68 | 12647 | IOU | S-708 | 11.2 | Solar |  |  | Interconnected | Duluth | 55811 | CBL | 214 | Residential |  | Trade Secret | 2022 | 2022
20252-215933-02 | Minnesota Power | 68 | 12647 | IOU | S-709 | 16.4 | Solar |  |  | Interconnected | Duluth | 55803 | RGV | 253 | Commercial | SolarSense | Trade Secret | 2022 | 2022
20252-215933-02 | Minnesota Power | 68 | 12647 | IOU | S-710 | 6.58 | Solar |  |  | Interconnected | Duluth | 55802 | FIF | 260 | Residential |  | Trade Secret | 2022 | 2022
20252-215933-02 | Minnesota Power | 68 | 12647 | IOU | S-711 | 8.05 | Solar |  |  | Interconnected | Duluth | 55803 | COL | 240 | Residential |  | Trade Secret | 2022 | 2022
20252-215933-02 | Minnesota Power | 68 | 12647 | IOU | S-712 | 5.24 | Solar |  |  | Interconnected | Cloquet | 55720 | CLQ | 409 | Residential | SolarSense | Trade Secret | 2021 | 2022
20252-215933-02 | Minnesota Power | 68 | 12647 | IOU | S-713 | 114.8 | Solar |  |  | Interconnected | Duluth | 55803 | SLA | 258 | Commercial |  | Trade Secret | 2022 | 2022
20252-215933-02 | Minnesota Power | 68 | 12647 | IOU | S-714 | 3.2 | Solar |  |  | Interconnected | Duluth | 55803 | COL | 242 | Residential |  | Trade Secret | 2022 | 2022
20252-215933-02 | Minnesota Power | 68 | 12647 | IOU | S-715 | 27.45 | Solar |  |  | Interconnected | Duluth | 55804 | COL | 245 | Residential |  | Trade Secret | 2022 | 2022
20252-215933-02 | Minnesota Power | 68 | 12647 | IOU | S-716 | 3.83 | Solar |  |  | Interconnected | Calumet | 55716 | NAS | 319 | Residential | Low Income | Trade Secret | 2022 | 2022
20252-215933-02 | Minnesota Power | 68 | 12647 | IOU | S-717 | 9.77 | Solar |  |  | Interconnected | Deerwood | 56444 | DHY | 1 | Residential | SolarSense | Trade Secret | 2021 | 2022
20252-215933-02 | Minnesota Power | 68 | 12647 | IOU | S-718 | 19.14 | Solar |  |  | Interconnected | Cloquet | 55720 | MHR | 451 | Residential |  | Trade Secret | 2022 | 2022
20252-215933-02 | Minnesota Power | 68 | 12647 | IOU | S-719 | 2.9 | Solar |  |  | Interconnected | Duluth | 55802 | FIF | 260 | Residential | SolarSense | Trade Secret | 2022 | 2022
20252-215933-02 | Minnesota Power | 68 | 12647 | IOU | S-720 | 5.58 | Solar |  |  | Interconnected | Duluth | 55803 | COL | 242 | Residential |  | Trade Secret | 2022 | 2022
20252-215933-02 | Minnesota Power | 68 | 12647 | IOU | S-721 | 7.6 | Solar |  |  | Interconnected | Duluth | 55804 | COL | 241 | Residential |  | Trade Secret | 2022 | 2022
20252-215933-02 | Minnesota Power | 68 | 12647 | IOU | S-722 | 9.57 | Solar |  |  | Interconnected | Duluth | 55804 | FRR | 275 | Residential | SolarSense | Trade Secret | 2022 | 2022
20252-215933-02 | Minnesota Power | 68 | 12647 | IOU | S-723 | 3.29 | Solar |  |  | Interconnected | Duluth | 55811 | SLA | 250 | Residential |  | Trade Secret | 2022 | 2022
20252-215933-02 | Minnesota Power | 68 | 12647 | IOU | S-724 | 8.2 | Solar |  |  | Interconnected | Motley | 56466 | MOT | 1 | Residential |  | Trade Secret | 2022 | 2022
20252-215933-02 | Minnesota Power | 68 | 12647 | IOU | S-725 | 4.64 | Solar |  |  | Interconnected | Hermantown | 55811 | HNS | 236 | Residential |  | Trade Secret | 2022 | 2022
20252-215933-02 | Minnesota Power | 68 | 12647 | IOU | S-726 | 9.57 | Solar |  |  | Interconnected | Hermantown | 55811 | HNS | 237 | Residential |  | Trade Secret | 2022 | 2022
20252-215933-02 | Minnesota Power | 68 | 12647 | IOU | S-727 | 5.8 | Solar |  |  | Interconnected | Duluth | 55808 | GRY | 201 | Residential |  | Trade Secret | 2022 | 2022
20252-215933-02 | Minnesota Power | 68 | 12647 | IOU | S-728 | 5.8 | Solar |  |  | Interconnected | Hibbing | 55746 | KLY | 1 | Residential |  | Trade Secret | 2022 | 2022
20252-215933-02 | Minnesota Power | 68 | 12647 | IOU | S-729 | 11.52 | Solar |  |  | Interconnected | Cloquet | 55720 | MHR | 451 | Residential |  | Trade Secret | 2022 | 2022
20252-215933-02 | Minnesota Power | 68 | 12647 | IOU | S-730 | 9.86 | Solar |  |  | Interconnected | Duluth | 55804 | COL | 241 | Residential |  | Trade Secret | 2022 | 2022
20252-215933-02 | Minnesota Power | 68 | 12647 | IOU | S-731 | 10.44 | Solar |  |  | Interconnected | Cloquet | 55720 | CLQ | 409 | Residential |  | Trade Secret | 2022 | 2022
20252-215933-02 | Minnesota Power | 68 | 12647 | IOU | S-732 | 4.06 | Solar |  |  | Interconnected | Duluth | 55807 | LSP | 225 | Residential |  | Trade Secret | 2022 | 2022
20252-215933-02 | Minnesota Power | 68 | 12647 | IOU | S-733 | 6.58 | Solar |  |  | Interconnected | Duluth | 55804 | COL | 241 | Residential |  | Trade Secret | 2022 | 2022
20252-215933-02 | Minnesota Power | 68 | 12647 | IOU | S-734 | 8.7 | Solar |  |  | Interconnected | Moose Lake | 55767 | DEN | 6431 | Residential |  | Trade Secret | 2022 | 2022
20252-215933-02 | Minnesota Power | 68 | 12647 | IOU | S-735 | 3.8 | Solar |  |  | Interconnected | Wrenshall | 55797 | WRN | 411 | Residential |  | Trade Secret | 2022 | 2022
20252-215933-02 | Minnesota Power | 68 | 12647 | IOU | S-736 | 15.08 | Solar |  |  | Interconnected | Duluth | 55804 | FRR | 275 | Residential |  | Trade Secret | 2022 | 2022
20252-215933-02 | Minnesota Power | 68 | 12647 | IOU | S-737 | 1.6 | Solar |  |  | Interconnected | Duluth | 55804 | COL | 244 | Residential |  | Trade Secret | 2021 | 2022
20252-215933-02 | Minnesota Power | 68 | 12647 | IOU | S-738 | 0.87 | Solar |  |  | Interconnected | Duluth | 55811 | HNS | 247 | Residential |  | Trade Secret | 2022 | 2022
20252-215933-02 | Minnesota Power | 68 | 12647 | IOU | S-739 | 38.8 | Solar |  |  | Interconnected | Pierz | 56364 |  |  | Residential |  | Trade Secret | 2022 | 2022
20252-215933-02 | Minnesota Power | 68 | 12647 | IOU | S-740 | 17 | Solar |  |  | Interconnected | Freeport | 56331 | UPS | 1 | Residential |  | Trade Secret | 2022 | 2022
20252-215933-02 | Minnesota Power | 68 | 12647 | IOU | S-741 | 9.42 | Solar |  |  | Interconnected | Aurora | 55705 | AUN | 1 | Commercial | SolarSense | Trade Secret | 2022 | 2022
20252-215933-02 | Minnesota Power | 68 | 12647 | IOU | S-742 | 3.2 | Solar |  |  | Interconnected | Duluth | 55804 | COL | 244 | Commercial |  | Trade Secret | 2022 | 2022
20252-215933-02 | Minnesota Power | 68 | 12647 | IOU | S-743 | 9.32 | Solar |  |  | Interconnected | Duluth | 55803 | COL | 240 | Residential |  | Trade Secret | 2022 | 2022
20252-215933-02 | Minnesota Power | 68 | 12647 | IOU | S-744 | 3.48 | Solar |  |  | Interconnected | Duluth | 55812 | RGV | 252 | Residential |  | Trade Secret | 2022 | 2022
20252-215933-02 | Minnesota Power | 68 | 12647 | IOU | S-745 | 3.48 | Solar |  |  | Interconnected | Duluth | 55804 | COL | 244 | Residential | SolarSense | Trade Secret | 2022 | 2022
20252-215933-02 | Minnesota Power | 68 | 12647 | IOU | S-746 | 6.49 | Solar |  |  | Interconnected | Duluth | 55811 | CBL | 214 | Residential | SolarSense | Trade Secret | 2022 | 2022
20252-215933-02 | Minnesota Power | 68 | 12647 | IOU | S-747 | 5.02 | Solar |  |  | Interconnected | Brainerd | 56401 | PNB | 1 | Residential |  | Trade Secret | 2022 | 2022
20252-215933-02 | Minnesota Power | 68 | 12647 | IOU | S-748 | 9.6 | Solar |  |  | Interconnected | Duluth | 55802 | FIF | 260 | Residential |  | Trade Secret | 2022 | 2022
20252-215933-02 | Minnesota Power | 68 | 12647 | IOU | S-749 | 8.64 | Solar |  |  | Interconnected | Cloquet | 55720 | MHR | 451 | Residential |  | Trade Secret | 2022 | 2022
20252-215933-02 | Minnesota Power | 68 | 12647 | IOU | S-750 | 8.77 | Solar |  |  | Interconnected | Duluth | 55810 | LSP | 223 | Residential |  | Trade Secret | 2022 | 2022
20252-215933-02 | Minnesota Power | 68 | 12647 | IOU | S-751 | 4.38 | Solar |  |  | Interconnected | Duluth | 55805 | SLA | 250 | Residential |  | Trade Secret | 2022 | 2022
20252-215933-02 | Minnesota Power | 68 | 12647 | IOU | S-752 | 10.73 | Solar |  |  | Interconnected | Hermantown | 55811 | HNS | 237 | Residential |  | Trade Secret | 2022 | 2022
20252-215933-02 | Minnesota Power | 68 | 12647 | IOU | S-753 | 5.85 | Solar |  |  | Interconnected | Duluth | 55803 | COL | 242 | Residential |  | Trade Secret | 2022 | 2022
20252-215933-02 | Minnesota Power | 68 | 12647 | IOU | S-754 | 19.03 | Solar |  |  | Interconnected | Esko | 55733 | CNA | 405 | Residential |  | Trade Secret | 2022 | 2022
20252-215933-02 | Minnesota Power | 68 | 12647 | IOU | S-755 | 11.5 | Solar |  |  | Interconnected | Hermantown | 55811 | HNS | 237 | Residential |  | Trade Secret | 2022 | 2022
20252-215933-02 | Minnesota Power | 68 | 12647 | IOU | S-756 | 7.33 | Solar |  |  | Interconnected | Proctor | 55810 | LSP | 223 | Residential | SolarSense | Trade Secret | 2021 | 2022
20252-215933-02 | Minnesota Power | 68 | 12647 | IOU | S-757 | 20 | Solar |  |  | Interconnected | Royalton | 56373 | ROY | 2 | Residential |  | Trade Secret | 2022 | 2022
20252-215933-02 | Minnesota Power | 68 | 12647 | IOU | S-758 | 6 | Solar |  |  | Interconnected | East Gull Lake | 56401 | GLL | 2 | Residential |  | Trade Secret | 2021 | 2022
20252-215933-02 | Minnesota Power | 68 | 12647 | IOU | S-759 | 2.79 | Solar |  |  | Interconnected | Duluth | 55803 | COL | 242 | Residential |  | Trade Secret | 2022 | 2022
20252-215933-02 | Minnesota Power | 68 | 12647 | IOU | S-760 | 4.38 | Solar |  |  | Interconnected | Duluth | 55805 | RGV | 254 | Residential |  | Trade Secret | 2022 | 2022
20252-215933-02 | Minnesota Power | 68 | 12647 | IOU | S-761 | 4.93 | Solar |  |  | Interconnected | Duluth | 55804 | COL | 241 | Residential |  | Trade Secret | 2022 | 2022
20252-215933-02 | Minnesota Power | 68 | 12647 | IOU | S-762 | 15.04 | Solar |  |  | Interconnected | Duluth | 55805 | SLA | 250 | Residential | SolarSense | Trade Secret | 2022 | 2022
20252-215933-02 | Minnesota Power | 68 | 12647 | IOU | S-763 | 4.06 | Solar |  |  | Interconnected | Duluth | 55812 | RGV | 252 | Residential | Low Income | Trade Secret | 2022 | 2022
20252-215933-02 | Minnesota Power | 68 | 12647 | IOU | S-764 | 6.67 | Solar |  |  | Interconnected | Duluth | 55802 | FIF | 260 | Residential |  | Trade Secret | 2022 | 2022
20252-215933-02 | Minnesota Power | 68 | 12647 | IOU | S-765 | 4.35 | Solar |  |  | Interconnected | Royalton | 56373 | ROY | 1 | Residential |  | Trade Secret | 2021 | 2022
20252-215933-02 | Minnesota Power | 68 | 12647 | IOU | S-766 | 2.32 | Solar |  |  | Interconnected | Cohasset | 55721 | ZMP | 335 | Residential |  | Trade Secret | 2022 | 2022
20252-215933-02 | Minnesota Power | 68 | 12647 | IOU | S-767 | 6.98 | Solar |  |  | Interconnected | Duluth | 55811 | HNS | 229 | Residential |  | Trade Secret | 2022 | 2022
20252-215933-02 | Minnesota Power | 68 | 12647 | IOU | S-768 | 11.8 | Solar |  |  | Interconnected | Backus | 56435 | BAC | 1 | Residential |  | Trade Secret | 2022 | 2022
20252-215933-02 | Minnesota Power | 68 | 12647 | IOU | S-769 | 8.12 | Solar |  |  | Interconnected | Rice | 56367 | RIC | 1 | Residential |  | Trade Secret | 2022 | 2022
20252-215933-02 | Minnesota Power | 68 | 12647 | IOU | S-770 | 10 | Solar |  |  | Interconnected | Duluth | 55803 | RGV | 253 | Residential |  | Trade Secret | 2022 | 2022
20252-215933-02 | Minnesota Power | 68 | 12647 | IOU | S-771 | 4.19 | Solar |  |  | Interconnected | Duluth | 55804 | FRR | 276 | Residential |  | Trade Secret | 2022 | 2022
20252-215933-02 | Minnesota Power | 68 | 12647 | IOU | S-772 | 4.49 | Solar |  |  | Interconnected | Duluth | 55805 | RGV | 254 | Residential |  | Trade Secret | 2022 | 2022
20252-215933-02 | Minnesota Power | 68 | 12647 | IOU | S-773 | 9.86 | Solar |  |  | Interconnected | Chisholm | 55719 | BAL | 1 | Residential |  | Trade Secret | 2022 | 2022
20252-215933-02 | Minnesota Power | 68 | 12647 | IOU | S-774 | 9.28 | Solar |  |  | Interconnected | Mountain Iron | 55768 | VRG | 304 | Residential | SolarSense | Trade Secret | 2022 | 2022
20252-215933-02 | Minnesota Power | 68 | 12647 | IOU | S-775 | 12.5 | Solar |  |  | Interconnected | Eveleth | 55734 | HAT | 321 | Residential |  | Trade Secret | 2022 | 2022
20252-215933-02 | Minnesota Power | 68 | 12647 | IOU | S-776 | 7.54 | Solar |  |  | Interconnected | Cloquet | 55720 | CNA | 403 | Residential |  | Trade Secret | 2022 | 2022
20252-215933-02 | Minnesota Power | 68 | 12647 | IOU | S-777 | 14.38 | Solar |  |  | Interconnected | Esko | 55733 | CNA | 405 | Residential |  | Trade Secret | 2022 | 2022
20252-215933-02 | Minnesota Power | 68 | 12647 | IOU | S-778 | 4.02 | Solar |  |  | Interconnected | Duluth | 55804 | COL | 241 | Residential |  | Trade Secret | 2022 | 2022
20252-215933-02 | Minnesota Power | 68 | 12647 | IOU | S-779 | 7.6 | Solar |  |  | Interconnected | Browerville | 56438 | BRW | 1 | Residential |  | Trade Secret | 2021 | 2022
20252-215933-02 | Minnesota Power | 68 | 12647 | IOU | S-780 | 6.03 | Solar |  |  | Interconnected | Duluth | 55803 | COL | 240 | Residential |  | Trade Secret | 2022 | 2022
20252-215933-02 | Minnesota Power | 68 | 12647 | IOU | S-781 | 4.06 | Solar |  |  | Interconnected | Duluth | 55810 | MDY | 277 | Residential |  | Trade Secret | 2022 | 2022
20252-215933-02 | Minnesota Power | 68 | 12647 | IOU | S-782 | 4.54 | Solar |  |  | Interconnected | Duluth | 55805 | RGV | 254 | Residential | SolarSense | Trade Secret | 2022 | 2022
20252-215933-02 | Minnesota Power | 68 | 12647 | IOU | S-783 | 8.05 | Solar |  |  | Interconnected | Duluth | 55803 | COL | 242 | Residential |  | Trade Secret | 2022 | 2022
20252-215933-02 | Minnesota Power | 68 | 12647 | IOU | S-784 | 5.38 | Solar |  |  | Interconnected | Duluth | 55803 | COL | 242 | Residential |  | Trade Secret | 2022 | 2022
20252-215933-02 | Minnesota Power | 68 | 12647 | IOU | S-785 | 2.74 | Solar |  |  | Interconnected | Duluth | 55803 | COL | 240 | Residential |  | Trade Secret | 2022 | 2022
20252-215933-02 | Minnesota Power | 68 | 12647 | IOU | S-786 | 15.37 | Solar |  |  | Interconnected | Duluth | 55804 | FRR | 275 | Residential | Low Income | Trade Secret | 2022 | 2022
20252-215933-02 | Minnesota Power | 68 | 12647 | IOU | S-787 | 9.21 | Solar |  |  | Interconnected | Duluth | 55803 | COL | 240 | Residential |  | Trade Secret | 2022 | 2022
20252-215933-02 | Minnesota Power | 68 | 12647 | IOU | S-788 | 8.05 | Solar |  |  | Interconnected | Duluth | 55804 | FRR | 276 | Residential |  | Trade Secret | 2022 | 2022
20252-215933-02 | Minnesota Power | 68 | 12647 | IOU | S-789 | 30.74 | Solar |  |  | Interconnected | Burtrum | 56318 | PPL | 539 | Residential |  | Trade Secret | 2021 | 2022
20252-215933-02 | Minnesota Power | 68 | 12647 | IOU | S-790 | 9.07 | Solar |  |  | Interconnected | Duluth | 55811 | SLA | 250 | Residential | SolarSense | Trade Secret | 2022 | 2022
20252-215933-02 | Minnesota Power | 68 | 12647 | IOU | S-791 | 3.48 | Solar |  |  | Interconnected | Duluth | 55803 | COL | 242 | Residential | SolarSense | Trade Secret | 2021 | 2022
20252-215933-02 | Minnesota Power | 68 | 12647 | IOU | S-792 | 13 | Solar |  |  | Interconnected | Finlayson | 55735 | FIN | 6511 | Residential |  | Trade Secret | 2022 | 2022
20252-215933-02 | Minnesota Power | 68 | 12647 | IOU | S-793 | 5.04 | Solar |  |  | Interconnected | Alborn | 55702 | BUR | 408 | Residential |  | Trade Secret | 2022 | 2022
20252-215933-02 | Minnesota Power | 68 | 12647 | IOU | S-794 | 5.12 | Solar |  |  | Interconnected | Duluth | 55803 | COL | 242 | Residential | SolarSense | Trade Secret | 2022 | 2022
20252-215933-02 | Minnesota Power | 68 | 12647 | IOU | S-795 | 5.51 | Solar |  |  | Interconnected | Duluth | 55811 | HNS | 229 | Residential | SolarSense | Trade Secret | 2022 | 2022
20252-215933-02 | Minnesota Power | 68 | 12647 | IOU | S-796 | 7.6 | Solar |  |  | Interconnected | Duluth | 55804 | FRR | 276 | Residential |  | Trade Secret | 2022 | 2022
20252-215933-02 | Minnesota Power | 68 | 12647 | IOU | S-797 | 10 | Storage |  |  | Interconnected | Duluth | 55811 | TFW | 243 | Residential |  | Trade Secret | 2021 | 2022
20252-215933-02 | Minnesota Power | 68 | 12647 | IOU | S-798 | 5600 | Solar |  |  | Interconnected | Hoyt Lakes | 55705 |  |  | Utility |  | Trade Secret | 2021 | 2022
20252-215933-02 | Minnesota Power | 68 | 12647 | IOU | S-799 | 1600 | Solar |  |  | Interconnected | Duluth | 55803 |  |  | Utility |  | Trade Secret | 2021 | 2022
20252-215933-02 | Minnesota Power | 68 | 12647 | IOU | S-1000 | 7.8 | Solar |  |  | Interconnected | Park Rapids | 56470 | LNG | 540 | Residential |  | Trade Secret | 2023 | 2023
20252-215933-02 | Minnesota Power | 68 | 12647 | IOU | S-1001 | 5.8 | Solar |  |  | Interconnected | Duluth | 55806 | TFW | 243 | Residential | SolarSense Low Income | Trade Secret | 2023 | 2023
20252-215933-02 | Minnesota Power | 68 | 12647 | IOU | S-1002 | 11.6 | Solar |  |  | Interconnected | Grey Eagle | 56336 | GES | 1 | Residential |  | Trade Secret | 2023 | 2023
20252-215933-02 | Minnesota Power | 68 | 12647 | IOU | S-1003 | 13.5 | Storage |  |  | Interconnected | Grey Eagle | 56336 | GES | 1 | Residential |  | Trade Secret | 2023 | 2023
20252-215933-02 | Minnesota Power | 68 | 12647 | IOU | S-1004 | 7.6 | Solar |  |  | Interconnected | Chisholm | 55719 | BAL | 1 | Residential | SolarSense | Trade Secret | 2023 | 2023
20252-215933-02 | Minnesota Power | 68 | 12647 | IOU | S-1005 | 36 | Solar |  |  | Interconnected | Duluth | 55802 |  |  | Residential |  | Trade Secret | 2023 | 2023
20252-215933-02 | Minnesota Power | 68 | 12647 | IOU | S-1006 | 10 | Solar |  |  | Interconnected | Akeley | 56433 | AKE | 1 | Residential |  | Trade Secret | 2023 | 2023
20252-215933-02 | Minnesota Power | 68 | 12647 | IOU | S-1007 | 38.4 | Solar |  |  | Interconnected | Saginaw | 55779 | SVR | 215 | Residential |  | Trade Secret | 2023 | 2023
20252-215933-02 | Minnesota Power | 68 | 12647 | IOU | S-1008 | 8.38 | Solar |  |  | Interconnected | Rice | 56367 | RIC | 1 | Residential |  | Trade Secret | 2022 | 2023
20252-215933-02 | Minnesota Power | 68 | 12647 | IOU | S-1009 | 25 | Solar |  |  | Interconnected | Duluth | 55811 | RGV | 254 | Commercial |  | Trade Secret | 2022 | 2023
20252-215933-02 | Minnesota Power | 68 | 12647 | IOU | S-1010 | 30 | Solar |  |  | Interconnected | Carlton | 55718 | WRN | 411 | Residential |  | Trade Secret | 2023 | 2023
20252-215933-02 | Minnesota Power | 68 | 12647 | IOU | S-1011 | 11.6 | Solar |  |  | Interconnected | Duluth | 55803 | COL | 240 | Residential |  | Trade Secret | 2022 | 2023
20252-215933-02 | Minnesota Power | 68 | 12647 | IOU | S-1012 | 25.6 | Solar |  |  | Interconnected | Bowlus | 56314 | UPS | 1 | Residential |  | Trade Secret | 2023 | 2023
20252-215933-02 | Minnesota Power | 68 | 12647 | IOU | S-1013 | 6.56 | Solar |  |  | Interconnected | Esko | 55733 | CLQ | 410 | Residential | SolarSense | Trade Secret | 2023 | 2023
20252-215933-02 | Minnesota Power | 68 | 12647 | IOU | S-1014 | 6.96 | Solar |  |  | Interconnected | Hibbing | 55746 | MTU | 330 | Residential | SolarSense | Trade Secret | 2023 | 2023
20252-215933-02 | Minnesota Power | 68 | 12647 | IOU | S-1015 | 7.83 | Solar |  |  | Interconnected | Duluth | 55802 | FIF | 260 | Residential |  | Trade Secret | 2023 | 2023
20252-215933-02 | Minnesota Power | 68 | 12647 | IOU | S-1016 | 6.98 | Solar |  |  | Interconnected | Wrenshall | 55797 | WRN | 411 | Residential |  | Trade Secret | 2023 | 2023
20252-215933-02 | Minnesota Power | 68 | 12647 | IOU | S-1017 | 15200 | Solar |  |  | Interconnected | Pilager | 56473 | BAX | 534 | Utility |  | Trade Secret | 2021 | 2023
20252-215933-02 | Minnesota Power | 68 | 12647 | IOU | S-800 | 7.56 | Solar |  |  | Interconnected | Duluth | 55804 | COL | 241 | Residential |  | Trade Secret | 2023 | 2023
20252-215933-02 | Minnesota Power | 68 | 12647 | IOU | S-801 | 6.96 | Solar |  |  | Interconnected | Duluth | 55807 | LSP | 280 | Residential |  | Trade Secret | 2022 | 2023
20252-215933-02 | Minnesota Power | 68 | 12647 | IOU | S-802 | 5.8 | Solar |  |  | Interconnected | Duluth | 55804 | FRR | 276 | Residential |  | Trade Secret | 2023 | 2023
20252-215933-02 | Minnesota Power | 68 | 12647 | IOU | S-803 | 4.67 | Solar |  |  | Interconnected | Duluth | 55805 | RGV | 254 | Residential | SolarSense | Trade Secret | 2023 | 2023
20252-215933-02 | Minnesota Power | 68 | 12647 | IOU | S-804 | 7.75 | Solar |  |  | Interconnected | Duluth | 55812 | RGV | 251 | Residential |  | Trade Secret | 2023 | 2023
20252-215933-02 | Minnesota Power | 68 | 12647 | IOU | S-805 | 9.52 | Solar |  |  | Interconnected | Holdingford | 56340 | UPS | 2 | Residential |  | Trade Secret | 2023 | 2023
20252-215933-02 | Minnesota Power | 68 | 12647 | IOU | S-806 | 38.4 | Solar |  |  | Interconnected | Carlton | 55718 | WRN | 411 | Commercial |  | Trade Secret | 2023 | 2023
20252-215933-02 | Minnesota Power | 68 | 12647 | IOU | S-807 | 32 | Solar |  |  | Interconnected | Pierz | 56364 | LFL | 526 | Residential |  | Trade Secret | 2023 | 2023
20252-215933-02 | Minnesota Power | 68 | 12647 | IOU | S-808 | 12.6 | Solar |  |  | Interconnected | Hermantown | 55811 | HNS | 236 | Residential |  | Trade Secret | 2023 | 2023
20252-215933-02 | Minnesota Power | 68 | 12647 | IOU | S-809 | 66.6 | Solar |  |  | Interconnected | Duluth | 55808 | LSP | 243 | Commercial |  | Trade Secret | 2023 | 2023
20252-215933-02 | Minnesota Power | 68 | 12647 | IOU | S-810 | 5 | Solar |  |  | Interconnected | Duluth | 55804 | FRR | 275 | Residential |  | Trade Secret | 2023 | 2023
20252-215933-02 | Minnesota Power | 68 | 12647 | IOU | S-811 | 5.86 | Solar |  |  | Interconnected | Duluth | 55803 | PIO | 270 | Residential |  | Trade Secret | 2023 | 2023
20252-215933-02 | Minnesota Power | 68 | 12647 | IOU | S-812 | 8.2 | Solar |  |  | Interconnected | Brainerd | 56401 | SYN | 1 | Residential |  | Trade Secret | 2022 | 2023
20252-215933-02 | Minnesota Power | 68 | 12647 | IOU | S-813 | 24 | Solar |  |  | Interconnected | Nisswa | 56468 | RDL | 1 | Residential |  | Trade Secret | 2022 | 2023
20252-215933-02 | Minnesota Power | 68 | 12647 | IOU | S-814 | 875 | Solar |  |  | Interconnected | Swanville | 56382 | PPL | 514 | Commercial |  | Trade Secret | 2022 | 2023
20252-215933-02 | Minnesota Power | 68 | 12647 | IOU | S-815 | 10.2 | Solar |  |  | Interconnected | Duluth | 55803 | FBG | 269 | Residential |  | Trade Secret | 2023 | 2023
20252-215933-02 | Minnesota Power | 68 | 12647 | IOU | S-816 | 28.8 | Solar |  |  | Interconnected | Duluth | 55811 | RGV | 252 | Commercial |  | Trade Secret | 2022 | 2023
20252-215933-02 | Minnesota Power | 68 | 12647 | IOU | S-817 | 15.36 | Solar |  |  | Interconnected | Hinckley | 55037 | HKZ | 463 | Commercial |  | Trade Secret | 2023 | 2023
20252-215933-02 | Minnesota Power | 68 | 12647 | IOU | S-818 | 38.5 | Solar |  |  | Interconnected | Royalton | 56373 | ROY | 2 | Commercial |  | Trade Secret | 2023 | 2023
20252-215933-02 | Minnesota Power | 68 | 12647 | IOU | S-819 | 20.88 | Solar |  |  | Interconnected | Deer River | 56636 | ZMP | 337 | Residential |  | Trade Secret | 2023 | 2023
20252-215933-02 | Minnesota Power | 68 | 12647 | IOU | S-820 | 11.35 | Solar |  |  | Interconnected | Duluth | 55803 | COL | 240 | Residential |  | Trade Secret | 2022 | 2023
20252-215933-02 | Minnesota Power | 68 | 12647 | IOU | S-821 | 13.05 | Solar |  |  | Interconnected | Ironton | 56455 | DHY | 1 | Residential |  | Trade Secret | 2022 | 2023
20252-215933-02 | Minnesota Power | 68 | 12647 | IOU | S-822 | 5.45 | Solar |  |  | Interconnected | Duluth | 55804 | COL | 244 | Residential | SolarSense | Trade Secret | 2023 | 2023
20252-215933-02 | Minnesota Power | 68 | 12647 | IOU | S-823 | 11.67 | Solar |  |  | Interconnected | Duluth | 55804 | COL | 242 | Residential | SolarSense | Trade Secret | 2023 | 2023
20252-215933-02 | Minnesota Power | 68 | 12647 | IOU | S-824 | 11 | Solar |  |  | Interconnected | Duluth | 55806 | FIF | 266 | Commercial |  | Trade Secret | 2023 | 2023
20252-215933-02 | Minnesota Power | 68 | 12647 | IOU | S-825 | 3.48 | Solar |  |  | Interconnected | Duluth | 55808 | GRY | 200 | Residential |  | Trade Secret | 2023 | 2023
20252-215933-02 | Minnesota Power | 68 | 12647 | IOU | S-826 | 3.48 | Solar |  |  | Interconnected | Duluth | 55808 | GRY | 200 | Residential |  | Trade Secret | 2023 | 2023
20252-215933-02 | Minnesota Power | 68 | 12647 | IOU | S-827 | 5.04 | Solar |  |  | Interconnected | Duluth | 55804 | COL | 244 | Residential |  | Trade Secret | 2023 | 2023
20252-215933-02 | Minnesota Power | 68 | 12647 | IOU | S-828 | 28.03 | Solar |  |  | Interconnected | Bowlus | 56314 | UPS | 1 | Residential |  | Trade Secret | 2023 | 2023
20252-215933-02 | Minnesota Power | 68 | 12647 | IOU | S-829 | 9.28 | Solar |  |  | Interconnected | Duluth | 55812 | RGV | 252 | Residential |  | Trade Secret | 2023 | 2023
20252-215933-02 | Minnesota Power | 68 | 12647 | IOU | S-830 | 2.45 | Solar |  |  | Interconnected | Duluth | 55804 | FRR | 276 | Residential |  | Trade Secret | 2023 | 2023
20252-215933-02 | Minnesota Power | 68 | 12647 | IOU | S-831 | 13 | Storage |  |  | Interconnected | Duluth | 55804 | FRR | 276 | Residential |  | Trade Secret | 2023 | 2023
20252-215933-02 | Minnesota Power | 68 | 12647 | IOU | S-832 | 16.4 | Solar |  |  | Interconnected | Nisswa | 56468 | RDL | 1 | Residential |  | Trade Secret | 2023 | 2023
20252-215933-02 | Minnesota Power | 68 | 12647 | IOU | S-833 | 9.22 | Solar |  |  | Interconnected | Duluth | 55805 | RGV | 254 | Residential |  | Trade Secret | 2023 | 2023
20252-215933-02 | Minnesota Power | 68 | 12647 | IOU | S-834 | 20.88 | Solar |  |  | Interconnected | Duluth | 55811 | FCS | 214 | Residential |  | Trade Secret | 2022 | 2023
20252-215933-02 | Minnesota Power | 68 | 12647 | IOU | S-835 | 21.46 | Solar |  |  | Interconnected | Carlton | 55718 | WRN | 411 | Residential |  | Trade Secret | 2022 | 2023
20252-215933-02 | Minnesota Power | 68 | 12647 | IOU | S-836 | 6.67 | Solar |  |  | Interconnected | Duluth | 55806 | LSP | 208 | Residential |  | Trade Secret | 2022 | 2023
20252-215933-02 | Minnesota Power | 68 | 12647 | IOU | S-837 | 12.16 | Solar |  |  | Interconnected | Duluth | 55804 | FRR | 276 | Residential |  | Trade Secret | 2023 | 2023
20252-215933-02 | Minnesota Power | 68 | 12647 | IOU | S-838 | 5 | Solar |  |  | Interconnected | Duluth | 55805 | RGV | 254 | Residential |  | Trade Secret | 2023 | 2023
20252-215933-02 | Minnesota Power | 68 | 12647 | IOU | S-839 | 15.5 | Solar |  |  | Interconnected | Long Prairie | 56347 | LGP | 1 | Residential |  | Trade Secret | 2023 | 2023
20252-215933-02 | Minnesota Power | 68 | 12647 | IOU | S-840 | 10 | Solar |  |  | Interconnected | Pierz | 56364 | PZG | 2 | Residential |  | Trade Secret | 2023 | 2023
20252-215933-02 | Minnesota Power | 68 | 12647 | IOU | S-841 | 19.53 | Solar |  |  | Interconnected | Hermantown | 55811 | HNS | 237 | Residential |  | Trade Secret | 2023 | 2023
20252-215933-02 | Minnesota Power | 68 | 12647 | IOU | S-842 | 12 | Solar |  |  | Interconnected | Esko | 55733 | CNA | 405 | Residential |  | Trade Secret | 2023 | 2023
20252-215933-02 | Minnesota Power | 68 | 12647 | IOU | S-843 | 5.12 | Solar |  |  | Interconnected | Duluth | 55804 | COL | 244 | Residential | SolarSense Low Income | Trade Secret | 2023 | 2023
20252-215933-02 | Minnesota Power | 68 | 12647 | IOU | S-844 | 16.53 | Solar |  |  | Interconnected | Alborn | 55702 | MDL | 401 | Commercial |  | Trade Secret | 2022 | 2023
20252-215933-02 | Minnesota Power | 68 | 12647 | IOU | S-845 | 6.96 | Solar |  |  | Interconnected | Duluth | 55805 | SLA | 250 | Residential | SolarSense Low Income | Trade Secret | 2022 | 2023
20252-215933-02 | Minnesota Power | 68 | 12647 | IOU | S-846 | 54 | Storage |  |  | Interconnected | Cloquet | 55718 | CNA | 403 | Residential |  | Trade Secret | 2023 | 2023
20252-215933-02 | Minnesota Power | 68 | 12647 | IOU | S-847 | 24 | Solar |  |  | Interconnected | Cloquet | 55718 | CNA | 403 | Residential |  | Trade Secret | 2023 | 2023
20252-215933-02 | Minnesota Power | 68 | 12647 | IOU | S-848 | 11.4 | Solar |  |  | Interconnected | Hinckley | 55037 | SAN | 452 | Residential |  | Trade Secret | 2022 | 2023
20252-215933-02 | Minnesota Power | 68 | 12647 | IOU | S-849 | 38.4 | Solar |  |  | Interconnected | Cloquet | 55718 | CNA | 403 | Residential |  | Trade Secret | 2023 | 2023
20252-215933-02 | Minnesota Power | 68 | 12647 | IOU | S-850 | 7.6 | Solar |  |  | Interconnected | Duluth | 55803 | COL | 242 | Residential |  | Trade Secret | 2023 | 2023
20252-215933-02 | Minnesota Power | 68 | 12647 | IOU | S-851 | 16.34 | Solar |  |  | Interconnected | Barnum | 55707 | BAR | 6421 | Residential |  | Trade Secret | 2023 | 2023
20252-215933-02 | Minnesota Power | 68 | 12647 | IOU | S-852 | 16.1 | Solar |  |  | Interconnected | Esko | 55733 | CNA | 405 | Residential | SolarSense | Trade Secret | 2023 | 2023
20252-215933-02 | Minnesota Power | 68 | 12647 | IOU | S-853 | 15.37 | Solar |  |  | Interconnected | Sandstone | 55072 | SAN | 452 | Residential |  | Trade Secret | 2023 | 2023
20252-215933-02 | Minnesota Power | 68 | 12647 | IOU | S-854 | 5.93 | Solar |  |  | Interconnected | Duluth | 55804 | COL | 241 | Residential |  | Trade Secret | 2022 | 2023
20252-215933-02 | Minnesota Power | 68 | 12647 | IOU | S-855 | 5.12 | Solar |  |  | Interconnected | Duluth | 55811 | HNS | 236 | Residential |  | Trade Secret | 2023 | 2023
20252-215933-02 | Minnesota Power | 68 | 12647 | IOU | S-856 | 27 | Storage |  |  | Interconnected | Saginaw | 55779 | SVR | 215 | Residential |  | Trade Secret | 2023 | 2023
20252-215933-02 | Minnesota Power | 68 | 12647 | IOU | S-857 | 16 | Solar |  |  | Interconnected | Saginaw | 55779 | SVR | 215 | Residential |  | Trade Secret | 2023 | 2023
20252-215933-02 | Minnesota Power | 68 | 12647 | IOU | S-858 | 6.14 | Solar |  |  | Interconnected | Duluth | 55804 | COL | 240 | Residential |  | Trade Secret | 2023 | 2023
20252-215933-02 | Minnesota Power | 68 | 12647 | IOU | S-859 | 38.4 | Solar |  |  | Interconnected | Esko | 55733 | CNA | 403 | Residential |  | Trade Secret | 2023 | 2023
20252-215933-02 | Minnesota Power | 68 | 12647 | IOU | S-860 | 23.1 | Solar |  |  | Interconnected | Browerville | 56438 | BRW | 2 | Residential |  | Trade Secret | 2023 | 2023
20252-215933-02 | Minnesota Power | 68 | 12647 | IOU | S-861 | 10.61 | Solar |  |  | Interconnected | Menahga | 56464 | SLS | 1 | Residential |  | Trade Secret | 2023 | 2023
20252-215933-02 | Minnesota Power | 68 | 12647 | IOU | S-862 | 7.25 | Solar |  |  | Interconnected | Hermantown | 55811 | HNS | 236 | Residential | SolarSense | Trade Secret | 2023 | 2023
20252-215933-02 | Minnesota Power | 68 | 12647 | IOU | S-863 | 4.6 | Solar |  |  | Interconnected | Duluth | 55807 | LSP | 281 | Residential |  | Trade Secret | 2023 | 2023
20252-215933-02 | Minnesota Power | 68 | 12647 | IOU | S-864 | 7.68 | Solar |  |  | Interconnected | Deerwood | 56444 | DER | 2 | Residential |  | Trade Secret | 2023 | 2023
20252-215933-02 | Minnesota Power | 68 | 12647 | IOU | S-865 | 10.5 | Storage |  |  | Interconnected | Deerwood | 56444 | DER | 2 | Residential |  | Trade Secret | 2023 | 2023
20252-215933-02 | Minnesota Power | 68 | 12647 | IOU | S-866 | 7.33 | Solar |  |  | Interconnected | Duluth | 55802 | FIF | 260 | Residential | SolarSense | Trade Secret | 2022 | 2023
20252-215933-02 | Minnesota Power | 68 | 12647 | IOU | S-867 | 17.4 | Solar |  |  | Interconnected | Esko | 55733 | CNA | 413 | Residential |  | Trade Secret | 2023 | 2023
20252-215933-02 | Minnesota Power | 68 | 12647 | IOU | S-868 | 7.68 | Solar |  |  | Interconnected | Duluth | 55804 | FRR | 275 | Residential | SolarSense | Trade Secret | 2023 | 2023
20252-215933-02 | Minnesota Power | 68 | 12647 | IOU | S-869 | 18.3 | Solar |  |  | Interconnected | Pine River | 56474 | SPR | 1 | Residential | SolarSense | Trade Secret | 2023 | 2023
20252-215933-02 | Minnesota Power | 68 | 12647 | IOU | S-870 | 5.04 | Solar |  |  | Interconnected | Duluth | 55804 | COL | 244 | Residential |  | Trade Secret | 2023 | 2023
20252-215933-02 | Minnesota Power | 68 | 12647 | IOU | S-871 | 4.48 | Solar |  |  | Interconnected | Cloquet | 55718 | CLQ | 409 | Residential |  | Trade Secret | 2023 | 2023
20252-215933-02 | Minnesota Power | 68 | 12647 | IOU | S-872 | 9.22 | Solar |  |  | Interconnected | Barnum | 55707 | BAR | 6421 | Residential |  | Trade Secret | 2023 | 2023
20252-215933-02 | Minnesota Power | 68 | 12647 | IOU | S-873 | 5.22 | Solar |  |  | Interconnected | Duluth | 55803 | RGV | 253 | Commercial |  | Trade Secret | 2023 | 2023
20252-215933-02 | Minnesota Power | 68 | 12647 | IOU | S-874 | 3.48 | Solar |  |  | Interconnected | Duluth | 55806 | FIF | 230 | Residential |  | Trade Secret | 2023 | 2023
20252-215933-02 | Minnesota Power | 68 | 12647 | IOU | S-875 | 9.28 | Solar |  |  | Interconnected | Cloquet | 55718 | CLQ | 409 | Residential |  | Trade Secret | 2023 | 2023
20252-215933-02 | Minnesota Power | 68 | 12647 | IOU | S-876 | 6 | Solar |  |  | Interconnected | Duluth | 55802 | CBL | 214 | Residential |  | Trade Secret | 2023 | 2023
20252-215933-02 | Minnesota Power | 68 | 12647 | IOU | S-877 | 22.8 | Solar |  |  | Interconnected | Silver Bay | 55614 | SBT | 4302 | Commercial | SolarSense Low Income | Trade Secret | 2023 | 2023
20252-215933-02 | Minnesota Power | 68 | 12647 | IOU | S-878 | 16 | Solar |  |  | Interconnected | Pine River | 56474 | PNR | 2 | Residential |  | Trade Secret | 2022 | 2023
20252-215933-02 | Minnesota Power | 68 | 12647 | IOU | S-879 | 11.02 | Solar |  |  | Interconnected | Lake Shore | 56468 | NWG | 2 | Residential |  | Trade Secret | 2023 | 2023
20252-215933-02 | Minnesota Power | 68 | 12647 | IOU | S-880 | 39 | Solar |  |  | Interconnected | Duluth | 55804 | FRR | 275 | Residential |  | Trade Secret | 2023 | 2023
20252-215933-02 | Minnesota Power | 68 | 12647 | IOU | S-881 | 38.4 | Solar |  |  | Interconnected | Duluth | 55803 | COL | 240 | Residential |  | Trade Secret | 2023 | 2023
20252-215933-02 | Minnesota Power | 68 | 12647 | IOU | S-882 | 4.35 | Solar |  |  | Interconnected | Duluth | 55812 | RGV | 252 | Residential |  | Trade Secret | 2023 | 2023
20252-215933-02 | Minnesota Power | 68 | 12647 | IOU | S-883 | 3.5 | Storage |  |  | Interconnected | Duluth | 55802 | SND | 218 | Residential |  | Trade Secret | 2023 | 2023
20252-215933-02 | Minnesota Power | 68 | 12647 | IOU | S-884 | 15.56 | Solar |  |  | Interconnected | Hermantown | 55811 | MDY | 278 | Residential |  | Trade Secret | 2022 | 2023
20252-215933-02 | Minnesota Power | 68 | 12647 | IOU | S-885 | 10.5 | Solar |  |  | Interconnected | Akeley | 56433 | AKE | 1 | Residential |  | Trade Secret | 2023 | 2023
20252-215933-02 | Minnesota Power | 68 | 12647 | IOU | S-886 | 10.89 | Solar |  |  | Interconnected | Duluth | 55804 | COL | 240 | Residential | SolarSense | Trade Secret | 2023 | 2023
20252-215933-02 | Minnesota Power | 68 | 12647 | IOU | S-887 | 8.56 | Solar |  |  | Interconnected | Hermantown | 55811 | HNS | 236 | Residential |  | Trade Secret | 2022 | 2023
20252-215933-02 | Minnesota Power | 68 | 12647 | IOU | S-888 | 7.68 | Solar |  |  | Interconnected | Duluth | 55804 | COL | 241 | Residential |  | Trade Secret | 2022 | 2023
20252-215933-02 | Minnesota Power | 68 | 12647 | IOU | S-889 | 29.7 | Solar |  |  | Interconnected | Gilbert | 55741 | OHV | 1 | Commercial |  | Trade Secret | 2023 | 2023
20252-215933-02 | Minnesota Power | 68 | 12647 | IOU | S-890 | 10.98 | Solar |  |  | Interconnected | Duluth | 55803 | COL | 240 | Residential | SolarSense | Trade Secret | 2023 | 2023
20252-215933-02 | Minnesota Power | 68 | 12647 | IOU | S-891 | 16.25 | Solar |  |  | Interconnected | Carlton | 55718 | MAH | 6411 | Residential |  | Trade Secret | 2023 | 2023
20252-215933-02 | Minnesota Power | 68 | 12647 | IOU | S-892 | 38.4 | Solar |  |  | Interconnected | Duluth | 55803 | RGV | 253 | Residential |  | Trade Secret | 2023 | 2023
20252-215933-02 | Minnesota Power | 68 | 12647 | IOU | S-893 | 15.44 | Solar |  |  | Interconnected | Esko | 55733 | CNA | 405 | Residential |  | Trade Secret | 2023 | 2023
20252-215933-02 | Minnesota Power | 68 | 12647 | IOU | S-894 | 4.67 | Solar |  |  | Interconnected | Duluth | 55803 | COL | 240 | Residential |  | Trade Secret | 2023 | 2023
20252-215933-02 | Minnesota Power | 68 | 12647 | IOU | S-895 | 4.64 | Solar |  |  | Interconnected | Duluth | 55811 | HNS | 247 | Residential | SolarSense | Trade Secret | 2023 | 2023
20252-215933-02 | Minnesota Power | 68 | 12647 | IOU | S-896 | 5.45 | Solar |  |  | Interconnected | Cloquet | 55718 | MHR | 451 | Residential |  | Trade Secret | 2023 | 2023
20252-215933-02 | Minnesota Power | 68 | 12647 | IOU | S-897 | 6.19 | Solar |  |  | Interconnected | Duluth | 55808 | GRY | 201 | Residential |  | Trade Secret | 2023 | 2023
20252-215933-02 | Minnesota Power | 68 | 12647 | IOU | S-898 | 16.4 | Solar |  |  | Interconnected | Freeport | 56331 | UPS | 1 | Residential |  | Trade Secret | 2022 | 2023
20252-215933-02 | Minnesota Power | 68 | 12647 | IOU | S-899 | 14.5 | Solar |  |  | Interconnected | Duluth | 55804 | FRR | 275 | Residential | SolarSense | Trade Secret | 2023 | 2023
20252-215933-02 | Minnesota Power | 68 | 12647 | IOU | S-900 | 8.34 | Solar |  |  | Interconnected | Duluth | 55812 | RGV | 252 | Residential |  | Trade Secret | 2023 | 2023
20252-215933-02 | Minnesota Power | 68 | 12647 | IOU | S-901 | 12.6 | Solar |  |  | Interconnected | Saginaw | 55779 | SVR | 215 | Residential |  | Trade Secret | 2022 | 2023
20252-215933-02 | Minnesota Power | 68 | 12647 | IOU | S-902 | 12.47 | Solar |  |  | Interconnected | Deerwood | 56444 | DER | 2 | Residential |  | Trade Secret | 2022 | 2023
20252-215933-02 | Minnesota Power | 68 | 12647 | IOU | S-903 | 15.08 | Solar |  |  | Interconnected | Sandstone | 55072 | SAN | 452 | Residential |  | Trade Secret | 2023 | 2023
20252-215933-02 | Minnesota Power | 68 | 12647 | IOU | S-904 | 6.58 | Solar |  |  | Interconnected | Cloquet | 55718 | CLQ | 410 | Residential |  | Trade Secret | 2022 | 2023
20252-215933-02 | Minnesota Power | 68 | 12647 | IOU | S-905 | 9.28 | Solar |  |  | Interconnected | Barnum | 55707 | BAR | 6421 | Commercial |  | Trade Secret | 2022 | 2023
20252-215933-02 | Minnesota Power | 68 | 12647 | IOU | S-906 | 15.36 | Solar |  |  | Interconnected | Duluth | 55808 | GRY | 200 | Residential |  | Trade Secret | 2023 | 2023
20252-215933-02 | Minnesota Power | 68 | 12647 | IOU | S-907 | 14.21 | Solar |  |  | Interconnected | Duluth | 55810 | MDY | 277 | Residential |  | Trade Secret | 2023 | 2023
20252-215933-02 | Minnesota Power | 68 | 12647 | IOU | S-908 | 1.74 | Solar |  |  | Interconnected | Duluth | 55807 | LSP | 280 | Residential | SolarSense | Trade Secret | 2023 | 2023
20252-215933-02 | Minnesota Power | 68 | 12647 | IOU | S-909 | 9.57 | Solar |  |  | Interconnected | Royalton | 56373 | BLD | 511 | Residential |  | Trade Secret | 2022 | 2023
20252-215933-02 | Minnesota Power | 68 | 12647 | IOU | S-910 | 10.15 | Solar |  |  | Interconnected | Royalton | 56373 | ROY | 1 | Residential |  | Trade Secret | 2022 | 2023
20252-215933-02 | Minnesota Power | 68 | 12647 | IOU | S-911 | 10.5 | Solar |  |  | Interconnected | Duluth | 55810 | MDY | 277 | Residential | SolarSense | Trade Secret | 2023 | 2023
20252-215933-02 | Minnesota Power | 68 | 12647 | IOU | S-912 | 2.61 | Solar |  |  | Interconnected | Duluth | 55804 | COL | 244 | Residential | SolarSense | Trade Secret | 2023 | 2023
20252-215933-02 | Minnesota Power | 68 | 12647 | IOU | S-913 | 6.96 | Solar |  |  | Interconnected | Duluth | 55805 | RGV | 254 | Residential |  | Trade Secret | 2023 | 2023
20252-215933-02 | Minnesota Power | 68 | 12647 | IOU | S-914 | 10.5 | Storage |  |  | Interconnected | Duluth | 55803 | COL | 242 | Residential |  | Trade Secret | 2023 | 2023
20252-215933-02 | Minnesota Power | 68 | 12647 | IOU | S-915 | 12.8 | Solar |  |  | Interconnected | Coleraine |  | COF | 1 | Residential |  | Trade Secret | 2022 | 2023
20252-215933-02 | Minnesota Power | 68 | 12647 | IOU | S-916 | 6.96 | Solar |  |  | Interconnected | Moose Lake | 55767 | DEN | 6431 | Residential |  | Trade Secret | 2022 | 2023
20252-215933-02 | Minnesota Power | 68 | 12647 | IOU | S-917 | 13.05 | Solar |  |  | Interconnected | Pierz | 56364 | BLD | 511 | Residential |  | Trade Secret | 2022 | 2023
20252-215933-02 | Minnesota Power | 68 | 12647 | IOU | S-918 | 6.98 | Solar |  |  | Interconnected | Hermantown | 55811 | HNS | 237 | Residential |  | Trade Secret | 2022 | 2023
20252-215933-02 | Minnesota Power | 68 | 12647 | IOU | S-919 | 6.96 | Solar |  |  | Interconnected | Motley | 56466 | MOT | 1 | Residential | SolarSense | Trade Secret | 2022 | 2023
20252-215933-02 | Minnesota Power | 68 | 12647 | IOU | S-920 | 8.78 | Solar |  |  | Interconnected | Duluth | 55804 | FRR | 275 | Residential |  | Trade Secret | 2022 | 2023
20252-215933-02 | Minnesota Power | 68 | 12647 | IOU | S-921 | 5.24 | Solar |  |  | Interconnected | Duluth | 55812 | RGV | 252 | Residential |  | Trade Secret | 2023 | 2023
20252-215933-02 | Minnesota Power | 68 | 12647 | IOU | S-922 | 38.4 | Solar |  |  | Interconnected | Duluth | 55811 | FCS | 214 | Residential | SolarSense | Trade Secret | 2023 | 2023
20252-215933-02 | Minnesota Power | 68 | 12647 | IOU | S-923 | 39 | Solar |  |  | Interconnected | Bowlus | 56314 | UPS | 1 | Commercial |  | Trade Secret | 2022 | 2023
20252-215933-02 | Minnesota Power | 68 | 12647 | IOU | S-924 | 8.7 | Solar |  |  | Interconnected | Little Falls | 56345 | LFL | 529 | Residential |  | Trade Secret | 2023 | 2023
20252-215933-02 | Minnesota Power | 68 | 12647 | IOU | S-925 | 38.5 | Solar |  |  | Interconnected | Pierz | 56364 | BLD | 511 | Residential |  | Trade Secret | 2023 | 2023
20252-215933-02 | Minnesota Power | 68 | 12647 | IOU | S-926 | 14.79 | Solar |  |  | Interconnected | Duluth | 55803 | COL | 240 | Commercial |  | Trade Secret | 2023 | 2023
20252-215933-02 | Minnesota Power | 68 | 12647 | IOU | S-927 | 5.8 | Solar |  |  | Interconnected | Little Falls | 56345 | LFL | 529 | Residential | SolarSense | Trade Secret | 2023 | 2023
20252-215933-02 | Minnesota Power | 68 | 12647 | IOU | S-928 | 7.48 | Solar |  |  | Interconnected | Esko | 55733 | CNA | 403 | Residential |  | Trade Secret | 2023 | 2023
20252-215933-02 | Minnesota Power | 68 | 12647 | IOU | S-929 | 6.91 | Solar |  |  | Interconnected | Bruno | 55712 | KER | 6501 | Residential |  | Trade Secret | 2022 | 2023
20252-215933-02 | Minnesota Power | 68 | 12647 | IOU | S-930 | 11.4 | Solar |  |  | Interconnected | Brainerd | 56401 | GLL | 1 | Residential |  | Trade Secret | 2022 | 2023
20252-215933-02 | Minnesota Power | 68 | 12647 | IOU | S-931 | 9.7 | Storage |  |  | Interconnected | Brainerd | 56401 | GLL | 1 | Residential |  | Trade Secret | 2023 | 2023
20252-215933-02 | Minnesota Power | 68 | 12647 | IOU | S-932 | 30 | Solar |  |  | Interconnected | Esko | 55733 | CNA | 405 | Commercial |  | Trade Secret | 2023 | 2023
20252-215933-02 | Minnesota Power | 68 | 12647 | IOU | S-933 | 40 | Solar |  |  | Interconnected | Verndale | 56481 | VND | 1 | Commercial |  | Trade Secret | 2022 | 2023
20252-215933-02 | Minnesota Power | 68 | 12647 | IOU | S-934 | 39.9 | Solar |  |  | Interconnected | Duluth | 55808 | LSP | 233 | Commercial |  | Trade Secret | 2022 | 2023
20252-215933-02 | Minnesota Power | 68 | 12647 | IOU | S-935 | 39.9 | Solar |  |  | Interconnected | Duluth | 55802 | CNA | 413 | Commercial |  | Trade Secret | 2022 | 2023
20252-215933-02 | Minnesota Power | 68 | 12647 | IOU | S-936 | 39.9 | Solar |  |  | Interconnected | Hermantown | 55811 | HNS | 237 | Commercial |  | Trade Secret | 2022 | 2023
20252-215933-02 | Minnesota Power | 68 | 12647 | IOU | S-937 | 39.9 | Solar |  |  | Interconnected | Hermantown | 55811 | HNS | 237 | Commercial |  | Trade Secret | 2022 | 2023
20252-215933-02 | Minnesota Power | 68 | 12647 | IOU | S-938 | 40 | Solar |  |  | Interconnected | Hinckley | 55037 | HKY | 462 | Commercial |  | Trade Secret | 2023 | 2023
20252-215933-02 | Minnesota Power | 68 | 12647 | IOU | S-939 | 40 | Solar |  |  | Interconnected | Hinckley | 55037 | HKY | 462 | Commercial |  | Trade Secret | 2022 | 2023
20252-215933-02 | Minnesota Power | 68 | 12647 | IOU | S-940 | 8 | Solar |  |  | Interconnected | Duluth | 55803 | COL | 240 | Residential |  | Trade Secret | 2023 | 2023
20252-215933-02 | Minnesota Power | 68 | 12647 | IOU | S-941 | 12.29 | Solar |  |  | Interconnected | Duluth | 55803 | COL | 240 | Residential |  | Trade Secret | 2023 | 2023
20252-215933-02 | Minnesota Power | 68 | 12647 | IOU | S-942 | 8.83 | Solar |  |  | Interconnected | Grey Eagle | 56336 | GES | 1 | Residential |  | Trade Secret | 2023 | 2023
20252-215933-02 | Minnesota Power | 68 | 12647 | IOU | S-943 | 15.2 | Solar |  |  | Interconnected | Hermantown | 55811 | HNS | 237 | Residential |  | Trade Secret | 2023 | 2023
20252-215933-02 | Minnesota Power | 68 | 12647 | IOU | S-944 | 27 | Storage |  |  | Interconnected | Hermantown | 55811 | HNS | 237 | Residential |  | Trade Secret | 2023 | 2023
20252-215933-02 | Minnesota Power | 68 | 12647 | IOU | S-945 | 10 | Solar |  |  | Interconnected | Pierz | 56364 | BLD | 511 | Residential |  | Trade Secret | 2023 | 2023
20252-215933-02 | Minnesota Power | 68 | 12647 | IOU | S-946 | 3.47 | Solar |  |  | Interconnected | Duluth | 55812 | RGV | 252 | Residential |  | Trade Secret | 2023 | 2023
20252-215933-02 | Minnesota Power | 68 | 12647 | IOU | S-947 | 15.36 | Solar |  |  | Interconnected | Esko | 55733 | CNA | 403 | Residential |  | Trade Secret | 2023 | 2023
20252-215933-02 | Minnesota Power | 68 | 12647 | IOU | S-948 | 39 | Solar |  |  | Interconnected | Sturgeon Lake | 55783 | DEN | 6431 | Residential |  | Trade Secret | 2023 | 2023
20252-215933-02 | Minnesota Power | 68 | 12647 | IOU | S-949 | 11.67 | Solar |  |  | Interconnected | Duluth | 55803 | COL | 242 | Residential | SolarSense | Trade Secret | 2023 | 2023
20252-215933-02 | Minnesota Power | 68 | 12647 | IOU | S-950 | 10.75 | Solar |  |  | Interconnected | International Falls | 56649 | INF | 1 | Residential |  | Trade Secret | 2023 | 2023
20252-215933-02 | Minnesota Power | 68 | 12647 | IOU | S-951 | 6.6 | Solar |  |  | Interconnected | Duluth | 55807 | LSP | 281 | Residential |  | Trade Secret | 2023 | 2023
20252-215933-02 | Minnesota Power | 68 | 12647 | IOU | S-952 | 3.8 | Solar |  |  | Interconnected | Clarissa | 56440 | CLR | 1 | Residential |  | Trade Secret | 2022 | 2023
20252-215933-02 | Minnesota Power | 68 | 12647 | IOU | S-953 | 7.6 | Solar |  |  | Interconnected | Duluth | 55803 | COL | 244 | Residential |  | Trade Secret | 2023 | 2023
20252-215933-02 | Minnesota Power | 68 | 12647 | IOU | S-954 | 8.2 | Solar |  |  | Interconnected | Pine River | 56474 | SPR | 1 | Residential |  | Trade Secret | 2023 | 2023
20252-215933-02 | Minnesota Power | 68 | 12647 | IOU | S-955 | 6.53 | Solar |  |  | Interconnected | Duluth | 55805 | RGV | 254 | Residential |  | Trade Secret | 2023 | 2023
20252-215933-02 | Minnesota Power | 68 | 12647 | IOU | S-956 | 12.6 | Solar |  |  | Interconnected | Grand Rapids | 55744 | ZMP | 335 | Residential | SolarSense | Trade Secret | 2023 | 2023
20252-215933-02 | Minnesota Power | 68 | 12647 | IOU | S-957 | 18.67 | Solar |  |  | Interconnected | Duluth | 55803 | RGV | 253 | Residential |  | Trade Secret | 2023 | 2023
20252-215933-02 | Minnesota Power | 68 | 12647 | IOU | S-958 | 12.92 | Solar |  |  | Interconnected | Duluth | 55803 | RGV | 253 | Residential | SolarSense | Trade Secret | 2023 | 2023
20252-215933-02 | Minnesota Power | 68 | 12647 | IOU | S-959 | 7.6 | Solar |  |  | Interconnected | Duluth | 55802 | FIF | 228 | Commercial |  | Trade Secret | 2022 | 2023
20252-215933-02 | Minnesota Power | 68 | 12647 | IOU | S-960 | 12 | Solar |  |  | Interconnected | Duluth | 55803 | COL | 240 | Residential |  | Trade Secret | 2023 | 2023
20252-215933-02 | Minnesota Power | 68 | 12647 | IOU | S-961 | 10.3 | Solar |  |  | Interconnected | Duluth | 55804 | COL | 244 | Residential |  | Trade Secret | 2022 | 2023
20252-215933-02 | Minnesota Power | 68 | 12647 | IOU | S-962 | 15 | Solar |  |  | Interconnected | Backus | 56435 | PNR | 2 | Residential |  | Trade Secret | 2022 | 2023
20252-215933-02 | Minnesota Power | 68 | 12647 | IOU | S-963 | 9.3 | Solar |  |  | Interconnected | Mountain Iron | 55768 | VRG | 304 | Residential |  | Trade Secret | 2023 | 2023
20252-215933-02 | Minnesota Power | 68 | 12647 | IOU | S-964 | 8.4 | Solar |  |  | Interconnected | Duluth | 55803 | COL | 242 | Residential |  | Trade Secret | 2023 | 2023
20252-215933-02 | Minnesota Power | 68 | 12647 | IOU | S-965 | 14.59 | Solar |  |  | Interconnected | Royalton | 56373 | BSD | 1 | Residential |  | Trade Secret | 2023 | 2023
20252-215933-02 | Minnesota Power | 68 | 12647 | IOU | S-966 | 23.1 | Solar |  |  | Interconnected | Royalton | 56373 | ROY | 1 | Residential |  | Trade Secret | 2023 | 2023
20252-215933-02 | Minnesota Power | 68 | 12647 | IOU | S-967 | 7.68 | Solar |  |  | Interconnected | Deerwood | 56444 | DER | 1 | Residential |  | Trade Secret | 2023 | 2023
20252-215933-02 | Minnesota Power | 68 | 12647 | IOU | S-968 | 11.31 | Solar |  |  | Interconnected | Ironton | 56455 | DHY | 1 | Residential |  | Trade Secret | 2023 | 2023
20252-215933-02 | Minnesota Power | 68 | 12647 | IOU | S-969 | 6.9 | Solar |  |  | Interconnected | Duluth | 55805 | SLA | 250 | Commercial |  | Trade Secret | 2023 | 2023
20252-215933-02 | Minnesota Power | 68 | 12647 | IOU | S-970 | 2.9 | Solar |  |  | Interconnected | Duluth | 55808 | GRY | 200 | Residential | SolarSense Low Income | Trade Secret | 2023 | 2023
20252-215933-02 | Minnesota Power | 68 | 12647 | IOU | S-971 | 84.67 | Solar |  |  | Interconnected | Duluth | 55811 | SLA | 250 | Commercial |  | Trade Secret | 2022 | 2023
20252-215933-02 | Minnesota Power | 68 | 12647 | IOU | S-972 | 3.94 | Solar |  |  | Interconnected | Duluth | 55804 | COL | 244 | Residential | SolarSense | Trade Secret | 2023 | 2023
20252-215933-02 | Minnesota Power | 68 | 12647 | IOU | S-973 | 18.27 | Solar |  |  | Interconnected | Deerwood | 56444 | DHY | 1 | Residential |  | Trade Secret | 2022 | 2023
20252-215933-02 | Minnesota Power | 68 | 12647 | IOU | S-974 | 24 | Solar |  |  | Interconnected | Hermantown | 55811 | FCS | 215 | Residential |  | Trade Secret | 2021 | 2023
20252-215933-02 | Minnesota Power | 68 | 12647 | IOU | S-975 | 2.8 | Solar |  |  | Interconnected | Brookston | 55711 | BUR | 408 | Residential |  | Trade Secret | 2022 | 2023
20252-215933-02 | Minnesota Power | 68 | 12647 | IOU | S-976 | 8.12 | Solar |  |  | Interconnected | Long Prairie | 56347 | GGR | 1 | Residential |  | Trade Secret | 2022 | 2023
20252-215933-02 | Minnesota Power | 68 | 12647 | IOU | S-977 | 6.95 | Solar |  |  | Interconnected | Bovey | 55709 | LGW | 334 | Residential |  | Trade Secret | 2022 | 2023
20252-215933-02 | Minnesota Power | 68 | 12647 | IOU | S-978 | 8.2 | Solar |  |  | Interconnected | Duluth | 55810 | SVR | 215 | Residential |  | Trade Secret | 2023 | 2023
20252-215933-02 | Minnesota Power | 68 | 12647 | IOU | S-979 | 4.41 | Solar |  |  | Interconnected | Duluth | 55806 | FIF | 233 | Residential |  | Trade Secret | 2023 | 2023
20252-215933-02 | Minnesota Power | 68 | 12647 | IOU | S-980 | 35.14 | Solar |  |  | Interconnected | Deerwood | 56444 | DER | 1 | Commercial |  | Trade Secret | 2023 | 2023
20252-215933-02 | Minnesota Power | 68 | 12647 | IOU | S-981 | 15 | Solar |  |  | Interconnected | Wrenshall | 55797 | WRN | 411 | Residential | SolarSense | Trade Secret | 2022 | 2023
20252-215933-02 | Minnesota Power | 68 | 12647 | IOU | S-982 | 5.8 | Solar |  |  | Interconnected | Silver Bay | 55614 | SBT | 4301 | Residential |  | Trade Secret | 2022 | 2023
20252-215933-02 | Minnesota Power | 68 | 12647 | IOU | S-983 | 8.1 | Solar |  |  | Interconnected | Hermantown | 55811 | FCS | 215 | Residential | SolarSense | Trade Secret | 2023 | 2023
20252-215933-02 | Minnesota Power | 68 | 12647 | IOU | S-984 | 3.48 | Solar |  |  | Interconnected | Duluth | 55802 | FIF | 230 | Residential | SolarSense | Trade Secret | 2022 | 2023
20252-215933-02 | Minnesota Power | 68 | 12647 | IOU | S-985 | 22.27 | Solar |  |  | Interconnected | Verndale | 56481 | VND | 1 | Residential |  | Trade Secret | 2023 | 2023
20252-215933-02 | Minnesota Power | 68 | 12647 | IOU | S-986 | 5.38 | Solar |  |  | Interconnected | Duluth | 55804 | FRR | 275 | Residential |  | Trade Secret | 2023 | 2023
20252-215933-02 | Minnesota Power | 68 | 12647 | IOU | S-987 | 7.32 | Solar |  |  | Interconnected | Wrenshall | 55797 | WRN | 411 | Commercial |  | Trade Secret | 2023 | 2023
20252-215933-02 | Minnesota Power | 68 | 12647 | IOU | S-988 | 32.95 | Solar |  |  | Interconnected | Wrenshall | 55797 | WRN | 411 | Residential |  | Trade Secret | 2023 | 2023
20252-215933-02 | Minnesota Power | 68 | 12647 | IOU | S-989 | 6.22 | Solar |  |  | Interconnected | Hackensack | 56452 | TML | 1 | Residential |  | Trade Secret | 2023 | 2023
20252-215933-02 | Minnesota Power | 68 | 12647 | IOU | S-990 | 29.1 | Solar |  |  | Interconnected | Duluth | 55803 | RGV | 254 | Commercial |  | Trade Secret | 2022 | 2023
20252-215933-02 | Minnesota Power | 68 | 12647 | IOU | S-991 | 10.73 | Solar |  |  | Interconnected | Duluth | 55805 | RGV | 254 | Residential |  | Trade Secret | 2022 | 2023
20252-215933-02 | Minnesota Power | 68 | 12647 | IOU | S-992 | 23.2 | Solar |  |  | Interconnected | Deerwood | 56444 | DHY | 1 | Residential |  | Trade Secret | 2022 | 2023
20252-215933-02 | Minnesota Power | 68 | 12647 | IOU | S-993 | 72 | Solar |  |  | Interconnected | Little Falls | 56345 | LFL | 536 | Commercial |  | Trade Secret | 2022 | 2023
20252-215933-02 | Minnesota Power | 68 | 12647 | IOU | S-994 | 18 | Solar |  |  | Interconnected | Duluth | 55811 | HNS | 236 | Residential |  | Trade Secret | 2023 | 2023
20252-215933-02 | Minnesota Power | 68 | 12647 | IOU | S-995 | 69.12 | Solar |  |  | Interconnected | Swanville | 56382 | PPL | 514 | Commercial |  | Trade Secret | 2023 | 2023
20252-215933-02 | Minnesota Power | 68 | 12647 | IOU | S-996 | 57.6 | Solar |  |  | Interconnected | Swanville | 56382 | PPL | 514 | Commercial |  | Trade Secret | 2023 | 2023
20252-215933-02 | Minnesota Power | 68 | 12647 | IOU | S-997 | 33.28 | Solar |  |  | Interconnected | Swanville | 56382 | PPL | 514 | Residential |  | Trade Secret | 2023 | 2023
20252-215933-02 | Minnesota Power | 68 | 12647 | IOU | S-998 | 5.8 | Solar |  |  | Interconnected | Duluth | 55803 | COL | 242 | Residential |  | Trade Secret | 2023 | 2023
20252-215933-02 | Minnesota Power | 68 | 12647 | IOU | S-999 | 3.66 | Solar |  |  | Interconnected | Duluth | 55806 | FIF | 233 | Residential | SolarSense Low Income | Trade Secret | 2023 | 2023
20252-215933-02 | Minnesota Power | 68 | 12647 | IOU | S-1018 | 38.4 | Solar |  |  | Interconnected | Duluth | 55810 | HNS | 236 | Residential |  | Trade Secret | 2024 | 2024
20252-215933-02 | Minnesota Power | 68 | 12647 | IOU | S-1019 | 10.4 | Solar |  |  | Interconnected | Duluth | 55804 | COL | 244 | Residential |  | Trade Secret | 2024 | 2024
20252-215933-02 | Minnesota Power | 68 | 12647 | IOU | S-1020 | 22.8 | Solar |  |  | Interconnected | Duluth | 55811 | RGV | 252 | Residential |  | Trade Secret | 2024 | 2024
20252-215933-02 | Minnesota Power | 68 | 12647 | IOU | S-1021 | 14.49 | Solar |  |  | Interconnected | Duluth | 55803 | RGV | 253 | Residential |  | Trade Secret | 2024 | 2024
20252-215933-02 | Minnesota Power | 68 | 12647 | IOU | S-1022 | 20 | Solar |  |  | Interconnected | Duluth | 55804 | FRR | 275 | Residential |  | Trade Secret | 2023 | 2024
20252-215933-02 | Minnesota Power | 68 | 12647 | IOU | S-1023 | 12.29 | Solar |  |  | Interconnected | Duluth | 55806 | TFW | 243 | Residential |  | Trade Secret | 2023 | 2024
20252-215933-02 | Minnesota Power | 68 | 12647 | IOU | S-1024 | 4.2 | Solar |  |  | Interconnected | Sturgeon Lake | 55783 | DEN | 6431 | Residential | Low Income | Trade Secret | 2024 | 2024
20252-215933-02 | Minnesota Power | 68 | 12647 | IOU | S-1025 | 19.2 | Solar |  |  | Interconnected | International Falls | 56649 | INF | 3 | Residential |  | Trade Secret | 2024 | 2024
20252-215933-02 | Minnesota Power | 68 | 12647 | IOU | S-1026 | 12.35 | Solar |  |  | Interconnected | Duluth | 55803 | RGV | 253 | Residential |  | Trade Secret | 2024 | 2024
20252-215933-02 | Minnesota Power | 68 | 12647 | IOU | S-1027 | 7.56 | Solar |  |  | Interconnected | Duluth | 55811 | RGV | 252 | Residential |  | Trade Secret | 2024 | 2024
20252-215933-02 | Minnesota Power | 68 | 12647 | IOU | S-1028 | 19.5 | Storage |  |  | Interconnected | Duluth | 55803 | COL | 242 | Residential |  | Trade Secret |  | 2024
20252-215933-02 | Minnesota Power | 68 | 12647 | IOU | S-1029 | 38.4 | Solar |  |  | Interconnected | Duluth | 55803 | RGV | 253 | Residential |  | Trade Secret | 2024 | 2024
20252-215933-02 | Minnesota Power | 68 | 12647 | IOU | S-1030 | 10 | Solar |  |  | Interconnected | Duluth | 55802 | FIF | 260 | Residential |  | Trade Secret | 2023 | 2024
20252-215933-02 | Minnesota Power | 68 | 12647 | IOU | S-1031 | 12.29 | Solar |  |  | Interconnected | Duluth | 55812 | RGV | 251 | Residential |  | Trade Secret | 2024 | 2024
20252-215933-02 | Minnesota Power | 68 | 12647 | IOU | S-1032 | 31.5 | Solar |  |  | Interconnected | Duluth | 55804 | FRR | 275 | Residential |  | Trade Secret | 2024 | 2024
20252-215933-02 | Minnesota Power | 68 | 12647 | IOU | S-1033 | 15 | Solar |  |  | Interconnected | Duluth | 55811 | SLA | 250 | Residential |  | Trade Secret | 2024 | 2024
20252-215933-02 | Minnesota Power | 68 | 12647 | IOU | S-1034 | 17.66 | Solar |  |  | Interconnected | Duluth | 55804 | COL | 241 | Residential |  | Trade Secret | 2024 | 2024
20252-215933-02 | Minnesota Power | 68 | 12647 | IOU | S-1035 | 40 | Solar |  |  | Interconnected | Menahga | 56464 | SLS | 1 | Commercial |  | Trade Secret | 2024 | 2024
20252-215933-02 | Minnesota Power | 68 | 12647 | IOU | S-1036 | 40 | Solar |  |  | Interconnected | Menahga | 56464 | SLS | 1 | Commercial |  | Trade Secret | 2024 | 2024
20252-215933-02 | Minnesota Power | 68 | 12647 | IOU | S-1037 | 5.04 | Solar |  |  | Interconnected | Duluth | 55807 | LSP | 281 | Residential |  | Trade Secret | 2024 | 2024
20252-215933-02 | Minnesota Power | 68 | 12647 | IOU | S-1038 | 30 | Solar |  |  | Interconnected | Rice | 56367 | RIC | 2 | Commercial |  | Trade Secret | 2024 | 2024
20252-215933-02 | Minnesota Power | 68 | 12647 | IOU | S-1039 | 5.58 | Solar |  |  | Interconnected | Clarissa | 56440 | CLR | 1 | Residential |  | Trade Secret | 2024 | 2024
20252-215933-02 | Minnesota Power | 68 | 12647 | IOU | S-1040 | 108 | Storage |  |  | Interconnected | Duluth | 55803 | RGV | 253 | Residential |  | Trade Secret |  | 2024
20252-215933-02 | Minnesota Power | 68 | 12647 | IOU | S-1041 | 19.22 | Solar |  |  | Interconnected | Hermantown | 55811 | HNS | 236 | Residential |  | Trade Secret | 2024 | 2024
20252-215933-02 | Minnesota Power | 68 | 12647 | IOU | S-1042 | 14.81 | Solar |  |  | Interconnected | Duluth | 55804 | COL | 241 | Residential |  | Trade Secret | 2024 | 2024
20252-215933-02 | Minnesota Power | 68 | 12647 | IOU | S-1043 | 6.5 | Solar |  |  | Interconnected | Barnum | 55707 | WRR | 6321 | Residential |  | Trade Secret | 2024 | 2024
20252-215933-02 | Minnesota Power | 68 | 12647 | IOU | S-1044 | 7.25 | Solar |  |  | Interconnected | Duluth | 55804 | COL | 244 | Residential |  | Trade Secret | 2024 | 2024
20252-215933-02 | Minnesota Power | 68 | 12647 | IOU | S-1045 | 4.19 | Solar |  |  | Interconnected | Duluth | 55803 | COL | 240 | Residential |  | Trade Secret | 2024 | 2024
20252-215933-02 | Minnesota Power | 68 | 12647 | IOU | S-1046 | 4.56 | Solar |  |  | Interconnected | Duluth | 55811 | FIF | 233 | Residential |  | Trade Secret | 2024 | 2024
20252-215933-02 | Minnesota Power | 68 | 12647 | IOU | S-1047 | 6.96 | Solar |  |  | Interconnected | Mountain Iron | 55768 | VRG | 304 | Residential |  | Trade Secret | 2024 | 2024
20252-215933-02 | Minnesota Power | 68 | 12647 | IOU | S-1048 | 7.88 | Solar |  |  | Interconnected | Duluth | 55804 | COL | 241 | Residential |  | Trade Secret | 2024 | 2024
20252-215933-02 | Minnesota Power | 68 | 12647 | IOU | S-1049 | 10.08 | Solar |  |  | Interconnected | Duluth | 55804 | COL | 241 | Residential |  | Trade Secret | 2024 | 2024
20252-215933-02 | Minnesota Power | 68 | 12647 | IOU | S-1050 | 5.36 | Solar |  |  | Interconnected | Duluth | 55804 | COL | 244 | Residential |  | Trade Secret | 2024 | 2024
20252-215933-02 | Minnesota Power | 68 | 12647 | IOU | S-1051 | 11.97 | Solar |  |  | Interconnected | Hermantown | 55811 | HNS | 237 | Residential |  | Trade Secret | 2024 | 2024
20252-215933-02 | Minnesota Power | 68 | 12647 | IOU | S-1052 | 13.55 | Solar |  |  | Interconnected | Duluth | 55804 | COL | 241 | Residential |  | Trade Secret | 2024 | 2024
20252-215933-02 | Minnesota Power | 68 | 12647 | IOU | S-1053 | 14.8 | Solar |  |  | Interconnected | Duluth | 55804 | COL | 240 | Residential |  | Trade Secret | 2024 | 2024
20252-215933-02 | Minnesota Power | 68 | 12647 | IOU | S-1054 | 34.6 | Solar |  |  | Interconnected | Duluth | 55806 | SLA | 250 | Commercial | Low Income | Trade Secret | 2024 | 2024
20252-215933-02 | Minnesota Power | 68 | 12647 | IOU | S-1055 | 7.56 | Solar |  |  | Interconnected | Duluth | 55804 | COL | 244 | Residential |  | Trade Secret | 2024 | 2024
20252-215933-02 | Minnesota Power | 68 | 12647 | IOU | S-1056 | 5.35 | Solar |  |  | Interconnected | Duluth | 55804 | COL | 244 | Residential |  | Trade Secret | 2024 | 2024
20252-215933-02 | Minnesota Power | 68 | 12647 | IOU | S-1057 | 8.2 | Solar |  |  | Interconnected | Wrenshall | 55797 | WRN | 411 | Residential |  | Trade Secret | 2024 | 2024
20252-215933-02 | Minnesota Power | 68 | 12647 | IOU | S-1058 | 15.6 | Solar |  |  | Interconnected | Burtrum | 56318 | UPS | 1 | Residential |  | Trade Secret | 2024 | 2024
20252-215933-02 | Minnesota Power | 68 | 12647 | IOU | S-1059 | 7.56 | Solar |  |  | Interconnected | Duluth | 55812 | RGV | 252 | Residential |  | Trade Secret | 2024 | 2024
20252-215933-02 | Minnesota Power | 68 | 12647 | IOU | S-1060 | 11.52 | Solar |  |  | Interconnected | Mahtowa | 55707 | MAH | 6411 | Residential |  | Trade Secret | 2024 | 2024
20252-215933-02 | Minnesota Power | 68 | 12647 | IOU | S-1061 | 15.12 | Solar |  |  | Interconnected | Duluth | 55804 | COL | 244 | Residential |  | Trade Secret | 2024 | 2024
20252-215933-02 | Minnesota Power | 68 | 12647 | IOU | S-1062 | 5.99 | Solar |  |  | Interconnected | Duluth | 55812 | RGV | 252 | Residential |  | Trade Secret | 2024 | 2024
20252-215933-02 | Minnesota Power | 68 | 12647 | IOU | S-1063 | 17.64 | Solar |  |  | Interconnected | Duluth | 55803 | RGV | 253 | Residential |  | Trade Secret | 2024 | 2024
20252-215933-02 | Minnesota Power | 68 | 12647 | IOU | S-1064 | 5.61 | Solar |  |  | Interconnected | Duluth | 55804 | FRR | 276 | Residential |  | Trade Secret | 2024 | 2024
20252-215933-02 | Minnesota Power | 68 | 12647 | IOU | S-1065 | 13.44 | Solar |  |  | Interconnected | Duluth | 55811 | HNS | 229 | Residential |  | Trade Secret | 2024 | 2024
20252-215933-02 | Minnesota Power | 68 | 12647 | IOU | S-1066 | 96 | Solar |  |  | Interconnected | Pierz | 56364 | LFL | 526 | Commercial |  | Trade Secret | 2023 | 2024
20252-215933-02 | Minnesota Power | 68 | 12647 | IOU | S-1067 | 8.76 | Solar |  |  | Interconnected | Barnum | 55707 | WRR | 6321 | Residential | SolarSense | Trade Secret | 2024 | 2024
20252-215933-02 | Minnesota Power | 68 | 12647 | IOU | S-1068 | 23.42 | Solar |  |  | Interconnected | Coleraine | 55722 | LGW | 334 | Residential |  | Trade Secret | 2024 | 2024
20252-215933-02 | Minnesota Power | 68 | 12647 | IOU | S-1069 | 5.58 | Solar |  |  | Interconnected | Carlton | 55718 | WRN | 411 | Residential |  | Trade Secret | 2024 | 2024
20252-215933-02 | Minnesota Power | 68 | 12647 | IOU | S-1070 | 3.78 | Solar |  |  | Interconnected | Duluth | 55803 | COL | 242 | Residential |  | Trade Secret | 2024 | 2024
20252-215933-02 | Minnesota Power | 68 | 12647 | IOU | S-1071 | 14.59 | Solar |  |  | Interconnected | Hermantown | 55811 | FCS | 215 | Residential |  | Trade Secret | 2024 | 2024
20252-215933-02 | Minnesota Power | 68 | 12647 | IOU | S-1072 | 14.98 | Solar |  |  | Interconnected | International Falls | 56649 | INF | 3 | Residential |  | Trade Secret | 2024 | 2024
20252-215933-02 | Minnesota Power | 68 | 12647 | IOU | S-1073 | 12.6 | Solar |  |  | Interconnected | Duluth | 55812 | RGV | 252 | Residential |  | Trade Secret | 2024 | 2024
20252-215933-02 | Minnesota Power | 68 | 12647 | IOU | S-1074 | 15.12 | Solar |  |  | Interconnected | Duluth | 55804 | COL | 241 | Residential |  | Trade Secret | 2024 | 2024
20252-215933-02 | Minnesota Power | 68 | 12647 | IOU | S-1075 | 10.64 | Solar |  |  | Interconnected | Duluth | 55803 | RGV | 253 | Residential |  | Trade Secret | 2024 | 2024
20252-215933-02 | Minnesota Power | 68 | 12647 | IOU | S-1076 | 15 | Storage |  |  | Interconnected | Swanville | 56382 | SWN | 1 | Residential |  | Trade Secret |  | 2024
20252-215933-02 | Minnesota Power | 68 | 12647 | IOU | S-1077 | 38 | Solar |  |  | Interconnected | Royalton | 56373 | UPS | 1 | Residential |  | Trade Secret | 2024 | 2024
20252-215933-02 | Minnesota Power | 68 | 12647 | IOU | S-1078 | 5.76 | Solar |  |  | Interconnected | Duluth | 55805 | RGV | 254 | Residential |  | Trade Secret | 2024 | 2024
20252-215933-02 | Minnesota Power | 68 | 12647 | IOU | S-1079 | 5.94 | Solar |  |  | Interconnected | Duluth | 55804 | COL | 241 | Residential |  | Trade Secret | 2024 | 2024
20252-215933-02 | Minnesota Power | 68 | 12647 | IOU | S-1080 | 6.93 | Solar |  |  | Interconnected | Duluth | 55804 | COL | 244 | Residential |  | Trade Secret | 2024 | 2024
20252-215933-02 | Minnesota Power | 68 | 12647 | IOU | S-1081 | 5.04 | Solar |  |  | Interconnected | Duluth | 55804 | COL | 244 | Residential |  | Trade Secret | 2024 | 2024
20252-215933-02 | Minnesota Power | 68 | 12647 | IOU | S-1082 | 8 | Solar |  |  | Interconnected | Duluth | 55804 | FRR | 275 | Residential |  | Trade Secret | 2024 | 2024
20252-215933-02 | Minnesota Power | 68 | 12647 | IOU | S-1083 | 7.92 | Solar |  |  | Interconnected | Duluth | 55804 | COL | 241 | Residential |  | Trade Secret | 2024 | 2024
20252-215933-02 | Minnesota Power | 68 | 12647 | IOU | S-1084 | 5 | Solar |  |  | Interconnected | Duluth | 55811 | SLA | 250 | Residential |  | Trade Secret | 2024 | 2024
20252-215933-02 | Minnesota Power | 68 | 12647 | IOU | S-1085 | 14.18 | Solar |  |  | Interconnected | Duluth | 55805 | RGV | 254 | Residential |  | Trade Secret | 2024 | 2024
20252-215933-02 | Minnesota Power | 68 | 12647 | IOU | S-1086 | 5.67 | Solar |  |  | Interconnected | Duluth | 55804 | COL | 244 | Residential |  | Trade Secret | 2024 | 2024
20252-215933-02 | Minnesota Power | 68 | 12647 | IOU | S-1087 | 5.76 | Solar |  |  | Interconnected | Duluth | 55812 | RGV | 252 | Residential |  | Trade Secret | 2024 | 2024
20252-215933-02 | Minnesota Power | 68 | 12647 | IOU | S-1088 | 8.82 | Solar |  |  | Interconnected | Duluth | 55812 | COL | 242 | Residential |  | Trade Secret | 2024 | 2024
20252-215933-02 | Minnesota Power | 68 | 12647 | IOU | S-1089 | 8.82 | Solar |  |  | Interconnected | Duluth | 55802 | FIF | 260 | Commercial |  | Trade Secret | 2024 | 2024
20252-215933-02 | Minnesota Power | 68 | 12647 | IOU | S-1090 | 38 | Solar |  |  | Interconnected | Bowlus | 56314 | UPS | 1 | Commercial |  | Trade Secret | 2024 | 2024
20252-215933-02 | Minnesota Power | 68 | 12647 | IOU | S-1091 | 6.84 | Solar |  |  | Interconnected | Duluth | 55805 | SLA | 250 | Residential |  | Trade Secret | 2024 | 2024
20252-215933-02 | Minnesota Power | 68 | 12647 | IOU | S-1092 | 85 | Solar |  |  | Interconnected | Pierz | 56364 | RPR | 1 | Commercial |  | Trade Secret | 2023 | 2024
20252-215933-02 | Minnesota Power | 68 | 12647 | IOU | S-1093 | 37.8 | Solar |  |  | Interconnected | Pierz | 56364 | PZG | 2 | Residential |  | Trade Secret | 2023 | 2024
20252-215933-02 | Minnesota Power | 68 | 12647 | IOU | S-1094 | 40 | Solar |  |  | Interconnected | Aurora | 55705 | AUN | 1 | Commercial |  | Trade Secret | 2024 | 2024
20252-215933-02 | Minnesota Power | 68 | 12647 | IOU | S-1095 | 11.97 | Solar |  |  | Interconnected | Duluth | 55803 | COL | 242 | Residential |  | Trade Secret | 2024 | 2024
20252-215933-02 | Minnesota Power | 68 | 12647 | IOU | S-1096 | 14.8 | Solar |  |  | Interconnected | Duluth | 55804 | COL | 244 | Residential |  | Trade Secret | 2024 | 2024
20252-215933-02 | Minnesota Power | 68 | 12647 | IOU | S-1097 | 11.03 | Solar |  |  | Interconnected | Duluth | 55805 | SLA | 250 | Residential |  | Trade Secret | 2024 | 2024
20252-215933-02 | Minnesota Power | 68 | 12647 | IOU | S-1098 | 5.04 | Solar |  |  | Interconnected | Duluth | 55804 | COL | 241 | Residential |  | Trade Secret | 2024 | 2024
20252-215933-02 | Minnesota Power | 68 | 12647 | IOU | S-1099 | 5.36 | Solar |  |  | Interconnected | Duluth | 55804 | COL | 241 | Residential |  | Trade Secret | 2024 | 2024
20252-215933-02 | Minnesota Power | 68 | 12647 | IOU | S-1100 | 18.9 | Solar |  |  | Interconnected | Duluth | 55804 | COL | 241 | Residential |  | Trade Secret | 2024 | 2024
20252-215933-02 | Minnesota Power | 68 | 12647 | IOU | S-1101 | 8.82 | Solar |  |  | Interconnected | Duluth | 55811 | SLA | 250 | Residential |  | Trade Secret | 2024 | 2024
20252-215933-02 | Minnesota Power | 68 | 12647 | IOU | S-1102 | 3.78 | Solar |  |  | Interconnected | Duluth | 55804 | COL | 244 | Residential |  | Trade Secret | 2024 | 2024
20252-215933-02 | Minnesota Power | 68 | 12647 | IOU | S-1103 | 8.19 | Solar |  |  | Interconnected | Duluth | 55804 | COL | 241 | Residential |  | Trade Secret | 2024 | 2024
20252-215933-02 | Minnesota Power | 68 | 12647 | IOU | S-1104 | 6.3 | Solar |  |  | Interconnected | Duluth | 55804 | COL | 241 | Residential |  | Trade Secret | 2024 | 2024
20252-215933-02 | Minnesota Power | 68 | 12647 | IOU | S-1105 | 8.19 | Solar |  |  | Interconnected | Duluth | 55804 | COL | 244 | Residential |  | Trade Secret | 2024 | 2024
20252-215933-02 | Minnesota Power | 68 | 12647 | IOU | S-1106 | 4.1 | Solar |  |  | Interconnected | Duluth | 55804 | COL | 244 | Residential |  | Trade Secret | 2024 | 2024
20252-215933-02 | Minnesota Power | 68 | 12647 | IOU | S-1107 | 15 | Solar |  |  | Interconnected | Swanville | 56382 | SWN | 1 | Residential |  | Trade Secret | 2024 | 2024
20252-215933-02 | Minnesota Power | 68 | 12647 | IOU | S-1108 | 5.67 | Solar |  |  | Interconnected | Duluth | 55804 | COL | 244 | Residential |  | Trade Secret | 2024 | 2024
20252-215933-02 | Minnesota Power | 68 | 12647 | IOU | S-1109 | 33.93 | Solar |  |  | Interconnected | Duluth | 55805 | RGV | 254 | Commercial |  | Trade Secret | 2024 | 2024
20252-215933-02 | Minnesota Power | 68 | 12647 | IOU | S-1110 | 300 | Solar |  |  | Interconnected | Pequot Lakes | 56472 | PQL | 2 | Commercial |  | Trade Secret | 2024 | 2024
20252-215933-02 | Minnesota Power | 68 | 12647 | IOU | S-1111 | 16.13 | Solar |  |  | Interconnected | Duluth | 55803 | COL | 242 | Residential |  | Trade Secret | 2024 | 2024
20252-215933-02 | Minnesota Power | 68 | 12647 | IOU | S-1112 | 5 | Solar |  |  | Interconnected | Duluth | 55806 | TFW | 243 | Residential |  | Trade Secret | 2024 | 2024
20252-215933-02 | Minnesota Power | 68 | 12647 | IOU | S-1113 | 8.19 | Solar |  |  | Interconnected | Duluth | 55804 | COL | 241 | Residential |  | Trade Secret | 2024 | 2024
20252-215933-02 | Minnesota Power | 68 | 12647 | IOU | S-1114 | 16.7 | Solar |  |  | Interconnected | Duluth | 55804 | COL | 241 | Residential |  | Trade Secret | 2024 | 2024
20252-215933-02 | Minnesota Power | 68 | 12647 | IOU | S-1115 | 7.92 | Solar |  |  | Interconnected | Duluth | 55804 | FRR | 275 | Residential |  | Trade Secret | 2024 | 2024
20252-215933-02 | Minnesota Power | 68 | 12647 | IOU | S-1116 | 3.78 | Solar |  |  | Interconnected | Duluth | 55811 | RGV | 256 | Residential |  | Trade Secret | 2024 | 2024
20252-215933-02 | Minnesota Power | 68 | 12647 | IOU | S-1117 | 7.25 | Solar |  |  | Interconnected | Duluth | 55804 | COL | 244 | Residential |  | Trade Secret | 2024 | 2024
20252-215933-02 | Minnesota Power | 68 | 12647 | IOU | S-1118 | 3.84 | Solar |  |  | Interconnected | Duluth | 55805 | FIF | 230 | Residential |  | Trade Secret | 2023 | 2024
20252-215933-02 | Minnesota Power | 68 | 12647 | IOU | S-1119 | 17.96 | Solar |  |  | Interconnected | Duluth | 55804 | COL | 241 | Residential |  | Trade Secret | 2024 | 2024
20252-215933-02 | Minnesota Power | 68 | 12647 | IOU | S-1120 | 6.08 | Solar |  |  | Interconnected | Duluth | 55803 | RGV | 253 | Residential |  | Trade Secret | 2024 | 2024
20252-215933-02 | Minnesota Power | 68 | 12647 | IOU | S-1121 | 10.02 | Solar |  |  | Interconnected | Duluth | 55811 | RGV | 256 | Residential |  | Trade Secret | 2024 | 2024
20252-215933-02 | Minnesota Power | 68 | 12647 | IOU | S-1122 | 10.5 | Solar |  |  | Interconnected | Duluth | 55804 | FRR | 275 | Residential |  | Trade Secret | 2024 | 2024
20252-215933-02 | Minnesota Power | 68 | 12647 | IOU | S-1123 | 14.18 | Solar |  |  | Interconnected | Chisholm | 55719 | CHL | 1 | Residential |  | Trade Secret | 2023 | 2024
20252-215933-02 | Minnesota Power | 68 | 12647 | IOU | S-1124 | 9.22 | Solar |  |  | Interconnected | Bowlus | 56314 | BSD | 2 | Residential |  | Trade Secret | 2024 | 2024
20252-215933-02 | Minnesota Power | 68 | 12647 | IOU | S-1125 | 5.22 | Solar |  |  | Interconnected | Duluth | 55807 | LSP | 281 | Residential | SolarSense | Trade Secret | 2024 | 2024
20252-215933-02 | Minnesota Power | 68 | 12647 | IOU | S-1126 | 12.92 | Solar |  |  | Interconnected | Duluth | 55811 | HNS | 236 | Residential |  | Trade Secret | 2024 | 2024
20252-215933-02 | Minnesota Power | 68 | 12647 | IOU | S-1127 | 7.6 | Solar |  |  | Interconnected | Duluth | 55803 | COL | 240 | Residential |  | Trade Secret | 2024 | 2024
20252-215933-02 | Minnesota Power | 68 | 12647 | IOU | S-1128 | 9.14 | Solar |  |  | Interconnected | Duluth | 55804 | COL | 244 | Residential |  | Trade Secret | 2024 | 2024
20252-215933-02 | Minnesota Power | 68 | 12647 | IOU | S-1129 | 12.6 | Solar |  |  | Interconnected | Duluth | 55804 | COL | 244 | Residential |  | Trade Secret | 2024 | 2024
20252-215933-02 | Minnesota Power | 68 | 12647 | IOU | S-1130 | 9.14 | Solar |  |  | Interconnected | Hermantown | 55811 | HNS | 236 | Residential |  | Trade Secret | 2024 | 2024
20252-215933-02 | Minnesota Power | 68 | 12647 | IOU | S-1131 | 8.09 | Solar |  |  | Interconnected | Ely | 55731 | STC | 2 | Residential |  | Trade Secret | 2024 | 2024
20252-215933-02 | Minnesota Power | 68 | 12647 | IOU | S-1132 | 5.67 | Solar |  |  | Interconnected | Duluth | 55804 | COL | 244 | Residential |  | Trade Secret | 2024 | 2024
20252-215933-02 | Minnesota Power | 68 | 12647 | IOU | S-1133 | 4.56 | Solar |  |  | Interconnected | Esko | 55733 | CNA | 413 | Residential |  | Trade Secret | 2023 | 2024
20252-215933-02 | Minnesota Power | 68 | 12647 | IOU | S-1134 | 11.97 | Solar |  |  | Interconnected | Duluth | 55804 | COL | 244 | Residential |  | Trade Secret | 2024 | 2024
20252-215933-02 | Minnesota Power | 68 | 12647 | IOU | S-1135 | 11.4 | Solar |  |  | Interconnected | Duluth | 55805 | RGV | 254 | Residential | SolarSense | Trade Secret | 2023 | 2024
20252-215933-02 | Minnesota Power | 68 | 12647 | IOU | S-1136 | 4.41 | Solar |  |  | Interconnected | Duluth | 55804 | COL | 244 | Residential |  | Trade Secret | 2024 | 2024
20252-215933-02 | Minnesota Power | 68 | 12647 | IOU | S-1137 | 6.3 | Solar |  |  | Interconnected | Duluth | 55804 | COL | 244 | Residential |  | Trade Secret | 2024 | 2024
20252-215933-02 | Minnesota Power | 68 | 12647 | IOU | S-1138 | 10 | Solar |  |  | Interconnected | Tower | 55790 | TWN | 2 | Residential |  | Trade Secret | 2024 | 2024
20252-215933-02 | Minnesota Power | 68 | 12647 | IOU | S-1139 | 39.98 | Solar |  |  | Interconnected | Royalton | 56373 | BLD | 511 | Residential |  | Trade Secret | 2023 | 2024
20252-215933-02 | Minnesota Power | 68 | 12647 | IOU | S-1140 | 10 | Solar |  |  | Interconnected | Little Falls | 56345 | LFW | 1 | Residential |  | Trade Secret | 2024 | 2024
20252-215933-02 | Minnesota Power | 68 | 12647 | IOU | S-1141 | 8.5 | Solar |  |  | Interconnected | Duluth | 55804 | COL | 244 | Residential |  | Trade Secret | 2024 | 2024
20252-215933-02 | Minnesota Power | 68 | 12647 | IOU | S-1142 | 15.75 | Solar |  |  | Interconnected | Duluth | 55804 | FRR | 276 | Residential |  | Trade Secret | 2024 | 2024
20252-215933-02 | Minnesota Power | 68 | 12647 | IOU | S-1143 | 11.88 | Solar |  |  | Interconnected | Deerwood | 56444 | DER | 2 | Residential |  | Trade Secret | 2024 | 2024
20252-215933-02 | Minnesota Power | 68 | 12647 | IOU | S-1144 | 6.84 | Solar |  |  | Interconnected | Duluth | 55808 | GRY | 200 | Residential |  | Trade Secret | 2024 | 2024
20252-215933-02 | Minnesota Power | 68 | 12647 | IOU | S-1145 | 4.64 | Solar |  |  | Interconnected | Duluth | 55808 | GRY | 201 | Residential | SolarSense | Trade Secret | 2024 | 2024
20252-215933-02 | Minnesota Power | 68 | 12647 | IOU | S-1146 | 11.5 | Storage |  |  | Interconnected | Deerwood | 56444 | DER | 1 | Residential |  | Trade Secret |  | 2024
20252-215933-02 | Minnesota Power | 68 | 12647 | IOU | S-1147 | 6.53 | Solar |  |  | Interconnected | Duluth | 55805 | RGV | 254 | Residential |  | Trade Secret | 2024 | 2024
20252-215933-02 | Minnesota Power | 68 | 12647 | IOU | S-1148 | 7.68 | Solar |  |  | Interconnected | Pierz | 56364 | PZG | 2 | Commercial |  | Trade Secret | 2023 | 2024
20252-215933-02 | Minnesota Power | 68 | 12647 | IOU | S-1149 | 4.08 | Solar |  |  | Interconnected | Duluth | 55804 | COL | 244 | Residential |  | Trade Secret | 2024 | 2024
20252-215933-02 | Minnesota Power | 68 | 12647 | IOU | S-1150 | 24 | Solar |  |  | Interconnected | Duluth | 55803 | RGV | 253 | Residential |  | Trade Secret | 2024 | 2024
20252-215933-02 | Minnesota Power | 68 | 12647 | IOU | S-1151 | 10.39 | Solar |  |  | Interconnected | Esko | 55733 | CNA | 405 | Residential |  | Trade Secret | 2024 | 2024
20252-215933-02 | Minnesota Power | 68 | 12647 | IOU | S-1152 | 7 | Solar |  |  | Interconnected | Duluth | 55806 | FIF | 220 | Residential | SolarSense | Trade Secret | 2023 | 2024
20252-215933-02 | Minnesota Power | 68 | 12647 | IOU | S-1153 | 8.83 | Solar |  |  | Interconnected | Silver Bay | 55614 | SBT | 4301 | Residential |  | Trade Secret | 2024 | 2024
20252-215933-02 | Minnesota Power | 68 | 12647 | IOU | S-1154 | 29.15 | Solar |  |  | Interconnected | Duluth | 55805 | RGV | 254 | Commercial |  | Trade Secret | 2024 | 2024
20252-215933-02 | Minnesota Power | 68 | 12647 | IOU | S-1155 | 9.24 | Solar |  |  | Interconnected | Babbitt | 55706 | BAB | 1 | Residential |  | Trade Secret | 2024 | 2024
20252-215933-02 | Minnesota Power | 68 | 12647 | IOU | S-1156 | 6 | Solar |  |  | Interconnected | Esko | 55733 | CNA | 405 | Residential | SolarSense | Trade Secret | 2024 | 2024
20252-215933-02 | Minnesota Power | 68 | 12647 | IOU | S-1157 | 6.3 | Solar |  |  | Interconnected | Duluth | 55803 | FBG | 269 | Residential |  | Trade Secret | 2024 | 2024
20252-215933-02 | Minnesota Power | 68 | 12647 | IOU | S-1158 | 7.25 | Solar |  |  | Interconnected | Duluth | 55804 | COL | 244 | Residential |  | Trade Secret | 2024 | 2024
20252-215933-02 | Minnesota Power | 68 | 12647 | IOU | S-1159 | 8.06 | Solar |  |  | Interconnected | Duluth | 55806 | FIF | 230 | Residential |  | Trade Secret | 2024 | 2024
20252-215933-02 | Minnesota Power | 68 | 12647 | IOU | S-1160 | 38 | Solar |  |  | Interconnected | Bowlus | 56314 | BSD | 2 | Commercial |  | Trade Secret | 2024 | 2024
20252-215933-02 | Minnesota Power | 68 | 12647 | IOU | S-1161 | 38 | Solar |  |  | Interconnected | Pierz | 56364 | LFL | 526 | Commercial |  | Trade Secret | 2024 | 2024
20252-215933-02 | Minnesota Power | 68 | 12647 | IOU | S-1162 | 38 | Solar |  |  | Interconnected | Bowlus | 56314 | BSD | 2 | Commercial |  | Trade Secret | 2024 | 2024
20252-215933-02 | Minnesota Power | 68 | 12647 | IOU | S-1163 | 12.6 | Solar |  |  | Interconnected | Duluth | 55811 | CBL | 214 | Residential |  | Trade Secret | 2024 | 2024
20252-215933-02 | Minnesota Power | 68 | 12647 | IOU | S-1164 | 8.36 | Solar |  |  | Interconnected | Duluth | 55804 | COL | 244 | Residential |  | Trade Secret | 2024 | 2024
20252-215933-02 | Minnesota Power | 68 | 12647 | IOU | S-1165 | 5.28 | Solar |  |  | Interconnected | Aurora | 55705 | BIW | 1 | Residential | SolarSense | Trade Secret | 2024 | 2024
20252-215933-02 | Minnesota Power | 68 | 12647 | IOU | S-1166 | 1.46 | Solar |  |  | Interconnected | Duluth | 55811 | HNS | 247 | Residential |  | Trade Secret | 2023 | 2024
20252-215933-02 | Minnesota Power | 68 | 12647 | IOU | S-1167 | 9.77 | Solar |  |  | Interconnected | Duluth | 55812 | RGV | 252 | Residential |  | Trade Secret | 2024 | 2024
20252-215933-02 | Minnesota Power | 68 | 12647 | IOU | S-1168 | 12.87 | Solar |  |  | Interconnected | Duluth | 55804 | COL | 245 | Residential |  | Trade Secret | 2024 | 2024
20252-215933-02 | Minnesota Power | 68 | 12647 | IOU | S-1169 | 16.9 | Solar |  |  | Interconnected | Duluth | 55811 | RGV | 254 | Residential |  | Trade Secret | 2024 | 2024
20252-215933-02 | Minnesota Power | 68 | 12647 | IOU | S-1170 | 6.63 | Solar |  |  | Interconnected | Rice | 56367 | RIC | 2 | Residential |  | Trade Secret | 2022 | 2024
20252-215933-02 | Minnesota Power | 68 | 12647 | IOU | S-1171 | 10 | Solar |  |  | Interconnected | Duluth | 55811 | HNS | 236 | Residential | SolarSense | Trade Secret | 2023 | 2024
20252-215933-02 | Minnesota Power | 68 | 12647 | IOU | S-1172 | 34.2 | Solar |  |  | Interconnected | Swanville | 56382 | SWN | 1 | Commercial | SolarSense | Trade Secret | 2024 | 2024
20252-215933-02 | Minnesota Power | 68 | 12647 | IOU | S-1173 | 22.8 | Solar |  |  | Interconnected | Freeport | 56331 | UPS | 1 | Residential |  | Trade Secret | 2024 | 2024
20252-215933-02 | Minnesota Power | 68 | 12647 | IOU | S-1174 | 23.55 | Solar |  |  | Interconnected | Hermantown | 55810 | HNS | 237 | Residential | SolarSense | Trade Secret | 2024 | 2024
20252-215933-02 | Minnesota Power | 68 | 12647 | IOU | S-1175 | 8.82 | Solar |  |  | Interconnected | Albany | 56307 | UPS | 1 | Residential | SolarSense | Trade Secret | 2024 | 2024
20252-215933-02 | Minnesota Power | 68 | 12647 | IOU | S-1176 | 20 | Solar |  |  | Interconnected | Little Falls | 56345 | GIN | 1 | Residential |  | Trade Secret | 2024 | 2024
20252-215933-02 | Minnesota Power | 68 | 12647 | IOU | S-1177 | 4.64 | Solar |  |  | Interconnected | Duluth | 55811 | HNS | 236 | Residential |  | Trade Secret | 2024 | 2024
20252-215933-02 | Minnesota Power | 68 | 12647 | IOU | S-1178 | 7.54 | Solar |  |  | Interconnected | Duluth | 55810 | LSP | 223 | Residential |  | Trade Secret | 2024 | 2024
20252-215933-02 | Minnesota Power | 68 | 12647 | IOU | S-1179 | 5.44 | Solar |  |  | Interconnected | Hermantown | 55811 | HNS | 237 | Residential |  | Trade Secret | 2024 | 2024
20252-215933-02 | Minnesota Power | 68 | 12647 | IOU | S-1180 | 9.45 | Solar |  |  | Interconnected | Hermantown | 55811 | HNS | 236 | Residential | SolarSense | Trade Secret | 2024 | 2024
20252-215933-02 | Minnesota Power | 68 | 12647 | IOU | S-1181 | 38 | Solar |  |  | Interconnected | Royalton | 56373 | BLD | 511 | Commercial |  | Trade Secret | 2024 | 2024
20252-215933-02 | Minnesota Power | 68 | 12647 | IOU | S-1182 | 13.05 | Solar |  |  | Interconnected | Duluth | 55811 | RGV | 256 | Residential | SolarSense | Trade Secret | 2024 | 2024
20252-215933-02 | Minnesota Power | 68 | 12647 | IOU | S-1183 | 5 | Solar |  |  | Interconnected | Duluth | 55803 | COL | 240 | Residential |  | Trade Secret | 2023 | 2024
20252-215933-02 | Minnesota Power | 68 | 12647 | IOU | S-1184 | 22.8 | Solar |  |  | Interconnected | Duluth | 55804 | FRR | 276 | Residential | SolarSense | Trade Secret | 2024 | 2024
20252-215933-02 | Minnesota Power | 68 | 12647 | IOU | S-1185 | 5.67 | Solar |  |  | Interconnected | Duluth | 55802 | FIF | 260 | Residential | SolarSense | Trade Secret | 2024 | 2024
20252-215933-02 | Minnesota Power | 68 | 12647 | IOU | S-1186 | 10 | Storage |  |  | Interconnected | Duluth | 55804 | FRR | 276 | Residential |  | Trade Secret |  | 2024
20252-215933-02 | Minnesota Power | 68 | 12647 | IOU | S-1187 | 13.18 | Solar |  |  | Interconnected | Duluth | 55804 | FRR | 276 | Residential | SolarSense | Trade Secret | 2024 | 2024
20252-215933-02 | Minnesota Power | 68 | 12647 | IOU | S-1188 | 4.61 | Solar |  |  | Interconnected | Duluth | 55803 | COL | 242 | Residential | SolarSense | Trade Secret | 2024 | 2024
20252-215933-02 | Minnesota Power | 68 | 12647 | IOU | S-1189 | 4.41 | Solar |  |  | Interconnected | Pine River | 56474 | SPR | 1 | Residential | SolarSense | Trade Secret | 2023 | 2024
20252-215933-02 | Minnesota Power | 68 | 12647 | IOU | S-1190 | 10 | Solar |  |  | Interconnected | Esko | 55733 | CNA | 405 | Residential |  | Trade Secret | 2023 | 2024
20252-215933-02 | Minnesota Power | 68 | 12647 | IOU | S-1191 | 11.14 | Solar |  |  | Interconnected | Carlton | 55718 | MAH | 6411 | Residential |  | Trade Secret | 2024 | 2024
20252-215933-02 | Minnesota Power | 68 | 12647 | IOU | S-1192 | 13.82 | Solar |  |  | Interconnected | Long Prairie | 56347 | LPD | 2 | Residential |  | Trade Secret | 2024 | 2024
20252-215933-02 | Minnesota Power | 68 | 12647 | IOU | S-1193 | 10.98 | Solar |  |  | Interconnected | Duluth | 55808 | LSP | 280 | Residential | SolarSense | Trade Secret | 2024 | 2024
20252-215933-02 | Minnesota Power | 68 | 12647 | IOU | S-1194 | 4.54 | Solar |  |  | Interconnected | Duluth | 55807 | LSP | 281 | Residential | SolarSense | Trade Secret | 2024 | 2024
20252-215933-02 | Minnesota Power | 68 | 12647 | IOU | S-1195 | 10.73 | Solar |  |  | Interconnected | Duluth | 55811 | SLA | 250 | Residential | SolarSense | Trade Secret | 2024 | 2024
20252-215933-02 | Minnesota Power | 68 | 12647 | IOU | S-1196 | 12.67 | Solar |  |  | Interconnected | Duluth | 55807 | LSP | 281 | Residential |  | Trade Secret | 2024 | 2024
20252-215933-02 | Minnesota Power | 68 | 12647 | IOU | S-1197 | 7.7 | Solar |  |  | Interconnected | Chisholm | 55719 | BAL | 1 | Residential | SolarSense | Trade Secret | 2024 | 2024
20252-215933-02 | Minnesota Power | 68 | 12647 | IOU | S-1198 | 7.9 | Solar |  |  | Interconnected | Duluth | 55804 | COL | 244 | Residential |  | Trade Secret | 2024 | 2024
20252-215933-02 | Minnesota Power | 68 | 12647 | IOU | S-1199 | 5.14 | Solar |  |  | Interconnected | Esko | 55733 | CNA | 403 | Residential |  | Trade Secret | 2024 | 2024
20252-215933-02 | Minnesota Power | 68 | 12647 | IOU | S-1200 | 18 | Solar |  |  | Interconnected | Duluth | 55811 | FCS | 214 | Residential |  | Trade Secret | 2023 | 2024
20252-215933-02 | Minnesota Power | 68 | 12647 | IOU | S-1201 | 6.96 | Solar |  |  | Interconnected | Duluth | 55811 | HNS | 247 | Commercial | Low Income | Trade Secret | 2023 | 2024
20252-215933-02 | Minnesota Power | 68 | 12647 | IOU | S-1202 | 5.38 | Solar |  |  | Interconnected | Duluth | 55805 | SLA | 250 | Residential |  | Trade Secret | 2024 | 2024
20252-215933-02 | Minnesota Power | 68 | 12647 | IOU | S-1203 | 6.96 | Solar |  |  | Interconnected | Duluth | 55811 | HNS | 247 | Commercial | Low Income | Trade Secret | 2023 | 2024
20252-215933-02 | Minnesota Power | 68 | 12647 | IOU | S-1204 | 9.12 | Solar |  |  | Interconnected | Duluth | 55804 | FRR | 275 | Residential | SolarSense | Trade Secret | 2024 | 2024
20252-215933-02 | Minnesota Power | 68 | 12647 | IOU | S-1205 | 10 | Solar |  |  | Interconnected | Wrenshall | 55797 | WRN | 411 | Residential |  | Trade Secret | 2023 | 2024
20252-215933-02 | Minnesota Power | 68 | 12647 | IOU | S-1206 | 54 | Storage |  |  | Interconnected | Duluth | 55811 | FCS | 215 | Residential |  | Trade Secret |  | 2024
20252-215933-02 | Minnesota Power | 68 | 12647 | IOU | S-1207 | 7.6 | Solar |  |  | Interconnected | Cloquet | 55720 | CLQ | 410 | Residential |  | Trade Secret | 2023 | 2024
20252-215933-02 | Minnesota Power | 68 | 12647 | IOU | S-1208 | 8.45 | Solar |  |  | Interconnected | Park Rapids | 56470 | LNG | 541 | Residential |  | Trade Secret | 2024 | 2024
20252-215933-02 | Minnesota Power | 68 | 12647 | IOU | S-1209 | 19.85 | Solar |  |  | Interconnected | Cloquet | 55720 | CLQ | 410 | Residential |  | Trade Secret | 2024 | 2024
20252-215933-02 | Minnesota Power | 68 | 12647 | IOU | S-1210 | 12.29 | Solar |  |  | Interconnected | Chisholm | 55719 | CHL | 1 | Residential |  | Trade Secret | 2024 | 2024
20252-215933-02 | Minnesota Power | 68 | 12647 | IOU | S-1211 | 4.73 | Solar |  |  | Interconnected | Cloquet | 55720 | CLQ | 409 | Residential |  | Trade Secret | 2024 | 2024
20252-215933-02 | Minnesota Power | 68 | 12647 | IOU | S-1212 | 6.28 | Solar |  |  | Interconnected | Duluth | 55803 | RGV | 253 | Residential | Low Income | Trade Secret | 2024 | 2024
20252-215933-02 | Minnesota Power | 68 | 12647 | IOU | S-1213 | 3.78 | Solar |  |  | Interconnected | Upsala | 56384 | UPS | 2 | Residential |  | Trade Secret | 2024 | 2024
20252-215933-02 | Minnesota Power | 68 | 12647 | IOU | S-1214 | 4.61 | Solar |  |  | Interconnected | Grand Rapids | 55744 | LGW | 335 | Residential | SolarSense | Trade Secret | 2023 | 2024
20252-215933-02 | Minnesota Power | 68 | 12647 | IOU | S-1215 | 23.94 | Solar |  |  | Interconnected | Sturgeon Lake | 55783 | DEN | 6431 | Residential |  | Trade Secret | 2023 | 2024
20252-215933-02 | Minnesota Power | 68 | 12647 | IOU | S-1216 | 9.7 | Solar |  |  | Interconnected | Duluth | 55804 | COL | 244 | Residential | SolarSense | Trade Secret | 2024 | 2024
20252-215933-02 | Minnesota Power | 68 | 12647 | IOU | S-1217 | 40 | Solar |  |  | Interconnected | Cloquet | 55720 | CLQ | 410 | Commercial |  | Trade Secret | 2022 | 2024
20252-215933-02 | Minnesota Power | 68 | 12647 | IOU | S-1218 | 10.4 | Solar |  |  | Interconnected | Duluth | 55804 | COL | 245 | Residential |  | Trade Secret | 2023 | 2024
20252-215933-02 | Minnesota Power | 68 | 12647 | IOU | S-1219 | 17.3 | Solar |  |  | Interconnected | Duluth | 55804 | FRR | 275 | Residential |  | Trade Secret | 2023 | 2024
20252-215933-02 | Minnesota Power | 68 | 12647 | IOU | S-1220 | 16 | Solar |  |  | Interconnected | Duluth | 55811 | FCS | 215 | Residential |  | Trade Secret | 2023 | 2024
20252-215933-02 | Minnesota Power | 68 | 12647 | IOU | S-1221 | 3.52 | Solar |  |  | Interconnected | Duluth | 55804 | COL | 244 | Residential |  | Trade Secret | 2023 | 2024
20252-215933-02 | Minnesota Power | 68 | 12647 | IOU | S-1222 | 6.91 | Solar |  |  | Interconnected | Motley | 56466 | MOT | 1 | Residential |  | Trade Secret | 2023 | 2024
20252-215933-02 | Minnesota Power | 68 | 12647 | IOU | S-1223 | 14.2 | Solar |  |  | Interconnected | Duluth | 55803 | COL | 240 | Residential |  | Trade Secret | 2023 | 2024
20252-215933-02 | Minnesota Power | 68 | 12647 | IOU | S-1224 | 8.45 | Solar |  |  | Interconnected | Pine River | 56474 | SPR | 1 | Residential |  | Trade Secret | 2023 | 2024
20252-215933-02 | Minnesota Power | 68 | 12647 | IOU | S-1225 | 25.73 | Solar |  |  | Interconnected | Carlton | 55718 | WRN | 411 | Residential |  | Trade Secret | 2023 | 2024
20252-215933-02 | Minnesota Power | 68 | 12647 | IOU | S-1226 | 6.3 | Solar |  |  | Interconnected | Sebeka | 56477 | SEB | 1 | Residential |  | Trade Secret | 2023 | 2024
20252-215933-02 | Minnesota Power | 68 | 12647 | IOU | S-1227 | 10.37 | Solar |  |  | Interconnected | International Falls | 56649 | INF | 4 | Residential |  | Trade Secret | 2023 | 2024
20252-215933-02 | Minnesota Power | 68 | 12647 | IOU | S-1228 | 11.52 | Solar |  |  | Interconnected | Chisholm | 55719 | CHL | 3 | Residential |  | Trade Secret | 2023 | 2024
20252-215933-02 | Minnesota Power | 68 | 12647 | IOU | S-1229 | 5.79 | Solar |  |  | Interconnected | Rice | 56367 | RIC | 1 | Residential |  | Trade Secret | 2023 | 2024
20252-215933-02 | Minnesota Power | 68 | 12647 | IOU | S-1230 | 9.6 | Solar |  |  | Interconnected | International Falls | 56649 | INF | 4 | Residential |  | Trade Secret | 2023 | 2024
20252-215933-02 | Minnesota Power | 68 | 12647 | IOU | S-1231 | 9.6 | Solar |  |  | Interconnected | Rice | 56367 | RIC | 2 | Residential |  | Trade Secret | 2023 | 2024
20252-215933-02 | Minnesota Power | 68 | 12647 | IOU | S-1232 | 4.99 | Solar |  |  | Interconnected | Duluth | 55811 | HNS | 236 | Residential |  | Trade Secret | 2023 | 2024
20252-215933-02 | Minnesota Power | 68 | 12647 | IOU | S-1233 | 10000 | Solar |  |  | Interconnected | Little Falls | 56345 | BLD | 508 | Utility |  | Trade Secret |  | 2016
20253-216363-01 | Lake Crystal Municipal Utilities | 57 | 10596 | Muni | 29035000 | 12.18 | Solar |  |  | Interconnected | Lake Crystal | 56055 | Lake Crystal |  | Residential |  |  | 2021 | 2021
20253-216363-01 | Lake Crystal Municipal Utilities | 57 | 10596 | Muni | 542000 | 13 | Solar |  |  | Interconnected | Lake Crystal | 56055 | Lake Crystal |  | Residential |  |  | 2015 | 2015
20253-216363-01 | Lake Crystal Municipal Utilities | 57 | 10596 | Muni | 3801000 | 39.9 | Solar |  | X | Interconnected | Lake Crystal | 56055 | Lake Crystal |  | Commercial |  |  | 2022 | 2022
20253-216363-01 | Lake Crystal Municipal Utilities | 57 | 10596 | Muni | 77000 | 9 | Solar |  | X | Interconnected | Lake Crystal | 56055 | Lake Crystal |  | Residential |  |  | 2023 | 2023
20253-216363-01 | Lake Crystal Municipal Utilities | 57 | 10596 | Muni | 674000 | 5.985 | Solar |  |  | Interconnected | Lake Crystal | 56055 | Lake Crystal |  | Residential |  |  | 2023 | 2023
20253-216363-01 | Lake Crystal Municipal Utilities | 57 | 10596 | Muni | 1922000 | 13.056 | Solar |  |  | Interconnected | Lake Crystal | 56055 | Lake Crystal |  | Residential |  |  | 2023 | 2024
20253-216363-01 | Lake Crystal Municipal Utilities | 57 | 10596 | Muni | 4201000 | 39.9 | Solar |  |  | Interconnected | Lake Crystal | 56055 | Lake Crystal |  | Commercial |  |  | 2024 | 2024
20253-216363-01 | Lake Crystal Municipal Utilities | 57 | 10596 | Muni | 6995000 | 39.9 | Solar |  |  | Interconnected | Lake Crystal | 56055 | Lake Crystal |  | Commercial |  |  | 2024 | 2024
20253-216517-01 | Lake City Utilities | 56 | 10595 | Muni | 14100530103 | 10.64 | Solar |  |  | Interconnected | Lake City | 55041 | 10th Street |  | Commercial |  |  | 2014 | 2015
20253-216517-01 | Lake City Utilities | 56 | 10595 | Muni | 13101540000 | 6.08 | Solar |  |  | Interconnected | Lake City | 55041 | 10th Street |  | Residential |  | 11769 | 2019 | 2019
20253-216517-01 | Lake City Utilities | 56 | 10595 | Muni | 12101465000 | 9.28 | Solar |  |  | Interconnected | Lake City | 55041 | 10th Street |  | Residential |  | 50703 | 2019 | 2020
20253-216517-01 | Lake City Utilities | 56 | 10595 | Muni | 12101460201 | 6.38 | Solar |  |  | Interconnected | Lake City | 55041 | 10th Street |  | Residential |  | 29079 | 2019 | 2019
20253-216517-01 | Lake City Utilities | 56 | 10595 | Muni | 12101500101 | 9.28 | Solar |  | X | Interconnected | Lake City | 55041 | 10th Street |  | Residential |  | 69382 | 2019 | 2020
20253-216517-01 | Lake City Utilities | 56 | 10595 | Muni | 17100780003 | 6 | Solar |  |  | Interconnected | Lake City | 55041 | 10th Street |  | Residential |  |  | 2020 | 2020
20253-216517-01 | Lake City Utilities | 56 | 10595 | Muni | 12101460101 | 36 | Solar |  |  | Interconnected | Lake City | 55041 | 10th Street |  | Residential |  |  | 2020 | 2020
20253-216517-01 | Lake City Utilities | 56 | 10595 | Muni | 7100450005 | 7.6 | Solar |  |  | Interconnected | Lake City | 55041 | 10th Street |  | Residential |  | 11633 | 2021 | 2021
20253-216517-01 | Lake City Utilities | 56 | 10595 | Muni | 8100980002 | 8.12 | Solar |  |  | Interconnected | Lake City | 55041 | 10th Street |  | Residential |  | 49605 | 2021 | 2022
20253-216517-01 | Lake City Utilities | 56 | 10595 | Muni | 14101130003 | 3.8 | Solar |  |  | Interconnected | Lake City | 55042 | 11th Street |  | Residential |  | 23331 | 2020 | 2021
20252-215090-01 | City of Kasson | 54 | 10040 | Muni | NOVA4466 | 5.58 | Solar |  |  | Interconnected | Kasson | 55944 | Kasson | East | Residential |  | 20350.87 | 2021 | 2023
20252-215090-01 | City of Kasson | 54 | 10040 | Muni | NOVA4473 | 3.8 | Solar |  |  | Withdrawn | Kasson | 55944 | Kasson | West | Residential |  | 28662 | 2021
20252-215090-01 | City of Kasson | 54 | 10040 | Muni | NOVA4726 | 7.6 | Solar |  |  | Interconnected | Kasson | 55944 | Kasson | East | Residential |  | 27843 | 2021 | 2023
20252-215090-01 | City of Kasson | 54 | 10040 | Muni | NOVA4738 | 6.67 | Solar |  |  | Interconnected | Kasson | 55944 | Kasson | West | Residential |  | 25109 | 2021 | 2023
20252-215090-01 | City of Kasson | 54 | 10040 | Muni | NOVA6715 | 11.88 | Solar |  |  | Interconnected | Kasson | 55944 | Kasson | East | Residential |  | 49845 | 2022 | 2024
20252-215090-01 | City of Kasson | 54 | 10040 | Muni | NOVA6791 | 15.2 | Solar |  |  | Interconnected | Kasson | 55944 | Kasson | East | Commercial |  | 48600 | 2022 | 2024
20252-215090-01 | City of Kasson | 54 | 10040 | Muni | NOVA6889 | 5.12 | Solar |  |  | Interconnected | Kasson | 55944 | Kasson | West | Residential |  | 18411 | 2022 | 2024
20252-215090-01 | City of Kasson | 54 | 10040 | Muni | NOVA7362 | 8.38 | Solar |  |  | Interconnected | Kasson |  | Kasson | East | Residential |  | 33045 | 2023 | 2024
20252-215090-01 | City of Kasson | 54 | 10040 | Muni | NOVA7630 | 7.15 | Solar |  |  | Interconnected | Kasson | 55944 | Kasson | East | Residential |  | 32540 | 2023 | 2024
20251-214043-01 | Litchfield Public Uilities | 62 | 11064 | Muni | 1 | 10.89 | Solar |  |  | Interconnected | Litchfield | 55355 | Litchfield | Circuit 9 | Residential |  | 52827 | 2021 | 2022
20251-214043-01 | Litchfield Public Uilities | 62 | 11064 | Muni | 2 | 10.96 | Solar |  |  | Interconnected | Litchfield | 55355 | Litchfield | Circuit 10 | Residential |  | 49000 | 2022 | 2022
20251-214043-01 | Litchfield Public Uilities | 62 | 11064 | Muni | 3 | 30 | Solar |  |  | Interconnected | Litchfield | 55355 | Litchfield | Circuit 10 | Residential |  | 45000 | 2022 | 2023
20251-214043-01 | Litchfield Public Uilities | 62 | 11064 | Muni | 4 | 9.86 | Solar |  |  | Interconnected | Litchfield | 55355 | Litchfield | Circuit 10 | Residential |  | 52500 | 2022 | 2023
20251-214043-01 | Litchfield Public Uilities | 62 | 11064 | Muni | 5 | 9.216 | Solar |  |  | Interconnected | Litchfield | 55355 | Litchfield | Circuit 8 | Residential |  | 37000 | 2024 | 2024
20251-214043-01 | Litchfield Public Uilities | 62 | 11064 | Muni | 6 | 20.352 | Solar |  |  | Active Application | Litchfield | 55355 | Litchfield | Circuit 8 | Residential |  | 78208.56 | 2025
20251-214033-01 | City of Luverne | 63 | 11332 | Muni | 011-550000-02 | 9.772 | Solar |  | X | Interconnected | Luverne | 56156 | East | 1 | Residential |  | 55958 | 2021 | 2021
20251-214033-01 | City of Luverne | 63 | 11332 | Muni | 111-880000-02 | 8.25 | Solar |  | X | Interconnected | Luverne | 56156 | West | 1 | Residential |  |  | 2010 | 2010
20251-214033-01 | City of Luverne | 63 | 11332 | Muni | 200-105000-01 | 5000 | Wind |  | X | Interconnected | Luverne | 56156 | South | 5 | Commercial |  |  | 2020 | 2020
20251-214033-01 | City of Luverne | 63 | 11332 | Muni | 122-912000-02 | 6.96 | Solar |  | X | Interconnected | Luverne | 56156 | East | 1 | Residential |  | 29959 | 2022 | 2022
20251-214033-01 | City of Luverne | 63 | 11332 | Muni | 122-970001-01 | 7.678 | Solar |  | X | Interconnected | Luverne | 56156 | East | 1 | Residential |  | 29840 | 2022 | 2022
20251-214033-01 | City of Luverne | 63 | 11332 | Muni | 044-115000-02 | 9.423 | Solar |  | X | Interconnected | Luverne | 56156 | East | 1 | Residential |  | 41786 | 2022 | 2023
20251-214033-01 | City of Luverne | 63 | 11332 | Muni | 122-912000-02 | 6.96 | Storage |  |  | Interconnected | Luverne | 56156 | East | 1 | Residential |  | 26500 | 2024 | 2025
20251-214033-01 | City of Luverne | 63 | 11332 | Muni | 122-095000-06 | 3.84 | Solar |  | X | Interconnected | Luverne | 56156 | East | 1 | Residential |  | 39984.42 | 2025 | 2025
20253-216290-01 | City of North St Paul | 82 | 13730 | Muni | 2017-s1 | 6.46 | Solar |  |  | Interconnected | North Saint Paul | 55109 | Oakdale Sub | 83 | Residential | Rebate | 11424 | 2017 | 2017
20253-216290-01 | City of North St Paul | 82 | 13730 | Muni | 2018-s1 | 5.8 | Solar |  |  | Interconnected | North Saint Paul | 55109 | Oakdale Sub | 81 | Residential | Rebate | 18600 | 2018 | 2018
20253-216290-01 | City of North St Paul | 82 | 13730 | Muni | 2019-s1 | 12.16 | Solar |  |  | Interconnected | North Saint Paul | 55109 | Oakdale Sub | 81 | Residential | Rebate | 40000 | 2019 | 2019
20253-216290-01 | City of North St Paul | 82 | 13730 | Muni | 2019-s2 | 9.7 | Solar |  |  | Interconnected | North Saint Paul | 55109 | Oakdale Sub | 84 | Residential | Rebate | 21000 | 2019 | 2019
20253-216290-01 | City of North St Paul | 82 | 13730 | Muni | 2020-s2 | 2.6 | Solar |  |  | Interconnected | North Saint Paul | 55109 | Oakdale Sub | 84 | Residential | Rebate | 3250 | 2020 | 2020
20253-216290-01 | City of North St Paul | 82 | 13730 | Muni | 2020-s1 | 1.48 | Solar |  |  | Interconnected | North Saint Paul | 55109 | Oakdale Sub | 83 | Residential | Rebate | 2450 | 2020 | 2020
20253-216290-01 | City of North St Paul | 82 | 13730 | Muni | 2021-s1 | 5.584 | Solar |  |  | Interconnected | North Saint Paul | 55109 | Oakdale Sub | 84 | Residential | Rebate | 21708 | 2021 | 2021
20253-216290-01 | City of North St Paul | 82 | 13730 | Muni | 2022-s3 | 5.8 | Solar |  |  | Interconnected | North Saint Paul | 55109 | Oakdale Sub | 83 | Residential | Rebate | 10152 | 2022 | 2022
20253-216290-01 | City of North St Paul | 82 | 13730 | Muni | 2022-s2 | 11.2 | Solar |  |  | Interconnected | North Saint Paul | 55109 | Oakdale Sub | 82 | Residential | Rebate | 9500 | 2022 | 2022
20253-216290-01 | City of North St Paul | 82 | 13730 | Muni | 2022-s1 | 10.23 | Solar |  |  | Interconnected | North Saint Paul | 55109 | Oakdale Sub | 82 | Residential | Rebate | 9650 | 2022 | 2022
20253-216290-01 | City of North St Paul | 82 | 13730 | Muni | 2023-s1 | 10.44 | Solar |  |  | Interconnected | North Saint Paul | 55109 | Oakdale Sub | 82 | Residential | Rebate | 50000 | 2023 | 2023
20253-216290-01 | City of North St Paul | 82 | 13730 | Muni | 2023-s2 | 21.17 | Solar |  |  | Interconnected | North Saint Paul | 55109 | Oakdale Sub | 83 | Residential | Rebate | 81008 | 2023 | 2023
20253-216290-01 | City of North St Paul | 82 | 13730 | Muni | 2023-s3 | 29.2 | Solar |  |  | Interconnected | North Saint Paul | 55109 | Oakdale Sub | 83 | Residential | Rebate | 21500 | 2023 | 2023
20253-216290-01 | City of North St Paul | 82 | 13730 | Muni | 2023-s4 | 8.8 | Solar |  |  | Interconnected | North Saint Paul | 55109 | Oakdale Sub | 83 | Residential | Rebate | 16000 | 2023 | 2023
20253-216290-01 | City of North St Paul | 82 | 13730 | Muni | 2023-s5 | 23.6 | Solar |  |  | Interconnected | North Saint Paul | 55109 | Oakdale Sub | 83 | Residential | Rebate | 83460 | 2023 | 2023
20253-216290-01 | City of North St Paul | 82 | 13730 | Muni | 2023-s6 | 5.355 | Solar |  |  | Interconnected | North Saint Paul | 55109 | Oakdale Sub | 83 | Residential | Rebate | 27347 | 2023 | 2023
20253-216290-01 | City of North St Paul | 82 | 13730 | Muni | 2023-s7 | 4.35 | Solar |  |  | Interconnected | North Saint Paul | 55109 | Oakdale Sub | 83 | Residential | Rebate | 19500 | 2023 | 2023
20253-216290-01 | City of North St Paul | 82 | 13730 | Muni | 2024-s1 | 10.2 | Solar |  |  | Interconnected | North Saint Paul | 55109 | Oakdale Sub | 84 | Residential | Rebate | 39116 | 2024 | 2024
20253-216290-01 | City of North St Paul | 82 | 13730 | Muni | 2024-s2 | 7.7 | Solar |  |  | Interconnected | North Saint Paul | 55109 | Oakdale Sub | 81 | Residential | Rebate | 24954 | 2024 | 2024
20252-215690-01 | Austin Utilities | 27 | 1009 | Muni | 031-015 | 0.88 | Solar |  |  | Interconnected | Austin | 55912 | Library | 134B09 | Commercial |  |  |  | 2005
20252-215690-01 | Austin Utilities | 27 | 1009 | Muni | 078-016 | 1.14 | Solar |  |  | Interconnected | Austin | 55912 | Southeast | 161B03 | Commercial |  |  |  | 2007
20252-215690-01 | Austin Utilities | 27 | 1009 | Muni | 044-559 | 3 | Solar |  |  | Interconnected | Austin | 55912 | Northeast | 142B10 | Commercial |  |  |  | 2009
20252-215690-01 | Austin Utilities | 27 | 1009 | Muni | 015-550 | 2.1 | Solar |  |  | Interconnected | Austin | 55912 | Southwest | 151B05 | Residential |  |  |  | 2011
20252-215690-01 | Austin Utilities | 27 | 1009 | Muni | 202-487 | 39.9 | Wind |  |  | Decommissioned | Austin | 55912 | Southeast | 161B02 | Commercial |  |  |  | 2011 | 2019
20252-215690-01 | Austin Utilities | 27 | 1009 | Muni | 042-155 | 2.625 | Solar |  |  | Decommissioned | Austin | 55912 | Northeast | 142B10 | Residential |  |  |  | 2011 | 2019
20252-215690-01 | Austin Utilities | 27 | 1009 | Muni | 078-014 | 3.28 | Solar |  |  | Interconnected | Austin | 55912 | Southeast | 161B04 | Commercial |  |  |  | 2011
20252-215690-01 | Austin Utilities | 27 | 1009 | Muni | 015-492 | 3.12 | Solar |  |  | Interconnected | Austin | 55912 | Southeast | 161B02 | Residential |  |  |  | 2012
20252-215690-01 | Austin Utilities | 27 | 1009 | Muni | 036-569 | 3.3 | Solar |  |  | Interconnected | Austin | 55912 | Southwest | 151B06 | Residential |  |  |  | 2013
20252-215690-01 | Austin Utilities | 27 | 1009 | Muni | 101-420 | 39.6 | Solar |  |  | Interconnected | Austin | 55912 | Southeast | 161B03 | Commercial |  |  |  | 2014
20252-215690-01 | Austin Utilities | 27 | 1009 | Muni | 044-0352 | 10 | Solar |  |  | Interconnected | Austin | 55912 | Sub 10 | 171B04 | Commercial |  |  |  | 2014
20252-215690-01 | Austin Utilities | 27 | 1009 | Muni | 043-071 | 1.29 | Solar |  |  | Interconnected | Austin | 55912 | Sub 10 | 171B04 | Utility |  |  |  | 2014
20252-215690-01 | Austin Utilities | 27 | 1009 | Muni | 082-510 | 5 | Solar |  |  | Interconnected | Austin | 55912 | Southeast | 161B03 | Residential |  |  |  | 2015
20252-215690-01 | Austin Utilities | 27 | 1009 | Muni | 088-299 | 8 | Solar |  |  | Interconnected | Austin | 55912 | Southeast | 161B04 | Commercial |  |  |  | 2015
20252-215690-01 | Austin Utilities | 27 | 1009 | Muni | JC Hormel Nature Center #3 | 50.4 | Solar |  |  | Interconnected | Austin | 55912 | Notheast | 141B04 | Commercial |  |  |  | 2016
20252-215690-01 | Austin Utilities | 27 | 1009 | Muni | 024-349 | 6.3 | Solar |  |  | Interconnected | Austin | 55912 | Southwest | 151B05 | Residential |  |  |  | 2017
20252-215690-01 | Austin Utilities | 27 | 1009 | Muni | 053-922 | 9 | Solar |  |  | Interconnected | Austin | 55912 | Notheast | 141B05 | Commercial |  |  |  | 2017
20252-215690-01 | Austin Utilities | 27 | 1009 | Muni | 204-962 | 6.21 | Solar |  |  | Interconnected | Austin | 55912 | Southwest | 151B05 | Residential |  |  |  | 2017
20252-215690-01 | Austin Utilities | 27 | 1009 | Muni | 78415 | 11.3 | Solar |  |  | Interconnected | Austin | 55912 | Northeast | 141B04 | Residential |  |  | 2018 | 2018
20252-215690-01 | Austin Utilities | 27 | 1009 | Muni | 202-045 | 5.52 | Solar |  |  | Interconnected | Austin | 55912 | Southeast | 161B02 | Residential |  |  | 2018 | 2018
20252-215690-01 | Austin Utilities | 27 | 1009 | Muni | 201-025 | 12.5 | Solar |  |  | Interconnected | Austin | 55912 | Southeast | 161B03 | Commercial |  |  | 2018 | 2018
20252-215690-01 | Austin Utilities | 27 | 1009 | Muni | 015-590 | 6.48 | Solar |  |  | Interconnected | Austin | 55912 | Southwest | 151B05 | Residential |  |  | 2018 | 2018
20252-215690-01 | Austin Utilities | 27 | 1009 | Muni | 014-087 | 11.66 | Solar |  |  | Interconnected | Austin | 55912 | Southwest | 151B06 | Residential |  |  | 2019 | 2019
20252-215690-01 | Austin Utilities | 27 | 1009 | Muni | 042-155 | 4.9 | Solar |  |  | Interconnected | Austin | 55912 | Northeast | 142B10 | Residential |  |  | 2019 | 2019
20252-215690-01 | Austin Utilities | 27 | 1009 | Muni | 032-190 | 30.8 | Solar |  |  | Interconnected | Austin | 55912 | Southwest | 151B06 | Commercial |  |  | 2019 | 2020
20252-215690-01 | Austin Utilities | 27 | 1009 | Muni | 204-115 | 7.6 | Solar |  |  | Interconnected | Austin | 55912 | Southwest | 151B05 | Residential |  |  | 2020 | 2020
20252-215690-01 | Austin Utilities | 27 | 1009 | Muni | 205-585 | 38 | Solar |  |  | Interconnected | Austin | 55912 | Southwest | 151B03 | Residential |  |  | 2020 | 2020
20252-215690-01 | Austin Utilities | 27 | 1009 | Muni | 015-493 | 3.8 | Solar |  |  | Interconnected | Austin | 55912 | Southeast | 161B02 | Residential |  |  | 2020 | 2020
20252-215690-01 | Austin Utilities | 27 | 1009 | Muni | 24982 | 7.6 | Solar |  |  | Interconnected | Austin | 55912 | Southwest | 151B05 | Residential |  |  | 2021 | 2021
20252-215690-01 | Austin Utilities | 27 | 1009 | Muni | 208015 | 7.6 | Solar |  |  | Interconnected | Austin | 55912 | Northeast | 142B10 | Residential |  |  | 2021 | 2021
20252-215690-01 | Austin Utilities | 27 | 1009 | Muni | 34045 | 7.6 | Solar |  |  | Interconnected | Austin | 55912 | Southwest | 151B04 | Residential |  |  | 2022 | 2022
20252-215690-01 | Austin Utilities | 27 | 1009 | Muni | 22310 | 5.22 | Solar |  |  | Interconnected | Austin | 55912 | Southwest | 151B04 | Residential |  |  | 2022 | 2022
20252-215690-01 | Austin Utilities | 27 | 1009 | Muni | 24930 | 25.23 | Solar |  |  | Interconnected | Austin | 55912 | Southwest | 151B05 | Residential |  |  | 2022 | 2022
20252-215690-01 | Austin Utilities | 27 | 1009 | Muni | 56135 | 39.75 | Solar |  |  | Interconnected | Austin | 55912 | Northeast | 142B10 | Commercial |  |  | 2023 | 2023
20252-215690-01 | Austin Utilities | 27 | 1009 | Muni | 209010 | 4 | Solar |  |  | Interconnected | Austin | 55912 | Northeast | 141B04 | Residential |  |  | 2023 | 2023
20252-215690-01 | Austin Utilities | 27 | 1009 | Muni | 15612 | 10 | Solar |  |  | Interconnected | Austin | 55912 | Southwest | 151B05 | Residential |  |  | 2023 | 2023
20252-215690-01 | Austin Utilities | 27 | 1009 | Muni | 57165 | 5 | Solar |  |  | Interconnected | Austin | 55912 | Central | 181B03 | Residential |  |  | 2023 | 2024
20252-215690-01 | Austin Utilities | 27 | 1009 | Muni | 18210 | 5 | Solar |  |  | Interconnected | Austin | 55912 | Southeast | 161B02 | Residential |  |  | 2023 | 2024
20252-215690-01 | Austin Utilities | 27 | 1009 | Muni | 24426 | 10 | Solar |  |  | Interconnected | Austin | 55912 | Southwest | 151B04 | Residential |  |  | 2023 | 2024
20252-215690-01 | Austin Utilities | 27 | 1009 | Muni | 14810 | 5 | Solar |  |  | Active Application | Austin | 55912 | Southeast | 161B02 | Residential |  |  | 2023
20252-215690-01 | Austin Utilities | 27 | 1009 | Muni | 8360 | 6 | Solar |  |  | Interconnected | Austin | 55912 | Southwest | 151B05 | Residential |  |  | 2023 | 2024
20252-215690-01 | Austin Utilities | 27 | 1009 | Muni | 6688 | 84 | Solar |  |  | Interconnected | Austin | 55912 | Notheast | 142B10 | Commercial |  |  | 2024 | 2024
20252-215690-01 | Austin Utilities | 27 | 1009 | Muni | 204490 | 3.8 | Solar |  |  | Interconnected | Austin | 55912 | Southwest | 151B05 | Residential |  |  | 2024 | 2024
20252-215690-01 | Austin Utilities | 27 | 1009 | Muni | 5966 | 7.68 | Solar |  |  | Interconnected | Austin | 55912 | Southwest | 151B04 | Residential |  |  | 2024 | 2024
20252-215690-01 | Austin Utilities | 27 | 1009 | Muni | 204085 | 10.368 | Solar |  |  | Interconnected | Austin | 55912 | Southwest | 151B05 | Residential |  |  | 2024 | 2024
20252-215690-01 | Austin Utilities | 27 | 1009 | Muni | 204-962 | 10 | Storage |  |  | Active Application | Austin | 55912 | Southwest | 151B05 | Residential |  |  | 2024
20252-215690-01 | Austin Utilities | 27 | 1009 | Muni | 960308 | 34.56 | Solar |  |  | Interconnected | Austin | 55912 | Southeast | 161B04 | Commercial |  |  | 2024 | 2024
20252-215690-01 | Austin Utilities | 27 | 1009 | Muni | 5460 | 3.8 | Solar |  |  | Interconnected | Austin | 55912 | Southwest | 151B05 | Residential |  |  | 2024 | 2024
20253-216540-01 | Lakefield Public Utilities | 58 | 10622 | Muni | S-01-22 | 39.4 | Solar |  | X | Interconnected | Lakefield | 56150 | Lakefield | South Lakefield | Commercial |  | 135000 | 2022 | 2023
20251-214665-01 | Ortonville Light Department | 86 | 14196 | Muni | Ortonville Light Department | 10 | Solar |  | X | Interconnected | Ortonville | 56278 | Burdick | 4 | Commercial | MRES |  |  | 2015
20251-214665-01 | Ortonville Light Department | 86 | 14196 | Muni | Ortonville Light Department | 4.64 | Solar |  | X | Interconnected | Ortonville | 56278 | Burdick | 4 | Residential | MRES |  | 2021 | 2021
20251-214665-01 | Ortonville Light Department | 86 | 14196 | Muni | Ortonville Light Department | 8.41 | Solar |  | X | Interconnected | Ortonville | 56278 | Burdick | 4 | Residential | MRES |  | 2023 | 2023
20252-214886-01 | City of Staples | 112 | 17983 | Muni | 10-18600-02 | 9 | Solar |  |  | Interconnected | Staples | 56479 | North | N5 | Residential |  |  | 2021 | 2021
20252-215051-01 | City of Two Harbors | 119 | 19321 | Muni | 20522200 | 0.8 | Solar |  |  | Interconnected | Two Harbors | 55616 |  |  | Residential |  |  |  | 2010
20252-215051-01 | City of Two Harbors | 119 | 19321 | Muni | 5012600001 | 3.8 | Solar |  |  | Interconnected | Two Harbors | 55616 |  |  | Commercial |  |  | 2018 | 2019
20252-215051-01 | City of Two Harbors | 119 | 19321 | Muni | 1115106001 | 3.8 | Solar |  |  | Interconnected | Two Harvirs | 55616 |  |  | Residential |  |  | 2019 | 2020
20252-215051-01 | City of Two Harbors | 119 | 19321 | Muni | 502106097 | 3.8 | Solar |  |  | Interconnected | Two Harbors | 55616 |  |  | Residential |  |  | 2019 | 2020
20252-215051-01 | City of Two Harbors | 119 | 19321 | Muni | 502106097-2 | 2.2 | Solar |  |  | Interconnected | Two Harbors | 55616 |  |  | Residential |  |  | 2021 | 2021
20252-215051-01 | City of Two Harbors | 119 | 19321 | Muni | 1201300001 | 15.2 | Solar |  |  | Interconnected | Two Harbors | 55616 |  |  | Commercial |  |  | 2022 | 2023
20252-215051-01 | City of Two Harbors | 119 | 19321 | Muni | 341626320 | 8.4 | Solar |  |  | Interconnected | Two Harbors | 55615 |  |  | Residential |  |  | 2023 | 2023
20252-215051-01 | City of Two Harbors | 119 | 19321 | Muni | 82642051 | 6.67 | Solar |  |  | Active Application | Two Harbors | 55616 |  |  | Residential |  |  | 2024
20252-215843-01 | St. James Municipal Light & Power | 105 | 17876 | Muni | n-8-21 | 4.93 | Solar |  |  | Interconnected | Saint James | 56081 | East | west feeder | Residential |  | 20000 | 2021 | 2021
20252-215843-01 | St. James Municipal Light & Power | 105 | 17876 | Muni | n-5-21 | 4.06 | Solar |  |  | Interconnected | Saint James | 56081 | East | west feeder | Residential |  | 16912 | 2021 | 2021
20252-215843-01 | St. James Municipal Light & Power | 105 | 17876 | Muni | s-10-24 | 5.32 | Solar |  |  | Interconnected | Saint James | 56081 | East | industrial feeder | Residential |  | 19519 | 2024 | 2024
20252-215843-01 | St. James Municipal Light & Power | 105 | 17876 | Muni | n-2-23#1 | 39.9 | Solar |  |  | Interconnected | Saint James | 56081 | East | west feeder | Commercial | school for solar | 174640 | 2023 | 2023
20252-215843-01 | St. James Municipal Light & Power | 105 | 17876 | Muni | n2-23#2 | 39.9 | Solar |  |  | Interconnected | Saint James | 56081 | East | west feeder | Commercial | school for solar | 174640 | 2023 | 2023
20252-215686-01 | Thief River Falls Municipal Utilities | 115 | 18820 | Muni | NOVA6399 | 13.8 | Solar |  |  | Active Application | Thief River Falls | 56701 | Northland Substation | 750 MCM North | Residential |  | 35000 | 2022
20252-215686-01 | Thief River Falls Municipal Utilities | 115 | 18820 | Muni | NOVA8625 | 19.2 | Solar |  |  | Interconnected | Thief River Falls | 56701 | Morris Owen Substation | Greenwood Street East | Residential |  | 63685 | 2023 | 2024
20252-215325-01 | City of Wadena | 123 | 19947 | Muni | SW Installation 1 | 10.5 | Solar |  |  | Interconnected | Wadena | 56482 | SE Sub | Franklin | Residential |  | 98679 | 2023 | 2023
20251-214262-01 | Clearwater-Polk Electric Coopertive , Inc | 8 | 3764 | Co-op | 20-08-04 | 5 | Solar |  |  | Interconnected | Leonard | 56652 | Dudley |  | Residential |  |  | 2013 | 2013
20251-214262-01 | Clearwater-Polk Electric Coopertive , Inc | 8 | 3764 | Co-op | 41-35-12 | 36 | Solar |  |  | Interconnected |  | 56470 | Rice Lake |  | Commercial |  |  | 2013 | 2013
20251-214262-01 | Clearwater-Polk Electric Coopertive , Inc | 8 | 3764 | Co-op | 48-02-42 | 30 | Solar |  |  | Interconnected |  | 56470 | Rice Lake |  | Commercial |  |  | 2014 | 2014
20251-214262-01 | Clearwater-Polk Electric Coopertive , Inc | 8 | 3764 | Co-op | 37-18-09 | 8 | Solar |  |  | Interconnected |  | 56621 | Bagley |  | Residential |  |  | 2014 | 2014
20251-214262-01 | Clearwater-Polk Electric Coopertive , Inc | 8 | 3764 | Co-op | 48-02-24 | 24 | Solar |  |  | Interconnected |  | 56644 | Gully |  | Residential |  |  | 2015 | 2015
20251-214262-01 | Clearwater-Polk Electric Coopertive , Inc | 8 | 3764 | Co-op | 12-08-01 | 5 | Solar |  |  | Interconnected |  | 56470 | Rice Lake |  | Commercial |  |  | 2017 | 2017
20251-214262-01 | Clearwater-Polk Electric Coopertive , Inc | 8 | 3764 | Co-op | 11-36-03 | 13.6 | Solar |  |  | Interconnected |  | 56470 | Rice Lake |  | Residential |  |  | 2017 | 2017
20251-214262-01 | Clearwater-Polk Electric Coopertive , Inc | 8 | 3764 | Co-op | 49-19-91 | 6 | Solar |  |  | Interconnected |  | 56621 | Bagley |  | Commercial |  |  | 2018 | 2018
20251-214262-01 | Clearwater-Polk Electric Coopertive , Inc | 8 | 3764 | Co-op | 39-09-61 | 34.4 | Solar |  |  | Interconnected |  | 56676 | Rice Lake |  | Residential |  |  | 2018 | 2018
20251-214262-01 | Clearwater-Polk Electric Coopertive , Inc | 8 | 3764 | Co-op | 36-08-69 | 11.4 | Solar |  |  | Interconnected |  | 56621 | Rice Lake |  | Residential |  |  | 2019 | 2019
20251-214262-01 | Clearwater-Polk Electric Coopertive , Inc | 8 | 3764 | Co-op | 31-10-06 | 9.8 | Solar |  |  | Interconnected |  | 56621 | Bagley |  | Commercial |  |  | 2019 | 2019
20251-214262-01 | Clearwater-Polk Electric Coopertive , Inc | 8 | 3764 | Co-op | 06-07-03 | 36 | Solar |  |  | Interconnected |  | 56644 | Gully |  | Commercial |  |  | 2019 | 2019
20251-214262-01 | Clearwater-Polk Electric Coopertive , Inc | 8 | 3764 | Co-op | 47-42-58 | 3.8 | Solar |  |  | Interconnected |  | 56634 | Clearbrook |  | Residential |  |  | 2020 | 2020
20251-214262-01 | Clearwater-Polk Electric Coopertive , Inc | 8 | 3764 | Co-op | 17-27-01 | 36 | Solar |  |  | Interconnected |  | 56621 | Bagley |  | Residential |  |  | 2020 | 2020
20251-214262-01 | Clearwater-Polk Electric Coopertive , Inc | 8 | 3764 | Co-op | 32-15-02 | 24.8 | Solar |  |  | Interconnected |  | 56652 | Dudley |  | Residential |  |  | 2020 | 2020
20251-214262-01 | Clearwater-Polk Electric Coopertive , Inc | 8 | 3764 | Co-op | 24-33-02 | 14 | Solar |  |  | Interconnected |  | 56542 | Bagley |  | Residential |  |  | 2021 | 2021
20251-214262-01 | Clearwater-Polk Electric Coopertive , Inc | 8 | 3764 | Co-op | 22-20-02 | 10.44 | Solar |  |  | Interconnected |  | 56634 | Bagley |  | Residential |  |  | 2021 | 2021
20251-214262-01 | Clearwater-Polk Electric Coopertive , Inc | 8 | 3764 | Co-op | 38-15-09 | 11.4 | Solar |  |  | Interconnected |  | 56676 | Rice Lake |  | Residential |  |  | 2022 | 2022
20251-214262-01 | Clearwater-Polk Electric Coopertive , Inc | 8 | 3764 | Co-op | 27-32-40 | 11.7 | Solar |  |  | Interconnected |  | 56621 | Bagley |  | Residential |  |  | 2022 | 2022
20251-214262-01 | Clearwater-Polk Electric Coopertive , Inc | 8 | 3764 | Co-op | 05-16-04 | 36 | Solar |  |  | Interconnected |  | 56652 | Dudley |  | Residential |  |  | 2022 | 2022
20251-214262-01 | Clearwater-Polk Electric Coopertive , Inc | 8 | 3764 | Co-op | 18-03-02 | 30 | Solar |  |  | Interconnected |  | 56684 | Gully |  | Residential |  |  | 2022 | 2022
20251-214262-01 | Clearwater-Polk Electric Coopertive , Inc | 8 | 3764 | Co-op | 17-31-07 | 38 | Solar |  |  | Interconnected |  | 56634 | Clearbrook |  | Residential |  |  | 2023 | 2023
20251-214262-01 | Clearwater-Polk Electric Coopertive , Inc | 8 | 3764 | Co-op | 16-08-03 | 21 | Solar |  |  | Interconnected |  | 56644 | Gully |  | Residential |  |  | 2023 | 2023
20251-214262-01 | Clearwater-Polk Electric Coopertive , Inc | 8 | 3764 | Co-op | 05-09-02 | 38 | Solar |  |  | Interconnected |  | 56684 | Gully |  | Residential |  |  | 2023 | 2023
20251-214262-01 | Clearwater-Polk Electric Coopertive , Inc | 8 | 3764 | Co-op | 16-07-03 | 13.82 | Solar |  |  | Interconnected |  | 56644 | Gully |  | Residential |  |  | 2024 | 2024
20251-214262-01 | Clearwater-Polk Electric Coopertive , Inc | 8 | 3764 | Co-op | 31-30-01 | 13.96 | Solar |  |  | Interconnected |  | 56676 | Bagley |  | Residential |  |  | 2024 | 2024
20251-214262-01 | Clearwater-Polk Electric Coopertive , Inc | 8 | 3764 | Co-op | 32-14-03 | 23.04 | Solar |  |  | Interconnected |  | 56621 | Bagley |  | Residential |  |  | 2024 | 2024
20251-214262-01 | Clearwater-Polk Electric Coopertive , Inc | 8 | 3764 | Co-op | 28-16-05 | 10.75 | Solar |  |  | Interconnected |  | 56676 | Dudley |  | Residential |  |  | 2024 | 2024
20251-214262-01 | Clearwater-Polk Electric Coopertive , Inc | 8 | 3764 | Co-op | 23-17-06 | 38.5 | Solar |  |  | Interconnected |  | 56634 | Bagley |  | Residential |  |  | 2024 | 2024
20251-214262-01 | Clearwater-Polk Electric Coopertive , Inc | 8 | 3764 | Co-op | 28-11-09 | 38 | Solar |  |  | Interconnected |  | 56676 | Dudley |  | Residential |  |  | 2024 | 2024
20251-214262-01 | Clearwater-Polk Electric Coopertive , Inc | 8 | 3764 | Co-op | 05-13-02 | 38.5 | Solar |  |  | Interconnected |  | 56646 | Gully |  | Residential |  |  | 2024 | 2024
20252-215652-01 | City of Waseca Electric Utility | 125 | 20136 | Muni | 2012 Application 1 | 36.4 | Solar |  |  | Interconnected | Waseca | 56093 | Waseca | South feeder | Commercial |  |  | 2012 | 2012
20252-215652-01 | City of Waseca Electric Utility | 125 | 20136 | Muni | 2012 Application 2 | 4.32 | Solar |  |  | Interconnected | Waseca | 56093 | Waseca | North feeder | Residential |  |  | 2012 | 2012
20252-215652-01 | City of Waseca Electric Utility | 125 | 20136 | Muni | 2018 Application 1 | 6.9 | Solar |  |  | Interconnected | Waseca | 56093 | Waseca | East feeder | Residential |  | 20352 | 2018 | 2018
20252-215652-01 | City of Waseca Electric Utility | 125 | 20136 | Muni | 2019 Application 1 | 3.6 | Solar |  |  | Interconnected | Waseca | 56093 | Waseca | East feeder | Residential |  | 19495 | 2019 | 2019
20252-215652-01 | City of Waseca Electric Utility | 125 | 20136 | Muni | 2019 Application 2 | 4.2 | Solar |  |  | Interconnected | Waseca | 56093 | Waseca | East feeder | Residential |  | 20000 | 2019 | 2019
20252-215652-01 | City of Waseca Electric Utility | 125 | 20136 | Muni | 2019 Application 3 | 6 | Solar |  |  | Interconnected | Waseca | 56093 | Waseca | West feeder | Residential |  | 16000 | 2019 | 2019
20252-215652-01 | City of Waseca Electric Utility | 125 | 20136 | Muni | 2019 Application 4 | 90 | Solar |  |  | Interconnected | Waseca | 56093 | Waseca | South feeder | Commercial |  | 180000 | 2019 | 2020
20252-215652-01 | City of Waseca Electric Utility | 125 | 20136 | Muni | 2020 Application 1 | 8.51 | Solar |  |  | Interconnected | Waseca | 56093 | Waseca | North feeder | Residential |  | 17605 | 2020 | 2020
20252-215652-01 | City of Waseca Electric Utility | 125 | 20136 | Muni | 2022 Application 1 | 13.35 | Solar |  |  | Interconnected | Waseca | 56093 | Waseca | East feeder | Residential |  | 13500 | 2022 | 2022
20252-215652-01 | City of Waseca Electric Utility | 125 | 20136 | Muni | 2022 Application 2 | 11.52 | Solar |  |  | Interconnected | Waseca | 56093 | Waseca | East feeder | Residential |  | 40000 | 2022 | 2023
20252-215652-01 | City of Waseca Electric Utility | 125 | 20136 | Muni | 2023 Application 1 | 5.04 | Solar |  |  | Withdrawn | Waseca | 56093 | Waseca | East feeder | Residential |  | 27088 | 2023
20252-215652-01 | City of Waseca Electric Utility | 125 | 20136 | Muni | 2024 Application 1 | 26.496 | Solar |  |  | Interconnected | Waseca | 56093 | Waseca | North feeder | Commercial |  | 97917 | 2024 | 2024
20252-215895-01 | Connexus Energy | 26 | 689 | Co-op | 1-S-2013 | 8.58 | Solar |  |  | Interconnected | Blaine | 55434 | ISANTI | IST03 | Residential |  |  |  | 2013
20252-215895-01 | Connexus Energy | 26 | 689 | Co-op | 2-S-2009 | 2.94 | Solar |  |  | Interconnected | Marine On Saint Croix | 55047 | MAY | MAY01 | Residential |  |  |  | 2009
20252-215895-01 | Connexus Energy | 26 | 689 | Co-op | 3-S-2016 | 39.53 | Solar |  |  | Interconnected | Clear Lake | 56304 | WEST END | WED02 | Commercial |  |  |  | 2016
20252-215895-01 | Connexus Energy | 26 | 689 | Co-op | 4-S-2015 | 8.96 | Solar |  |  | Interconnected | Coon Rapids | 55433 | CROOKED LAKE | CRK05 | Residential |  |  |  | 2015
20252-215895-01 | Connexus Energy | 26 | 689 | Co-op | 5-S-2015 | 6 | Solar |  |  | Interconnected | Ham Lake | 55304 | JOHNSONVILLE | JON01 | Residential |  |  |  | 2015
20252-215895-01 | Connexus Energy | 26 | 689 | Co-op | 6-S-2010 | 6.48 | Solar |  |  | Interconnected | Ham Lake | 55304 | HAM LAKE | HAM06 | Residential |  |  |  | 2010
20252-215895-01 | Connexus Energy | 26 | 689 | Co-op | 7-S-2011 | 5.76 | Solar |  |  | Interconnected | Big Lake | 55309 | REMMELE | RML06 | Residential |  |  |  | 2011
20252-215895-01 | Connexus Energy | 26 | 689 | Co-op | 8-S-2016 | 19.2 | Solar |  |  | Interconnected | Zimmerman | 55398 | ZIMMERMAN | ZIM07 | Residential |  |  |  | 2016
20252-215895-01 | Connexus Energy | 26 | 689 | Co-op | 9-S-2015 | 8.4 | Solar |  |  | Interconnected | Zimmerman | 55398 | ZIMMERMAN | ZIM06 | Residential |  |  |  | 2015
20252-215895-01 | Connexus Energy | 26 | 689 | Co-op | 10-S-2016 | 7.6 | Solar |  |  | Interconnected | Andover | 55304 | BUNKER LAKE | BUL01 | Residential |  |  |  | 2016
20252-215895-01 | Connexus Energy | 26 | 689 | Co-op | 11-S-2015 | 5 | Solar |  |  | Interconnected | Cambridge | 55008 | ISANTI | IST06 | Residential |  |  |  | 2015
20252-215895-01 | Connexus Energy | 26 | 689 | Co-op | 12-S-2012 | 7 | Solar |  |  | Interconnected | Ham Lake | 55304 | HAM LAKE | HAM02 | Residential |  |  |  | 2012
20252-215895-01 | Connexus Energy | 26 | 689 | Co-op | 13-S-2016 | 10 | Solar |  |  | Interconnected | Ham Lake | 55304 | HAM LAKE | HAM02 | Residential |  |  |  | 2016
20252-215895-01 | Connexus Energy | 26 | 689 | Co-op | 14-S-2015 | 10 | Solar |  |  | Interconnected | Forest Lake | 55025 | FOREST LAKE | FLK01 | Residential |  |  |  | 2015
20252-215895-01 | Connexus Energy | 26 | 689 | Co-op | 15-S-2011 | 4 | Solar |  |  | Interconnected | White Bear Lake | 55110 | WHITE BEAR TOWNSHIP | WBR03 | Residential |  |  |  | 2011
20252-215895-01 | Connexus Energy | 26 | 689 | Co-op | 16-S-2012 | 12.49 | Solar |  |  | Interconnected | Coon Rapids | 55448 | BUNKER LAKE | BUL07 | Residential |  |  |  | 2012
20252-215895-01 | Connexus Energy | 26 | 689 | Co-op | 17-S-2009 | 3.44 | Solar |  |  | Interconnected | Blaine | 55449 | AIRPORT | APT02 | Residential |  |  |  | 2009
20252-215895-01 | Connexus Energy | 26 | 689 | Co-op | 18-S-2016 | 12 | Solar |  |  | Interconnected | Saint Francis | 55070 | ST FRANCIS | STF04 | Residential |  |  |  | 2016
20252-215895-01 | Connexus Energy | 26 | 689 | Co-op | 19-S-2010 | 2.15 | Solar |  |  | Interconnected | Andover | 55304 | ANOKA | AKA01 | Residential |  |  |  | 2010
20252-215895-01 | Connexus Energy | 26 | 689 | Co-op | 20-S-2015 | 6 | Solar |  |  | Interconnected | Saint Francis | 55070 | CROWN | CRN04 | Residential |  |  |  | 2015
20252-215895-01 | Connexus Energy | 26 | 689 | Co-op | 21-S-2011 | 2 | Solar |  |  | Interconnected | Zimmerman | 55398 | BALDWIN | BDN03 | Residential |  |  |  | 2011
20252-215895-01 | Connexus Energy | 26 | 689 | Co-op | 22-S-2008 | 1.84 | Solar |  |  | Interconnected | Marine On Saint Croix | 55047 | MAY | MAY03 | Residential |  |  |  | 2008
20252-215895-01 | Connexus Energy | 26 | 689 | Co-op | 23-S-2013 | 2.15 | Solar |  |  | Interconnected | Isanti | 55040 | JOHNSONVILLE | JON01 | Residential |  |  |  | 2013
20252-215895-01 | Connexus Energy | 26 | 689 | Co-op | 24-S-2012 | 7 | Solar |  |  | Interconnected | Ham Lake | 55304 | HAM LAKE | HAM02 | Residential |  |  |  | 2012
20252-215895-01 | Connexus Energy | 26 | 689 | Co-op | 25-S-2015 | 10 | Solar |  |  | Interconnected | Coon Rapids | 55448 | SPRING LAKE PARK | SLP07 | Residential |  |  |  | 2015
20252-215895-01 | Connexus Energy | 26 | 689 | Co-op | 26-S-2016 | 2.6 | Solar |  |  | Interconnected | Scandia | 55073 | MAY | MAY01 | Residential |  |  |  | 2016
20252-215895-01 | Connexus Energy | 26 | 689 | Co-op | 27-S-2017 | 39.6 | Solar |  |  | Interconnected | Forest Lake | 55025 | HUGO | HGO01 | Commercial |  |  |  | 2017
20252-215895-01 | Connexus Energy | 26 | 689 | Co-op | 28-S-2015 | 7.6 | Solar |  |  | Interconnected | Ham Lake | 55304 | SODERVILLE | SOD04 | Residential |  |  |  | 2015
20252-215895-01 | Connexus Energy | 26 | 689 | Co-op | 29-S-2009 | 4.5 | Solar |  |  | Interconnected | Saint Cloud | 56301 | CABLE | CBL01 | Residential |  |  |  | 2009
20252-215895-01 | Connexus Energy | 26 | 689 | Co-op | 30-S-2015 | 9.48 | Solar |  |  | Interconnected | Andover | 55304 | ANDOVER | AND03 | Residential |  |  |  | 2015
20252-215895-01 | Connexus Energy | 26 | 689 | Co-op | 31-S-2016 | 7.28 | Solar |  |  | Interconnected | Andover | 55304 | NORTH BUNKER LAKE | NBL12 | Residential |  |  |  | 2016
20252-215895-01 | Connexus Energy | 26 | 689 | Co-op | 32-S-2016 | 5.06 | Solar |  |  | Interconnected | Blaine | 55434 | NORTHTOWN | NTN03 | Residential |  |  |  | 2016
20252-215895-01 | Connexus Energy | 26 | 689 | Co-op | 33-S-2016 | 6.84 | Solar |  |  | Interconnected | Cambridge | 55008 | ISANTI | IST01 | Residential |  |  |  | 2016
20252-215895-01 | Connexus Energy | 26 | 689 | Co-op | 34-S-2013 | 7.29 | Solar |  |  | Interconnected | Forest Lake | 55025 | HUGO | HGO02 | Residential |  |  |  | 2013
20252-215895-01 | Connexus Energy | 26 | 689 | Co-op | 35-S-2016 | 15.2 | Solar |  |  | Interconnected | Saint Francis | 55070 | ST FRANCIS | STF04 | Residential |  |  |  | 2016
20252-215895-01 | Connexus Energy | 26 | 689 | Co-op | 36-S-2015 | 13.5 | Solar |  |  | Interconnected | Anoka | 55303 | ANOKA | STF03 | Residential |  |  |  | 2015
20252-215895-01 | Connexus Energy | 26 | 689 | Co-op | 37-S-2015 | 11.4 | Solar |  |  | Interconnected | Ham Lake | 55304 | HAM LAKE | HAM06 | Residential |  |  |  | 2015
20252-215895-01 | Connexus Energy | 26 | 689 | Co-op | 38-W-2017 | 10 | Wind |  |  | Interconnected | Elk River | 55330 | BIG LAKE | BLK05 | Residential |  |  |  | 2017
20252-215895-01 | Connexus Energy | 26 | 689 | Co-op | 39-S-2016 | 10.4 | Solar |  |  | Interconnected | Becker | 55308 | WEST END | WED02 | Residential |  |  |  | 2016
20252-215895-01 | Connexus Energy | 26 | 689 | Co-op | 40-W-2008 | 10 | Wind |  |  | Interconnected | Elk River | 55330 | ST FRANCIS | STF02 | Residential |  |  |  | 2008
20252-215895-01 | Connexus Energy | 26 | 689 | Co-op | 41-S-2015 | 7.5 | Solar |  |  | Interconnected | Andover | 55304 | BUNKER LAKE | BUL01 | Residential |  |  |  | 2015
20252-215895-01 | Connexus Energy | 26 | 689 | Co-op | 42-S-2016 | 3.5 | Solar |  |  | Interconnected | Elk River | 55330 | BIG LAKE | BLK04 | Residential |  |  |  | 2016
20252-215895-01 | Connexus Energy | 26 | 689 | Co-op | 43-S-2004 | 1 | Solar |  |  | Interconnected | Elk River | 55330 | BIG LAKE | BLK02 | Residential |  |  |  | 2004
20252-215895-01 | Connexus Energy | 26 | 689 | Co-op | 44-S-2014 | 17.6 | Solar |  |  | Interconnected | Forest Lake | 55025 | HUGO | HGO02 | Residential |  |  |  | 2014
20252-215895-01 | Connexus Energy | 26 | 689 | Co-op | 45-S-2016 | 3.9 | Solar |  |  | Interconnected | Blaine | 55449 | AIRPORT | APT02 | Residential |  |  |  | 2016
20252-215895-01 | Connexus Energy | 26 | 689 | Co-op | 46-W-2015 | 8.55 | Wind |  |  | Interconnected | Marine On Saint Croix | 55047 | MAY | MAY03 | Residential |  |  |  | 2015
20252-215895-01 | Connexus Energy | 26 | 689 | Co-op | 47-S-2016 | 9 | Solar |  |  | Interconnected | Isanti | 55040 | ST FRANCIS | STF01 | Residential |  |  |  | 2016
20252-215895-01 | Connexus Energy | 26 | 689 | Co-op | 48-S-2016 | 8.55 | Solar |  |  | Interconnected | Forest Lake | 55025 | MAY | MAY03 | Residential |  |  |  | 2016
20252-215895-01 | Connexus Energy | 26 | 689 | Co-op | 49-S-2015 | 8.8 | Solar |  |  | Interconnected | Ramsey | 55303 | DAYTONPORT | DPT02 | Residential |  |  |  | 2015
20252-215895-01 | Connexus Energy | 26 | 689 | Co-op | 50-W-2008 | 20 | Wind |  |  | Interconnected | Anoka | 55303 | ST FRANCIS | STF05 | Residential |  |  |  | 2008
20252-215895-01 | Connexus Energy | 26 | 689 | Co-op | 51-S-2007 | 9.4 | Solar |  |  | Interconnected | Blaine | 55449 | BLAINE | BLN04 | Residential |  |  |  | 2007
20252-215895-01 | Connexus Energy | 26 | 689 | Co-op | 52-S-2015 | 7.6 | Solar |  |  | Interconnected | Scandia | 55073 | MAY | MAY01 | Residential |  |  |  | 2015
20252-215895-01 | Connexus Energy | 26 | 689 | Co-op | 53-S-2016 | 6.9 | Solar |  |  | Interconnected | Zimmerman | 55398 | CROWN | CRN02 | Residential |  |  |  | 2016
20252-215895-01 | Connexus Energy | 26 | 689 | Co-op | 54-S-2016 | 3.8 | Solar |  |  | Interconnected | Forest Lake | 55025 | FOREST LAKE | FLK04 | Residential |  |  |  | 2016
20252-215895-01 | Connexus Energy | 26 | 689 | Co-op | 55-S-2016 | 6.84 | Solar |  |  | Interconnected | Blaine | 55449 | JOHNSONVILLE | JON03 | Residential |  |  |  | 2016
20252-215895-01 | Connexus Energy | 26 | 689 | Co-op | 56-S-2015 | 3.45 | Solar |  |  | Interconnected | Blaine | 55434 | SPRING LAKE PARK | SLP08 | Residential |  |  |  | 2015
20252-215895-01 | Connexus Energy | 26 | 689 | Co-op | 57-W-2012 | 10 | Wind |  |  | Interconnected | Becker | 55308 | THOMPSON LAKE | TLK04 | Commercial |  |  |  | 2012
20252-215895-01 | Connexus Energy | 26 | 689 | Co-op | 58-S-2016 | 6 | Solar |  |  | Interconnected | Zimmerman | 55398 | BALDWIN | BDN03 | Commercial |  |  |  | 2016
20252-215895-01 | Connexus Energy | 26 | 689 | Co-op | 59-S-2015 | 4.16 | Solar |  |  | Interconnected | Blaine | 55449 | AIRPORT | APT024 | Residential |  |  |  | 2015
20252-215895-01 | Connexus Energy | 26 | 689 | Co-op | 60-S-2015 | 5.2 | Solar |  |  | Interconnected | Blaine | 55034 | JOHNSONVILLE | JON01 | Residential |  |  |  | 2015
20252-215895-01 | Connexus Energy | 26 | 689 | Co-op | 61-S-2009 | 2.15 | Solar |  |  | Interconnected | Blaine | 55449 | LEXINGTON | LXN04 | Residential |  |  |  | 2009
20252-215895-01 | Connexus Energy | 26 | 689 | Co-op | 62-S-2016 | 7.7 | Solar |  |  | Interconnected | Blaine | 55449 | LEXINGTON | LXN04 | Residential |  |  |  | 2016
20252-215895-01 | Connexus Energy | 26 | 689 | Co-op | 63-W-1989 | 10 | Wind |  |  | Interconnected | Big Lake | 55309 | BIG LAKE | BLK05 | Residential |  |  |  | 1989
20252-215895-01 | Connexus Energy | 26 | 689 | Co-op | 64-S-2011 | 5 | Solar |  |  | Interconnected | Clear Lake | 55319 | WEST END | WED12 | Residential |  |  |  | 2011
20252-215895-01 | Connexus Energy | 26 | 689 | Co-op | 65-S-2012 | 7.65 | Solar |  |  | Interconnected | Zimmerman | 55398 | CROWN | CRN02 | Residential |  |  |  | 2012
20252-215895-01 | Connexus Energy | 26 | 689 | Co-op | 66-S-2017 | 14.4 | Solar |  |  | Interconnected | Blaine | 55449 | BLAINE | BLN05 | Residential |  |  |  | 2017
20252-215895-01 | Connexus Energy | 26 | 689 | Co-op | 67-S-2017 | 9.5 | Solar |  |  | Interconnected | Oak Grove | 55303 | ST FRANCIS | STF02 | Residential |  |  |  | 2017
20252-215895-01 | Connexus Energy | 26 | 689 | Co-op | 68-S-2017 | 7.68 | Solar |  |  | Interconnected | Anoka | 55303 | ST FRANCIS | STF03 | Residential |  |  |  | 2017
20252-215895-01 | Connexus Energy | 26 | 689 | Co-op | 69-S-2017 | 7.68 | Solar |  |  | Interconnected | Ramsey | 55303 | ENERGY PARK | ENP01 | Residential |  |  |  | 2017
20252-215895-01 | Connexus Energy | 26 | 689 | Co-op | 70-S-2017 | 22.5 | Solar |  |  | Interconnected | Zimmerman | 55398 | ZIMMERMAN | ZIM03 | Residential |  |  |  | 2017
20252-215895-01 | Connexus Energy | 26 | 689 | Co-op | 71-S-2017 | 3.84 | Solar |  |  | Interconnected | Blaine | 55434 | AIRPORT | APT02 | Residential |  |  |  | 2017
20252-215895-01 | Connexus Energy | 26 | 689 | Co-op | 72-S-2017 | 4.8 | Solar |  |  | Interconnected | Blaine | 55434 | AIRPORT | APT03 | Residential |  |  |  | 2017
20252-215895-01 | Connexus Energy | 26 | 689 | Co-op | 73-S-2017 | 3.84 | Solar |  |  | Interconnected | Coon Rapids | 55448 | VILLAGE TEN | VTN02 | Residential |  |  |  | 2017
20252-215895-01 | Connexus Energy | 26 | 689 | Co-op | 74-S-2017 | 5.04 | Solar |  |  | Interconnected | Blaine | 55434 | SPRING LAKE PARK | SLP02 | Residential |  |  |  | 2017
20252-215895-01 | Connexus Energy | 26 | 689 | Co-op | 75-S-2017 | 20.16 | Solar |  |  | Interconnected | Dayton | 55369 | HENNEPIN | HEN02 | Residential |  |  |  | 2017
20252-215895-01 | Connexus Energy | 26 | 689 | Co-op | 76-S-2017 | 13.68 | Solar |  |  | Interconnected | Ham Lake | 55304 | HAM LAKE | HAM05 | Residential |  |  |  | 2017
20252-215895-01 | Connexus Energy | 26 | 689 | Co-op | 77-S-2017 | 8.4 | Solar |  |  | Interconnected | Lino Lakes | 55014 | HUGO | HGO04 | Residential |  |  |  | 2017
20252-215895-01 | Connexus Energy | 26 | 689 | Co-op | 78-S-2017 | 10 | Solar |  |  | Interconnected | Stacy | 55079 | MARTIN LAKE | MLK04 | Residential |  |  |  | 2017
20252-215895-01 | Connexus Energy | 26 | 689 | Co-op | 79-S-2017 | 30 | Solar |  |  | Interconnected | Elk River | 55330 | ZIMMERMAN | ZIM05 | Residential |  |  |  | 2017
20252-215895-01 | Connexus Energy | 26 | 689 | Co-op | 80-S-2017 | 10 | Solar |  |  | Interconnected | Anoka | 55303 | RAMSEY | RAM01 | Residential |  |  |  | 2017
20252-215895-01 | Connexus Energy | 26 | 689 | Co-op | 81-S-2017 | 5.04 | Solar |  |  | Interconnected | Coon Rapids | 55448 | SPRING LAKE PARK | SPL04 | Residential |  |  |  | 2017
20252-215895-01 | Connexus Energy | 26 | 689 | Co-op | 82-S-2017 | 10.08 | Solar |  |  | Interconnected | Andover | 55304 | CROOKED LAKE | CRK02 | Residential |  |  |  | 2017
20252-215895-01 | Connexus Energy | 26 | 689 | Co-op | 83-S-2017 | 15.12 | Solar |  |  | Interconnected | Clear Lake | 55319 | WEST END | WED01 | Residential |  |  |  | 2017
20252-215895-01 | Connexus Energy | 26 | 689 | Co-op | 84-S-2018 | 18 | Solar |  |  | Interconnected | Coon Rapids | 55448 | Village Ten | VTN06 | Residential |  |  |  | 2018
20252-215895-01 | Connexus Energy | 26 | 689 | Co-op | 85-S-2018 | 4 | Solar |  |  | Interconnected | Hugo | 55038 | May | MAY03 | Residential |  |  |  | 2018
20252-215895-01 | Connexus Energy | 26 | 689 | Co-op | 86-S-2018 | 10 | Solar |  |  | Interconnected | Big Lake | 55309 | Thompson Lake | TLK01 | Residential |  |  |  | 2018
20252-215895-01 | Connexus Energy | 26 | 689 | Co-op | 87-S-2018 | 3.84 | Solar |  |  | Interconnected | Blaine | 55434 | Airport | APT03 | Residential |  |  |  | 2018
20252-215895-01 | Connexus Energy | 26 | 689 | Co-op | 88-S-2018 | 5.8 | Solar |  |  | Interconnected | Lino Lakes | 55014 | Hugo | HGO04 | Residential |  |  |  | 2018
20252-215895-01 | Connexus Energy | 26 | 689 | Co-op | 89-S-2018 | 3.8 | Solar |  |  | Interconnected | Oak Grove | 55303 | St. Francis | STF05 | Residential |  |  |  | 2018
20252-215895-01 | Connexus Energy | 26 | 689 | Co-op | 90-S-2018 | 5 | Solar |  |  | Interconnected | Blaine | 55449 | Blaine | BLN05 | Residential |  |  |  | 2018
20252-215895-01 | Connexus Energy | 26 | 689 | Co-op | 91-S-2018 | 6 | Solar |  |  | Interconnected | Cambridge | 55008 | Isanti | IST04 | Residential |  |  |  | 2018
20252-215895-01 | Connexus Energy | 26 | 689 | Co-op | 92-S-2018 | 5 | Solar |  |  | Interconnected | Forest Lake | 55025 | Forest Lake | FLK22 | Residential |  |  |  | 2018
20252-215895-01 | Connexus Energy | 26 | 689 | Co-op | 93-S-2018 | 7.68 | Solar |  |  | Interconnected | Ham Lake | 55304 | Ham Lake | HAM04 | Residential |  |  |  | 2018
20252-215895-01 | Connexus Energy | 26 | 689 | Co-op | 94-S-2018 | 10 | Solar |  |  | Interconnected | Coon Rapids | 55448 | Spring Lake Park | SLP02 | Residential |  |  |  | 2018
20252-215895-01 | Connexus Energy | 26 | 689 | Co-op | 95-S-2018 | 8.125 | Solar |  |  | Interconnected | Elk River | 55330 | Big Lake | BLK02 | Residential |  |  |  | 2018
20252-215895-01 | Connexus Energy | 26 | 689 | Co-op | 96-S-2018 | 18.7 | Solar |  |  | Interconnected | Andover | 55304 | Ramsey | RAM02 | Residential |  |  |  | 2018
20252-215895-01 | Connexus Energy | 26 | 689 | Co-op | 97-S-2018 | 6 | Solar |  |  | Interconnected | Blaine | 55449 | Johnsville | JON03 | Residential |  |  |  | 2018
20252-215895-01 | Connexus Energy | 26 | 689 | Co-op | 98-S-2018 | 6 | Solar |  |  | Interconnected | Blaine | 55434 | Spring Lake Park | SLP01 | Residential |  |  |  | 2018
20252-215895-01 | Connexus Energy | 26 | 689 | Co-op | 99-S-2018 | 7.24 | Solar |  |  | Interconnected | Anoka | 55303 | Anoka | AKA02 | Residential |  |  |  | 2018
20252-215895-01 | Connexus Energy | 26 | 689 | Co-op | 100-S-2018 | 6 | Solar |  |  | Interconnected | Ham Lake | 55304 | Soderville | SOD03 | Residential |  |  |  | 2018
20252-215895-01 | Connexus Energy | 26 | 689 | Co-op | 101-S-2018 | 6 | Solar |  |  | Interconnected | Clear Lake | 55319 | West End | WED23 | Residential |  |  |  | 2018
20252-215895-01 | Connexus Energy | 26 | 689 | Co-op | 102-S-2018 | 360 | Solar |  |  | Interconnected | White Bear Lake | 55127 | White Bear Township | WBR01 | Commercial |  |  |  | 2018
20252-215895-01 | Connexus Energy | 26 | 689 | Co-op | 103-S-2018 | 360 | Solar |  |  | Interconnected | White Bear Lake | 55127 | White Bear Township | WBR01 | Commercial |  |  |  | 2018
20252-215895-01 | Connexus Energy | 26 | 689 | Co-op | 104-S-2019 | 33.3 | Solar |  |  | Interconnected | White Bear Lake | 55127 | VADNAIS HEIGHTS | VDH02 | Commercial |  |  | 2019 | 2019
20252-215895-01 | Connexus Energy | 26 | 689 | Co-op | 105-S-2019 | 11.4 | Solar |  |  | Interconnected | White Bear Lake | 55110 | VADNAIS HEIGHTS | VDH02 | Commercial |  |  | 2019 | 2019
20252-215895-01 | Connexus Energy | 26 | 689 | Co-op | 106-S-2019 | 20 | Solar |  |  | Interconnected | White Bear Lake | 55110 | VADNAIS HEIGHTS | VDH02 | Commercial |  |  | 2019 | 2019
20252-215895-01 | Connexus Energy | 26 | 689 | Co-op | 107-S-2019 | 10 | Solar |  |  | Interconnected | White Bear Lake | 55110 | VADNAIS HEIGHTS | VDH02 | Commercial |  |  | 2019 | 2019
20252-215895-01 | Connexus Energy | 26 | 689 | Co-op | 108-S-2019 | 7.67 | Solar |  |  | Interconnected | Forest Lake | 55025 | FOREST LAKE | FLK01 | Residential |  |  | 2019 | 2019
20252-215895-01 | Connexus Energy | 26 | 689 | Co-op | 109-S-2019 | 6.19 | Solar |  |  | Interconnected | White Bear Lake | 55110 | VADNAIS HEIGHTS | VDH04 | Residential |  |  | 2019 | 2019
20252-215895-01 | Connexus Energy | 26 | 689 | Co-op | 110-S-2019 | 7.6 | Solar |  |  | Interconnected | Saint Francis | 55070 | SAINT FRANCIS | STF04 | Residential |  |  | 2019 | 2019
20252-215895-01 | Connexus Energy | 26 | 689 | Co-op | 111-S-2019 | 3.48 | Solar |  |  | Interconnected | Blaine | 55449 | LEXINGTON | LXN04 | Residential |  |  | 2019 | 2019
20252-215895-01 | Connexus Energy | 26 | 689 | Co-op | 112-S-2019 | 12 | Solar |  |  | Interconnected | Becker | 55308 | WEST BECKER | WBK02 | Residential |  |  | 2019 | 2019
20252-215895-01 | Connexus Energy | 26 | 689 | Co-op | 113-S-2019 | 5 | Solar |  |  | Interconnected | Andover | 55304 | ANDOVER | AND04 | Residential |  |  | 2019 | 2019
20252-215895-01 | Connexus Energy | 26 | 689 | Co-op | 114-S-2019 | 6.96 | Solar |  |  | Interconnected | Ramsey | 55303 | RAMSEY | RAM04 | Residential |  |  | 2019 | 2019
20252-215895-01 | Connexus Energy | 26 | 689 | Co-op | 115-S-2019 | 5.76 | Solar |  |  | Interconnected | Cedar | 55011 | EAST BETHEL | EBL02 | Residential |  |  | 2019 | 2019
20252-215895-01 | Connexus Energy | 26 | 689 | Co-op | 116-S-2019 | 7.6 | Solar |  |  | Interconnected | Oak Grove | 55303 | SAINT FRANCIS | STF03 | Residential |  |  | 2019 | 2019
20252-215895-01 | Connexus Energy | 26 | 689 | Co-op | 117-S-2019 | 6 | Solar |  |  | Interconnected | Vadnais Heights | 55127 | VADNAIS HEIGHTS | VDH03 | Residential |  |  | 2019 | 2019
20252-215895-01 | Connexus Energy | 26 | 689 | Co-op | 118-S-2019 | 7.6 | Solar |  |  | Interconnected | Ham Lake | 55304 | SODERVILLE | SOD03 | Residential |  |  | 2019 | 2019
20252-215895-01 | Connexus Energy | 26 | 689 | Co-op | 119-S-2020 | 9.28 | Solar |  |  | Interconnected | Isanti | 55040 | ISANTI | IST04 | Residential |  |  | 2019 | 2020
20252-215895-01 | Connexus Energy | 26 | 689 | Co-op | 120-S-2019 | 12 | Solar |  |  | Interconnected | Ham Lake | 55304 | HAM LAKE | HAM05 | Residential |  |  | 2019 | 2019
20252-215895-01 | Connexus Energy | 26 | 689 | Co-op | 121-S-2019 | 7.6 | Solar |  |  | Interconnected | Princeton | 55371 | BALDWIN | BDN22 | Residential |  |  | 2019 | 2019
20252-215895-01 | Connexus Energy | 26 | 689 | Co-op | 122-S-2019 | 6 | Solar |  |  | Interconnected | Big Lake | 55309 | WEST END | WED02 | Residential |  |  | 2019 | 2019
20252-215895-01 | Connexus Energy | 26 | 689 | Co-op | 123-S-2019 | 6.38 | Solar |  |  | Interconnected | Forest Lake | 55025 | FOREST LAKE | FLK02 | Residential |  |  | 2019 | 2019
20252-215895-01 | Connexus Energy | 26 | 689 | Co-op | 124-S-2019 | 6.67 | Solar |  |  | Interconnected | Zimmerman | 55398 | ZIMMERMAN | ZIM07 | Residential |  |  | 2019 | 2019
20252-215895-01 | Connexus Energy | 26 | 689 | Co-op | 126-S-2019 | 12.18 | Solar |  |  | Interconnected | Isanti | 55040 | ISANTI | IST06 | Residential |  |  | 2019 | 2019
20252-215895-01 | Connexus Energy | 26 | 689 | Co-op | 127-S-2019 | 7.6 | Solar |  |  | Interconnected | Zimmerman | 55398 | CROWN | CRN02 | Residential |  |  | 2019 | 2019
20252-215895-01 | Connexus Energy | 26 | 689 | Co-op | 128-S-2019 | 20 | Solar |  |  | Interconnected | Oak Grove | 55011 | EAST BETHEL | EBL02 | Residential |  |  | 2019 | 2019
20252-215895-01 | Connexus Energy | 26 | 689 | Co-op | 129-S-2019 | 12 | Solar |  |  | Interconnected | Big Lake | 55309 | BIG LAKE | BLK05 | Residential |  |  | 2019 | 2019
20252-215895-01 | Connexus Energy | 26 | 689 | Co-op | 130-S-2019 | 7.6 | Solar |  |  | Interconnected | Elk River | 55330 | ZIMMERMAN | ZIM03 | Residential |  |  | 2019 | 2019
20252-215895-01 | Connexus Energy | 26 | 689 | Co-op | 131-S-2019 | 8.41 | Solar |  |  | Interconnected | Coon Rapids | 55448 | NORTH BUNKER LK | NBL13 | Residential |  |  | 2019 | 2019
20252-215895-01 | Connexus Energy | 26 | 689 | Co-op | 132-S-2019 | 8.12 | Solar |  |  | Interconnected | Andover | 55304 | RAMSEY | RAM02 | Residential |  |  | 2019 | 2019
20252-215895-01 | Connexus Energy | 26 | 689 | Co-op | 133-S-2020 | 10 | Solar |  |  | Interconnected | Lino Lakes | 55014 | BLAINE | BLN06 | Residential |  |  | 2019 | 2020
20252-215895-01 | Connexus Energy | 26 | 689 | Co-op | 134-S-2019 | 3 | Solar |  |  | Interconnected | Ramsey | 55303 | RAMSEY | RAM04 | Residential |  |  | 2019 | 2019
20252-215895-01 | Connexus Energy | 26 | 689 | Co-op | 135-S-2019 | 3.8 | Solar |  |  | Interconnected | Blaine | 55449 | JOHNSVILLE | JON05 | Residential |  |  | 2019 | 2019
20252-215895-01 | Connexus Energy | 26 | 689 | Co-op | 136-S-2019 | 7.6 | Solar |  |  | Interconnected | Coon Rapids | 55448 | NORTH BUNKER LK | NBL13 | Residential |  |  | 2019 | 2019
20252-215895-01 | Connexus Energy | 26 | 689 | Co-op | 137-S-2019 | 19.14 | Solar |  |  | Interconnected | Elk River | 55330 | ANOKA | AKA06 | Residential |  |  | 2019 | 2019
20252-215895-01 | Connexus Energy | 26 | 689 | Co-op | 138-S-2019 | 0.9 | Solar |  |  | Interconnected | Isanti | 55040 | MARTIN LAKE | MLK04 | Residential |  |  | 2019 | 2019
20252-215895-01 | Connexus Energy | 26 | 689 | Co-op | 139-S-2019 | 34.2 | Solar |  |  | Interconnected | Zimmerman | 55398 | BALDWIN | BDN03 | Residential |  |  | 2019 | 2019
20252-215895-01 | Connexus Energy | 26 | 689 | Co-op | 140-S-2019 | 3.8 | Solar |  |  | Interconnected | Forest Lake | 55025 | HUGO | HGO02 | Residential |  |  | 2019 | 2019
20252-215895-01 | Connexus Energy | 26 | 689 | Co-op | 141-S-2019 | 6.96 | Solar |  |  | Interconnected | Andover | 56304 | RAMSEY | RAM02 | Residential |  |  | 2019 | 2019
20252-215895-01 | Connexus Energy | 26 | 689 | Co-op | 142-S-2019 | 5 | Solar |  |  | Interconnected | Centerville | 55038 | HUGO | HGO03 | Residential |  |  | 2019 | 2019
20252-215895-01 | Connexus Energy | 26 | 689 | Co-op | 143-S-2019 | 15.2 | Solar |  |  | Interconnected | Ramsey | 55303 | ANOKA | AKA04 | Residential |  |  | 2019 | 2019
20252-215895-01 | Connexus Energy | 26 | 689 | Co-op | 144-S-2019 | 5.89 | Solar |  |  | Interconnected | Big Lake | 55309 | REMMELE | RML05 | Residential |  |  | 2019 | 2019
20252-215895-01 | Connexus Energy | 26 | 689 | Co-op | 145-S-2019 | 15.2 | Solar |  |  | Interconnected | Zimmerman | 55398 | ZIMMERMAN | ZIM06 | Residential |  |  | 2019 | 2019
20252-215895-01 | Connexus Energy | 26 | 689 | Co-op | 146-S-2020 | 8.12 | Solar |  |  | Interconnected | Ramsey | 55303 | ANOKA | AKA01 | Residential |  |  | 2020 | 2020
20252-215895-01 | Connexus Energy | 26 | 689 | Co-op | 147-S-2020 | 3.8 | Solar |  |  | Interconnected | Andover | 55304 | BUNKER LAKE | BUL01 | Residential |  |  | 2020 | 2020
20252-215895-01 | Connexus Energy | 26 | 689 | Co-op | 148-S-2020 | 15.2 | Solar |  |  | Interconnected | Cedar | 55011 | EAST BETHEL | EBL05 | Residential |  |  | 2020 | 2020
20252-215895-01 | Connexus Energy | 26 | 689 | Co-op | 149-S-2020 | 5.235 | Solar |  |  | Interconnected | Scandia | 55037 | MAY | MAY01 | Residential |  |  | 2020 | 2020
20252-215895-01 | Connexus Energy | 26 | 689 | Co-op | 150-S-2020 | 5 | Solar |  |  | Interconnected | Blaine | 55434 | SPRING LAKE PK | SLP01 | Residential |  |  | 2020 | 2020
20252-215895-01 | Connexus Energy | 26 | 689 | Co-op | 151-S-2020 | 11.4 | Solar |  |  | Interconnected | Zimmerman | 55398 | BALDWIN | BDN03 | Residential |  |  | 2020 | 2020
20252-215895-01 | Connexus Energy | 26 | 689 | Co-op | 152-S-2020 | 7.13 | Solar |  |  | Interconnected | Princeton | 55371 | BALDWIN | BDN01 | Residential |  |  | 2020 | 2020
20252-215895-01 | Connexus Energy | 26 | 689 | Co-op | 153-S-2020 | 7.6 | Solar |  |  | Interconnected | Stacy | 55079 | MARTIN LAKE | MLK04 | Residential |  |  | 2020 | 2020
20252-215895-01 | Connexus Energy | 26 | 689 | Co-op | 154-S-2020 | 7.2 | Solar |  |  | Interconnected | Isanti | 55040 | ISANTI | IST04 | Residential |  |  | 2020 | 2020
20252-215895-01 | Connexus Energy | 26 | 689 | Co-op | 155-S-2020 | 5.65 | Solar |  |  | Interconnected | Andover | 55360 | HAM LAKE | HAM03 | Residential |  |  | 2020 | 2020
20252-215895-01 | Connexus Energy | 26 | 689 | Co-op | 156-S-2020 | 7.6 | Solar |  |  | Interconnected | Ham Lake | 55304 | HAM LAKE | HAM02 | Residential |  |  | 2020 | 2020
20252-215895-01 | Connexus Energy | 26 | 689 | Co-op | 157-S-2020 | 6 | Solar |  |  | Interconnected | Zimmerman | 55398 | ZIMMERMAN | ZIM07 | Residential |  |  | 2020 | 2020
20252-215895-01 | Connexus Energy | 26 | 689 | Co-op | 158-S-2020 | 7.6 | Solar |  |  | Interconnected | Coon Rapids | 55448 | SPRING LAKE PK | SLP02 | Residential |  |  | 2020 | 2020
20252-215895-01 | Connexus Energy | 26 | 689 | Co-op | 159-S-2020 | 16 | Solar |  |  | Interconnected | Oak Grove | 55303 | SAINT FRANCIS | STF05 | Residential |  |  | 2020 | 2020
20252-215895-01 | Connexus Energy | 26 | 689 | Co-op | 160-S-2020 | 5 | Solar |  |  | Interconnected | Ham Lake | 55304 | BLAINE | BLN01 | Residential |  |  | 2020 | 2020
20252-215895-01 | Connexus Energy | 26 | 689 | Co-op | 161-S-2020 | 100 | Solar |  |  | Interconnected | Zimmerman | 55398 | ZIMMERMAN | ZIM03 | Residential |  |  | 2020 | 2020
20252-215895-01 | Connexus Energy | 26 | 689 | Co-op | 162-S-2020 | 15.36 | Solar |  |  | Interconnected | East Bethel | 55092 | MARTIN LAKE | MLK04 | Residential |  |  | 2020 | 2020
20252-215895-01 | Connexus Energy | 26 | 689 | Co-op | 163-S-2020 | 7.6 | Solar |  |  | Interconnected | Forest Lake | 55025 | FOREST LAKE | FLK01 | Residential |  |  | 2020 | 2020
20252-215895-01 | Connexus Energy | 26 | 689 | Co-op | 164-S-2020 | 11.168 | Solar |  |  | Interconnected | Andover | 55304 | ANDOVER | AND04 | Residential |  |  | 2020 | 2020
20252-215895-01 | Connexus Energy | 26 | 689 | Co-op | 165-S-2020 | 8.376 | Solar |  |  | Interconnected | Oak Grove | 55011 | EAST BETHEL | EBL05 | Residential |  |  | 2020 | 2020
20252-215895-01 | Connexus Energy | 26 | 689 | Co-op | 166-S-2020 | 7.6 | Solar |  |  | Interconnected | Ramsey | 55303 | ANOKA | AKA01 | Residential |  |  | 2020 | 2020
20252-215895-01 | Connexus Energy | 26 | 689 | Co-op | 167-S-2020 | 5 | Solar |  |  | Interconnected | Blaine | 55434 | SPRING LAKE PK | SLP06 | Residential |  |  | 2020 | 2020
20252-215895-01 | Connexus Energy | 26 | 689 | Co-op | 168-S-2020 | 10 | Solar |  |  | Interconnected | Bethel | 55005 | MARTIN LAKE | MLK03 | Residential |  |  | 2020 | 2020
20252-215895-01 | Connexus Energy | 26 | 689 | Co-op | 169-S-2020 | 16.4 | Solar |  |  | Interconnected | Zimmerman | 55398 | BALDWIN | BDN03 | Residential |  |  | 2020 | 2020
20252-215895-01 | Connexus Energy | 26 | 689 | Co-op | 170-S-2020 | 4.93 | Solar |  |  | Interconnected | Vadnais Heights | 55127 | VADNAIS HEIGHTS | VDH03 | Residential |  |  | 2020 | 2020
20252-215895-01 | Connexus Energy | 26 | 689 | Co-op | 171-S-2020 | 7.6 | Solar |  |  | Interconnected | Blaine | 55449 | AIRPORT | APT05 | Residential |  |  | 2020 | 2020
20252-215895-01 | Connexus Energy | 26 | 689 | Co-op | 172-S-2020 | 13.92 | Solar |  |  | Interconnected | Marine On Saint Croix | 55047 | MAY | MAY01 | Residential |  |  | 2020 | 2020
20252-215895-01 | Connexus Energy | 26 | 689 | Co-op | 173-S-2020 | 7.6 | Solar |  |  | Interconnected | Ham Lake | 55304 | SODERVILLE | SOD04 | Residential |  |  | 2020 | 2020
20252-215895-01 | Connexus Energy | 26 | 689 | Co-op | 174-S-2020 | 10 | Solar |  |  | Interconnected | East Bethel | 55005 | MARTIN LAKE | MLK03 | Residential |  |  | 2020 | 2020
20252-215895-01 | Connexus Energy | 26 | 689 | Co-op | 175-S-2020 | 3.8 | Solar |  |  | Interconnected | Zimmerman | 55398 | ZIMMERMAN | ZIM03 | Residential |  |  | 2020 | 2020
20252-215895-01 | Connexus Energy | 26 | 689 | Co-op | 176-S-2020 | 11.4 | Solar |  |  | Interconnected | Saint Francis | 55070 | SAINT FRANCIS | STF01 | Residential |  |  | 2020 | 2020
20252-215895-01 | Connexus Energy | 26 | 689 | Co-op | 177-S-2020 | 7.6 | Solar |  |  | Interconnected | Coon Rapids | 55448 | NORTH BUNKER LK | NBL13 | Residential |  |  | 2020 | 2020
20252-215895-01 | Connexus Energy | 26 | 689 | Co-op | 178-S-2020 | 11.6 | Solar |  |  | Interconnected | Andover | 55304 | ANDOVER | AND06 | Residential |  |  | 2020 | 2020
20252-215895-01 | Connexus Energy | 26 | 689 | Co-op | 179-S-2020 | 10 | Solar |  |  | Interconnected | Andover | 55304 | CROOKED LAKE | CRK04 | Residential |  |  | 2020 | 2020
20252-215895-01 | Connexus Energy | 26 | 689 | Co-op | 180-S-2020 | 6.2 | Solar |  |  | Interconnected | Coon Rapids | 55448 | BUNKER LAKE | BUL07 | Residential |  |  | 2020 | 2020
20252-215895-01 | Connexus Energy | 26 | 689 | Co-op | 181-S-2020 | 15.2 | Solar |  |  | Interconnected | Clear Lake | 55319 | WEST END | WED01 | Residential |  |  | 2020 | 2020
20252-215895-01 | Connexus Energy | 26 | 689 | Co-op | 182-S-2020 | 7.6 | Solar |  |  | Interconnected | Forest Lake | 55025 | MAY | MAY03 | Residential |  |  | 2020 | 2020
20252-215895-01 | Connexus Energy | 26 | 689 | Co-op | 183-S-2020 | 10 | Solar |  |  | Interconnected | Blaine | 55449 | BLAINE | BLN06 | Residential |  |  | 2020 | 2020
20252-215895-01 | Connexus Energy | 26 | 689 | Co-op | 184-S-2020 | 5.76 | Solar |  |  | Interconnected | East Bethel | 55005 | COOPERS CORNER | CPC05 | Residential |  |  | 2020 | 2020
20252-215895-01 | Connexus Energy | 26 | 689 | Co-op | 185-S-2020 | 7.6 | Solar |  |  | Interconnected | Dayton | 55327 | ENERGY PARK | ENP05 | Residential |  |  | 2020 | 2020
20252-215895-01 | Connexus Energy | 26 | 689 | Co-op | 186-S-2020 | 10 | Solar |  |  | Interconnected | Ham Lake | 55304 | EAST BETHEL | EBL03 | Residential |  |  | 2020 | 2020
20252-215895-01 | Connexus Energy | 26 | 689 | Co-op | 187-S-2020 | 3.8 | Solar |  |  | Interconnected | Coon Rapids | 55448 | BUNKER LAKE | BUL07 | Residential |  |  | 2020 | 2020
20252-215895-01 | Connexus Energy | 26 | 689 | Co-op | 188-S-2020 | 13.6 | Solar |  |  | Interconnected | Andover | 55304 | ANDOVER | AND03 | Residential |  |  | 2020 | 2020
20252-215895-01 | Connexus Energy | 26 | 689 | Co-op | 189-S-2020 | 28.8 | Solar |  |  | Interconnected | Oak Grove | 55011 | SAINT FRANCIS | STF03 | Residential |  |  | 2020 | 2020
20252-215895-01 | Connexus Energy | 26 | 689 | Co-op | 190-S-2020 | 21 | Solar |  |  | Interconnected | Saint Cloud | 55371 | BALDWIN | BDN21 | Residential |  |  | 2020 | 2020
20252-215895-01 | Connexus Energy | 26 | 689 | Co-op | 191-S-2020 | 11.4 | Solar |  |  | Interconnected | Big Lake | 55309 | BIG LAKE | BLK05 | Residential |  |  | 2020 | 2020
20252-215895-01 | Connexus Energy | 26 | 689 | Co-op | 192-S-2020 | 6.96 | Solar |  |  | Interconnected | Isanti | 55040 | COOPERS CORNER | CPC05 | Residential |  |  | 2020 | 2020
20252-215895-01 | Connexus Energy | 26 | 689 | Co-op | 193-S-2020 | 5 | Solar |  |  | Interconnected | Andover | 55304 | SODERVILLE | SOD05 | Residential |  |  | 2020 | 2020
20252-215895-01 | Connexus Energy | 26 | 689 | Co-op | 194-S-2020 | 7.25 | Solar |  |  | Interconnected | Scandia | 55047 | MAY | MAY03 | Residential |  |  | 2020 | 2020
20252-215895-01 | Connexus Energy | 26 | 689 | Co-op | 195-S-2020 | 16 | Solar |  |  | Interconnected | Zimmerman | 55398 | ZIMMERMAN | ZIM02 | Residential |  |  | 2020 | 2020
20252-215895-01 | Connexus Energy | 26 | 689 | Co-op | 196-S-2020 | 5 | Solar |  |  | Interconnected | Stacy | 55079 | MARTIN LAKE | MLK22 | Residential |  |  | 2020 | 2020
20252-215895-01 | Connexus Energy | 26 | 689 | Co-op | 197-S-2020 | 11.4 | Solar |  |  | Interconnected | Hugo | 55038 | HUGO | HGO02 | Residential |  |  | 2020 | 2020
20252-215895-01 | Connexus Energy | 26 | 689 | Co-op | 198-S-2020 | 5 | Solar |  |  | Interconnected | Isanti | 55040 | ISANTI | IST01 | Residential |  |  | 2020 | 2020
20252-215895-01 | Connexus Energy | 26 | 689 | Co-op | 199-S-2020 | 12 | Solar |  |  | Interconnected | Lino Lakes | 55038 | WHITE BEAR | WBR04 | Residential |  |  | 2020 | 2020
20252-215895-01 | Connexus Energy | 26 | 689 | Co-op | 200-S-2020 | 7.6 | Solar |  |  | Interconnected | Blaine | 55434 | AIRPORT | APT26 | Residential |  |  | 2020 | 2020
20252-215895-01 | Connexus Energy | 26 | 689 | Co-op | 201-S-2020 | 3.8 | Solar |  |  | Interconnected | Wyoming | 55092 | EAST BETHEL | EBL03 | Residential |  |  | 2020 | 2020
20252-215895-01 | Connexus Energy | 26 | 689 | Co-op | 202-S-2020 | 5 | Solar |  |  | Interconnected | Becker | 55308 | WEST BECKER | WBK02 | Residential |  |  | 2020 | 2020
20252-215895-01 | Connexus Energy | 26 | 689 | Co-op | 203-S-2020 | 17 | Solar |  |  | Interconnected | Ramsey | 55303 | ANOKA | AKA03 | Residential |  |  | 2020 | 2020
20252-215895-01 | Connexus Energy | 26 | 689 | Co-op | 204-S-2020 | 5 | Solar |  |  | Interconnected | Princeton | 55371 | CROWN | CRN03 | Residential |  |  | 2020 | 2020
20252-215895-01 | Connexus Energy | 26 | 689 | Co-op | 205-S-2020 | 9.772 | Solar |  |  | Interconnected | Ramsey | 55303 | DAYTONPORT | DPT01 | Residential |  |  | 2020 | 2020
20252-215895-01 | Connexus Energy | 26 | 689 | Co-op | 206-S-2020 | 19.72 | Solar |  |  | Interconnected | Clear Lake | 55319 | WEST END | WED03 | Residential |  |  | 2020 | 2020
20252-215895-01 | Connexus Energy | 26 | 689 | Co-op | 207-S-2020 | 6.38 | Solar |  |  | Interconnected | Coon Rapids | 55448 | NORTH BUNKER LK | NBL11 | Residential |  |  | 2020 | 2020
20252-215895-01 | Connexus Energy | 26 | 689 | Co-op | 208-S-2020 | 2.03 | Solar |  |  | Interconnected | Blaine | 55434 | SPRING LAKE PK | SLP06 | Residential |  |  | 2020 | 2020
20252-215895-01 | Connexus Energy | 26 | 689 | Co-op | 209-S-2020 | 6 | Solar |  |  | Interconnected | Becker | 55308 | THOMPSON LAKE | TLK01 | Residential |  |  | 2020 | 2020
20252-215895-01 | Connexus Energy | 26 | 689 | Co-op | 210-S-2020 | 10 | Solar |  |  | Interconnected | Anoka | 55303 | SAINT FRANCIS | STF02 | Residential |  |  | 2020 | 2020
20252-215895-01 | Connexus Energy | 26 | 689 | Co-op | 211-S-2020 | 19.544 | Solar |  |  | Interconnected | Forest Lake | 55025 | FOREST LAKE | FLK04 | Residential |  |  | 2020 | 2020
20252-215895-01 | Connexus Energy | 26 | 689 | Co-op | 212-S-2020 | 5 | Solar |  |  | Interconnected | Big Lake | 55309 | REMMELE | RML02 | Residential |  |  | 2020 | 2020
20252-215895-01 | Connexus Energy | 26 | 689 | Co-op | 213-S-2020 | 25.23 | Solar |  |  | Interconnected | Marine On Saint Croix | 55047 | MAY | MAY03 | Residential |  |  | 2020 | 2020
20252-215895-01 | Connexus Energy | 26 | 689 | Co-op | 214-S-2020 | 10.15 | Solar |  |  | Interconnected | Hugo | 55038 | WHITE BEAR | WBR03 | Residential |  |  | 2020 | 2020
20252-215895-01 | Connexus Energy | 26 | 689 | Co-op | 215-S-2020 | 11.89 | Solar |  |  | Interconnected | Elk River | 55330 | BIG LAKE | BLK06 | Residential |  |  | 2020 | 2020
20252-215895-01 | Connexus Energy | 26 | 689 | Co-op | 216-S-2020 | 5 | Solar |  |  | Interconnected | Ham Lake | 55304 | SODERVILLE | SOD05 | Residential |  |  | 2020 | 2020
20252-215895-01 | Connexus Energy | 26 | 689 | Co-op | 217-S-2020 | 7.55 | Solar |  |  | Interconnected | Ham Lake | 55304 | HAM LAKE | HAM02 | Residential |  |  | 2020 | 2020
20252-215895-01 | Connexus Energy | 26 | 689 | Co-op | 218-S-2020 | 7.6 | Solar |  |  | Interconnected | Cambridge | 55008 | ISANTI | IST01 | Residential |  |  | 2020 | 2020
20252-215895-01 | Connexus Energy | 26 | 689 | Co-op | 219-S-2020 | 5 | Solar |  |  | Interconnected | Ramsey | 55303 | ENERGY PARK | ENP01 | Residential |  |  | 2020 | 2020
20252-215895-01 | Connexus Energy | 26 | 689 | Co-op | 220-S-2020 | 21 | Solar |  |  | Interconnected | Forest Lake | 55025 | FOREST LAKE | FLK04 | Residential |  |  | 2020 | 2020
20252-215895-01 | Connexus Energy | 26 | 689 | Co-op | 221-S-2020 | 11.6 | Solar |  |  | Interconnected | Lino Lakes | 55038 | WHITE BEAR | WBR03 | Residential |  |  | 2020 | 2020
20252-215895-01 | Connexus Energy | 26 | 689 | Co-op | 222-S-2020 | 10 | Solar |  |  | Interconnected | Ramsey | 55303 | ANOKA | AKA04 | Residential |  |  | 2020 | 2020
20252-215895-01 | Connexus Energy | 26 | 689 | Co-op | 223-S-2020 | 3.8 | Solar |  |  | Interconnected | Ham Lake | 55304 | SODERVILLE | SOD05 | Residential |  |  | 2020 | 2020
20252-215895-01 | Connexus Energy | 26 | 689 | Co-op | 224-S-2020 | 3 | Solar |  |  | Interconnected | Saint Francis | 55070 | SAINT FRANCIS | STF04 | Residential |  |  | 2020 | 2020
20252-215895-01 | Connexus Energy | 26 | 689 | Co-op | 225-S-2020 | 4.6 | Solar |  |  | Interconnected | Coon Rapids | 55448 | SPRIKE LAKE PK | SLP05 | Residential |  |  | 2020 | 2020
20252-215895-01 | Connexus Energy | 26 | 689 | Co-op | 226-S-2020 | 6 | Solar |  |  | Interconnected | Andover | 55304 | ANDOVER | AND04 | Residential |  |  | 2020 | 2020
20252-215895-01 | Connexus Energy | 26 | 689 | Co-op | 227-S-2020 | 6 | Solar |  |  | Interconnected | Stacy | 55079 | MARTIN LAKE | MLK22 | Residential |  |  | 2020 | 2020
20252-215895-01 | Connexus Energy | 26 | 689 | Co-op | 228-S-2020 | 10 | Solar |  |  | Interconnected | Lino Lakes | 55014 | BLAINE | BLN06 | Residential |  |  | 2020 | 2020
20252-215895-01 | Connexus Energy | 26 | 689 | Co-op | 229-S-2020 | 5 | Solar |  |  | Interconnected | Big Lake | 55309 | REMMELE | RML06 | Residential |  |  | 2020 | 2020
20252-215895-01 | Connexus Energy | 26 | 689 | Co-op | 230-S-2020 | 10.47 | Solar |  |  | Interconnected | Hugo | 55038 | HUGO | HGO03 | Residential |  |  | 2020 | 2020
20252-215895-01 | Connexus Energy | 26 | 689 | Co-op | 231-S-2020 | 14.658 | Solar |  |  | Interconnected | Saint Francis | 55070 | SAINT FRANCIS | STF01 | Residential |  |  | 2020 | 2020
20252-215895-01 | Connexus Energy | 26 | 689 | Co-op | 232-S-2020 | 3.288 | Solar |  |  | Interconnected | Vadnais Heights | 55127 | VADNAIS HEIGHTS | VDH22 | Residential |  |  | 2020 | 2020
20252-215895-01 | Connexus Energy | 26 | 689 | Co-op | 233-S-2020 | 3.8 | Solar |  |  | Interconnected | Big Lake | 55309 | THOMPSON LAKE | TLK03 | Residential |  |  | 2020 | 2020
20252-215895-01 | Connexus Energy | 26 | 689 | Co-op | 234-S-2020 | 4.35 | Solar |  |  | Interconnected | Blaine | 55449 | BLAINE | BLN21 | Residential |  |  | 2020 | 2020
20252-215895-01 | Connexus Energy | 26 | 689 | Co-op | 235-S-2020 | 5 | Solar |  |  | Interconnected | Ham Lake | 55304 | BLAINE | BLN01 | Residential |  |  | 2020 | 2020
20252-215895-01 | Connexus Energy | 26 | 689 | Co-op | 236-S-2020 | 8.41 | Solar |  |  | Interconnected | Ramsey | 55303 | ANOKA | AKA04 | Residential |  |  | 2020 | 2020
20252-215895-01 | Connexus Energy | 26 | 689 | Co-op | 237-S-2020 | 5 | Solar |  |  | Interconnected | Big Lake | 55309 | THOMPSON LAKE | TLK03 | Residential |  |  | 2020 | 2020
20252-215895-01 | Connexus Energy | 26 | 689 | Co-op | 238-S-2020 | 6.03 | Solar |  |  | Interconnected | Andover | 55304 | ANDOVER | AND06 | Residential |  |  | 2020 | 2020
20252-215895-01 | Connexus Energy | 26 | 689 | Co-op | 239-S-2020 | 7.6 | Solar |  |  | Interconnected | Isanti | 55040 | CROWN | CRN01 | Residential |  |  | 2020 | 2020
20252-215895-01 | Connexus Energy | 26 | 689 | Co-op | 240-S-2020 | 7.6 | Solar |  |  | Interconnected | Ham Lake | 55304 | SODERVILLE | SOD03 | Residential |  |  | 2020 | 2020
20252-215895-01 | Connexus Energy | 26 | 689 | Co-op | 241-S-2020 | 28.8 | Solar |  |  | Interconnected | Blaine | 55303 | LEXINGTON | LXN02 | Commercial |  |  | 2020 | 2020
20252-215895-01 | Connexus Energy | 26 | 689 | Co-op | 242-S-2020 | 17.8 | Solar |  |  | Interconnected | Princeton | 55371 | PRINCETON | PRN01 | Commercial |  |  | 2020 | 2020
20252-215895-01 | Connexus Energy | 26 | 689 | Co-op | 243-S-2020 | 37.5 | Solar |  |  | Interconnected | Saint Cloud | 56301 | NORTH BUNKER LK | NBL15 | Commercial |  |  | 2020 | 2020
20252-215895-01 | Connexus Energy | 26 | 689 | Co-op | 244-S-2020 | 39.9 | Solar |  |  | Interconnected | Blaine | 55449 | AIRPORT | APT25 | Commercial |  |  | 2020 | 2020
20252-215895-01 | Connexus Energy | 26 | 689 | Co-op | 245-S-2020 | 17.4 | Solar |  |  | Interconnected | Ham Lake | 55304 | JOHNSVILLE | JON02 | Commercial |  |  | 2020 | 2020
20252-215895-01 | Connexus Energy | 26 | 689 | Co-op | 246-S-2020 | 39.9 | Solar |  |  | Interconnected | Andover | 55304 | NORTH BUNKER LAKE | NBL15 | Commercial |  |  | 2020 | 2020
20252-215895-01 | Connexus Energy | 26 | 689 | Co-op | 247-S-2020 | 39.6 | Solar |  |  | Interconnected | Stacy | 55079 | MARTIN LAKE | MLK22 | Commercial |  |  | 2020 | 2020
20252-215895-01 | Connexus Energy | 26 | 689 | Co-op | 248-S-2020 | 8.99 | Solar |  |  | Interconnected | Ham Lake | 55304 | HAM LAKE | HAM01 | Residential |  |  | 2019 | 2020
20252-215895-01 | Connexus Energy | 26 | 689 | Co-op | 249-S-2020 | 4.32 | Solar |  |  | Interconnected | Andover | 55304 | BUNKER LAKE | BUL06 | Residential |  |  | 2019 | 2020
20252-215895-01 | Connexus Energy | 26 | 689 | Co-op | 250-S-2020 | 10.73 | Solar |  |  | Interconnected | Isanti | 55040 | SAINT FRANCIS | STF01 | Residential |  |  | 2019 | 2020
20252-215895-01 | Connexus Energy | 26 | 689 | Co-op | 251-S-2020 | 4.32 | Solar |  |  | Interconnected | Blaine | 55449 | BLAINE | BLN21 | Residential |  |  | 2019 | 2020
20252-215895-01 | Connexus Energy | 26 | 689 | Co-op | 252-S-2020 | 15.2 | Solar |  |  | Interconnected | Andover | 55304 | SODERVILLE | SOD05 | Residential |  |  | 2019 | 2020
20252-215895-01 | Connexus Energy | 26 | 689 | Co-op | 253-S-2020 | 10.56 | Solar |  |  | Interconnected | Elk River | 55330 | BIG LAKE | BLK05 | Residential |  |  | 2019 | 2020
20252-215895-01 | Connexus Energy | 26 | 689 | Co-op | 254-S-2020 | 9.44 | Solar |  |  | Interconnected | Zimmerman | 55398 | BALDWIN | BDN03 | Residential |  |  | 2019 | 2020
20252-215895-01 | Connexus Energy | 26 | 689 | Co-op | 255-S-2020 | 4.8 | Solar |  |  | Interconnected | Stacy | 55079 | MARTIN LAKE | MLK22 | Residential |  |  | 2019 | 2020
20252-215895-01 | Connexus Energy | 26 | 689 | Co-op | 256-S-2020 | 5 | Solar |  |  | Interconnected | Ramsey | 55303 | RAMSEY | RAM04 | Residential |  |  | 2019 | 2020
20252-215895-01 | Connexus Energy | 26 | 689 | Co-op | 257-S-2020 | 15.2 | Solar |  |  | Interconnected | Andover | 56304 | SODERVILLE | SOD05 | Residential |  |  | 2019 | 2020
20252-215895-01 | Connexus Energy | 26 | 689 | Co-op | 258-S-2020 | 10 | Solar |  |  | Interconnected | Stillwater | 55082 | MAY | MAY02 | Residential |  |  | 2019 | 2020
20252-215895-01 | Connexus Energy | 26 | 689 | Co-op | 259-S-2020 | 35.09 | Solar |  |  | Interconnected | Nowthen | 55330 | ANOKA | AKA06 | Residential |  |  | 2019 | 2020
20252-215895-01 | Connexus Energy | 26 | 689 | Co-op | 260-S-2020 | 12 | Solar |  |  | Interconnected | Blaine | 55449 | BLAINE | BLN21 | Residential |  |  | 2019 | 2020
20252-215895-01 | Connexus Energy | 26 | 689 | Co-op | 261-S-2020 | 15.2 | Solar |  |  | Interconnected | Ramsey | 55303 | ANOKA | AKA04 | Residential |  |  | 2019 | 2020
20252-215895-01 | Connexus Energy | 26 | 689 | Co-op | 262-S-2020 | 3.8 | Solar |  |  | Interconnected | Isanti | 55040 | ISANTI | IST03 | Residential |  |  | 2019 | 2020
20252-215895-01 | Connexus Energy | 26 | 689 | Co-op | 263-S-2020 | 5 | Solar |  |  | Interconnected | Isanti | 55040 | ISANTI | IST03 | Residential |  |  | 2019 | 2020
20252-215895-01 | Connexus Energy | 26 | 689 | Co-op | 264-S-2020 | 15.2 | Solar |  |  | Interconnected | Clear Lake | 55319 | WEST END | WED01 | Residential |  |  | 2019 | 2020
20252-215895-01 | Connexus Energy | 26 | 689 | Co-op | 265-S-2020 | 7.6 | Solar |  |  | Interconnected | Isanti | 55040 | ISANTI | IST03 | Residential |  |  | 2019 | 2020
20252-215895-01 | Connexus Energy | 26 | 689 | Co-op | 266-S-2020 | 5 | Solar |  |  | Interconnected | Ramsey | 55303 | ANOKA | AKA03 | Residential |  |  | 2019 | 2020
20252-215895-01 | Connexus Energy | 26 | 689 | Co-op | 267-S-2020 | 9.28 | Solar |  |  | Interconnected | Scandia | 55073 | MAY | MAY01 | Residential |  |  | 2019 | 2020
20252-215895-01 | Connexus Energy | 26 | 689 | Co-op | 269-S-2020 | 5 | Solar |  |  | Interconnected | Ramsey | 55303 | RAMSEY | RAM04 | Residential |  |  | 2019 | 2020
20252-215895-01 | Connexus Energy | 26 | 689 | Co-op | 271-S-2020 | 3.8 | Solar |  |  | Interconnected | Isanti | 55040 | ISANTI | IST03 | Residential |  |  | 2019 | 2020
20252-215895-01 | Connexus Energy | 26 | 689 | Co-op | 272-S-2020 | 5 | Solar |  |  | Interconnected | Forest Lake | 55025 | MAY | MAY03 | Residential |  |  | 2019 | 2020
20252-215895-01 | Connexus Energy | 26 | 689 | Co-op | 273-S-2020 | 11.7 | Solar |  |  | Interconnected | Saint Francis | 55070 | SAINT FRANCIS | STF06 | Residential |  |  | 2019 | 2020
20252-215895-01 | Connexus Energy | 26 | 689 | Co-op | 274-S-2020 | 18 | Solar |  |  | Interconnected | Cambridge | 55008 | ISANTI | IST01 | Residential |  |  | 2020 | 2020
20252-215895-01 | Connexus Energy | 26 | 689 | Co-op | 275-S-2020 | 7250 | Solar |  |  | Interconnected | Saint Francis | 55070 | SAINT FRANCIS | STF01 | Utility |  |  | 2020 | 2020
20252-215895-01 | Connexus Energy | 26 | 689 | Co-op | 276-S-2020 | 3000 | Solar |  |  | Interconnected | Baldwin | 55371 | BALDWIN | BDN02 | Utility |  |  | 2020 | 2020
20252-215895-01 | Connexus Energy | 26 | 689 | Co-op | 277-S-2014 | 240 | Solar |  |  | Interconnected | Ramsey | 55303 | ENERGY PARK | ENP01 | Utility |  |  | 2014 | 2014
20252-215895-01 | Connexus Energy | 26 | 689 | Co-op | 278-S-2018 | 3375 | Solar |  |  | Interconnected | Ramsey | 55303 | ENERGY PARK | ENP03 | Utility |  |  | 2018 | 2018
20252-215895-01 | Connexus Energy | 26 | 689 | Co-op | 279-S-2018 | 4250 | Solar |  |  | Interconnected | Athens Township | 55040 | ISANTI | IST02 | Utility |  |  | 2018 | 2018
20252-215895-01 | Connexus Energy | 26 | 689 | Co-op | 280-S-2018 | 2375 | Solar |  |  | Interconnected | Athens Township | 55040 | COOPERS CORNER | CCP03 | Utility |  |  | 2018 | 2018
20252-215895-01 | Connexus Energy | 26 | 689 | Co-op | 281-ES-2018 | 6000 | Storage |  |  | Interconnected | Ramsey | 55303 | ENERGY PARK | ENP03 | Utility |  |  | 2018 | 2018
20252-215895-01 | Connexus Energy | 26 | 689 | Co-op | 282-ES-2018 | 6000 | Storage |  |  | Interconnected | Athens Township | 55040 | ISANTI | IST02 | Utility |  |  | 2018 | 2018
20252-215895-01 | Connexus Energy | 26 | 689 | Co-op | 283-ES-2018 | 3000 | Storage |  |  | Interconnected | Athens Township | 55040 | COOPERS CORNER | CCP03 | Utility |  |  | 2018 | 2018
20252-215895-01 | Connexus Energy | 26 | 689 | Co-op | 284-S-2021 | 10.41 | Solar |  |  | Interconnected | Blaine | 55449 | BLAINE | BLN21 | Residential |  | 62244 | 2021 | 2021
20252-215895-01 | Connexus Energy | 26 | 689 | Co-op | 285-S-2021 | 6.58 | Solar |  |  | Interconnected | Blaine | 55449 | BLAINE | BLN21 | Residential |  | 39744 | 2021 | 2021
20252-215895-01 | Connexus Energy | 26 | 689 | Co-op | 286-S-2021 | 4.93 | Solar |  |  | Interconnected | Blaine | 55449 | BLAINE | BLN21 | Residential |  | 28152 | 2021 | 2021
20252-215895-01 | Connexus Energy | 26 | 689 | Co-op | 287-S-2021 | 6.09 | Solar |  |  | Interconnected | Blaine | 55449 | BLAINE | BLN23 | Residential |  | 25350 | 2021 | 2021
20252-215895-01 | Connexus Energy | 26 | 689 | Co-op | 288-S-2021 | 9.32 | Solar |  |  | Interconnected | Blaine | 55449 | BLAINE | BLN21 | Residential |  | 54054 | 2021 | 2021
20252-215895-01 | Connexus Energy | 26 | 689 | Co-op | 289-S-2021 | 9.28 | Solar |  |  | Interconnected | Andover | 55304 | ANDOVER | AND01 | Residential |  | 46977 | 2021 | 2021
20252-215895-01 | Connexus Energy | 26 | 689 | Co-op | 290-S-2021 | 7.67 | Solar |  |  | Interconnected | Blaine | 55434 | SPRING LAKE PK | SLP02 | Residential |  | 44226 | 2021 | 2021
20252-215895-01 | Connexus Energy | 26 | 689 | Co-op | 291-S-2021 | 6.38 | Solar |  |  | Interconnected | Ham Lake | 55304 | HAM LAKE | HAM05 | Residential |  |  | 2021 | 2021
20252-215895-01 | Connexus Energy | 26 | 689 | Co-op | 292-S-2021 | 16.403 | Solar |  |  | Interconnected | Blaine | 55449 | BLAINE | BLN21 | Residential |  | 47329 | 2021 | 2021
20252-215895-01 | Connexus Energy | 26 | 689 | Co-op | 293-S-2021 | 9.57 | Solar |  |  | Interconnected | Chisago City | 55013 | FOREST LAKE | FLK04 | Residential |  |  | 2021 | 2021
20252-215895-01 | Connexus Energy | 26 | 689 | Co-op | 294-S-2021 | 10.7 | Solar |  |  | Interconnected | Andover | 55304 | ANDOVER | AND01 | Residential |  | 3500 | 2021 | 2021
20252-215895-01 | Connexus Energy | 26 | 689 | Co-op | 295-S-2021 | 12.06 | Solar |  |  | Interconnected | Blaine | 55449 | BLAINE | BLN21 | Residential |  |  | 2021 | 2021
20252-215895-01 | Connexus Energy | 26 | 689 | Co-op | 296-S-2021 | 5.22 | Solar |  |  | Interconnected | Maple Grove | 55369 | HENNEPIN | HEN02 | Residential |  | 20797 | 2021 | 2021
20252-215895-01 | Connexus Energy | 26 | 689 | Co-op | 297-S-2021 | 8.99 | Solar |  |  | Interconnected | Isanti | 55040 | ISANTI | IST03 | Residential |  | 45978 | 2021 | 2021
20252-215895-01 | Connexus Energy | 26 | 689 | Co-op | 298-S-2021 | 4.38 | Solar |  |  | Interconnected | Blaine | 55449 | BLAINE | BLN03 | Residential |  | 27360 | 2021 | 2021
20252-215895-01 | Connexus Energy | 26 | 689 | Co-op | 299-S-2021 | 6.58 | Solar |  |  | Interconnected | Blaine | 55449 | BLAINE | BLN06 | Residential |  | 39744 | 2021 | 2021
20252-215895-01 | Connexus Energy | 26 | 689 | Co-op | 300-S-2021 | 9.86 | Solar |  |  | Interconnected | Anoka | 55303 | ANOKA | AKA06 | Residential |  |  | 2021 | 2021
20252-215895-01 | Connexus Energy | 26 | 689 | Co-op | 301-S-2021 | 7.6 | Solar |  |  | Interconnected | Blaine | 55449 | BLAINE | BLN21 | Residential |  | 31460 | 2021 | 2021
20252-215895-01 | Connexus Energy | 26 | 689 | Co-op | 302-S-2021 | 9.86 | Solar |  |  | Interconnected | Blaine | 55449 | BLAINE | BLN23 | Residential |  | 39190 | 2021 | 2021
20252-215895-01 | Connexus Energy | 26 | 689 | Co-op | 303-S-2021 | 5.22 | Solar |  |  | Interconnected | Circle Pines | 55014 | HUGO | HGO04 | Residential |  | 19089 | 2021 | 2021
20252-215895-01 | Connexus Energy | 26 | 689 | Co-op | 304-S-2021 | 3.84 | Solar |  |  | Interconnected | Blaine | 55434 | AIRPORT | APT05 | Residential |  | 22230 | 2021 | 2021
20252-215895-01 | Connexus Energy | 26 | 689 | Co-op | 305-S-2021 | 5.48 | Solar |  |  | Interconnected | Blaine | 55449 | BLAINE | BLN23 | Residential |  | 31464 | 2021 | 2021
20252-215895-01 | Connexus Energy | 26 | 689 | Co-op | 306-S-2021 | 4.38 | Solar |  |  | Interconnected | Blaine | 55449 | BLAINE | BLN21 | Residential |  | 27360 | 2021 | 2021
20252-215895-01 | Connexus Energy | 26 | 689 | Co-op | 307-S-2021 | 6.03 | Solar |  |  | Interconnected | Blaine | 55449 | JOHNSONVILLE | JON03 | Residential |  | 37576 | 2021 | 2021
20252-215895-01 | Connexus Energy | 26 | 689 | Co-op | 308-S-2021 | 3.84 | Solar |  |  | Interconnected | Blaine | 55449 | BLAINE | BLN21 | Residential |  | 22230 | 2021 | 2021
20252-215895-01 | Connexus Energy | 26 | 689 | Co-op | 309-S-2021 | 4.38 | Solar |  |  | Interconnected | Blaine | 55449 | AIRPORT | APT24 | Residential |  | 25650 | 2021 | 2021
20252-215895-01 | Connexus Energy | 26 | 689 | Co-op | 310-S-2021 | 3.84 | Solar |  |  | Interconnected | Blaine | 55449 | AIRPORT | APT24 | Residential |  | 23940 | 2021 | 2021
20252-215895-01 | Connexus Energy | 26 | 689 | Co-op | 311-S-2021 | 8.352 | Solar |  |  | Interconnected | Blaine | 55449 | BLAINE | BLN21 | Residential |  | 24870 | 2021 | 2021
20252-215895-01 | Connexus Energy | 26 | 689 | Co-op | 312-S-2021 | 3.84 | Solar |  |  | Interconnected | Blaine | 55449 | BLAINE | BLN23 | Residential |  | 23940 | 2021 | 2021
20252-215895-01 | Connexus Energy | 26 | 689 | Co-op | 314-S-2021 | 8.22 | Solar |  |  | Interconnected | Blaine | 55449 | BLAINE | BLN21 | Residential |  | 49140 | 2021 | 2021
20252-215895-01 | Connexus Energy | 26 | 689 | Co-op | 315-S-2021 | 18.13 | Solar |  |  | Interconnected | Blaine | 55449 | BLAINE | BLN26 | Residential |  | 52395 | 2021 | 2021
20252-215895-01 | Connexus Energy | 26 | 689 | Co-op | 316-S-2021 | 8.12 | Solar |  |  | Interconnected | Ham Lake | 55304 | HAM LAKE | HAM05 | Residential |  | 33980 | 2021 | 2021
20252-215895-01 | Connexus Energy | 26 | 689 | Co-op | 317-S-2021 | 3.29 | Solar |  |  | Interconnected | Andover | 55304 | ANDOVER | AND06 | Residential |  | 30146 | 2020 | 2021
20252-215895-01 | Connexus Energy | 26 | 689 | Co-op | 318-S-2021 | 11.6 | Solar |  |  | Interconnected | Zimmerman | 55398 | ZIMMERMAN | ZIM03 | Commercial |  | 45420 | 2021 | 2021
20252-215895-01 | Connexus Energy | 26 | 689 | Co-op | 319-S-2021 | 11.6 | Solar |  |  | Interconnected | Zimmerman | 55398 | BALDWIN | BDN21 | Residential |  | 43920 | 2021 | 2021
20252-215895-01 | Connexus Energy | 26 | 689 | Co-op | 320-S-2021 | 5 | Solar |  |  | Interconnected | Zimmerman | 55398 | BALDWIN | BDN21 | Residential |  | 25696 | 2021 | 2021
20252-215895-01 | Connexus Energy | 26 | 689 | Co-op | 321-S-2021 | 10.15 | Solar |  |  | Interconnected | Circle Pines | 55014 | CIRCLE PARK | CIR03 | Residential |  | 48527 | 2021 | 2021
20252-215895-01 | Connexus Energy | 26 | 689 | Co-op | 322-S-2021 | 10.82 | Solar |  |  | Interconnected | Clear Lake | 55319 | WEST END | WED23 | Residential |  | 53757 | 2021 | 2021
20252-215895-01 | Connexus Energy | 26 | 689 | Co-op | 323-S-2021 | 8.41 | Solar |  |  | Interconnected | Wyoming | 55092 | FOREST LAKE | FLK01 | Residential |  | 15000 | 2021 | 2021
20252-215895-01 | Connexus Energy | 26 | 689 | Co-op | 324-S-2021 | 16.056 | Solar |  |  | Interconnected | Becker | 55308 | WEST BECKER | WBK02 | Residential |  | 42730 | 2021 | 2021
20252-215895-01 | Connexus Energy | 26 | 689 | Co-op | 325-S-2021 | 17.5 | Solar |  |  | Interconnected | Becker | 55308 | WEST END | WED02 | Residential |  | 120000 | 2021 | 2021
20252-215895-01 | Connexus Energy | 26 | 689 | Co-op | 326-S-2021 | 11.6 | Solar |  |  | Interconnected | Andover | 55304 | SODERVILLE | SOD05 | Residential |  | 54136 | 2021 | 2021
20252-215895-01 | Connexus Energy | 26 | 689 | Co-op | 327-S-2021 | 12.47 | Solar |  |  | Interconnected | Andover | 55304 | NORTH BUNKER LK | NBL14 | Residential |  | 50240 | 2021 | 2021
20252-215895-01 | Connexus Energy | 26 | 689 | Co-op | 328-S-2021 | 13.61 | Solar |  |  | Interconnected | East Bethel | 55005 | MARTIN LAKE | MLK03 | Residential |  | 68640 | 2021 | 2021
20252-215895-01 | Connexus Energy | 26 | 689 | Co-op | 329-S-2021 | 6.38 | Solar |  |  | Interconnected | Coon Rapids | 55448 | NORTH BUNKER LK | NBL13 | Residential |  | 21830 | 2021 | 2021
20252-215895-01 | Connexus Energy | 26 | 689 | Co-op | 330-S-2021 | 11.4 | Solar |  |  | Interconnected | Saint Paul | 55127 | VADNAIS HEIGHTS | VDH04 | Residential |  | 38748 | 2021 | 2021
20252-215895-01 | Connexus Energy | 26 | 689 | Co-op | 331-S-2021 | 13.05 | Solar |  |  | Interconnected | Isanti | 55040 | MARTIN LAKE | MLK03 | Residential |  | 63077 | 2021 | 2021
20252-215895-01 | Connexus Energy | 26 | 689 | Co-op | 332-S-2021 | 10 | Solar |  |  | Interconnected | Marine On Saint Croix | 55047 | MAY | MAY01 | Residential |  | 33283 | 2021 | 2021
20252-215895-01 | Connexus Energy | 26 | 689 | Co-op | 333-S-2021 | 11.4 | Solar |  |  | Interconnected | Isanti | 55040 | CROWN | CRN01 | Commercial |  | 49380 | 2021 | 2021
20252-215895-01 | Connexus Energy | 26 | 689 | Co-op | 334-S-2021 | 6 | Solar |  |  | Interconnected | Isanti | 55040 | CROWN | CRN01 | Residential |  | 26305 | 2021 | 2021
20252-215895-01 | Connexus Energy | 26 | 689 | Co-op | 335-S-2021 | 7.33 | Solar |  |  | Interconnected | Andover | 55304 | RAMSEY | RAM02 | Residential |  | 28476 | 2021 | 2021
20252-215895-01 | Connexus Energy | 26 | 689 | Co-op | 336-S-2021 | 6.98 | Solar |  |  | Interconnected | Saint Francis | 55070 | SAINT FRANCIS | STF04 | Residential |  | 34665 | 2021 | 2021
20252-215895-01 | Connexus Energy | 26 | 689 | Co-op | 337-S-2021 | 11.4 | Solar |  |  | Interconnected | Anoka | 55303 | SAINT FRANCIS | STF05 | Residential |  | 69358 | 2021 | 2021
20252-215895-01 | Connexus Energy | 26 | 689 | Co-op | 338-S-2021 | 7.83 | Solar |  |  | Interconnected | Coon Rapids | 55448 | VILLAGE TEN | VTN06 | Residential |  | 30496 | 2021 | 2021
20252-215895-01 | Connexus Energy | 26 | 689 | Co-op | 339-S-2021 | 9.28 | Solar |  |  | Interconnected | Blaine | 55434 | AIRPORT | APT05 | Residential |  | 58528 | 2021 | 2021
20252-215895-01 | Connexus Energy | 26 | 689 | Co-op | 340-S-2021 | 24.24 | Solar |  |  | Interconnected | Princeton | 55371 | BALDWIN | BDN21 | Residential |  | 99990 | 2021 | 2021
20252-215895-01 | Connexus Energy | 26 | 689 | Co-op | 341-S-2021 | 39.2 | Solar |  |  | Interconnected | Anoka | 55303 | SAINT FRANCIS | STF02 | Residential |  | 111000 | 2020 | 2021
20252-215895-01 | Connexus Energy | 26 | 689 | Co-op | 342-S-2021 | 3.8 | Solar |  |  | Interconnected | Isanti | 55040 | ISANTI | IST03 | Residential |  |  | 2021 | 2021
20252-215895-01 | Connexus Energy | 26 | 689 | Co-op | 343-S-2021 | 8.12 | Solar |  |  | Interconnected | Wyoming | 55092 | MARTIN LAKE | MLK04 | Residential |  | 35000 | 2021 | 2021
20252-215895-01 | Connexus Energy | 26 | 689 | Co-op | 344-S-2021 | 4.32 | Solar |  |  | Interconnected | Andover | 55304 | BUNKER LAKE | BUL06 | Residential |  |  | 2019 | 2021
20252-215895-01 | Connexus Energy | 26 | 689 | Co-op | 345-S-2021 | 6.03 | Solar |  |  | Interconnected | Andover | 55304 | ANDOVER | AND06 | Residential |  | 30146 | 2020 | 2021
20252-215895-01 | Connexus Energy | 26 | 689 | Co-op | 346-S-2021 | 3.29 | Solar |  |  | Interconnected | Saint Paul | 55127 | VADNAIS HEIGHTS | VDH22 | Residential |  |  | 2020 | 2021
20252-215895-01 | Connexus Energy | 26 | 689 | Co-op | 347-S-2021 | 11.52 | Solar |  |  | Interconnected | Coon Rapids | 55448 | BUNKER LAKE | BUL07 | Residential |  | 57338 | 2021 | 2021
20252-215895-01 | Connexus Energy | 26 | 689 | Co-op | 348-S-2021 | 20 | Solar |  |  | Interconnected | Wyoming | 55092 | MARTIN LAKE | MLK04 | Residential |  |  | 2020 | 2021
20252-215895-01 | Connexus Energy | 26 | 689 | Co-op | 349-S-2021 | 39.6 | Solar |  |  | Interconnected | Stacy | 55079 | MARTIN LAKE | MLK22 | Residential |  |  | 2020 | 2021
20252-215895-01 | Connexus Energy | 26 | 689 | Co-op | 350-S-2021 | 24.24 | Solar |  |  | Interconnected | Princeton | 55371 | BALDWIN | BDN21 | Residential |  | 99990 | 2021 | 2021
20252-215895-01 | Connexus Energy | 26 | 689 | Co-op | 351-S-2021 | 25.23 | Solar |  |  | Interconnected | Marine On Saint Croix | 55047 | MAY | MAY03 | Residential |  |  | 2020 | 2021
20252-215895-01 | Connexus Energy | 26 | 689 | Co-op | 352-S-2021 | 11.4 | Solar |  |  | Interconnected | Zimmerman | 55398 | BALDWIN | BDN03 | Residential |  |  | 2020 | 2021
20252-215895-01 | Connexus Energy | 26 | 689 | Co-op | 353-S-2021 | 17 | Solar |  |  | Interconnected | Ramsey | 55303 | ANOKA | AKA03 | Residential |  |  | 2020 | 2021
20252-215895-01 | Connexus Energy | 26 | 689 | Co-op | 354-S-2021 | 4.32 | Solar |  |  | Interconnected | Blaine | 55449 | BLAINE | BLN21 | Residential |  |  | 2019 | 2021
20252-215895-01 | Connexus Energy | 26 | 689 | Co-op | 355-S-2021 | 6.96 | Solar |  |  | Interconnected | Isanti | 55040 | COOPERS CORNER | CPC05 | Residential |  |  | 2020 | 2021
20252-215895-01 | Connexus Energy | 26 | 689 | Co-op | 356-S-2021 | 11.89 | Solar |  |  | Interconnected | Elk River | 55330 | BIG LAKE | BLK06 | Residential |  |  | 2020 | 2021
20252-215895-01 | Connexus Energy | 26 | 689 | Co-op | 357-S-2021 | 7.6 | Solar |  |  | Interconnected | Forest Lake | 55025 | MAY | MAY03 | Residential |  | 27898 | 2020 | 2021
20252-215895-01 | Connexus Energy | 26 | 689 | Co-op | 358-S-2021 | 7.6 | Solar |  |  | Interconnected | Forest Lake | 55025 | FOREST LAKE | FLK01 | Residential |  |  | 2020 | 2021
20252-215895-01 | Connexus Energy | 26 | 689 | Co-op | 359-S-2021 | 14.5 | Solar |  |  | Interconnected | Princeton | 55371 | BALDWIN | BDN22 | Residential |  | 51000 | 2021 | 2021
20252-215895-01 | Connexus Energy | 26 | 689 | Co-op | 360-S-2021 | 3.8 | Solar |  |  | Interconnected | Marine On Saint Croix | 55047 | MAY | MAY01 | Residential |  |  | 2021 | 2021
20252-215895-01 | Connexus Energy | 26 | 689 | Co-op | 361-S-2021 | 10.37 | Solar |  |  | Interconnected | Stacy | 55079 | MARTIN LAKE | MLK22 | Residential |  | 37000 | 2021 | 2021
20252-215895-01 | Connexus Energy | 26 | 689 | Co-op | 362-S-2021 | 9.4 | Solar |  |  | Interconnected | Coon Rapids | 55448 | BUNKER LAKE | BUL07 | Residential |  |  | 2021 | 2021
20252-215895-01 | Connexus Energy | 26 | 689 | Co-op | 363-S-2021 | 5.65 | Solar |  |  | Interconnected | Andover | 55304 | HAM LAKE | HAM03 | Residential |  |  | 2020 | 2021
20252-215895-01 | Connexus Energy | 26 | 689 | Co-op | 364-S-2021 | 16 | Solar |  |  | Interconnected | Zimmerman | 55398 | ZIMMERMAN | ZIM02 | Residential |  |  | 2020 | 2021
20252-215895-01 | Connexus Energy | 26 | 689 | Co-op | 365-S-2021 | 6 | Solar |  |  | Interconnected | Andover | 55304 | NORTH BUNKER LK | NBL11 | Residential |  | 29997 | 2020 | 2021
20252-215895-01 | Connexus Energy | 26 | 689 | Co-op | 366-S-2021 | 11.28 | Solar |  |  | Interconnected | Saint Francis | 55070 | SAINT FRANCIS | STF04 | Residential |  | 44204 | 2020 | 2021
20252-215895-01 | Connexus Energy | 26 | 689 | Co-op | 367-S-2021 | 24.14 | Solar |  |  | Interconnected | Big Lake | 55309 | THOMPSON LAKE | TLK01 | Residential |  | 57000 | 2021 | 2021
20252-215895-01 | Connexus Energy | 26 | 689 | Co-op | 368-S-2021 | 14.5 | Solar |  |  | Interconnected | Marine On Saint Croix | 55407 | MAY | MAY02 | Residential |  | 53870 | 2021 | 2021
20252-215895-01 | Connexus Energy | 26 | 689 | Co-op | 369-S-2021 | 5.8 | Solar |  |  | Interconnected | Marine On Saint Croix | 55047 | MAY | MAY01 | Residential |  | 20000 | 2021 | 2021
20252-215895-01 | Connexus Energy | 26 | 689 | Co-op | 370-S-2021 | 7.33 | Solar |  |  | Interconnected | Ramsey | 55303 | RAMSEY | RAM04 | Residential |  | 28000 | 2021 | 2021
20252-215895-01 | Connexus Energy | 26 | 689 | Co-op | 371-S-2021 | 4.93 | Solar |  |  | Interconnected | Vadnais Heights | 55127 | VADNAIS HEIGHTS | VDH03 | Residential |  |  | 2020 | 2021
20252-215895-01 | Connexus Energy | 26 | 689 | Co-op | 372-S-2021 | 3.8 | Solar |  |  | Interconnected | Coon Rapids | 55448 | VILLAGE TEN | VTN03 | Residential |  | 23595 | 2021 | 2021
20252-215895-01 | Connexus Energy | 26 | 689 | Co-op | 373-S-2021 | 7.6 | Solar |  |  | Interconnected | Princeton | 55371 | BALDWIN | BDN03 | Residential |  | 11600 | 2021 | 2021
20252-215895-01 | Connexus Energy | 26 | 689 | Co-op | 374-S-2021 | 220 | Solar |  |  | Interconnected | Coon Rapids | 55448 | CROOKED LAKE | CRK06 | Commercial |  | 455900 | 2021 | 2021
20252-215895-01 | Connexus Energy | 26 | 689 | Co-op | 375-S-2021 | 11.4 | Solar |  |  | Interconnected | Zimmerman | 55398 | ZIMMERMAN | ZIM02 | Residential |  |  | 2021 | 2021
20252-215895-01 | Connexus Energy | 26 | 689 | Co-op | 376-S-2021 | 6.38 | Solar |  |  | Interconnected | Big Lake | 55309 | REMMELE | RML03 | Residential |  | 22485 | 2021 | 2021
20252-215895-01 | Connexus Energy | 26 | 689 | Co-op | 377-S-2021 | 12.18 | Solar |  |  | Interconnected | Hugo | 55038 | WHITE BEAR TWP | WBR04 | Residential |  | 45000 | 2021 | 2021
20252-215895-01 | Connexus Energy | 26 | 689 | Co-op | 378-S-2021 | 6.96 | Solar |  |  | Interconnected | Cambridge | 55008 | ISANTI | IST06 | Residential |  | 23000 | 2021 | 2021
20252-215895-01 | Connexus Energy | 26 | 689 | Co-op | 379-S-2021 | 10 | Solar |  |  | Interconnected | Hugo | 55038 | WHITE BEAR TWP | WBR03 | Residential |  |  | 2021 | 2021
20252-215895-01 | Connexus Energy | 26 | 689 | Co-op | 380-S-2021 | 14.31 | Solar |  |  | Interconnected | Ramsey | 55303 | DAYTONPORT | DPT02 | Residential |  | 70867 | 2021 | 2021
20252-215895-01 | Connexus Energy | 26 | 689 | Co-op | 381-S-2021 | 33.3 | Solar |  |  | Interconnected | Coon Rapids | 55433 | NORTHTOWN | NTN01 | Commercial |  | 112500 | 2021 | 2021
20252-215895-01 | Connexus Energy | 26 | 689 | Co-op | 382-S-2021 | 8.72 | Solar |  |  | Interconnected | Isanti | 55040 | ISANTI | IST02 | Residential |  | 28000 | 2021 | 2021
20252-215895-01 | Connexus Energy | 26 | 689 | Co-op | 383-S-2021 | 5 | Solar |  |  | Interconnected | Zimmerman | 55398 | CROWN | CRN02 | Residential |  |  | 2021 | 2021
20252-215895-01 | Connexus Energy | 26 | 689 | Co-op | 384-S-2021 | 3.8 | Solar |  |  | Interconnected | Becker | 55308 | WEST BECKER | WBK02 | Residential |  | 26000 | 2021 | 2021
20252-215895-01 | Connexus Energy | 26 | 689 | Co-op | 385-S-2021 | 33.3 | Solar |  |  | Interconnected | Coon Rapids | 55433 | NORTHTOWN | NTN01 | Commercial |  | 112500 | 2021 | 2021
20252-215895-01 | Connexus Energy | 26 | 689 | Co-op | 386-S-2021 | 11.02 | Solar |  |  | Interconnected | Elk River | 55330 | BLK | BLK05 | Residential |  | 55961 | 2021 | 2021
20252-215895-01 | Connexus Energy | 26 | 689 | Co-op | 387-S-2021 | 11.02 | Solar |  |  | Interconnected | Cambridge | 55008 | ISANTI | IST04 | Residential |  |  | 2021 | 2021
20252-215895-01 | Connexus Energy | 26 | 689 | Co-op | 388-S-2021 | 7.6 | Solar |  |  | Interconnected | Andover | 55304 | NORTH BUNKER LK | NBL11 | Residential |  | 37173 | 2021 | 2021
20252-215895-01 | Connexus Energy | 26 | 689 | Co-op | 389-S-2021 | 6.98 | Solar |  |  | Interconnected | Bethel | 55005 | COOPERS CORNER | CPC02 | Residential |  | 33712 | 2021 | 2021
20252-215895-01 | Connexus Energy | 26 | 689 | Co-op | 390-S-2021 | 13.92 | Solar |  |  | Interconnected | Hugo | 55038 | HUGO | HGO03 | Residential |  | 49433 | 2021 | 2021
20252-215895-01 | Connexus Energy | 26 | 689 | Co-op | 391-S-2021 | 6.96 | Solar |  |  | Interconnected | Zimmerman | 55398 | BALDWIN | BDN03 | Residential |  | 340308 | 2021 | 2021
20252-215895-01 | Connexus Energy | 26 | 689 | Co-op | 392-S-2021 | 15.66 | Solar |  |  | Interconnected | Clear Lake | 55319 | WEST END | WED02 | Residential |  | 81347 | 2021 | 2021
20252-215895-01 | Connexus Energy | 26 | 689 | Co-op | 393-S-2021 | 6.96 | Solar |  |  | Interconnected | Anoka | 55303 | ANOKA | AKA06 | Residential |  | 24000 | 2021 | 2021
20252-215895-01 | Connexus Energy | 26 | 689 | Co-op | 394-S-2021 | 5.51 | Solar |  |  | Interconnected | Big Lake | 55309 | ZIMMERMAN | ZIM01 | Residential |  | 34675 | 2021 | 2021
20252-215895-01 | Connexus Energy | 26 | 689 | Co-op | 395-S-2021 | 21 | Solar |  |  | Interconnected | Forest Lake | 55025 | FOREST LAKE | FLK04 | Residential |  |  | 2020 | 2021
20252-215895-01 | Connexus Energy | 26 | 689 | Co-op | 396-S-2021 | 6.96 | Solar |  |  | Interconnected | Blaine | 55449 | BLAINE | BLN23 | Residential |  | 26500 | 2021 | 2021
20252-215895-01 | Connexus Energy | 26 | 689 | Co-op | 397-S-2021 | 1.18 | Solar |  |  | Interconnected | Ham Lake | 55304 | SODERVILLE | SOD03 | Residential |  |  | 2021 | 2021
20252-215895-01 | Connexus Energy | 26 | 689 | Co-op | 398-S-2021 | 39.9 | Solar |  |  | Interconnected | Blaine | 55449 | AIRPORT | APT25 | Commercial |  | 100980 | 2021 | 2021
20252-215895-01 | Connexus Energy | 26 | 689 | Co-op | 400-S-2022 | 7.6 | Solar |  |  | Interconnected | Stacy | 55079 | MARTIN LAKE | MLK04 | Residential |  | 49764 | 2021 | 2022
20252-215895-01 | Connexus Energy | 26 | 689 | Co-op | 401-S-2022 | 3.84 | Solar |  |  | Interconnected | Blaine | 55449 | AIRPORT | APT05 | Residential |  | 23940 | 2021 | 2022
20252-215895-01 | Connexus Energy | 26 | 689 | Co-op | 402-S-2022 | 14.8 | Solar |  |  | Interconnected | Coon Rapids | 55448 | SPRING LAKE PK | SLP02 | Residential |  | 86814 | 2021 | 2022
20252-215895-01 | Connexus Energy | 26 | 689 | Co-op | 403-S-2022 | 3.29 | Solar |  |  | Interconnected | Blaine | 55449 | AIRPORT | APT05 | Residential |  | 20520 | 2021 | 2022
20252-215895-01 | Connexus Energy | 26 | 689 | Co-op | 404-S-2022 | 5.48 | Solar |  |  | Interconnected | Andover | 55304 | BUNKER LAKE | BUL06 | Residential |  | 33120 | 2021 | 2022
20252-215895-01 | Connexus Energy | 26 | 689 | Co-op | 405-S-2022 | 3.84 | Solar |  |  | Interconnected | Andover | 55304 | BUNKER LAKE | BUL01 | Residential |  | 23940 | 2021 | 2022
20252-215895-01 | Connexus Energy | 26 | 689 | Co-op | 406-S-2022 | 7.67 | Solar |  |  | Interconnected | Andover | 55304 | BUNKER LAKE | BUL06 | Residential |  | 44226 | 2021 | 2022
20252-215895-01 | Connexus Energy | 26 | 689 | Co-op | 407-S-2022 | 5.84 | Solar |  |  | Interconnected | Blaine | 55449 | BLAINE | BLN21 | Residential |  | 33120 | 2021 | 2022
20252-215895-01 | Connexus Energy | 26 | 689 | Co-op | 408-S-2022 | 7.12 | Solar |  |  | Interconnected | Blaine | 55449 | AIRPORT | APT05 | Residential |  | 42588 | 2021 | 2022
20252-215895-01 | Connexus Energy | 26 | 689 | Co-op | 409-S-2022 | 14.5 | Solar |  |  | Interconnected | Anoka | 55303 | SAINT FRANCIS | STF05 | Residential |  | 62092 | 2021 | 2022
20252-215895-01 | Connexus Energy | 26 | 689 | Co-op | 410-S-2022 | 7.12 | Solar |  |  | Interconnected | Coon Rapids | 55448 | BUNKER LAKE | BUL07 | Residential |  | 41400 | 2021 | 2022
20252-215895-01 | Connexus Energy | 26 | 689 | Co-op | 411-S-2022 | 7.67 | Solar |  |  | Interconnected | Andover | 55304 | HAM LAKE | HAM03 | Residential |  | 44226 | 2021 | 2022
20252-215895-01 | Connexus Energy | 26 | 689 | Co-op | 412-S-2022 | 4.38 | Solar |  |  | Interconnected | Coon Rapids | 55448 | SPRING LAKE PK | SLP02 | Residential |  | 25620 | 2021 | 2022
20252-215895-01 | Connexus Energy | 26 | 689 | Co-op | 413-S-2022 | 9.86 | Solar |  |  | Interconnected | Andover | 55304 | HAM LAKE | HAM03 | Residential |  | 58968 | 2021 | 2022
20252-215895-01 | Connexus Energy | 26 | 689 | Co-op | 414-S-2022 | 3.29 | Solar |  |  | Interconnected | Andover | 55304 | NORTH BUNKER LK | NBL14 | Residential |  | 18810 | 2021 | 2022
20252-215895-01 | Connexus Energy | 26 | 689 | Co-op | 415-S-2022 | 11.4 | Solar |  |  | Interconnected | Forest Lake | 55025 | FOREST LAKE | FLK02 | Residential |  | 24600 | 2021 | 2022
20252-215895-01 | Connexus Energy | 26 | 689 | Co-op | 416-S-2022 | 9.86 | Solar |  |  | Interconnected | Dayton | 55327 | ENERGY PARK | ENP05 | Residential |  | 57330 | 2021 | 2022
20252-215895-01 | Connexus Energy | 26 | 689 | Co-op | 417-S-2022 | 6.58 | Solar |  |  | Interconnected | Andover | 55304 | NORTH BUNKER LK | NBL16 | Residential |  | 38088 | 2021 | 2022
20252-215895-01 | Connexus Energy | 26 | 689 | Co-op | 418-S-2022 | 8.77 | Solar |  |  | Interconnected | Lino Lakes | 55014 | HUGO | HGO04 | Residential |  | 50778 | 2021 | 2022
20252-215895-01 | Connexus Energy | 26 | 689 | Co-op | 419-S-2022 | 7.67 | Solar |  |  | Interconnected | Blaine | 55434 | AIRPORT | APT05 | Residential |  | 44226 | 2021 | 2022
20252-215895-01 | Connexus Energy | 26 | 689 | Co-op | 420-S-2022 | 12 | Solar |  |  | Interconnected | Becker | 55308 | WEST END | WED02 | Residential |  |  | 2021 | 2022
20252-215895-01 | Connexus Energy | 26 | 689 | Co-op | 421-S-2022 | 3.8 | Solar |  |  | Interconnected | Anoka | 55303 | SAINT FRANCIS | STF05 | Residential |  | 6765 | 2021 | 2022
20252-215895-01 | Connexus Energy | 26 | 689 | Co-op | 422-S-2022 | 3.8 | Solar |  |  | Interconnected | Blaine | 55434 | JOHNSONVILLE | JON02 | Residential |  | 1930 | 2021 | 2022
20252-215895-01 | Connexus Energy | 26 | 689 | Co-op | 423-S-2022 | 9.86 | Solar |  |  | Interconnected | Andover | 55304 | NORTH BUNKER LK | NBL16 | Residential |  | 58968 | 2021 | 2022
20252-215895-01 | Connexus Energy | 26 | 689 | Co-op | 424-S-2022 | 7.67 | Solar |  |  | Interconnected | Lino Lakes | 55014 | BLAINE | BLN06 | Residential |  | 44226 | 2021 | 2022
20252-215895-01 | Connexus Energy | 26 | 689 | Co-op | 425-S-2022 | 7.12 | Solar |  |  | Interconnected | Blaine | 55434 | AIRPORT | APT05 | Residential |  | 42588 | 2021 | 2022
20252-215895-01 | Connexus Energy | 26 | 689 | Co-op | 426-S-2022 | 6.03 | Solar |  |  | Interconnected | Blaine | 55449 | BLAINE | BLN21 | Residential |  | 36432 | 2021 | 2022
20252-215895-01 | Connexus Energy | 26 | 689 | Co-op | 427-S-2022 | 5 | Solar |  |  | Interconnected | Clear Lake | 55319 | WEST END | WED23 | Residential |  | 30400 | 2021 | 2022
20252-215895-01 | Connexus Energy | 26 | 689 | Co-op | 428-S-2022 | 5.22 | Solar |  |  | Interconnected | White Bear Lake | 55110 | WHITE BEAR TWP | WBR03 | Residential |  | 22212 | 2021 | 2022
20252-215895-01 | Connexus Energy | 26 | 689 | Co-op | 429-S-2022 | 7.6 | Solar |  |  | Interconnected | Big Lake | 55309 | REMMELE | RML02 | Residential |  | 26280 | 2021 | 2022
20252-215895-01 | Connexus Energy | 26 | 689 | Co-op | 430-S-2022 | 7.54 | Solar |  |  | Interconnected | Blaine | 55449 | JOHNSONVILLE | JON03 | Residential |  | 31842 | 2021 | 2022
20252-215895-01 | Connexus Energy | 26 | 689 | Co-op | 431-S-2022 | 4.93 | Solar |  |  | Interconnected | Circle Pines | 55014 | CIRCLE PARK | CIR03 | Residential |  | 19935 | 2021 | 2022
20252-215895-01 | Connexus Energy | 26 | 689 | Co-op | 432-S-2022 | 8.77 | Solar |  |  | Interconnected | Andover | 55304 | BUNKER LAKE | BUL06 | Residential |  | 50788 | 2021 | 2022
20252-215895-01 | Connexus Energy | 26 | 689 | Co-op | 433-S-2022 | 8.77 | Solar |  |  | Interconnected | Andover | 55304 | BUNKER LAKE | BUL01 | Residential |  | 52416 | 2021 | 2022
20252-215895-01 | Connexus Energy | 26 | 689 | Co-op | 434-S-2022 | 7.67 | Solar |  |  | Interconnected | Andover | 55304 | SODERVILLE | SOD05 | Residential |  | 44226 | 2021 | 2022
20252-215895-01 | Connexus Energy | 26 | 689 | Co-op | 435-S-2022 | 7.67 | Solar |  |  | Interconnected | Andover | 55304 | CROOKED LAKE | CRK02 | Residential |  | 45864 | 2021 | 2022
20252-215895-01 | Connexus Energy | 26 | 689 | Co-op | 436-S-2022 | 8.22 | Solar |  |  | Interconnected | Andover | 55304 | ANDOVER | AND06 | Residential |  | 47502 | 2021 | 2022
20252-215895-01 | Connexus Energy | 26 | 689 | Co-op | 437-S-2022 | 6.03 | Solar |  |  | Interconnected | Andover | 55304 | SODERVILLE | SOD05 | Residential |  | 34776 | 2021 | 2022
20252-215895-01 | Connexus Energy | 26 | 689 | Co-op | 438-S-2022 | 3.84 | Solar |  |  | Interconnected | Andover | 55304 | NORTH BUNKER LK | NBL11 | Residential |  | 22230 | 2021 | 2022
20252-215895-01 | Connexus Energy | 26 | 689 | Co-op | 439-S-2022 | 4.93 | Solar |  |  | Interconnected | Andover | 55304 | NORTH BUNKER LK | NBL15 | Residential |  | 28152 | 2021 | 2022
20252-215895-01 | Connexus Energy | 26 | 689 | Co-op | 440-S-2022 | 5.48 | Solar |  |  | Interconnected | Andover | 55304 | BUNKER LAKE | BUL01 | Residential |  | 33120 | 2021 | 2022
20252-215895-01 | Connexus Energy | 26 | 689 | Co-op | 441-S-2022 | 5.48 | Solar |  |  | Interconnected | Andover | 55304 | HAM LAKE | HAM03 | Residential |  | 33120 | 2021 | 2022
20252-215895-01 | Connexus Energy | 26 | 689 | Co-op | 442-S-2022 | 8.22 | Solar |  |  | Interconnected | Andover | 55304 | NORTH BUNKER LK | NBL16 | Residential |  | 47502 | 2021 | 2022
20252-215895-01 | Connexus Energy | 26 | 689 | Co-op | 443-S-2022 | 4.93 | Solar |  |  | Interconnected | Andover | 55304 | BUNKER LAKE | BUL06 | Residential |  | 29808 | 2021 | 2022
20252-215895-01 | Connexus Energy | 26 | 689 | Co-op | 444-S-2022 | 5.48 | Solar |  |  | Interconnected | Andover | 55304 | BUNKER LAKE | BUL01 | Residential |  | 30360 | 2021 | 2022
20252-215895-01 | Connexus Energy | 26 | 689 | Co-op | 445-S-2022 | 7.54 | Solar |  |  | Interconnected | Ramsey | 55303 | DAYTONPORT | DPT02 | Residential |  | 10000 | 2021 | 2022
20252-215895-01 | Connexus Energy | 26 | 689 | Co-op | 446-S-2022 | 7.12 | Solar |  |  | Interconnected | Andover | 55304 | NORTH BUNKER LK | NBL15 | Residential |  | 41400 | 2021 | 2022
20252-215895-01 | Connexus Energy | 26 | 689 | Co-op | 447-S-2022 | 11.51 | Solar |  |  | Interconnected | Andover | 55304 | SODERVILLE | SOD05 | Residential |  | 68796 | 2021 | 2022
20252-215895-01 | Connexus Energy | 26 | 689 | Co-op | 448-S-2022 | 3.29 | Solar |  |  | Interconnected | Andover | 55304 | BUNKER LAKE | BUL08 | Residential |  | 20520 | 2021 | 2022
20252-215895-01 | Connexus Energy | 26 | 689 | Co-op | 449-S-2022 | 7.12 | Solar |  |  | Interconnected | Ramsey | 55303 | ANOKA | AKA04 | Residential |  | 41400 | 2021 | 2022
20252-215895-01 | Connexus Energy | 26 | 689 | Co-op | 450-S-2022 | 37.6 | Solar |  |  | Interconnected | Andover | 55304 | NORTH BUNKER LK | NBL15 | Commercial |  |  | 2021 | 2022
20252-215895-01 | Connexus Energy | 26 | 689 | Co-op | 451-S-2022 | 4.06 | Solar |  | X | Interconnected | Big Lake | 55309 | REMMELE | RML03 | Residential |  | 57853 | 2021 | 2022
20252-215895-01 | Connexus Energy | 26 | 689 | Co-op | 453-S-2022 | 4.38 | Solar |  |  | Interconnected | Andover | 55304 | BUNKER LAKE | BUL06 | Residential |  | 25650 | 2021 | 2022
20252-215895-01 | Connexus Energy | 26 | 689 | Co-op | 454-S-2022 | 7.12 | Solar |  |  | Interconnected | Lino Lakes | 55014 | BLAINE | BLN06 | Residential |  | 41400 | 2021 | 2022
20252-215895-01 | Connexus Energy | 26 | 689 | Co-op | 455-S-2022 | 4.38 | Solar |  |  | Interconnected | Ramsey | 55303 | ANOKA | AKA04 | Residential |  | 27360 | 2021 | 2022
20252-215895-01 | Connexus Energy | 26 | 689 | Co-op | 456-S-2022 | 9.77 | Solar |  |  | Interconnected | Forest Lake | 55025 | FOREST LAKE | FLK02 | Residential |  | 30000 | 2021 | 2022
20252-215895-01 | Connexus Energy | 26 | 689 | Co-op | 457-S-2022 | 5.48 | Solar |  |  | Interconnected | Andover | 55304 | SODERVILLE | SOD05 | Residential |  | 33120 | 2021 | 2022
20252-215895-01 | Connexus Energy | 26 | 689 | Co-op | 458-S-2022 | 6.58 | Solar |  |  | Interconnected | Andover | 55304 | BUNKER LAKE | BUL01 | Residential |  | 38088 | 2021 | 2022
20252-215895-01 | Connexus Energy | 26 | 689 | Co-op | 459-S-2022 | 7.67 | Solar |  |  | Interconnected | Ramsey | 55303 | ENERGY PARK | ENP01 | Residential |  | 45864 | 2021 | 2022
20252-215895-01 | Connexus Energy | 26 | 689 | Co-op | 461-S-2022 | 7.67 | Solar |  |  | Interconnected | Ramsey | 55303 | ANOKA | AKA04 | Residential |  | 45864 | 2021 | 2022
20252-215895-01 | Connexus Energy | 26 | 689 | Co-op | 462-S-2022 | 9.32 | Solar |  |  | Interconnected | Ramsey | 55303 | ANOKA | AKA04 | Residential |  | 55692 | 2021 | 2022
20252-215895-01 | Connexus Energy | 26 | 689 | Co-op | 463-S-2022 | 4.93 | Solar |  |  | Interconnected | Blaine | 55449 | BLAINE | BLN21 | Residential |  | 28152 | 2021 | 2022
20252-215895-01 | Connexus Energy | 26 | 689 | Co-op | 464-S-2022 | 7.12 | Solar |  |  | Interconnected | Blaine | 55449 | BLAINE | BLN21 | Residential |  | 42588 | 2021 | 2022
20252-215895-01 | Connexus Energy | 26 | 689 | Co-op | 465-S-2022 | 4.93 | Solar |  |  | Interconnected | Ramsey | 55303 | ANOKA | AKA04 | Residential |  | 29808 | 2021 | 2022
20252-215895-01 | Connexus Energy | 26 | 689 | Co-op | 466-S-2022 | 15.08 | Solar |  |  | Interconnected | Cedar | 55011 | EAST BETHEL | EBL05 | Residential |  | 20000 | 2021 | 2022
20252-215895-01 | Connexus Energy | 26 | 689 | Co-op | 467-S-2022 | 4.93 | Solar |  |  | Interconnected | Andover | 55304 | BUNKER LAKE | BUL01 | Residential |  | 28152 | 2021 | 2022
20252-215895-01 | Connexus Energy | 26 | 689 | Co-op | 468-S-2022 | 7.67 | Solar |  |  | Interconnected | Ramsey | 55303 | ENERGY PARK | ENP03 | Residential |  | 44226 | 2021 | 2022
20252-215895-01 | Connexus Energy | 26 | 689 | Co-op | 469-S-2022 | 8.77 | Solar |  |  | Interconnected | Andover | 55304 | RAMSEY | RAM02 | Residential |  | 52416 | 2021 | 2022
20252-215895-01 | Connexus Energy | 26 | 689 | Co-op | 470-S-2022 | 20.24 | Solar |  |  | Interconnected | Andover | 55304 | ANDOVER | AND01 | Residential |  | 24650 | 2021 | 2022
20252-215895-01 | Connexus Energy | 26 | 689 | Co-op | 471-S-2022 | 9.86 | Solar |  |  | Interconnected | Zimmerman | 55398 | ZIMMERMAN | ZIM07 | Residential |  |  | 2021 | 2022
20252-215895-01 | Connexus Energy | 26 | 689 | Co-op | 472-S-2022 | 6.03 | Solar |  |  | Interconnected | Blaine | 55449 | BLAINE | BLN21 | Residential |  | 36432 | 2021 | 2022
20252-215895-01 | Connexus Energy | 26 | 689 | Co-op | 473-S-2022 | 4.93 | Solar |  |  | Interconnected | Ramsey | 55303 | RAMSEY | RAM05 | Residential |  | 28152 | 2021 | 2022
20252-215895-01 | Connexus Energy | 26 | 689 | Co-op | 474-S-2022 | 16.82 | Solar |  |  | Interconnected | Lino Lakes | 55038 | WHITE BEAR TWP | WBR03 | Residential |  | 71125 | 2021 | 2022
20252-215895-01 | Connexus Energy | 26 | 689 | Co-op | 475-S-2022 | 9.28 | Solar |  |  | Interconnected | Big Lake | 55309 | THOMPSON LAKE | TLK01 | Residential |  | 41356 | 2021 | 2022
20252-215895-01 | Connexus Energy | 26 | 689 | Co-op | 476-S-2022 | 11.4 | Solar |  |  | Interconnected | Blaine | 55449 | LEXINGTON | LXN04 | Residential |  | 28500 | 2021 | 2022
20252-215895-01 | Connexus Energy | 26 | 689 | Co-op | 477-S-2022 | 5.22 | Solar |  |  | Interconnected | Blaine | 55449 | AIRPORT | APT24 | Residential |  | 15000 | 2021 | 2022
20252-215895-01 | Connexus Energy | 26 | 689 | Co-op | 478-S-2022 | 8.41 | Solar |  |  | Interconnected | Isanti | 55040 | ISANTI | IST06 | Residential |  | 48750 | 2021 | 2022
20252-215895-01 | Connexus Energy | 26 | 689 | Co-op | 479-S-2022 | 7.6 | Solar |  |  | Interconnected | Andover | 55304 | SODERVILLE | SOD05 | Residential |  | 10000 | 2021 | 2022
20252-215895-01 | Connexus Energy | 26 | 689 | Co-op | 480-S-2022 | 14.79 | Solar |  |  | Interconnected | Isanti | 55040 | CROWN | CRN03 | Residential |  | 74025 | 2021 | 2022
20252-215895-01 | Connexus Energy | 26 | 689 | Co-op | 481-S-2022 | 9.24 | Solar |  |  | Interconnected | Isanti | 55040 | SAINT FRANCIS | STF01 | Residential |  |  | 2021 | 2022
20252-215895-01 | Connexus Energy | 26 | 689 | Co-op | 483-S-2022 | 7.66 | Solar |  |  | Interconnected | Big Lake | 55309 | REMMELE | RML04 | Residential |  | 54879 | 2021 | 2022
20252-215895-01 | Connexus Energy | 26 | 689 | Co-op | 484-S-2022 | 7.67 | Solar |  |  | Interconnected | Blaine | 55434 | SPRING LAKE PK | SLP02 | Residential |  | 45864 | 2021 | 2022
20252-215895-01 | Connexus Energy | 26 | 689 | Co-op | 485-S-2022 | 6.58 | Solar |  |  | Interconnected | Andover | 55304 | BUNKER LAKE | BUL08 | Residential |  | 38088 | 2021 | 2022
20252-215895-01 | Connexus Energy | 26 | 689 | Co-op | 486-S-2022 | 7.12 | Solar |  |  | Interconnected | Ramsey | 55303 | ANOKA | AKA03 | Residential |  | 41400 | 2021 | 2022
20252-215895-01 | Connexus Energy | 26 | 689 | Co-op | 487-S-2022 | 10.44 | Solar |  |  | Interconnected | Oak Grove | 55303 | SAINT FRANCIS | STF03 | Residential |  | 48527 | 2021 | 2022
20252-215895-01 | Connexus Energy | 26 | 689 | Co-op | 488-S-2022 | 16.8 | Solar |  |  | Interconnected | Oak Grove | 55303 | ANDOVER | AND02 | Residential |  | 25000 | 2021 | 2022
20252-215895-01 | Connexus Energy | 26 | 689 | Co-op | 489-S-2022 | 6.58 | Solar |  |  | Interconnected | Ramsey | 55303 | ANOKA | AKA04 | Residential |  | 38088 | 2021 | 2022
20252-215895-01 | Connexus Energy | 26 | 689 | Co-op | 490-S-2022 | 14.25 | Solar |  |  | Interconnected | Ramsey | 55303 | ANOKA | AKA04 | Residential |  | 83538 | 2021 | 2022
20252-215895-01 | Connexus Energy | 26 | 689 | Co-op | 491-S-2022 | 10 | Solar |  |  | Interconnected | Forest Lake | 55025 | FOREST LAKE | FLK21 | Residential |  | 41979 | 2021 | 2022
20252-215895-01 | Connexus Energy | 26 | 689 | Co-op | 492-S-2022 | 16.2 | Solar |  |  | Interconnected | Andover | 55304 | SODERVILLE | SOD05 | Residential |  | 65165 | 2021 | 2022
20252-215895-01 | Connexus Energy | 26 | 689 | Co-op | 493-S-2022 | 15.2 | Solar |  |  | Interconnected | Andover | 55304 | BUNKER LAKE | BUL01 | Residential |  | 70068 | 2021 | 2022
20252-215895-01 | Connexus Energy | 26 | 689 | Co-op | 494-S-2022 | 14.4 | Solar |  |  | Interconnected | Anoka | 55304 | ANDOVER | AND04 | Residential |  | 41662 | 2021 | 2022
20252-215895-01 | Connexus Energy | 26 | 689 | Co-op | 495-S-2022 | 8.76 | Solar |  |  | Interconnected | Elk River | 55330 | ANOKA | AKA05 | Residential |  | 12800 | 2021 | 2022
20252-215895-01 | Connexus Energy | 26 | 689 | Co-op | 496-S-2022 | 9.32 | Solar |  |  | Interconnected | Ramsey | 55303 | ANOKA | AKA04 | Residential |  | 55692 | 2021 | 2022
20252-215895-01 | Connexus Energy | 26 | 689 | Co-op | 497-S-2022 | 11.51 | Solar |  |  | Interconnected | Ramsey | 55303 | ENERGY PARK | ENP03 | Residential |  | 68796 | 2021 | 2022
20252-215895-01 | Connexus Energy | 26 | 689 | Co-op | 498-S-2022 | 6 | Solar |  |  | Interconnected | Big Lake | 55309 | REMMELE | RML04 | Residential |  | 29792 | 2021 | 2022
20252-215895-01 | Connexus Energy | 26 | 689 | Co-op | 499-S-2022 | 14.4 | Solar |  |  | Interconnected | Forest Lake | 55025 | FOREST LAKE | FLK01 | Residential |  | 47000 | 2021 | 2022
20252-215895-01 | Connexus Energy | 26 | 689 | Co-op | 500-S-2022 | 10.4 | Solar |  |  | Interconnected | Anoka | 55303 | SAINT FRANCIS | STF03 | Residential |  | 38350 | 2021 | 2022
20252-215895-01 | Connexus Energy | 26 | 689 | Co-op | 501-S-2022 | 6 | Solar |  |  | Interconnected | Forest Lake | 55025 | FOREST LAKE | FLK01 | Residential |  | 44891 | 2021 | 2022
20252-215895-01 | Connexus Energy | 26 | 689 | Co-op | 502-S-2022 | 7.678 | Solar |  |  | Interconnected | Elk River | 55330 | BIG LAKE | BLK03 | Residential |  | 37765 | 2021 | 2022
20252-215895-01 | Connexus Energy | 26 | 689 | Co-op | 503-S-2022 | 7.67 | Solar |  |  | Interconnected | Ramsey | 55303 | ENERGY PARK | ENP03 | Residential |  | 42588 | 2021 | 2022
20252-215895-01 | Connexus Energy | 26 | 689 | Co-op | 504-S-2022 | 4.93 | Solar |  |  | Interconnected | Big Lake | 55309 | THOMPSON LAKE | TLK03 | Residential |  | 28566 | 2021 | 2022
20252-215895-01 | Connexus Energy | 26 | 689 | Co-op | 505-S-2022 | 12.24 | Solar |  |  | Interconnected | Lino Lakes | 55014 | WHITE BEAR TWP | WBR03 | Residential |  | 24600 | 2021 | 2022
20252-215895-01 | Connexus Energy | 26 | 689 | Co-op | 506-S-2022 | 10.41 | Solar |  |  | Interconnected | Saint Paul | 55127 | VADNAIS HEIGHTS | VDH04 | Residential |  | 15000 | 2021 | 2022
20252-215895-01 | Connexus Energy | 26 | 689 | Co-op | 507-S-2022 | 5.48 | Solar |  |  | Interconnected | Ramsey | 55303 | ANOKA | AKA04 | Residential |  | 31464 | 2021 | 2022
20252-215895-01 | Connexus Energy | 26 | 689 | Co-op | 508-S-2022 | 23.2 | Solar |  |  | Interconnected | Anoka | 55303 | ANOKA | AKA06 | Residential |  | 23000 | 2021 | 2022
20252-215895-01 | Connexus Energy | 26 | 689 | Co-op | 509-S-2022 | 5.48 | Solar |  |  | Interconnected | Big Lake | 55309 | THOMPSON LAKE | TLK03 | Residential |  | 30176 | 2021 | 2022
20252-215895-01 | Connexus Energy | 26 | 689 | Co-op | 510-S-2022 | 11.4 | Solar |  |  | Interconnected | Coon Rapids | 55448 | BUNKER LAKE | BUL07 | Residential |  | 26035 | 2021 | 2022
20252-215895-01 | Connexus Energy | 26 | 689 | Co-op | 511-S-2022 | 6.58 | Solar |  |  | Interconnected | Big Lake | 55309 | REMMELE | RML05 | Residential |  | 35742 | 2021 | 2022
20252-215895-01 | Connexus Energy | 26 | 689 | Co-op | 512-S-2022 | 16.4 | Solar |  |  | Interconnected | Andover | 55304 | NORTH BUNKER LK | NBL14 | Residential |  | 58175 | 2021 | 2022
20252-215895-01 | Connexus Energy | 26 | 689 | Co-op | 513-S-2022 | 7.6 | Solar |  |  | Interconnected | Princeton | 55371 | BALDWIN | BDN22 | Residential |  | 38000 | 2021 | 2022
20252-215895-01 | Connexus Energy | 26 | 689 | Co-op | 514-S-2022 | 6.58 | Solar |  |  | Interconnected | Cambridge | 55008 | CAMBRIDGE | CIP05 | Residential |  | 36524 | 2021 | 2022
20252-215895-01 | Connexus Energy | 26 | 689 | Co-op | 515-S-2022 | 20 | Solar |  |  | Interconnected | Stacy | 55079 | MARTIN LAKE | MLK04 | Residential |  | 25000 | 2021 | 2022
20252-215895-01 | Connexus Energy | 26 | 689 | Co-op | 516-S-2022 | 24.36 | Solar |  |  | Interconnected | Oak Grove | 55011 | ANDOVER | AND02 | Residential |  | 97078 | 2021 | 2022
20252-215895-01 | Connexus Energy | 26 | 689 | Co-op | 517-S-2022 | 9.28 | Solar |  |  | Interconnected | Vadnais Heights | 55127 | VADNAIS HEIGHTS | VDH21 | Residential |  | 34257 | 2021 | 2022
20252-215895-01 | Connexus Energy | 26 | 689 | Co-op | 518-S-2022 | 3.8 | Solar |  |  | Interconnected | Big Lake | 55309 | THOMPSON LAKE | TLK03 | Residential |  | 45669 | 2021 | 2022
20252-215895-01 | Connexus Energy | 26 | 689 | Co-op | 519-S-2022 | 8.77 | Solar |  |  | Interconnected | Ramsey | 55303 | ANOKA | AKA04 | Residential |  | 52416 | 2021 | 2022
20252-215895-01 | Connexus Energy | 26 | 689 | Co-op | 520-S-2022 | 15.2 | Solar |  |  | Interconnected | Forest Lake | 55025 | FOREST LAKE | FLK04 | Residential |  | 51800 | 2021 | 2022
20252-215895-01 | Connexus Energy | 26 | 689 | Co-op | 521-S-2022 | 5.22 | Solar |  |  | Interconnected | Lino Lakes | 55014 | BLAINE | BLN06 | Residential |  | 11000 | 2021 | 2022
20252-215895-01 | Connexus Energy | 26 | 689 | Co-op | 522-S-2022 | 15.08 | Solar |  |  | Interconnected | Zimmerman | 55398 | ZIMMERMAN | ZIM03 | Residential |  | 49400 | 2021 | 2022
20252-215895-01 | Connexus Energy | 26 | 689 | Co-op | 523-S-2022 | 28.71 | Solar |  |  | Interconnected | Circle Pines | 55014 | HUGO | HGO04 | Commercial |  | 115425 | 2021 | 2022
20252-215895-01 | Connexus Energy | 26 | 689 | Co-op | 524-S-2022 | 7.6 | Solar |  |  | Interconnected | Marine On Saint Croix | 55047 | MAY | MAY03 | Residential |  | 21750 | 2021 | 2022
20252-215895-01 | Connexus Energy | 26 | 689 | Co-op | 525-S-2022 | 11.6 | Solar |  |  | Interconnected | Ham Lake | 55304 | HAM LAKE | HAM05 | Residential |  | 54733 | 2021 | 2022
20252-215895-01 | Connexus Energy | 26 | 689 | Co-op | 526-S-2022 | 6.58 | Solar |  |  | Interconnected | Isanti | 55040 | COOPERS CORNER | CPC03 | Residential |  | 41972 | 2021 | 2022
20252-215895-01 | Connexus Energy | 26 | 689 | Co-op | 527-S-2022 | 5 | Solar |  | X | Interconnected | Forest Lake | 55025 | FOREST LAKE | FLK02 | Residential |  | 47062 | 2021 | 2022
20252-215895-01 | Connexus Energy | 26 | 689 | Co-op | 529-S-2022 | 7.83 | Solar |  |  | Interconnected | Ramsey | 55303 | ANOKA | AKA03 | Residential |  | 49807 | 2021 | 2022
20252-215895-01 | Connexus Energy | 26 | 689 | Co-op | 530-S-2022 | 3.29 | Solar |  |  | Interconnected | Circle Pines | 55014 | CIRCLE PARK | CIR04 | Residential |  | 20980 | 2021 | 2022
20252-215895-01 | Connexus Energy | 26 | 689 | Co-op | 531-S-2022 | 13.8 | Solar |  |  | Interconnected | Zimmerman | 55398 | ZIMMERMAN | ZIM06 | Residential |  | 45076 | 2021 | 2022
20252-215895-01 | Connexus Energy | 26 | 689 | Co-op | 533-S-2022 | 7.6 | Solar |  |  | Interconnected | Blaine | 55449 | LEXINGTON | LXN04 | Residential |  | 43185 | 2021 | 2022
20252-215895-01 | Connexus Energy | 26 | 689 | Co-op | 534-S-2022 | 39.2 | Solar |  |  | Interconnected | Andover | 55304 | SODERVILLE | SOD05 | Residential |  | 57000 | 2021 | 2022
20252-215895-01 | Connexus Energy | 26 | 689 | Co-op | 535-S-2022 | 6.67 | Solar |  |  | Interconnected | Stacy | 55079 | MARTIN LAKE | MLK03 | Residential |  | 18500 | 2021 | 2022
20252-215895-01 | Connexus Energy | 26 | 689 | Co-op | 536-S-2022 | 100 | Solar |  |  | Interconnected | East Bethel | 55011 | SODERVILLE | SOD01 | Commercial |  | 267800 | 2021 | 2022
20252-215895-01 | Connexus Energy | 26 | 689 | Co-op | 537-S-2022 | 8.12 | Solar |  |  | Interconnected | Andover | 55304 | SODERVILLE | SOD05 | Residential |  | 47542 | 2021 | 2022
20252-215895-01 | Connexus Energy | 26 | 689 | Co-op | 538-S-2022 | 5.48 | Solar |  |  | Interconnected | Andover | 55304 | BUNKER LAKE | BUL08 | Residential |  | 31464 | 2021 | 2022
20252-215895-01 | Connexus Energy | 26 | 689 | Co-op | 539-S-2022 | 5.48 | Solar |  |  | Interconnected | Andover | 55304 | BUNKER LAKE | BUL01 | Residential |  | 31488 | 2021 | 2022
20252-215895-01 | Connexus Energy | 26 | 689 | Co-op | 540-S-2022 | 5.48 | Solar |  |  | Interconnected | Andover | 55304 | NORTH BUNKER LK | NBL14 | Residential |  | 33120 | 2021 | 2022
20252-215895-01 | Connexus Energy | 26 | 689 | Co-op | 541-S-2022 | 9.57 | Solar |  |  | Interconnected | Ramsey | 55303 | ANOKA | AKA04 | Residential |  | 48258 | 2021 | 2022
20252-215895-01 | Connexus Energy | 26 | 689 | Co-op | 542-S-2022 | 6.38 | Solar |  |  | Interconnected | Dayton | 55327 | ENERGY PARK | ENP05 | Residential |  | 28676 | 2021 | 2022
20252-215895-01 | Connexus Energy | 26 | 689 | Co-op | 543-S-2022 | 6.09 | Solar |  |  | Interconnected | Hugo | 55038 | HUGO | HGO02 | Residential |  | 23989 | 2021 | 2022
20252-215895-01 | Connexus Energy | 26 | 689 | Co-op | 544-S-2022 | 3.84 | Solar |  |  | Interconnected | Andover | 55304 | HAM LAKE | HAM03 | Residential |  | 22226 | 2021 | 2022
20252-215895-01 | Connexus Energy | 26 | 689 | Co-op | 545-S-2022 | 6.03 | Solar |  |  | Interconnected | Lino Lakes | 55038 | WHITE BEAR TWP | WBR03 | Residential |  | 34075 | 2021 | 2022
20252-215895-01 | Connexus Energy | 26 | 689 | Co-op | 546-S-2022 | 10.44 | Solar |  |  | Interconnected | Blaine | 55449 | BLAINE | BLN26 | Residential |  | 40677 | 2021 | 2022
20252-215895-01 | Connexus Energy | 26 | 689 | Co-op | 547-S-2022 | 10 | Solar |  |  | Interconnected | Circle Pines | 55014 | CIRCLE PARK | CIR03 | Residential |  | 31734 | 2021 | 2022
20252-215895-01 | Connexus Energy | 26 | 689 | Co-op | 548-S-2022 | 7.67 | Solar |  |  | Interconnected | Isanti | 55040 | ISANTI | IST04 | Residential |  | 48008 | 2021 | 2022
20252-215895-01 | Connexus Energy | 26 | 689 | Co-op | 549-S-2022 | 9.423 | Solar |  |  | Interconnected | Isanti | 55040 | ISANTI | IST04 | Residential |  | 49961 | 2021 | 2022
20252-215895-01 | Connexus Energy | 26 | 689 | Co-op | 550-S-2022 | 4.38 | Solar |  |  | Interconnected | Blaine | 55449 | BLAINE | BLN06 | Residential |  | 25123 | 2021 | 2022
20252-215895-01 | Connexus Energy | 26 | 689 | Co-op | 551-S-2022 | 5.51 | Solar |  |  | Interconnected | White Bear Lake | 55110 | VADNAIS HEIGHTS | VDH23 | Residential |  | 35485 | 2021 | 2022
20252-215895-01 | Connexus Energy | 26 | 689 | Co-op | 552-S-2022 | 17.4 | Solar |  |  | Interconnected | Anoka | 55303 | ANOKA | AKA06 | Residential |  | 69000 | 2021 | 2022
20252-215895-01 | Connexus Energy | 26 | 689 | Co-op | 553-S-2022 | 3.84 | Solar |  |  | Interconnected | Dayton | 55369 | HENNEPIN | HEN02 | Residential |  | 21777 | 2021 | 2022
20252-215895-01 | Connexus Energy | 26 | 689 | Co-op | 554-S-2022 | 10.15 | Solar |  |  | Interconnected | Dayton | 55327 | HENNEPIN | HEN02 | Residential |  | 39200 | 2021 | 2022
20252-215895-01 | Connexus Energy | 26 | 689 | Co-op | 555-S-2022 | 20 | Solar |  |  | Interconnected | Ham Lake | 55304 | BLAINE | BLN01 | Residential |  | 70481 | 2021 | 2022
20252-215895-01 | Connexus Energy | 26 | 689 | Co-op | 556-S-2022 | 5 | Solar |  |  | Interconnected | Isanti | 55040 | COOPERS CORNER | CPC05 | Residential |  | 37697 | 2021 | 2022
20252-215895-01 | Connexus Energy | 26 | 689 | Co-op | 557-S-2022 | 8.12 | Solar |  |  | Interconnected | Dayton | 55327 | HENNEPIN | HEN03 | Residential |  |  | 2021 | 2022
20252-215895-01 | Connexus Energy | 26 | 689 | Co-op | 558-S-2022 | 10.41 | Solar |  |  | Interconnected | Coon Rapids | 55448 | SPRING LAKE PK | SLP02 | Residential |  | 62273 | 2021 | 2022
20252-215895-01 | Connexus Energy | 26 | 689 | Co-op | 559-S-2022 | 12.47 | Solar |  |  | Interconnected | Hugo | 55038 | WHITE BEAR TWP | WBR03 | Residential |  | 49380 | 2021 | 2022
20252-215895-01 | Connexus Energy | 26 | 689 | Co-op | 560-S-2022 | 7.54 | Solar |  |  | Interconnected | Ham Lake | 55304 | HAM LAKE | HAM05 | Residential |  | 29335 | 2021 | 2022
20252-215895-01 | Connexus Energy | 26 | 689 | Co-op | 561-S-2022 | 15.52 | Solar |  |  | Interconnected | Andover | 55304 | SODERVILLE | SOD05 | Residential |  | 60350 | 2021 | 2022
20252-215895-01 | Connexus Energy | 26 | 689 | Co-op | 562-S-2022 | 8.77 | Solar |  |  | Interconnected | Coon Rapids | 55433 | CROOKED LAKE | CRK05 | Residential |  | 20160 | 2021 | 2022
20252-215895-01 | Connexus Energy | 26 | 689 | Co-op | 563-S-2022 | 3.84 | Solar |  |  | Interconnected | Blaine | 55449 | BLAINE | BLN21 | Residential |  | 20079 | 2021 | 2022
20252-215895-01 | Connexus Energy | 26 | 689 | Co-op | 564-S-2022 | 13.34 | Solar |  |  | Interconnected | Anoka | 55303 | SAINT FRANCIS | STF05 | Residential |  | 54000 | 2021 | 2022
20252-215895-01 | Connexus Energy | 26 | 689 | Co-op | 565-S-2022 | 10 | Solar |  |  | Interconnected | Zimmerman | 55398 | BALDWIN | BDN01 | Residential |  | 34305 | 2021 | 2022
20252-215895-01 | Connexus Energy | 26 | 689 | Co-op | 566-S-2022 | 6.67 | Solar |  |  | Interconnected | Coon Rapids | 55448 | VILLAGE TEN | VTN06 | Residential |  | 26800 | 2021 | 2022
20252-215895-01 | Connexus Energy | 26 | 689 | Co-op | 567-S-2022 | 6.67 | Solar |  |  | Interconnected | Blaine | 55434 | JOHNSONVILLE | JON03 | Residential |  | 26650 | 2021 | 2022
20252-215895-01 | Connexus Energy | 26 | 689 | Co-op | 568-S-2022 | 10.44 | Solar |  |  | Interconnected | Andover | 55304 | BUNKER LAKE | BUL08 | Residential |  | 42895 | 2021 | 2022
20252-215895-01 | Connexus Energy | 26 | 689 | Co-op | 569-S-2022 | 9.6 | Solar |  |  | Interconnected | Blaine | 55449 | BLAINE | BLN21 | Residential |  | 58200 | 2021 | 2022
20252-215895-01 | Connexus Energy | 26 | 689 | Co-op | 570-S-2022 | 10.88 | Solar |  |  | Interconnected | Ramsey | 55303 | RAMSEY | RAM02 | Residential |  | 62700 | 2021 | 2022
20252-215895-01 | Connexus Energy | 26 | 689 | Co-op | 571-S-2022 | 5.48 | Solar |  |  | Interconnected | Andover | 55304 | HAM LAKE | HAM03 | Residential |  | 31488 | 2021 | 2022
20252-215895-01 | Connexus Energy | 26 | 689 | Co-op | 572-S-2022 | 5.48 | Solar |  |  | Interconnected | Blaine | 55449 | BLAINE | BLN06 | Residential |  | 30832 | 2021 | 2022
20252-215895-01 | Connexus Energy | 26 | 689 | Co-op | 573-S-2022 | 3.84 | Solar |  |  | Interconnected | Hugo | 55038 | WHITE BEAR TWP | WBR04 | Residential |  | 20000 | 2021 | 2022
20252-215895-01 | Connexus Energy | 26 | 689 | Co-op | 574-S-2022 | 4.38 | Solar |  |  | Interconnected | Andover | 55304 | BUNKER LAKE | BUL01 | Residential |  | 27324 | 2021 | 2022
20252-215895-01 | Connexus Energy | 26 | 689 | Co-op | 575-S-2022 | 36.54 | Solar |  |  | Interconnected | Ham Lake | 55304 | HAM LAKE | HAM06 | Residential |  | 78089 | 2021 | 2022
20252-215895-01 | Connexus Energy | 26 | 689 | Co-op | 576-S-2022 | 11.89 | Solar |  |  | Interconnected | Ramsey | 55303 | ANOKA | AKA02 | Residential |  | 43180 | 2021 | 2022
20252-215895-01 | Connexus Energy | 26 | 689 | Co-op | 577-S-2022 | 22.8 | Solar |  |  | Interconnected | Becker | 55308 | WEST END | WED02 | Residential |  | 83250 | 2021 | 2022
20252-215895-01 | Connexus Energy | 26 | 689 | Co-op | 578-S-2022 | 4.38 | Solar |  |  | Interconnected | Andover | 55304 | BUNKER LAKE | BUL01 | Residential |  | 25641 | 2021 | 2022
20252-215895-01 | Connexus Energy | 26 | 689 | Co-op | 579-S-2022 | 7.67 | Solar |  |  | Interconnected | Blaine | 55449 | BLAINE | BLN23 | Residential |  | 43338 | 2021 | 2022
20252-215895-01 | Connexus Energy | 26 | 689 | Co-op | 580-S-2022 | 9.32 | Solar |  |  | Interconnected | Blaine | 55449 | AIRPORT | APT02 | Residential |  | 53372 | 2021 | 2022
20252-215895-01 | Connexus Energy | 26 | 689 | Co-op | 581-S-2022 | 3.29 | Solar |  |  | Interconnected | Andover | 55304 | BUNKER LAKE | BUL01 | Residential |  | 18810 | 2021 | 2022
20252-215895-01 | Connexus Energy | 26 | 689 | Co-op | 582-S-2022 | 3.84 | Solar |  |  | Interconnected | Andover | 55304 | NORTH BUNKER LAKE | NBL14 | Residential |  | 22226 | 2021 | 2022
20252-215895-01 | Connexus Energy | 26 | 689 | Co-op | 583-S-2022 | 18.084 | Solar |  |  | Interconnected | Cedar | 55011 | COOPERS CORNER | CPC04 | Residential |  |  | 2021 | 2022
20252-215895-01 | Connexus Energy | 26 | 689 | Co-op | 584-S-2022 | 9.86 | Solar |  |  | Interconnected | Coon Rapids | 55448 | SPRING LAKE PK | SLP04 | Residential |  | 21000 | 2021 | 2022
20252-215895-01 | Connexus Energy | 26 | 689 | Co-op | 585-S-2022 | 14 | Solar |  |  | Interconnected | Cambridge | 55008 | ISANTI | IST06 | Residential |  | 14000 | 2021 | 2022
20252-215895-01 | Connexus Energy | 26 | 689 | Co-op | 586-S-2022 | 15 | Solar |  |  | Interconnected | Stillwater | 55082 | MAY | MAY02 | Residential |  | 48360 | 2021 | 2022
20252-215895-01 | Connexus Energy | 26 | 689 | Co-op | 587-S-2022 | 15.08 | Solar |  |  | Interconnected | Blaine | 55449 | LEXINGTON | LXN02 | Residential |  | 66556 | 2021 | 2022
20252-215895-01 | Connexus Energy | 26 | 689 | Co-op | 588-S-2022 | 7.67 | Solar |  |  | Interconnected | Hugo | 55038 | WHITE BEAR TWP | WBR04 | Residential |  | 43338 | 2021 | 2022
20252-215895-01 | Connexus Energy | 26 | 689 | Co-op | 589-S-2022 | 4.93 | Solar |  |  | Interconnected | Andover | 55304 | BUNKER LAKE | BUL01 | Residential |  | 29057 | 2021 | 2022
20252-215895-01 | Connexus Energy | 26 | 689 | Co-op | 590-S-2022 | 3.84 | Solar |  |  | Interconnected | Coon Rapids | 55433 | SPRING LAKE PK | SLP02 | Residential |  | 23760 | 2021 | 2022
20252-215895-01 | Connexus Energy | 26 | 689 | Co-op | 591-S-2022 | 8.22 | Solar |  |  | Interconnected | Isanti | 55040 | ISANTI | IST06 | Residential |  | 47306 | 2021 | 2022
20252-215895-01 | Connexus Energy | 26 | 689 | Co-op | 592-S-2022 | 8.22 | Solar |  |  | Interconnected | Blaine | 55449 | JOHNSONVILLE | JON03 | Residential |  | 46547 | 2021 | 2022
20252-215895-01 | Connexus Energy | 26 | 689 | Co-op | 593-S-2022 | 15 | Solar |  |  | Interconnected | Andover | 55304 | ANDOVER | AND03 | Residential |  | 44080 | 2021 | 2022
20252-215895-01 | Connexus Energy | 26 | 689 | Co-op | 594-S-2022 | 6.09 | Solar |  |  | Interconnected | Circle Pines | 55014 | CIRCLE PARK | CIR03 | Residential |  | 25381 | 2021 | 2022
20252-215895-01 | Connexus Energy | 26 | 689 | Co-op | 595-S-2022 | 4.93 | Solar |  |  | Interconnected | Blaine | 55449 | BLAINE | BLN23 | Residential |  | 29187 | 2021 | 2022
20252-215895-01 | Connexus Energy | 26 | 689 | Co-op | 596-S-2022 | 6.03 | Solar |  |  | Interconnected | Blaine | 55449 | LEXINGTON | LXN04 | Residential |  | 35673 | 2021 | 2022
20252-215895-01 | Connexus Energy | 26 | 689 | Co-op | 597-S-2022 | 11.31 | Solar |  | X | Interconnected | Marine On Saint Croix | 55047 | MAY | MAY01 | Residential |  | 43886 | 2021 | 2022
20252-215895-01 | Connexus Energy | 26 | 689 | Co-op | 599-S-2022 | 6.67 | Solar |  |  | Interconnected | Blaine | 55434 | LEXINGTON | LXN04 | Residential |  |  | 2021 | 2022
20252-215895-01 | Connexus Energy | 26 | 689 | Co-op | 600-S-2022 | 10.41 | Solar |  |  | Interconnected | Blaine | 55434 | JOHNSONVILLE | JON04 | Residential |  | 62273 | 2021 | 2022
20252-215895-01 | Connexus Energy | 26 | 689 | Co-op | 601-S-2022 | 8.77 | Solar |  |  | Interconnected | Blaine | 55449 | BLAINE | BLN06 | Residential |  | 49755 | 2021 | 2022
20252-215895-01 | Connexus Energy | 26 | 689 | Co-op | 602-S-2022 | 3.29 | Solar |  |  | Interconnected | Blaine | 55449 | BLAINE | BLN03 | Residential |  | 20493 | 2021 | 2022
20252-215895-01 | Connexus Energy | 26 | 689 | Co-op | 603-S-2022 | 11.31 | Solar |  |  | Interconnected | Andover | 55304 | NORTH BUNKER LAKE | NBL15 | Residential |  | 41865 | 2021 | 2022
20252-215895-01 | Connexus Energy | 26 | 689 | Co-op | 604-S-2022 | 11.31 | Solar |  |  | Interconnected | Elk River | 55330 | BIG LAKE | BLK05 | Residential |  | 57473 | 2021 | 2022
20252-215895-01 | Connexus Energy | 26 | 689 | Co-op | 605-S-2022 | 4.3 | Solar |  |  | Interconnected | Isanti | 55040 | SAINT FRANCIS | STF01 | Residential |  | 24814 | 2021 | 2022
20252-215895-01 | Connexus Energy | 26 | 689 | Co-op | 606-S-2022 | 10.44 | Solar |  |  | Interconnected | Big Lake | 55309 | REMMELE | RML05 | Residential |  | 40753 | 2021 | 2022
20252-215895-01 | Connexus Energy | 26 | 689 | Co-op | 607-S-2022 | 9.32 | Solar |  |  | Interconnected | Blaine | 55449 | HAM LAKE | HAM02 | Residential |  | 54545 | 2021 | 2022
20252-215895-01 | Connexus Energy | 26 | 689 | Co-op | 608-S-2022 | 14.25 | Solar |  |  | Interconnected | Blaine | 55449 | BLAINE | BLN06 | Residential |  | 83600 | 2021 | 2022
20252-215895-01 | Connexus Energy | 26 | 689 | Co-op | 609-S-2022 | 13.7 | Solar |  |  | Interconnected | Blaine | 55449 | BLAINE | BLN06 | Residential |  |  | 2021 | 2022
20252-215895-01 | Connexus Energy | 26 | 689 | Co-op | 610-S-2022 | 15.37 | Solar |  |  | Interconnected | Andover | 55304 | NORTH BUNKER LAKE | NBL16 | Residential |  | 80664 | 2021 | 2022
20252-215895-01 | Connexus Energy | 26 | 689 | Co-op | 611-S-2022 | 3.84 | Solar |  |  | Interconnected | Blaine | 55434 | SPRING LAKE PK | SLP02 | Residential |  | 23909 | 2021 | 2022
20252-215895-01 | Connexus Energy | 26 | 689 | Co-op | 612-S-2022 | 5.48 | Solar |  |  | Interconnected | Blaine | 55434 | SPRING LAKE PK | SLP02 | Residential |  | 31488 | 2021 | 2022
20252-215895-01 | Connexus Energy | 26 | 689 | Co-op | 613-S-2022 | 3.48 | Solar |  |  | Interconnected | Maple Grove | 55369 | HENNEPIN | HEN02 | Residential |  |  | 2021 | 2022
20252-215895-01 | Connexus Energy | 26 | 689 | Co-op | 614-S-2022 | 15.2 | Solar |  | X | Interconnected | Isanti | 55040 | CROWN | CRN01 | Residential |  | 98457 | 2021 | 2022
20252-215895-01 | Connexus Energy | 26 | 689 | Co-op | 616-S-2022 | 10 | Solar |  |  | Interconnected | Stacy | 55079 | MARTIN LAKE | MLK22 | Residential |  | 50333 | 2021 | 2022
20252-215895-01 | Connexus Energy | 26 | 689 | Co-op | 617-S-2022 | 9.772 | Solar |  |  | Interconnected | Elk River | 55330 | CROWN | CRN04 | Residential |  | 52803 | 2021 | 2022
20252-215895-01 | Connexus Energy | 26 | 689 | Co-op | 618-S-2022 | 10.47 | Solar |  |  | Interconnected | Coon Rapids | 55448 | NORTH BUNKER LAKE | NBL11 | Residential |  | 34200 | 2021 | 2022
20252-215895-01 | Connexus Energy | 26 | 689 | Co-op | 619-S-2022 | 7.04 | Solar |  |  | Interconnected | Ramsey | 55303 | DAYTONPORT | DPT02 | Residential |  | 40320 | 2021 | 2022
20252-215895-01 | Connexus Energy | 26 | 689 | Co-op | 620-S-2022 | 3.29 | Solar |  |  | Interconnected | Ramsey | 55303 | ENERGY PARK | ENP06 | Residential |  | 20493 | 2021 | 2022
20252-215895-01 | Connexus Energy | 26 | 689 | Co-op | 621-S-2022 | 4.48 | Solar |  |  | Interconnected | Ramsey | 55303 | DAYTONPORT | DPT02 | Residential |  | 27720 | 2021 | 2022
20252-215895-01 | Connexus Energy | 26 | 689 | Co-op | 622-S-2022 | 7.04 | Solar |  |  | Interconnected | Ramsey | 55303 | ANOKA | AKA04 | Residential |  | 40320 | 2021 | 2022
20252-215895-01 | Connexus Energy | 26 | 689 | Co-op | 623-S-2022 | 10.88 | Solar |  |  | Interconnected | Andover | 55304 | SODERVILLE | SOD05 | Residential |  | 64600 | 2021 | 2022
20252-215895-01 | Connexus Energy | 26 | 689 | Co-op | 624-S-2022 | 4.48 | Solar |  |  | Interconnected | Andover | 55304 | BUNKER LAKE | BUL01 | Residential |  | 25740 | 2021 | 2022
20252-215895-01 | Connexus Energy | 26 | 689 | Co-op | 625-S-2022 | 10.41 | Solar |  |  | Interconnected | Ramsey | 55303 | RAMSEY | RAM04 | Residential |  | 62273 | 2021 | 2022
20252-215895-01 | Connexus Energy | 26 | 689 | Co-op | 626-S-2022 | 7.67 | Solar |  |  | Interconnected | Blaine | 55449 | BLAINE | BLN01 | Residential |  | 45885 | 2021 | 2022
20252-215895-01 | Connexus Energy | 26 | 689 | Co-op | 627-S-2022 | 14.5 | Solar |  |  | Interconnected | Hugo | 55038 | WHITE BEAR TOWNSHIP | WBR03 | Residential |  | 30000 | 2021 | 2022
20252-215895-01 | Connexus Energy | 26 | 689 | Co-op | 628-S-2022 | 5.48 | Solar |  |  | Interconnected | Blaine | 55449 | BLAINE | BLN23 | Residential |  | 32430 | 2021 | 2022
20252-215895-01 | Connexus Energy | 26 | 689 | Co-op | 629-S-2022 | 6.98 | Solar |  |  | Interconnected | Lino Lakes | 55014 | BLAINE | BLN22 | Residential |  | 24895 | 2021 | 2022
20252-215895-01 | Connexus Energy | 26 | 689 | Co-op | 630-S-2022 | 6 | Solar |  |  | Interconnected | Ham Lake | 55304 | BLAINE | BLN01 | Residential |  | 22968 | 2021 | 2022
20252-215895-01 | Connexus Energy | 26 | 689 | Co-op | 631-S-2022 | 11.4 | Solar |  |  | Interconnected | Zimmerman | 55398 | BALDWIN | BDN21 | Residential |  | 40168 | 2021 | 2022
20252-215895-01 | Connexus Energy | 26 | 689 | Co-op | 632-S-2022 | 7.12 | Solar |  |  | Interconnected | Andover | 55304 | NORTH BUNKER LAKE | NBL15 | Residential |  | 41424 | 2021 | 2022
20252-215895-01 | Connexus Energy | 26 | 689 | Co-op | 633-S-2022 | 3.84 | Solar |  |  | Interconnected | Andover | 55304 | HAM LAKE | HAM03 | Residential |  | 23909 | 2021 | 2022
20252-215895-01 | Connexus Energy | 26 | 689 | Co-op | 634-S-2022 | 4.38 | Solar |  |  | Interconnected | Andover | 55304 | BUNKER LAKE | BUL01 | Residential |  | 25641 | 2021 | 2022
20252-215895-01 | Connexus Energy | 26 | 689 | Co-op | 635-S-2022 | 7.67 | Solar |  |  | Interconnected | Andover | 55304 | BUNKER LAKE | BUL06 | Residential |  | 45885 | 2021 | 2022
20252-215895-01 | Connexus Energy | 26 | 689 | Co-op | 636-S-2022 | 7.67 | Solar |  |  | Interconnected | Andover | 55304 | BUNKER LAKE | BUL08 | Residential |  | 44270 | 2021 | 2022
20252-215895-01 | Connexus Energy | 26 | 689 | Co-op | 637-S-2022 | 7.04 | Solar |  |  | Interconnected | Coon Rapids | 55448 | NORTH BUNKER LAKE | NBL11 | Residential |  | 42240 | 2021 | 2022
20252-215895-01 | Connexus Energy | 26 | 689 | Co-op | 638-S-2022 | 5.48 | Solar |  |  | Interconnected | Blaine | 55449 | BLAINE | BLN21 | Residential |  | 32430 | 2021 | 2022
20252-215895-01 | Connexus Energy | 26 | 689 | Co-op | 639-S-2022 | 4.38 | Solar |  |  | Interconnected | Blaine | 55449 | BLAINE | BLN21 | Residential |  | 25641 | 2021 | 2022
20252-215895-01 | Connexus Energy | 26 | 689 | Co-op | 640-S-2022 | 5.12 | Solar |  |  | Interconnected | Coon Rapids | 55448 | NORTH BUNKER LAKE | NBL11 | Residential |  | 33520 | 2021 | 2022
20252-215895-01 | Connexus Energy | 26 | 689 | Co-op | 641-S-2022 | 7.04 | Solar |  |  | Interconnected | Coon Rapids | 55433 | SPRING LAKE PK | SLP02 | Residential |  | 42240 | 2021 | 2022
20252-215895-01 | Connexus Energy | 26 | 689 | Co-op | 642-S-2022 | 8.41 | Solar |  |  | Interconnected | Cedar | 55011 | ANDOVER | AND02 | Residential |  | 35852 | 2021 | 2022
20252-215895-01 | Connexus Energy | 26 | 689 | Co-op | 643-S-2022 | 8.96 | Solar |  |  | Interconnected | Blaine | 55449 | BLAINE | BLN21 | Residential |  | 54320 | 2021 | 2022
20252-215895-01 | Connexus Energy | 26 | 689 | Co-op | 644-S-2022 | 11.83 | Solar |  |  | Interconnected | Andover | 55304 | RAMSEY | RAM02 | Residential |  | 39942 | 2021 | 2022
20252-215895-01 | Connexus Energy | 26 | 689 | Co-op | 645-S-2022 | 14.79 | Solar |  |  | Interconnected | Elk River | 55330 | BIG LAKE | BLK05 | Residential |  | 78263 | 2021 | 2022
20252-215895-01 | Connexus Energy | 26 | 689 | Co-op | 646-S-2022 | 26.26 | Solar |  | X | Interconnected | East Bethel | 55011 | EAST BETHEL | EBL03 | Residential |  | 145000 | 2021 | 2022
20252-215895-01 | Connexus Energy | 26 | 689 | Co-op | 648-S-2022 | 13.05 | Solar |  |  | Interconnected | Stillwater | 55082 | MAY | MAY02 | Residential |  | 50953 | 2021 | 2022
20252-215895-01 | Connexus Energy | 26 | 689 | Co-op | 649-S-2022 | 15.2 | Solar |  |  | Interconnected | Vadnais Heights | 55127 | VADNAIS HEIGHTS | VDH22 | Residential |  | 32800 | 2021 | 2022
20252-215895-01 | Connexus Energy | 26 | 689 | Co-op | 650-S-2022 | 7.68 | Solar |  |  | Interconnected | Ramsey | 55303 | ANOKA | AKA03 | Residential |  | 46560 | 2021 | 2022
20252-215895-01 | Connexus Energy | 26 | 689 | Co-op | 651-S-2022 | 10.96 | Solar |  |  | Interconnected | Ramsey | 55303 | ANOKA | AKA04 | Residential |  | 65550 | 2021 | 2022
20252-215895-01 | Connexus Energy | 26 | 689 | Co-op | 652-S-2022 | 5.76 | Solar |  |  | Interconnected | Ramsey | 55303 | DAYTONPORT | DPT02 | Residential |  | 32640 | 2021 | 2022
20252-215895-01 | Connexus Energy | 26 | 689 | Co-op | 653-S-2022 | 8.376 | Solar |  |  | Interconnected | Hugo | 55038 | WHITE BEAR TWP | WBR04 | Residential |  | 30836 | 2021 | 2022
20252-215895-01 | Connexus Energy | 26 | 689 | Co-op | 654-S-2022 | 6 | Solar |  |  | Interconnected | Coon Rapids | 55448 | SPRING LAKE PK | SLP02 | Residential |  | 21000 | 2021 | 2022
20252-215895-01 | Connexus Energy | 26 | 689 | Co-op | 655-S-2022 | 11.866 | Solar |  |  | Interconnected | Forest Lake | 55025 | HUGO | HGO02 | Residential |  | 45520 | 2021 | 2022
20252-215895-01 | Connexus Energy | 26 | 689 | Co-op | 656-S-2022 | 15.372 | Solar |  |  | Interconnected | Ham Lake | 55304 | HAM LAKE | HAM06 | Residential |  | 35000 | 2021 | 2022
20252-215895-01 | Connexus Energy | 26 | 689 | Co-op | 657-S-2022 | 6.282 | Solar |  | X | Interconnected | Anoka | 55303 | CROWN | CRN04 | Residential |  | 43586 | 2021 | 2022
20252-215895-01 | Connexus Energy | 26 | 689 | Co-op | 659-S-2022 | 7.68 | Solar |  |  | Interconnected | Ramsey | 55303 | RAMSEY | RAM02 | Residential |  | 45600 | 2021 | 2022
20252-215895-01 | Connexus Energy | 26 | 689 | Co-op | 660-S-2022 | 6.4 | Solar |  |  | Interconnected | Saint Francis | 55070 | SAINT FRANCIS | STF04 | Residential |  | 39200 | 2021 | 2022
20252-215895-01 | Connexus Energy | 26 | 689 | Co-op | 661-S-2022 | 7.12 | Solar |  |  | Interconnected | Ramsey | 55303 | ANOKA | AKA03 | Residential |  | 42588 | 2021 | 2022
20252-215895-01 | Connexus Energy | 26 | 689 | Co-op | 662-S-2022 | 3.29 | Solar |  |  | Interconnected | Hugo | 55038 | HUGO | HGO02 | Residential |  | 18430 | 2021 | 2022
20252-215895-01 | Connexus Energy | 26 | 689 | Co-op | 663-S-2022 | 6.03 | Solar |  |  | Interconnected | Blaine | 55449 | JOHNSONVILLE | JON03 | Residential |  | 35673 | 2021 | 2022
20252-215895-01 | Connexus Energy | 26 | 689 | Co-op | 664-S-2022 | 9.6 | Solar |  |  | Interconnected | Andover | 55304 | HAM LAKE | HAM03 | Residential |  | 55100 | 2021 | 2022
20252-215895-01 | Connexus Energy | 26 | 689 | Co-op | 665-S-2022 | 3.84 | Solar |  |  | Interconnected | Blaine | 55434 | SPRING LAKE PK | SLP02 | Residential |  | 23909 | 2021 | 2022
20252-215895-01 | Connexus Energy | 26 | 689 | Co-op | 666-S-2022 | 3.84 | Solar |  |  | Interconnected | Hugo | 55038 | HUGO | HGO03 | Residential |  | 22220 | 2021 | 2022
20252-215895-01 | Connexus Energy | 26 | 689 | Co-op | 667-S-2022 | 5.12 | Solar |  |  | Interconnected | Hugo | 55038 | HUGO | HGO03 | Residential |  | 31360 | 2021 | 2022
20252-215895-01 | Connexus Energy | 26 | 689 | Co-op | 668-S-2022 | 8.725 | Solar |  |  | Interconnected | Blaine | 55434 | AIRPORT | APT05 | Residential |  | 32686 | 2021 | 2022
20252-215895-01 | Connexus Energy | 26 | 689 | Co-op | 669-S-2022 | 8.12 | Solar |  |  | Interconnected | Ham Lake | 55304 | HAM LAKE | HAM02 | Residential |  | 48526 | 2021 | 2022
20252-215895-01 | Connexus Energy | 26 | 689 | Co-op | 670-S-2022 | 6.03 | Solar |  |  | Interconnected | Coon Rapids | 55448 | SPRING LAKE PK | SLP02 | Residential |  | 36432 | 2021 | 2022
20252-215895-01 | Connexus Energy | 26 | 689 | Co-op | 671-S-2022 | 8.32 | Solar |  |  | Interconnected | Andover | 55304 | HAM LAKE | HAM03 | Residential |  | 48500 | 2021 | 2022
20252-215895-01 | Connexus Energy | 26 | 689 | Co-op | 672-S-2022 | 17.45 | Solar |  |  | Interconnected | Forest Lake | 55025 | FOREST LAKE | FLK02 | Residential |  | 61200 | 2021 | 2022
20252-215895-01 | Connexus Energy | 26 | 689 | Co-op | 673-S-2022 | 6.96 | Solar |  | X | Interconnected | Andover | 55304 | RAMSEY | RAM02 | Residential |  | 59675 | 2021 | 2022
20252-215895-01 | Connexus Energy | 26 | 689 | Co-op | 675-S-2022 | 12.76 | Solar |  |  | Interconnected | Clear Lake | 55319 | WEST END | WED23 | Residential |  | 64842 | 2021 | 2022
20252-215895-01 | Connexus Energy | 26 | 689 | Co-op | 676-S-2022 | 7.6 | Solar |  |  | Interconnected | Circle Pines | 55014 | CIRCLE PARK | CIR03 | Residential |  | 23680 | 2021 | 2022
20252-215895-01 | Connexus Energy | 26 | 689 | Co-op | 677-S-2022 | 7.67 | Solar |  |  | Interconnected | Blaine | 55449 | JOHNSONVILLE | JON03 | Residential |  | 45885 | 2021 | 2022
20252-215895-01 | Connexus Energy | 26 | 689 | Co-op | 678-S-2022 | 10.24 | Solar |  |  | Interconnected | Coon Rapids | 55448 | SPRING LAKE PK | SLP02 | Residential |  | 60800 | 2021 | 2022
20252-215895-01 | Connexus Energy | 26 | 689 | Co-op | 679-S-2022 | 3.84 | Solar |  |  | Interconnected | Blaine | 55449 | BLAINE | BLN21 | Residential |  | 22220 | 2021 | 2022
20252-215895-01 | Connexus Energy | 26 | 689 | Co-op | 680-S-2022 | 9.86 | Solar |  |  | Interconnected | Blaine | 55449 | BLAINE | BLN03 | Residential |  | 58995 | 2021 | 2022
20252-215895-01 | Connexus Energy | 26 | 689 | Co-op | 681-S-2022 | 4.38 | Solar |  |  | Interconnected | Andover | 55304 | RAMSEY | RAM01 | Residential |  | 25641 | 2021 | 2022
20252-215895-01 | Connexus Energy | 26 | 689 | Co-op | 682-S-2022 | 5.12 | Solar |  |  | Interconnected | Ramsey | 55303 | RAMSEY | RAM04 | Residential |  | 28800 | 2021 | 2022
20252-215895-01 | Connexus Energy | 26 | 689 | Co-op | 683-S-2022 | 11.4 | Solar |  |  | Interconnected | Saint Francis | 55070 | COOPERS CORNER | CPC03 | Residential |  | 41866 | 2021 | 2022
20252-215895-01 | Connexus Energy | 26 | 689 | Co-op | 684-S-2022 | 4.93 | Solar |  |  | Interconnected | Lino Lakes | 55038 | WHITE BEAR TWP | WBR04 | Residential |  | 29808 | 2021 | 2022
20252-215895-01 | Connexus Energy | 26 | 689 | Co-op | 685-S-2022 | 10.88 | Solar |  |  | Interconnected | Coon Rapids | 55448 | BUNKER LAKE | BUL07 | Residential |  | 40800 | 2021 | 2022
20252-215895-01 | Connexus Energy | 26 | 689 | Co-op | 686-S-2022 | 11.31 | Solar |  |  | Interconnected | Coon Rapids | 55448 | NORTH BUNKER LAKE | NBL13 | Residential |  | 68355 | 2021 | 2022
20252-215895-01 | Connexus Energy | 26 | 689 | Co-op | 687-S-2022 | 16.64 | Solar |  |  | Interconnected | Ramsey | 55303 | RAMSEY | RAM01 | Residential |  | 99700 | 2021 | 2022
20252-215895-01 | Connexus Energy | 26 | 689 | Co-op | 688-S-2022 | 5.76 | Solar |  |  | Interconnected | Saint Francis | 55070 | SAINT FRANCIS | STF04 | Residential |  | 35280 | 2021 | 2022
20252-215895-01 | Connexus Energy | 26 | 689 | Co-op | 689-S-2022 | 10.47 | Solar |  |  | Interconnected | Ramsey | 55303 | ANOKA | AKA03 | Residential |  | 57540 | 2021 | 2022
20252-215895-01 | Connexus Energy | 26 | 689 | Co-op | 690-S-2022 | 6.67 | Solar |  |  | Interconnected | Coon Rapids | 55448 | VILLAGE TEN | VTN03 | Residential |  | 27470 | 2021 | 2022
20252-215895-01 | Connexus Energy | 26 | 689 | Co-op | 691-S-2022 | 6.67 | Solar |  |  | Interconnected | Lino Lakes | 55014 | BLAINE | BLN06 | Residential |  | 15000 | 2021 | 2022
20252-215895-01 | Connexus Energy | 26 | 689 | Co-op | 692-S-2022 | 18.56 | Solar |  |  | Interconnected | Zimmerman | 55398 | ZIMMERMAN | ZIM03 | Residential |  | 76980 | 2021 | 2022
20252-215895-01 | Connexus Energy | 26 | 689 | Co-op | 693-S-2022 | 11.02 | Solar |  | X | Interconnected | Princeton | 55371 | BALDWIN | BDN01 | Residential |  | 43490 | 2021 | 2022
20252-215895-01 | Connexus Energy | 26 | 689 | Co-op | 695-S-2022 | 5.8 | Solar |  | X | Interconnected | Big Lake | 55309 | REMMELE | RML05 | Residential |  | 38500 | 2021 | 2022
20252-215895-01 | Connexus Energy | 26 | 689 | Co-op | 697-S-2022 | 8.7 | Solar |  |  | Interconnected | Forest Lake | 55025 | FOREST LAKE | FLK02 | Residential |  | 50450 | 2021 | 2022
20252-215895-01 | Connexus Energy | 26 | 689 | Co-op | 698-S-2022 | 14.976 | Solar |  |  | Interconnected | Becker | 55308 | WEST END | WED03 | Residential |  | 35000 | 2021 | 2022
20252-215895-01 | Connexus Energy | 26 | 689 | Co-op | 699-S-2022 | 17.45 | Solar |  |  | Interconnected | East Bethel | 55011 | EAST BETHEL | EBL02 | Residential |  | 55580 | 2021 | 2022
20252-215895-01 | Connexus Energy | 26 | 689 | Co-op | 700-S-2022 | 8.376 | Solar |  |  | Interconnected | Anoka | 55303 | SAINT FRANCIS | STF02 | Residential |  | 38823 | 2021 | 2022
20252-215895-01 | Connexus Energy | 26 | 689 | Co-op | 701-S-2022 | 8.99 | Solar |  |  | Interconnected | Ramsey | 55303 | DAYTONPORT | DPT02 | Residential |  | 34000 | 2021 | 2022
20252-215895-01 | Connexus Energy | 26 | 689 | Co-op | 702-S-2022 | 3.77 | Solar |  |  | Interconnected | Ham Lake | 55304 | HAM LAKE | HAM05 | Residential |  | 20282 | 2021 | 2022
20252-215895-01 | Connexus Energy | 26 | 689 | Co-op | 703-S-2022 | 10.24 | Solar |  |  | Interconnected | Saint Francis | 55070 | SAINT FRANCIS | STF04 | Residential |  | 62080 | 2021 | 2022
20252-215895-01 | Connexus Energy | 26 | 689 | Co-op | 704-S-2022 | 7.04 | Solar |  |  | Interconnected | Saint Francis | 55070 | SAINT FRANCIS | STF04 | Residential |  | 43120 | 2021 | 2022
20252-215895-01 | Connexus Energy | 26 | 689 | Co-op | 705-S-2022 | 6.09 | Solar |  |  | Interconnected | Andover | 55304 | BUNKER LAKE | BUL08 | Residential |  | 29387 | 2021 | 2022
20252-215895-01 | Connexus Energy | 26 | 689 | Co-op | 706-S-2022 | 8.96 | Solar |  |  | Interconnected | Blaine | 55449 | BLAINE | BLN21 | Residential |  | 45644 | 2021 | 2022
20252-215895-01 | Connexus Energy | 26 | 689 | Co-op | 707-S-2022 | 9.77 | Solar |  |  | Interconnected | Blaine | 55449 | AIRPORT | APT24 | Residential |  | 40940 | 2021 | 2022
20252-215895-01 | Connexus Energy | 26 | 689 | Co-op | 708-S-2022 | 7.83 | Solar |  |  | Interconnected | Blaine | 55449 | JOHNSONVILLE | JON03 | Residential |  | 46193 | 2021 | 2022
20252-215895-01 | Connexus Energy | 26 | 689 | Co-op | 709-S-2022 | 9.432 | Solar |  |  | Interconnected | Coon Rapids | 55433 | VILLAGE TEN | VTN06 | Residential |  | 42900 | 2021 | 2022
20252-215895-01 | Connexus Energy | 26 | 689 | Co-op | 710-S-2022 | 15.007 | Solar |  |  | Interconnected | Anoka | 55304 | RAMSEY | RAM01 | Residential |  | 51600 | 2021 | 2022
20252-215895-01 | Connexus Energy | 26 | 689 | Co-op | 711-S-2022 | 11.4 | Solar |  |  | Interconnected | Dayton | 55327 | ENERGY PARK | ENP05 | Residential |  | 41356 | 2021 | 2022
20252-215895-01 | Connexus Energy | 26 | 689 | Co-op | 712-S-2022 | 7.04 | Solar |  |  | Interconnected | Blaine | 55434 | AIRPORT | APT24 | Residential |  | 43120 | 2021 | 2022
20252-215895-01 | Connexus Energy | 26 | 689 | Co-op | 713-S-2022 | 5 | Solar |  |  | Interconnected | Coon Rapids | 55448 | SPRING LAKE PARK | SLP07 | Residential |  | 34919 | 2021 | 2022
20252-215895-01 | Connexus Energy | 26 | 689 | Co-op | 714-S-2022 | 7.68 | Solar |  |  | Interconnected | Hugo | 55038 | HUGO | HGO02 | Residential |  | 37318 | 2021 | 2022
20252-215895-01 | Connexus Energy | 26 | 689 | Co-op | 715-S-2022 | 4.5 | Solar |  |  | Interconnected | Oak Grove | 55303 | SAINT FRANCIS | STF05 | Residential |  | 57290 | 2021 | 2022
20252-215895-01 | Connexus Energy | 26 | 689 | Co-op | 716-S-2022 | 4.35 | Solar |  |  | Interconnected | Blaine | 55434 | AIRPORT | APT05 | Residential |  | 20008 | 2021 | 2022
20252-215895-01 | Connexus Energy | 26 | 689 | Co-op | 717-S-2022 | 8.027 | Solar |  |  | Interconnected | Lino Lakes | 55014 | HUGO | HGO03 | Residential |  | 45858 | 2021 | 2022
20252-215895-01 | Connexus Energy | 26 | 689 | Co-op | 718-S-2022 | 9.57 | Solar |  |  | Interconnected | Ham Lake | 55304 | HAM LAKE | HAM06 | Residential |  | 23566 | 2021 | 2022
20252-215895-01 | Connexus Energy | 26 | 689 | Co-op | 719-S-2022 | 5.8 | Solar |  |  | Interconnected | Andover | 55304 | NORTH BUNKER LAKE | NBL13 | Residential |  | 26920 | 2021 | 2022
20252-215895-01 | Connexus Energy | 26 | 689 | Co-op | 720-S-2022 | 18.27 | Solar |  | X | Interconnected | Zimmerman | 55398 | ZIMMERMAN | ZIM02 | Residential |  | 55384 | 2021 | 2022
20252-215895-01 | Connexus Energy | 26 | 689 | Co-op | 721-S-2022 | 4.87 | Solar |  |  | Interconnected | Isanti | 55040 | ISANTI | IST06 | Residential |  | 22380 | 2021 | 2022
20252-215895-01 | Connexus Energy | 26 | 689 | Co-op | 722-S-2022 | 32.48 | Solar |  |  | Interconnected | Zimmerman | 55398 | ZIMMERMAN | ZIM03 | Residential |  |  | 2021 | 2022
20252-215895-01 | Connexus Energy | 26 | 689 | Co-op | 723-S-2022 | 6.96 | Solar |  |  | Interconnected | Big Lake | 55309 | THOMPSON LAKE | TLK01 | Residential |  | 30300 | 2021 | 2022
20252-215895-01 | Connexus Energy | 26 | 689 | Co-op | 724-S-2022 | 8.02 | Solar |  |  | Interconnected | Ramsey | 55303 | ENERGY PARK | ENP03 | Residential |  | 25970 | 2021 | 2022
20252-215895-01 | Connexus Energy | 26 | 689 | Co-op | 725-S-2022 | 15.08 | Solar |  | X | Interconnected | East Bethel | 55005 | MARTIN LAKE | MLK03 | Residential |  | 115000 | 2022 | 2022
20252-215895-01 | Connexus Energy | 26 | 689 | Co-op | 727-S-2022 | 38.28 | Solar |  |  | Interconnected | Princeton | 55371 | BALDWIN | BDN22 | Commercial |  | 136750 | 2022 | 2022
20252-215895-01 | Connexus Energy | 26 | 689 | Co-op | 728-S-2022 | 8.41 | Solar |  |  | Interconnected | Ham Lake | 55304 | HAM LAKE | HAM02 | Residential |  | 40490 | 2022 | 2022
20252-215895-01 | Connexus Energy | 26 | 689 | Co-op | 729-S-2022 | 8.41 | Solar |  |  | Interconnected | Princeton | 55371 | BALDWIN | BDN21 | Residential |  | 47725 | 2022 | 2022
20252-215895-01 | Connexus Energy | 26 | 689 | Co-op | 730-S-2022 | 24.43 | Solar |  |  | Interconnected | Isanti | 55040 | COOPERS CORNER | CPC03 | Residential |  | 87000 | 2022 | 2022
20252-215895-01 | Connexus Energy | 26 | 689 | Co-op | 731-S-2022 | 7.2 | Solar |  |  | Interconnected | Forest Lake | 55025 | MAY | MAY03 | Residential |  | 27840 | 2022 | 2022
20252-215895-01 | Connexus Energy | 26 | 689 | Co-op | 732-S-2022 | 8.77 | Solar |  |  | Interconnected | Blaine | 55449 | BLAINE | BLN23 | Residential |  | 10000 | 2022 | 2022
20252-215895-01 | Connexus Energy | 26 | 689 | Co-op | 733-S-2022 | 14.5 | Solar |  | X | Interconnected | Anoka | 55303 | ANOKA | AKA06 | Residential |  | 64013 | 2022 | 2022
20252-215895-01 | Connexus Energy | 26 | 689 | Co-op | 735-S-2022 | 6 | Solar |  | X | Interconnected | Blaine | 55449 | JOHNSONVILLE | JON03 | Residential |  | 36072 | 2022 | 2022
20252-215895-01 | Connexus Energy | 26 | 689 | Co-op | 737-S-2022 | 38.28 | Solar |  |  | Interconnected | Hugo | 55038 | HUGO | HGO02 | Residential |  | 135000 | 2022 | 2022
20252-215895-01 | Connexus Energy | 26 | 689 | Co-op | 738-S-2022 | 8.376 | Solar |  |  | Interconnected | Coon Rapids | 55448 | WOODCREST | WDT03 | Residential |  | 33236 | 2022 | 2022
20252-215895-01 | Connexus Energy | 26 | 689 | Co-op | 739-S-2022 | 3.48 | Solar |  |  | Interconnected | Cambridge | 55008 | ISANTI | IST06 | Residential |  | 15629 | 2022 | 2022
20252-215895-01 | Connexus Energy | 26 | 689 | Co-op | 740-S-2022 | 14 | Solar |  | X | Interconnected | Blaine | 55434 | SPRING LAKE PK | SLP03 | Residential |  | 52548 | 2022 | 2022
20252-215895-01 | Connexus Energy | 26 | 689 | Co-op | 742-S-2022 | 3.84 | Solar |  |  | Interconnected | Hugo | 55038 | HUGO | HGO02 | Residential |  | 18430 | 2022 | 2022
20252-215895-01 | Connexus Energy | 26 | 689 | Co-op | 743-S-2022 | 4.64 | Solar |  |  | Interconnected | White Bear Lake | 55110 | WHITE BEAR TWP | WBR03 | Residential |  | 23068 | 2022 | 2022
20252-215895-01 | Connexus Energy | 26 | 689 | Co-op | 744-S-2022 | 7.04 | Solar |  |  | Interconnected | Big Lake | 55309 | THOMPSON LAKE | TLK03 | Residential |  | 41160 | 2022 | 2022
20252-215895-01 | Connexus Energy | 26 | 689 | Co-op | 745-S-2022 | 4.886 | Solar |  |  | Interconnected | Hugo | 55038 | HUGO | HGO02 | Residential |  | 22500 | 2022 | 2022
20252-215895-01 | Connexus Energy | 26 | 689 | Co-op | 746-S-2022 | 10 | Solar |  |  | Interconnected | Blaine | 55434 | AIRPORT | APT05 | Residential |  | 36608 | 2022 | 2022
20252-215895-01 | Connexus Energy | 26 | 689 | Co-op | 747-S-2022 | 15.08 | Solar |  |  | Interconnected | Becker | 55308 | THOMPSON LAKE | TLK01 | Residential |  | 37700 | 2022 | 2022
20252-215895-01 | Connexus Energy | 26 | 689 | Co-op | 748-S-2022 | 9.074 | Solar |  |  | Interconnected | East Bethel | 55005 | COOPERS CORNER | CPC04 | Residential |  | 36457 | 2022 | 2022
20252-215895-01 | Connexus Energy | 26 | 689 | Co-op | 749-S-2022 | 7.6 | Solar |  |  | Interconnected | Princeton | 55371 | BALDWIN | BDN01 | Residential |  | 42342 | 2022 | 2022
20252-215895-01 | Connexus Energy | 26 | 689 | Co-op | 750-S-2023 | 23.808 | Solar |  |  | Interconnected | Andover | 55304 | NORTH BUNKER LAKE | NBL12 | Residential |  | 48328 | 2023 | 2023
20252-215895-01 | Connexus Energy | 26 | 689 | Co-op | 751-S-2023 | 4.48 | Solar |  |  | Interconnected | Andover | 55304 | NORTH BUNKER LAKE | NBL15 | Residential |  | 28987 | 2023 | 2023
20252-215895-01 | Connexus Energy | 26 | 689 | Co-op | 752-S-2023 | 12.6 | Solar |  |  | Interconnected | Zimmerman | 55398 | ZIMMERMAN | ZIM03 | Residential |  | 45000 | 2023 | 2023
20252-215895-01 | Connexus Energy | 26 | 689 | Co-op | 753-S-2023 | 5.235 | Solar |  |  | Interconnected | White Bear Lake | 55110 | WHITE BEAR TOWNSHIP | WBR03 | Residential |  | 21000 | 2022 | 2023
20252-215895-01 | Connexus Energy | 26 | 689 | Co-op | 754-S-2023 | 6.38 | Solar |  |  | Interconnected | Becker | 55308 | THOMPSON LAKE | TLK01 | Residential |  | 31680 | 2022 | 2023
20252-215895-01 | Connexus Energy | 26 | 689 | Co-op | 755-S-2023 | 5.8 | Solar |  |  | Interconnected | Blaine | 55449 | BLAINE 2 | BLN23 | Residential |  | 31708 | 2023 | 2023
20252-215895-01 | Connexus Energy | 26 | 689 | Co-op | 756-S-2023 | 8.376 | Solar |  |  | Interconnected | Blaine | 55434 | AIRPORT 1 | APT05 | Residential |  | 32000 | 2023 | 2023
20252-215895-01 | Connexus Energy | 26 | 689 | Co-op | 757-S-2023 | 3.84 | Solar |  |  | Interconnected | Andover | 55304 | ANDOVER | AND04 | Residential |  | 23331 | 2023 | 2023
20252-215895-01 | Connexus Energy | 26 | 689 | Co-op | 758-S-2023 | 4.48 | Solar |  |  | Interconnected | Ham Lake | 55304 | HAM LAKE | HAM06 | Residential |  | 26917 | 2022 | 2023
20252-215895-01 | Connexus Energy | 26 | 689 | Co-op | 759-S-2023 | 7.68 | Solar |  |  | Interconnected | Coon Rapids | 55448 | VILLAGE TEN | VTN02 | Residential |  | 54185 | 2023 | 2023
20252-215895-01 | Connexus Energy | 26 | 689 | Co-op | 760-S-2023 | 39.9 | Solar |  |  | Interconnected | Circle Pines | 55014 | CIRCLE PINES | CIR03 | Commercial |  | 174640 | 2022 | 2023
20252-215895-01 | Connexus Energy | 26 | 689 | Co-op | 761-S-2023 | 10.44 | Solar |  |  | Interconnected | Anoka | 55303 | ST. FRANCIS | STF03 | Residential |  | 40000 | 2022 | 2023
20252-215895-01 | Connexus Energy | 26 | 689 | Co-op | 762-S-2023 | 10.88 | Solar |  |  | Interconnected | Coon Rapids | 55433 | PARKWOOD | PWD03 | Residential |  | 63487 | 2023 | 2023
20252-215895-01 | Connexus Energy | 26 | 689 | Co-op | 763-S-2023 | 6 | Solar |  |  | Interconnected | Coon Rapids | 55448 | SPRING LAKE PARK | SLP07 | Residential |  | 24515 | 2022 | 2023
20252-215895-01 | Connexus Energy | 26 | 689 | Co-op | 764-S-2023 | 4.64 | Solar |  |  | Interconnected | Blaine | 55434 | SPRING LAKE PARK | SLP03 | Residential |  | 34844 | 2023 | 2023
20252-215895-01 | Connexus Energy | 26 | 689 | Co-op | 765-S-2023 | 4.48 | Solar |  |  | Interconnected | Blaine | 55449 | LEXINGTON | LXN04 | Residential |  | 26917 | 2022 | 2023
20252-215895-01 | Connexus Energy | 26 | 689 | Co-op | 766-S-2023 | 17.84 | Solar |  | X | Interconnected | Blaine | 55434 | SPRING LAKE PARK | SLP03 | Residential |  | 52548 | 2022 | 2023
20252-215895-01 | Connexus Energy | 26 | 689 | Co-op | 767-S-2023 | 8.376 | Solar |  |  | Interconnected | Coon Rapids | 55448 | WOODCREST | WDT03 | Residential |  | 33236 | 2022 | 2023
20252-215895-01 | Connexus Energy | 26 | 689 | Co-op | 768-S-2023 | 6.4 | Solar |  |  | Interconnected | Blaine | 55434 | AIRPORT 2 | APT26 | Residential |  | 40180 | 2022 | 2023
20252-215895-01 | Connexus Energy | 26 | 689 | Co-op | 769-S-2023 | 3.77 | Solar |  |  | Interconnected | Circle Pines | 55014 | CIRCLE PINES | CIR04 | Residential |  | 32498 | 2022 | 2023
20252-215895-01 | Connexus Energy | 26 | 689 | Co-op | 770-S-2023 | 7.04 | Solar |  |  | Interconnected | Coon Rapids | 55433 | CROOKED LAKE | CRK05 | Residential |  | 43747 | 2023 | 2023
20252-215895-01 | Connexus Energy | 26 | 689 | Co-op | 771-S-2023 | 17.4 | Solar |  |  | Interconnected | Zimmerman | 55398 | CROWN | CRN02 | Residential |  | 36000 | 2023 | 2023
20252-215895-01 | Connexus Energy | 26 | 689 | Co-op | 772-S-2023 | 5.76 | Solar |  |  | Interconnected | Coon Rapids | 55448 | SPRING LAKE PARK | SLP04 | Residential |  | 34279 | 2023 | 2023
20252-215895-01 | Connexus Energy | 26 | 689 | Co-op | 773-S-2023 | 7.83 | Solar |  |  | Interconnected | Coon Rapids | 55433 | PARKWOOD | PWD06 | Residential |  | 35532 | 2023 | 2023
20252-215895-01 | Connexus Energy | 26 | 689 | Co-op | 774-S-2023 | 2.61 | Solar |  |  | Interconnected | Blaine | 55449 | JOHNSVILLE | JON04 | Residential |  | 19843 | 2023 | 2023
20252-215895-01 | Connexus Energy | 26 | 689 | Co-op | 775-S-2023 | 2.32 | Solar |  |  | Interconnected | Andover | 55304 | ANDOVER | AND03 | Residential |  | 13724 | 2023 | 2023
20252-215895-01 | Connexus Energy | 26 | 689 | Co-op | 776-S-2023 | 7.68 | Solar |  |  | Interconnected | Andover | 55304 | NORTH BUNKER LAKE | NBL16 | Residential |  | 45736 | 2022 | 2023
20252-215895-01 | Connexus Energy | 26 | 689 | Co-op | 777-S-2023 | 4.48 | Solar |  |  | Interconnected | Blaine | 55449 | AIRPORT 1 | APT05 | Residential |  | 26917 | 2023 | 2023
20252-215895-01 | Connexus Energy | 26 | 689 | Co-op | 778-S-2023 | 5.76 | Solar |  |  | Interconnected | White Bear Lake | 55110 | WHITE BEAR TOWNSHIP | WBR01 | Residential |  | 36162 | 2023 | 2023
20252-215895-01 | Connexus Energy | 26 | 689 | Co-op | 779-S-2023 | 18.19 | Solar |  | X | Interconnected | Elk River | 55330 | BIG LAKE | BLK05 | Residential |  | 70748 | 2023 | 2023
20252-215895-01 | Connexus Energy | 26 | 689 | Co-op | 780-S-2023 | 3.84 | Solar |  |  | Interconnected | Blaine | 55449 | BLAINE 2 | BLN23 | Residential |  | 24846 | 2023 | 2023
20252-215895-01 | Connexus Energy | 26 | 689 | Co-op | 781-S-2023 | 8.12 | Solar |  |  | Interconnected | Lino Lakes | 55014 | BLAINE 1 | BLN06 | Residential |  | 35679 | 2023 | 2023
20252-215895-01 | Connexus Energy | 26 | 689 | Co-op | 782-S-2023 | 25.95 | Solar |  | X | Interconnected | Saint Cloud | 56304 | WEST END 1 | WED01 | Residential |  | 64095 | 2022 | 2023
20252-215895-01 | Connexus Energy | 26 | 689 | Co-op | 783-S-2023 | 7.25 | Solar |  |  | Interconnected | Coon Rapids | 55433 | PARKWOOD | PWD03 | Residential |  | 57276 | 2023 | 2023
20252-215895-01 | Connexus Energy | 26 | 689 | Co-op | 784-S-2023 | 14.08 | Solar |  |  | Interconnected | Ham Lake | 55304 | HAM LAKE | HAM02 | Residential |  | 87494 | 2022 | 2023
20252-215895-01 | Connexus Energy | 26 | 689 | Co-op | 785-S-2023 | 11 | Solar |  | X | Interconnected | Blaine | 55449 | JOHNSVILLE | JON03 | Residential |  | 36072 | 2022 | 2023
20252-215895-01 | Connexus Energy | 26 | 689 | Co-op | 786-S-2023 | 5.76 | Solar |  |  | Interconnected | Zimmerman | 55398 | ZIMMERMAN | ZIM02 | Residential |  | 20000 | 2023 | 2023
20252-215895-01 | Connexus Energy | 26 | 689 | Co-op | 787-S-2023 | 13.05 | Solar |  |  | Interconnected | Princeton | 55371 | BALDWIN 1 | BDN01 | Residential |  | 68400 | 2022 | 2023
20252-215895-01 | Connexus Energy | 26 | 689 | Co-op | 788-S-2023 | 4.93 | Solar |  |  | Interconnected | Becker | 55308 | WEST END 1 | WED02 | Residential |  | 41564 | 2022 | 2023
20252-215895-01 | Connexus Energy | 26 | 689 | Co-op | 789-S-2023 | 14.658 | Solar |  |  | Interconnected | Zimmerman | 55398 | ZIMMERMAN | ZIM05 | Residential |  | 67095 | 2023 | 2023
20252-215895-01 | Connexus Energy | 26 | 689 | Co-op | 790-S-2023 | 12.215 | Solar |  |  | Interconnected | Coon Rapids | 55448 | NORTH BUNKER LAKE | NBL13 | Residential |  | 67275 | 2022 | 2023
20252-215895-01 | Connexus Energy | 26 | 689 | Co-op | 791-S-2023 | 5.12 | Solar |  |  | Interconnected | Blaine | 55449 | JOHNSVILLE | JON04 | Residential |  | 30135 | 2023 | 2023
20252-215895-01 | Connexus Energy | 26 | 689 | Co-op | 793-S-2023 | 8.41 | Solar |  |  | Interconnected | Princeton | 55371 | BALDWIN 2 | BDN21 | Residential |  | 47725 | 2022 | 2023
20252-215895-01 | Connexus Energy | 26 | 689 | Co-op | 794-S-2023 | 100 | Solar |  |  | Interconnected | Ramsey | 55303 | ENERGY PARK | ENP06 | Commercial |  | 272750 | 2022 | 2023
20252-215895-01 | Connexus Energy | 26 | 689 | Co-op | 795-S-2023 | 10.44 | Solar |  |  | Interconnected | Princeton | 55371 | BALDWIN 1 | BDN01 | Residential |  | 65000 | 2023 | 2023
20252-215895-01 | Connexus Energy | 26 | 689 | Co-op | 796-S-2023 | 13.05 | Solar |  |  | Interconnected | Isanti | 55040 | ISANTI | IST02 | Residential |  | 56122 | 2023 | 2023
20252-215895-01 | Connexus Energy | 26 | 689 | Co-op | 797-S-2023 | 15.4 | Solar |  |  | Interconnected | Saint Francis | 55070 | COOPERS CORNER | CPC02 | Residential |  | 56037 | 2022 | 2023
20252-215895-01 | Connexus Energy | 26 | 689 | Co-op | 799-S-2023 | 17.18 | Solar |  | X | Interconnected | Ham Lake | 55304 | HAM LAKE | HAM05 | Residential |  | 82123 | 2022 | 2023
20252-215895-01 | Connexus Energy | 26 | 689 | Co-op | 800-S-2023 | 8 | Solar |  |  | Interconnected | Wyoming | 55092 | FOREST LAKE | FLK21 | Residential |  | 42439 | 2022 | 2023
20252-215895-01 | Connexus Energy | 26 | 689 | Co-op | 801-S-2023 | 9.6 | Solar |  |  | Interconnected | Blaine | 55449 | JOHNSVILLE | JON03 | Residential |  | 59655 | 2022 | 2023
20252-215895-01 | Connexus Energy | 26 | 689 | Co-op | 802-S-2023 | 3.84 | Solar |  |  | Interconnected | Becker | 55308 | WEST BECKER | WBK02 | Residential |  | 24240 | 2022 | 2023
20252-215895-01 | Connexus Energy | 26 | 689 | Co-op | 803-S-2023 | 13.92 | Solar |  |  | Interconnected | Ham Lake | 55304 | BLAINE 1 | BLN01 | Residential |  | 80743 | 2023 | 2023
20252-215895-01 | Connexus Energy | 26 | 689 | Co-op | 804-S-2023 | 5.76 | Solar |  |  | Interconnected | Andover | 55304 | NORTH BUNKER LAKE | NBL14 | Residential |  | 34153 | 2022 | 2023
20252-215895-01 | Connexus Energy | 26 | 689 | Co-op | 805-S-2023 | 83.3 | Solar |  |  | Interconnected | Isanti | 55040 | ISANTI | IST05 | Commercial |  | 249480 | 2023 | 2023
20252-215895-01 | Connexus Energy | 26 | 689 | Co-op | 806-S-2023 | 3.84 | Solar |  |  | Interconnected | Big Lake | 55309 | THOMPSON LAKE | TLK03 | Residential |  | 24240 | 2022 | 2023
20252-215895-01 | Connexus Energy | 26 | 689 | Co-op | 807-S-2023 | 7.68 | Solar |  |  | Interconnected | Blaine | 55449 | LEXINGTON | LXN04 | Residential |  | 45736 | 2022 | 2023
20252-215895-01 | Connexus Energy | 26 | 689 | Co-op | 808-S-2023 | 10.24 | Solar |  |  | Interconnected | Andover | 55304 | NORTH BUNKER LAKE | NBL15 | Residential |  | 61644 | 2023 | 2023
20252-215895-01 | Connexus Energy | 26 | 689 | Co-op | 809-S-2023 | 7.678 | Solar |  |  | Interconnected | Andover | 55304 | ANDOVER | AND03 | Residential |  | 42750 | 2022 | 2023
20252-215895-01 | Connexus Energy | 26 | 689 | Co-op | 810-S-2023 | 5.67 | Solar |  |  | Interconnected | Ham Lake | 55304 | HAM LAKE | HAM05 | Residential |  | 25460 | 2023 | 2023
20252-215895-01 | Connexus Energy | 26 | 689 | Co-op | 811-S-2023 | 5.76 | Solar |  |  | Interconnected | Coon Rapids | 55448 | BUNKER LAKE | BUL07 | Residential |  | 34153 | 2022 | 2023
20252-215895-01 | Connexus Energy | 26 | 689 | Co-op | 812-S-2023 | 5.235 | Solar |  |  | Interconnected | Zimmerman | 55398 | ZIMMERMAN | ZIM03 | Residential |  | 20540 | 2022 | 2023
20252-215895-01 | Connexus Energy | 26 | 689 | Co-op | 813-S-2023 | 10.73 | Solar |  |  | Interconnected | Ramsey | 55303 | RAMSEY | RAM04 | Residential |  | 57447 | 2023 | 2023
20252-215895-01 | Connexus Energy | 26 | 689 | Co-op | 814-S-2023 | 5.76 | Solar |  |  | Interconnected | Ramsey | 55303 | DAYTONPORT | DPT02 | Residential |  | 34153 | 2022 | 2023
20252-215895-01 | Connexus Energy | 26 | 689 | Co-op | 815-S-2023 | 48 | Solar |  | X | Interconnected | Elk River | 55330 | ZIMMERMAN | ZIM03 | Residential |  | 247800 | 2022 | 2023
20252-215895-01 | Connexus Energy | 26 | 689 | Co-op | 816-S-2023 | 7.04 | Solar |  |  | Interconnected | Andover | 55304 | NORTH BUNKER LAKE | NBL16 | Residential |  | 42189 | 2023 | 2023
20252-215895-01 | Connexus Energy | 26 | 689 | Co-op | 817-S-2023 | 12.8 | Solar |  |  | Interconnected | Andover | 55304 | SODERVILLE | SOD05 | Residential |  | 79540 | 2022 | 2023
20252-215895-01 | Connexus Energy | 26 | 689 | Co-op | 818-S-2023 | 17.26 | Solar |  |  | Interconnected | Ham Lake | 55304 | SODERVILLE | SOD05 | Residential |  | 30000 | 2023 | 2023
20252-215895-01 | Connexus Energy | 26 | 689 | Co-op | 819-S-2023 | 4.35 | Solar |  |  | Interconnected | Andover | 55304 | SODERVILLE | SOD05 | Residential |  | 27577 | 2022 | 2023
20252-215895-01 | Connexus Energy | 26 | 689 | Co-op | 820-S-2023 | 7.6 | Solar |  |  | Interconnected | Forest Lake | 55025 | FOREST LAKE | FLK04 | Residential |  | 27000 | 2023 | 2023
20252-215895-01 | Connexus Energy | 26 | 689 | Co-op | 821-S-2023 | 18.432 | Solar |  |  | Interconnected | Stacy | 55079 | MARTIN LAKE 2 | MLK22 | Residential |  | 56000 | 2023 | 2023
20252-215895-01 | Connexus Energy | 26 | 689 | Co-op | 822-S-2023 | 5.76 | Solar |  |  | Interconnected | Blaine | 55449 | BLAINE 2 | BLN21 | Residential |  | 36162 | 2023 | 2023
20252-215895-01 | Connexus Energy | 26 | 689 | Co-op | 823-S-2023 | 7.245 | Solar |  |  | Interconnected | Dayton | 55327 | HENNEPIN | HEN02 | Residential |  | 33085 | 2023 | 2023
20252-215895-01 | Connexus Energy | 26 | 689 | Co-op | 824-S-2023 | 7.68 | Solar |  |  | Interconnected | Cambridge | 55008 | ISANTI | IST06 | Residential |  | 25000 | 2023 | 2023
20252-215895-01 | Connexus Energy | 26 | 689 | Co-op | 825-S-2023 | 12.16 | Solar |  |  | Interconnected | Andover | 55304 | ANDOVER | AND06 | Residential |  | 73575 | 2023 | 2023
20252-215895-01 | Connexus Energy | 26 | 689 | Co-op | 826-S-2023 | 3.48 | Solar |  |  | Interconnected | Blaine | 55434 | SPRING LAKE PARK | SLP01 | Residential |  | 30805 | 2023 | 2023
20252-215895-01 | Connexus Energy | 26 | 689 | Co-op | 827-S-2023 | 4.48 | Solar |  |  | Interconnected | Ham Lake | 55304 | HAM LAKE | HAM05 | Residential |  | 27701 | 2023 | 2023
20252-215895-01 | Connexus Energy | 26 | 689 | Co-op | 828-S-2023 | 23.04 | Solar |  |  | Interconnected | Forest Lake | 55025 | HUGO | HGO02 | Residential |  | 77280 | 2023 | 2023
20252-215895-01 | Connexus Energy | 26 | 689 | Co-op | 829-S-2023 | 5.76 | Solar |  |  | Interconnected | Blaine | 55434 | AIRPORT 2 | APT26 | Residential |  | 34153 | 2022 | 2023
20252-215895-01 | Connexus Energy | 26 | 689 | Co-op | 830-S-2023 | 14.5 | Solar |  |  | Interconnected | Hugo | 55038 | WHITE BEAR TOWNSHIP | WBR03 | Residential |  | 47250 | 2023 | 2023
20252-215895-01 | Connexus Energy | 26 | 689 | Co-op | 831-S-2023 | 6.4 | Solar |  |  | Interconnected | Andover | 55304 | NORTH BUNKER LAKE | NBL15 | Residential |  | 40180 | 2022 | 2023
20252-215895-01 | Connexus Energy | 26 | 689 | Co-op | 832-S-2023 | 8.96 | Solar |  |  | Interconnected | Andover | 55304 | NORTH BUNKER LAKE | NBL16 | Residential |  | 53690 | 2023 | 2023
20252-215895-01 | Connexus Energy | 26 | 689 | Co-op | 833-S-2023 | 13.12 | Solar |  | X | Interconnected | Bethel | 55005 | MARTIN LAKE 1 | MLK03 | Residential |  | 75000 | 2022 | 2023
20252-215895-01 | Connexus Energy | 26 | 689 | Co-op | 834-S-2023 | 19.2 | Solar |  |  | Interconnected | Andover | 55304 | BUNKER LAKE | BUL01 | Residential |  | 63000 | 2023 | 2023
20252-215895-01 | Connexus Energy | 26 | 689 | Co-op | 835-S-2023 | 16.128 | Solar |  |  | Interconnected | Ham Lake | 55304 | HAM LAKE | HAM06 | Residential |  | 42336 | 2023 | 2023
20252-215895-01 | Connexus Energy | 26 | 689 | Co-op | 836-S-2023 | 3.84 | Solar |  |  | Interconnected | Andover | 55304 | ANDOVER | AND01 | Residential |  | 24846 | 2023 | 2023
20252-215895-01 | Connexus Energy | 26 | 689 | Co-op | 837-S-2023 | 11.168 | Solar |  |  | Interconnected | Forest Lake | 55025 | FOREST LAKE | FLK04 | Residential |  | 69964 | 2023 | 2023
20252-215895-01 | Connexus Energy | 26 | 689 | Co-op | 838-S-2023 | 26.88 | Solar |  |  | Interconnected | Marine On Saint Croix | 55047 | MAY | MAY01 | Residential |  | 69370 | 2023 | 2023
20252-215895-01 | Connexus Energy | 26 | 689 | Co-op | 839-S-2023 | 4.64 | Solar |  |  | Interconnected | White Bear Lake | 55110 | WHITE BEAR TOWNSHIP | WBR03 | Residential |  | 23068 | 2022 | 2023
20252-215895-01 | Connexus Energy | 26 | 689 | Co-op | 840-S-2023 | 15.12 | Solar |  |  | Interconnected | Princeton | 55371 | BALDWIN 1 | BDN03 | Residential |  | 65439 | 2023 | 2023
20252-215895-01 | Connexus Energy | 26 | 689 | Co-op | 841-S-2023 | 8.41 | Solar |  |  | Interconnected | Ham Lake | 55304 | HAM LAKE | HAM02 | Residential |  | 40490 | 2022 | 2023
20252-215895-01 | Connexus Energy | 26 | 689 | Co-op | 842-S-2023 | 16.64 | Solar |  |  | Interconnected | Becker | 55308 | WEST BECKER | WBK02 | Residential |  | 99425 | 2023 | 2023
20252-215895-01 | Connexus Energy | 26 | 689 | Co-op | 843-S-2023 | 5.12 | Solar |  |  | Interconnected | Anoka | 55303 | ANOKA | AKA01 | Residential |  | 30135 | 2023 | 2023
20252-215895-01 | Connexus Energy | 26 | 689 | Co-op | 844-S-2023 | 10.44 | Solar |  |  | Interconnected | Forest Lake | 55025 | HUGO | HGO02 | Residential |  | 44640 | 2023 | 2023
20252-215895-01 | Connexus Energy | 26 | 689 | Co-op | 845-S-2023 | 10.08 | Solar |  |  | Interconnected | Ramsey | 55303 | RAMSEY | RAM04 | Residential |  | 42817 | 2023 | 2023
20252-215895-01 | Connexus Energy | 26 | 689 | Co-op | 846-S-2023 | 3.84 | Solar |  |  | Interconnected | Andover | 55304 | BUNKER LAKE | BUL01 | Residential |  | 22776 | 2023 | 2023
20252-215895-01 | Connexus Energy | 26 | 689 | Co-op | 847-S-2023 | 8.32 | Solar |  |  | Interconnected | Andover | 55304 | BUNKER LAKE | BUL01 | Residential |  | 51701 | 2022 | 2023
20252-215895-01 | Connexus Energy | 26 | 689 | Co-op | 848-S-2023 | 5.12 | Solar |  |  | Interconnected | Zimmerman | 55398 | ZIMMERMAN | ZIM07 | Residential |  | 32144 | 2023 | 2023
20252-215895-01 | Connexus Energy | 26 | 689 | Co-op | 849-S-2023 | 9.57 | Solar |  |  | Interconnected | Andover | 55304 | SODERVILLE | SOD05 | Residential |  | 78881 | 2023 | 2023
20252-215895-01 | Connexus Energy | 26 | 689 | Co-op | 850-S-2023 | 8.725 | Solar |  |  | Interconnected | Hugo | 55038 | HUGO | HGO03 | Residential |  | 37492 | 2023 | 2023
20252-215895-01 | Connexus Energy | 26 | 689 | Co-op | 851-S-2023 | 6.4 | Solar |  |  | Interconnected | Andover | 55304 | ANDOVER | AND01 | Residential |  | 40180 | 2022 | 2023
20252-215895-01 | Connexus Energy | 26 | 689 | Co-op | 852-S-2023 | 4.93 | Solar |  |  | Interconnected | Coon Rapids | 55448 | SPRING LAKE PARK | SLP02 | Residential |  | 42136 | 2023 | 2023
20252-215895-01 | Connexus Energy | 26 | 689 | Co-op | 853-S-2023 | 8.02 | Solar |  |  | Interconnected | Ramsey | 55303 | ENERGY PARK | ENP03 | Residential |  | 25970 | 2021 | 2023
20252-215895-01 | Connexus Energy | 26 | 689 | Co-op | 854-S-2023 | 8.32 | Solar |  |  | Interconnected | Blaine | 55449 | AIRPORT 1 | APT05 | Residential |  | 51701 | 2023 | 2023
20252-215895-01 | Connexus Energy | 26 | 689 | Co-op | 855-S-2023 | 12.16 | Solar |  |  | Interconnected | Big Lake | 55309 | THOMPSON LAKE | TLK01 | Residential |  | 69113 | 2023 | 2023
20252-215895-01 | Connexus Energy | 26 | 689 | Co-op | 856-S-2023 | 5.12 | Solar |  |  | Interconnected | Big Lake | 55309 | REMMELE | RML05 | Residential |  | 29189 | 2023 | 2023
20252-215895-01 | Connexus Energy | 26 | 689 | Co-op | 857-S-2023 | 11.34 | Solar |  |  | Interconnected | East Bethel | 55005 | MARTIN LAKE 1 | MLK03 | Residential |  | 51999 | 2023 | 2023
20252-215895-01 | Connexus Energy | 26 | 689 | Co-op | 858-S-2023 | 6.98 | Solar |  |  | Interconnected | Elk River | 55330 | BIG LAKE | BLK05 | Residential |  | 29380 | 2022 | 2023
20252-215895-01 | Connexus Energy | 26 | 689 | Co-op | 859-S-2023 | 6.4 | Solar |  |  | Interconnected | Forest Lake | 55025 | FOREST LAKE 2 | FLK22 | Residential |  | 38171 | 2023 | 2023
20252-215895-01 | Connexus Energy | 26 | 689 | Co-op | 860-S-2023 | 8.12 | Solar |  |  | Interconnected | Coon Rapids | 55448 | BUNKER LAKE | BUL07 | Residential |  | 37500 | 2023 | 2023
20252-215895-01 | Connexus Energy | 26 | 689 | Co-op | 861-S-2023 | 22.33 | Solar |  |  | Interconnected | Becker | 55308 | WEST BECKER | WBK02 | Residential |  | 98473 | 2022 | 2023
20252-215895-01 | Connexus Energy | 26 | 689 | Co-op | 862-S-2023 | 6.4 | Solar |  |  | Interconnected | Andover | 55304 | SODERVILLE | SOD05 | Residential |  | 40180 | 2023 | 2023
20252-215895-01 | Connexus Energy | 26 | 689 | Co-op | 863-S-2023 | 6.67 | Solar |  |  | Interconnected | Becker | 55308 | THOMPSON LAKE | TLK01 | Residential |  | 15000 | 2023 | 2023
20252-215895-01 | Connexus Energy | 26 | 689 | Co-op | 864-S-2023 | 15.08 | Solar |  |  | Interconnected | Becker | 55308 | THOMPSON LAKE | TLK01 | Residential |  | 37700 | 2022 | 2023
20252-215895-01 | Connexus Energy | 26 | 689 | Co-op | 865-S-2023 | 8.96 | Solar |  |  | Interconnected | Blaine | 55449 | AIRPORT 2 | APT24 | Residential |  | 55678 | 2023 | 2023
20252-215895-01 | Connexus Energy | 26 | 689 | Co-op | 866-S-2023 | 7.83 | Solar |  |  | Interconnected | East Bethel | 55005 | ST. FRANCIS | STF03 | Residential |  | 37860 | 2022 | 2023
20252-215895-01 | Connexus Energy | 26 | 689 | Co-op | 867-S-2023 | 8.96 | Solar |  |  | Interconnected | Ramsey | 55303 | RAMSEY | RAM04 | Residential |  | 53690 | 2022 | 2023
20252-215895-01 | Connexus Energy | 26 | 689 | Co-op | 868-S-2023 | 7.04 | Solar |  |  | Interconnected | Lino Lakes | 55014 | BLAINE 2 | BLN22 | Residential |  | 42189 | 2023 | 2023
20252-215895-01 | Connexus Energy | 26 | 689 | Co-op | 869-S-2023 | 4.725 | Solar |  |  | Interconnected | Coon Rapids | 55448 | BUNKER LAKE | BUL07 | Residential |  | 24173 | 2023 | 2023
20252-215895-01 | Connexus Energy | 26 | 689 | Co-op | 870-S-2023 | 7.5 | Solar |  |  | Interconnected | Ham Lake | 55304 | HAM LAKE | HAM05 | Residential |  | 50653 | 2022 | 2023
20252-215895-01 | Connexus Energy | 26 | 689 | Co-op | 871-S-2023 | 6.4 | Solar |  |  | Interconnected | Lino Lakes | 55014 | BLAINE 2 | BLN22 | Residential |  | 38171 | 2023 | 2023
20252-215895-01 | Connexus Energy | 26 | 689 | Co-op | 872-S-2023 | 10.15 | Solar |  |  | Interconnected | Isanti | 55040 | CROWN | CRN01 | Residential |  | 47350 | 2023 | 2023
20252-215895-01 | Connexus Energy | 26 | 689 | Co-op | 873-S-2023 | 8.32 | Solar |  |  | Interconnected | Andover | 55304 | NORTH BUNKER LAKE | NBL11 | Residential |  | 49713 | 2022 | 2023
20252-215895-01 | Connexus Energy | 26 | 689 | Co-op | 874-S-2023 | 5.76 | Solar |  |  | Interconnected | Big Lake | 55309 | THOMPSON LAKE | TLK03 | Residential |  | 32709 | 2023 | 2023
20252-215895-01 | Connexus Energy | 26 | 689 | Co-op | 875-S-2023 | 9.6 | Solar |  |  | Interconnected | Saint Francis | 55070 | COOPERS CORNER | CPC02 | Residential |  | 58000 | 2023 | 2023
20252-215895-01 | Connexus Energy | 26 | 689 | Co-op | 876-S-2023 | 5.76 | Solar |  |  | Interconnected | Blaine | 55449 | BLAINE 2 | BLN26 | Residential |  | 34153 | 2023 | 2023
20252-215895-01 | Connexus Energy | 26 | 689 | Co-op | 877-S-2023 | 38.28 | Solar |  |  | Interconnected | Princeton | 55371 | THOMPSON LAKE | TLK04 | Residential |  | 136750 | 2022 | 2023
20252-215895-01 | Connexus Energy | 26 | 689 | Co-op | 878-S-2023 | 18.06 | Solar |  | X | Interconnected | Ham Lake | 55304 | HAM LAKE | HAM05 | Residential |  | 65860 | 2022 | 2023
20252-215895-01 | Connexus Energy | 26 | 689 | Co-op | 879-S-2023 | 9.765 | Solar |  |  | Interconnected | Maple Grove | 55369 | HENNEPIN | HEN03 | Residential |  | 50833 | 2022 | 2023
20252-215895-01 | Connexus Energy | 26 | 689 | Co-op | 880-S-2023 | 12.915 | Solar |  | X | Interconnected | Ramsey | 55303 | DAYTONPORT | DPT02 | Residential |  | 47750 | 2023 | 2023
20252-215895-01 | Connexus Energy | 26 | 689 | Co-op | 881-S-2023 | 11.02 | Solar |  |  | Interconnected | Ramsey | 55303 | ANOKA | AKA02 | Residential |  | 59567.57 | 2022 | 2023
20252-215895-01 | Connexus Energy | 26 | 689 | Co-op | 882-S-2023 | 8.12 | Solar |  |  | Interconnected | Blaine | 55449 | BLAINE 2 | BLN21 | Residential |  | 42828 | 2022 | 2023
20252-215895-01 | Connexus Energy | 26 | 689 | Co-op | 883-S-2023 | 19.2 | Solar |  |  | Interconnected | Princeton | 55371 | BALDWIN 2 | BDN22 | Residential |  | 66990 | 2022 | 2023
20252-215895-01 | Connexus Energy | 26 | 689 | Co-op | 884-S-2023 | 6.4 | Solar |  |  | Interconnected | Ramsey | 55303 | ANOKA | AKA04 | Residential |  | 40180 | 2022 | 2023
20252-215895-01 | Connexus Energy | 26 | 689 | Co-op | 885-S-2023 | 3.84 | Solar |  |  | Interconnected | Blaine | 55434 | SPRING LAKE PARK | SLP03 | Residential |  | 30446 | 2023 | 2023
20252-215895-01 | Connexus Energy | 26 | 689 | Co-op | 886-S-2023 | 7.04 | Solar |  |  | Interconnected | Big Lake | 55309 | THOMPSON LAKE | TLK03 | Residential |  | 41160 | 2022 | 2023
20252-215895-01 | Connexus Energy | 26 | 689 | Co-op | 887-S-2023 | 5.8 | Solar |  |  | Interconnected | Big Lake | 55309 | REMMELE | RML02 | Residential |  | 50298 | 2022 | 2023
20252-215895-01 | Connexus Energy | 26 | 689 | Co-op | 888-S-2023 | 11.02 | Solar |  |  | Interconnected | Blaine | 55434 | SPRING LAKE PARK | SLP05 | Residential |  | 22800 | 2022 | 2023
20252-215895-01 | Connexus Energy | 26 | 689 | Co-op | 889-S-2023 | 5.12 | Solar |  |  | Interconnected | Coon Rapids | 55433 | WOODCREST | WDT02 | Residential |  | 30184 | 2023 | 2023
20252-215895-01 | Connexus Energy | 26 | 689 | Co-op | 890-S-2023 | 6.5 | Solar |  |  | Interconnected | Blaine | 55434 | AIRPORT 2 | APT26 | Residential |  | 27400 | 2022 | 2023
20252-215895-01 | Connexus Energy | 26 | 689 | Co-op | 891-S-2023 | 15.37 | Solar |  |  | Interconnected | East Bethel | 55005 | COOPERS CORNER | CPC03 | Residential |  | 65974 | 2022 | 2023
20252-215895-01 | Connexus Energy | 26 | 689 | Co-op | 892-S-2023 | 8.96 | Solar |  |  | Interconnected | Big Lake | 55309 | REMMELE | RML04 | Residential |  | 52840 | 2023 | 2023
20252-215895-01 | Connexus Energy | 26 | 689 | Co-op | 893-S-2023 | 10 | Solar |  |  | Interconnected | Forest Lake | 55025 | HUGO | HGO02 | Residential |  | 55478 | 2022 | 2023
20252-215895-01 | Connexus Energy | 26 | 689 | Co-op | 894-S-2023 | 7.68 | Solar |  |  | Interconnected | Ham Lake | 55304 | SODERVILLE | SOD03 | Residential |  | 43414 | 2023 | 2023
20252-215895-01 | Connexus Energy | 26 | 689 | Co-op | 895-S-2023 | 3.84 | Solar |  |  | Interconnected | Blaine | 55449 | BLAINE 2 | BLN26 | Residential |  | 24846 | 2023 | 2023
20252-215895-01 | Connexus Energy | 26 | 689 | Co-op | 896-S-2023 | 20 | Solar |  |  | Interconnected | Blaine | 55449 | BLAINE 2 | BLN21 | Residential |  | 59783 | 2022 | 2023
20252-215895-01 | Connexus Energy | 26 | 689 | Co-op | 897-S-2023 | 8.96 | Solar |  |  | Interconnected | Oak Grove | 55011 | ANDOVER | AND02 | Residential |  | 53690 | 2023 | 2023
20252-215895-01 | Connexus Energy | 26 | 689 | Co-op | 898-S-2023 | 8.7 | Solar |  |  | Interconnected | Andover | 55304 | SODERVILLE | SOD05 | Residential |  | 77273 | 2023 | 2023
20252-215895-01 | Connexus Energy | 26 | 689 | Co-op | 899-S-2023 | 5.12 | Solar |  |  | Interconnected | Blaine | 55434 | AIRPORT 2 | APT26 | Residential |  | 30135 | 2022 | 2023
20252-215895-01 | Connexus Energy | 26 | 689 | Co-op | 900-S-2023 | 5.576 | Solar |  |  | Interconnected | Blaine | 55449 | BLAINE 1 | BLN06 | Residential |  | 36162 | 2023 | 2023
20252-215895-01 | Connexus Energy | 26 | 689 | Co-op | 901-S-2023 | 23.04 | Solar |  |  | Interconnected | Cambridge | 55008 | ISANTI | IST06 | Residential |  | 72579 | 2023 | 2023
20252-215895-01 | Connexus Energy | 26 | 689 | Co-op | 902-S-2023 | 14.72 | Solar |  |  | Interconnected | Andover | 55304 | SODERVILLE | SOD05 | Residential |  | 40000 | 2023 | 2023
20252-215895-01 | Connexus Energy | 26 | 689 | Co-op | 903-S-2023 | 23.04 | Solar |  |  | Interconnected | Oak Grove | 55303 | ANOKA | AKA01 | Residential |  | 127974.56 | 2023 | 2023
20252-215895-01 | Connexus Energy | 26 | 689 | Co-op | 904-S-2023 | 7.04 | Solar |  |  | Interconnected | Big Lake | 55309 | THOMPSON LAKE | TLK03 | Residential |  | 39641 | 2023 | 2023
20252-215895-01 | Connexus Energy | 26 | 689 | Co-op | 905-S-2023 | 6.3 | Solar |  |  | Interconnected | Andover | 55304 | ANOKA | AKA01 | Residential |  | 53707 | 2023 | 2023
20252-215895-01 | Connexus Energy | 26 | 689 | Co-op | 906-S-2023 | 4.93 | Solar |  |  | Interconnected | Blaine | 55449 | BLAINE 1 | BLN01 | Residential |  | 42938 | 2023 | 2023
20252-215895-01 | Connexus Energy | 26 | 689 | Co-op | 907-S-2023 | 6.4 | Solar |  |  | Interconnected | Blaine | 55434 | JOHNSVILLE | JON04 | Residential |  | 38171 | 2023 | 2023
20252-215895-01 | Connexus Energy | 26 | 689 | Co-op | 908-S-2023 | 21.92 | Solar |  | X | Interconnected | Ham Lake | 55304 | HAM LAKE | HAM02 | Residential |  | 77760 | 2022 | 2023
20252-215895-01 | Connexus Energy | 26 | 689 | Co-op | 909-S-2023 | 2.9 | Solar |  |  | Interconnected | Blaine | 55434 | SPRING LAKE PARK | SLP03 | Residential |  | 24919 | 2023 | 2023
20252-215895-01 | Connexus Energy | 26 | 689 | Co-op | 910-S-2023 | 11.89 | Solar |  |  | Interconnected | Big Lake | 55309 | REMMELE | RML03 | Residential |  | 93040 | 2022 | 2023
20252-215895-01 | Connexus Energy | 26 | 689 | Co-op | 911-S-2023 | 9.28 | Solar |  |  | Interconnected | Blaine | 55449 | JOHNSVILLE | JON03 | Residential |  | 51086 | 2022 | 2023
20252-215895-01 | Connexus Energy | 26 | 689 | Co-op | 912-S-2023 | 8.36 | Solar |  |  | Interconnected | Cedar | 55011 | EAST BETHEL | EBL05 | Residential |  | 6000 | 2023 | 2023
20252-215895-01 | Connexus Energy | 26 | 689 | Co-op | 913-S-2023 | 3.77 | Solar |  |  | Interconnected | Elk River | 55330 | BIG LAKE | BLK05 | Residential |  | 30494 | 2023 | 2023
20252-215895-01 | Connexus Energy | 26 | 689 | Co-op | 914-S-2023 | 2.5 | Solar |  |  | Interconnected | Isanti | 55040 | ISANTI | IST04 | Residential |  | 18807 | 2023 | 2023
20252-215895-01 | Connexus Energy | 26 | 689 | Co-op | 915-S-2023 | 13.05 | Solar |  |  | Interconnected | Zimmerman | 55398 | BALDWIN 2 | BDN21 | Residential |  | 27000 | 2022 | 2023
20252-215895-01 | Connexus Energy | 26 | 689 | Co-op | 916-S-2023 | 24.43 | Solar |  |  | Interconnected | Isanti | 55040 | COOPERS CORNER | CPC03 | Residential |  | 87000 | 2022 | 2023
20252-215895-01 | Connexus Energy | 26 | 689 | Co-op | 917-S-2023 | 2.32 | Solar |  |  | Interconnected | Dayton | 55369 | HENNEPIN | HEN02 | Residential |  | 21664 | 2023 | 2023
20252-215895-01 | Connexus Energy | 26 | 689 | Co-op | 918-S-2023 | 10.75 | Solar |  |  | Interconnected | Andover | 55304 | SODERVILLE | SOD05 | Residential |  | 30000 | 2023 | 2023
20252-215895-01 | Connexus Energy | 26 | 689 | Co-op | 919-S-2023 | 5.8 | Solar |  |  | Interconnected | East Bethel | 55005 | MARTIN LAKE 1 | MLK03 | Residential |  | 50470 | 2023 | 2023
20252-215895-01 | Connexus Energy | 26 | 689 | Co-op | 920-S-2023 | 3.84 | Solar |  |  | Interconnected | Champlin | 55316 | HENNEPIN | HEN03 | Residential |  | 22776 | 2023 | 2023
20252-215895-01 | Connexus Energy | 26 | 689 | Co-op | 921-S-2023 | 7.04 | Solar |  |  | Interconnected | Blaine | 55449 | BLAINE 2 | BLN21 | Residential |  | 43747 | 2022 | 2023
20252-215895-01 | Connexus Energy | 26 | 689 | Co-op | 922-S-2023 | 6.615 | Solar |  |  | Interconnected | Ramsey | 55303 | DAYTONPORT | DPT02 | Residential |  | 56519 | 2023 | 2023
20252-215895-01 | Connexus Energy | 26 | 689 | Co-op | 923-S-2023 | 4.725 | Solar |  |  | Interconnected | Andover | 55304 | HAM LAKE | HAM03 | Residential |  | 25448 | 2023 | 2023
20252-215895-01 | Connexus Energy | 26 | 689 | Co-op | 924-S-2023 | 11.89 | Solar |  |  | Interconnected | Blaine | 55449 | BLAINE 2 | BLN23 | Residential |  | 34440 | 2022 | 2023
20252-215895-01 | Connexus Energy | 26 | 689 | Co-op | 925-S-2023 | 10.24 | Solar |  |  | Interconnected | Blaine | 55434 | SPRING LAKE PARK | SLP02 | Residential |  | 61644 | 2022 | 2023
20252-215895-01 | Connexus Energy | 26 | 689 | Co-op | 926-S-2023 | 10.47 | Solar |  |  | Interconnected | Coon Rapids | 55448 | BUNKER LAKE | BUL07 | Residential |  | 35000 | 2023 | 2023
20252-215895-01 | Connexus Energy | 26 | 689 | Co-op | 927-S-2023 | 8.32 | Solar |  |  | Interconnected | Blaine | 55449 | BLAINE 2 | BLN21 | Residential |  | 51701 | 2022 | 2023
20252-215895-01 | Connexus Energy | 26 | 689 | Co-op | 928-S-2023 | 5.76 | Solar |  |  | Interconnected | Andover | 55304 | BUNKER LAKE | BUL06 | Residential |  | 34153 | 2022 | 2023
20252-215895-01 | Connexus Energy | 26 | 689 | Co-op | 929-S-2023 | 6.4 | Solar |  |  | Interconnected | Ramsey | 55303 | ENERGY PARK | ENP06 | Residential |  | 38171 | 2022 | 2023
20252-215895-01 | Connexus Energy | 26 | 689 | Co-op | 930-S-2023 | 8.32 | Solar |  |  | Interconnected | Andover | 55304 | NORTH BUNKER LAKE | NBL16 | Residential |  | 49713 | 2022 | 2023
20252-215895-01 | Connexus Energy | 26 | 689 | Co-op | 931-S-2023 | 11.52 | Solar |  |  | Interconnected | Andover | 55304 | NORTH BUNKER LAKE | NBL15 | Residential |  | 69598 | 2022 | 2023
20252-215895-01 | Connexus Energy | 26 | 689 | Co-op | 932-S-2023 | 7.25 | Solar |  |  | Interconnected | Coon Rapids | 55448 | SPRING LAKE PARK | SLP02 | Residential |  | 28500 | 2023 | 2023
20252-215895-01 | Connexus Energy | 26 | 689 | Co-op | 933-S-2023 | 5.12 | Solar |  |  | Interconnected | Blaine | 55449 | JOHNSVILLE | JON03 | Residential |  | 32144 | 2023 | 2023
20252-215895-01 | Connexus Energy | 26 | 689 | Co-op | 934-S-2023 | 20.3 | Solar |  |  | Interconnected | Forest Lake | 55025 | FOREST LAKE | FLK21 | Residential |  | 42000 | 2022 | 2023
20252-215895-01 | Connexus Energy | 26 | 689 | Co-op | 935-S-2023 | 8.99 | Solar |  |  | Interconnected | Ramsey | 55303 | RAMSEY | RAM04 | Residential |  | 70270 | 2023 | 2023
20252-215895-01 | Connexus Energy | 26 | 689 | Co-op | 936-S-2023 | 7.6 | Solar |  |  | Interconnected | Andover | 55304 | BUNKER LAKE | BUL06 | Residential |  | 44074 | 2022 | 2023
20252-215895-01 | Connexus Energy | 26 | 689 | Co-op | 937-S-2023 | 8.96 | Solar |  |  | Interconnected | Ramsey | 55303 | ANOKA | AKA04 | Residential |  | 53690 | 2022 | 2023
20252-215895-01 | Connexus Energy | 26 | 689 | Co-op | 938-S-2023 | 4.48 | Solar |  |  | Interconnected | Andover | 55304 | BUNKER LAKE | BUL01 | Residential |  | 26917 | 2022 | 2023
20252-215895-01 | Connexus Energy | 26 | 689 | Co-op | 939-S-2023 | 21.75 | Solar |  |  | Interconnected | Zimmerman | 55398 | CROWN | CRN02 | Residential |  | 98684 | 2022 | 2023
20252-215895-01 | Connexus Energy | 26 | 689 | Co-op | 940-S-2023 | 10 | Solar |  |  | Interconnected | Blaine | 55434 | AIRPORT 1 | APT05 | Residential |  | 36608 | 2022 | 2023
20252-215895-01 | Connexus Energy | 26 | 689 | Co-op | 941-S-2023 | 19.2 | Solar |  |  | Interconnected | Ham Lake | 55304 | BLAINE 1 | BLN01 | Residential |  | 45600 | 2023 | 2023
20252-215895-01 | Connexus Energy | 26 | 689 | Co-op | 942-S-2023 | 7.04 | Solar |  |  | Interconnected | Zimmerman | 55398 | ZIMMERMAN | ZIM07 | Residential |  | 42189 | 2023 | 2023
20252-215895-01 | Connexus Energy | 26 | 689 | Co-op | 943-S-2023 | 4.48 | Solar |  |  | Interconnected | Forest Lake | 55025 | FOREST LAKE | FLK22 | Residential |  | 28987 | 2023 | 2023
20252-215895-01 | Connexus Energy | 26 | 689 | Co-op | 944-S-2023 | 10.88 | Solar |  |  | Interconnected | Hugo | 55038 | HUGO | HGO02 | Residential |  | 65621 | 2023 | 2023
20252-215895-01 | Connexus Energy | 26 | 689 | Co-op | 945-S-2023 | 8.19 | Solar |  |  | Interconnected | Dayton | 55369 | HENNEPIN | HEN02 | Residential |  | 68263 | 2023 | 2023
20252-215895-01 | Connexus Energy | 26 | 689 | Co-op | 946-S-2023 | 5.76 | Solar |  |  | Interconnected | Ramsey | 55303 | ANOKA | AKA04 | Residential |  | 36162 | 2022 | 2023
20252-215895-01 | Connexus Energy | 26 | 689 | Co-op | 947-S-2023 | 8.96 | Solar |  |  | Interconnected | Blaine | 55449 | BLAINE 2 | BLN23 | Residential |  | 53690 | 2022 | 2023
20252-215895-01 | Connexus Energy | 26 | 689 | Co-op | 948-S-2023 | 8.832 | Solar |  |  | Interconnected | Blaine | 55449 | BLAINE 2 | BLN21 | Residential |  | 33932 | 2023 | 2023
20252-215895-01 | Connexus Energy | 26 | 689 | Co-op | 949-S-2023 | 3.84 | Solar |  |  | Interconnected | Andover | 55304 | SODERVILLE | SOD05 | Residential |  | 22776 | 2022 | 2023
20252-215895-01 | Connexus Energy | 26 | 689 | Co-op | 950-S-2023 | 6.4 | Solar |  |  | Interconnected | Big Lake | 55309 | THOMPSON LAKE | TLK01 | Residential |  | 39200 | 2022 | 2023
20252-215895-01 | Connexus Energy | 26 | 689 | Co-op | 951-S-2023 | 120 | Solar |  |  | Interconnected | Blaine | 55449 | AIRPORT 1 | APT01 | Commercial |  | 302690 | 2022 | 2023
20252-215895-01 | Connexus Energy | 26 | 689 | Co-op | 952-S-2023 | 6.3 | Solar |  |  | Interconnected | Blaine | 55449 | BLAINE 2 | BLN21 | Residential |  | 28884 | 2023 | 2023
20252-215895-01 | Connexus Energy | 26 | 689 | Co-op | 953-S-2023 | 4.48 | Solar |  |  | Interconnected | Blaine | 55449 | AIRPORT 1 | APT05 | Residential |  | 28987 | 2023 | 2023
20252-215895-01 | Connexus Energy | 26 | 689 | Co-op | 954-S-2023 | 7.68 | Solar |  |  | Interconnected | Isanti | 55040 | ISANTI | IST06 | Residential |  | 32971 | 2023 | 2023
20252-215895-01 | Connexus Energy | 26 | 689 | Co-op | 955-S-2023 | 8.32 | Solar |  |  | Interconnected | Blaine | 55449 | BLAINE 2 | BLN21 | Residential |  | 48500 | 2022 | 2023
20252-215895-01 | Connexus Energy | 26 | 689 | Co-op | 956-S-2023 | 18.34 | Solar |  | X | Interconnected | Anoka | 55303 | ANOKA | AKA06 | Residential |  | 64013 | 2022 | 2023
20252-215895-01 | Connexus Energy | 26 | 689 | Co-op | 957-S-2023 | 32.48 | Solar |  |  | Interconnected | Osseo | 55369 | HENNEPIN | HEN02 | Residential |  | 85890 | 2023 | 2023
20252-215895-01 | Connexus Energy | 26 | 689 | Co-op | 958-S-2023 | 35.48 | Solar |  | X | Interconnected | Forest Lake | 55025 | FOREST LAKE | FLK04 | Residential |  | 48680 | 2022 | 2023
20252-215895-01 | Connexus Energy | 26 | 689 | Co-op | 959-S-2023 | 16 | Solar |  |  | Interconnected | Ham Lake | 55304 | EAST BETHEL | EBL03 | Residential |  | 91520 | 2023 | 2023
20252-215895-01 | Connexus Energy | 26 | 689 | Co-op | 960-S-2023 | 4.886 | Solar |  |  | Interconnected | Hugo | 55038 | HUGO | HGO02 | Residential |  | 22500 | 2022 | 2023
20252-215895-01 | Connexus Energy | 26 | 689 | Co-op | 961-S-2023 | 3.84 | Solar |  |  | Interconnected | Blaine | 55449 | BLAINE 2 | BLN21 | Residential |  | 22776 | 2023 | 2023
20252-215895-01 | Connexus Energy | 26 | 689 | Co-op | 962-S-2023 | 6 | Solar |  |  | Interconnected | Zimmerman | 55398 | ZIMMERMAN | ZIM06 | Residential |  | 26896 | 2023 | 2023
20252-215895-01 | Connexus Energy | 26 | 689 | Co-op | 963-S-2023 | 10.47 | Solar |  |  | Interconnected | Blaine | 55449 | BLAINE 2 | BLN21 | Residential |  | 58370 | 2022 | 2023
20252-215895-01 | Connexus Energy | 26 | 689 | Co-op | 964-S-2023 | 8.96 | Solar |  |  | Interconnected | Blaine | 55449 | BLAINE 2 | BLN21 | Residential |  | 55678 | 2023 | 2023
20252-215895-01 | Connexus Energy | 26 | 689 | Co-op | 965-S-2023 | 5.12 | Solar |  |  | Interconnected | Coon Rapids | 55448 | SPRING LAKE PARK | SLP02 | Residential |  | 30135 | 2023 | 2023
20252-215895-01 | Connexus Energy | 26 | 689 | Co-op | 966-S-2023 | 7.68 | Solar |  |  | Interconnected | Andover | 55304 | NORTH BUNKER LAKE | NBL15 | Residential |  | 45736 | 2022 | 2023
20252-215895-01 | Connexus Energy | 26 | 689 | Co-op | 967-S-2023 | 6.4 | Solar |  |  | Interconnected | Forest Lake | 55025 | FOREST LAKE | FLK22 | Residential |  | 40180 | 2023 | 2023
20252-215895-01 | Connexus Energy | 26 | 689 | Co-op | 968-S-2023 | 6.4 | Solar |  |  | Interconnected | Blaine | 55449 | AIRPORT 1 | APT02 | Residential |  | 38171 | 2023 | 2023
20252-215895-01 | Connexus Energy | 26 | 689 | Co-op | 969-S-2023 | 7.68 | Solar |  |  | Interconnected | Blaine | 55449 | JOHNSVILLE | JON05 | Residential |  | 45736 | 2022 | 2023
20252-215895-01 | Connexus Energy | 26 | 689 | Co-op | 970-S-2023 | 39.9 | Solar |  |  | Interconnected | Big Lake | 55309 | REMMELE | RML02 | Commercial |  | 149900 | 2023 | 2023
20252-215895-01 | Connexus Energy | 26 | 689 | Co-op | 971-S-2023 | 3.84 | Solar |  |  | Interconnected | Lino Lakes | 55038 | WHITE BEAR TOWNSHIP | WBR03 | Residential |  | 22776 | 2023 | 2023
20252-215895-01 | Connexus Energy | 26 | 689 | Co-op | 972-S-2023 | 7.83 | Solar |  |  | Interconnected | Ham Lake | 55304 | HAM LAKE | HAM01 | Residential |  | 49026 | 2022 | 2023
20252-215895-01 | Connexus Energy | 26 | 689 | Co-op | 973-S-2023 | 4.48 | Solar |  |  | Interconnected | Coon Rapids | 55433 | CROOKED LAKE | CRK05 | Residential |  | 28987 | 2023 | 2023
20252-215895-01 | Connexus Energy | 26 | 689 | Co-op | 974-S-2023 | 8.7 | Solar |  |  | Interconnected | Blaine | 55449 | BLAINE 2 | BLN23 | Residential |  | 36444 | 2022 | 2023
20252-215895-01 | Connexus Energy | 26 | 689 | Co-op | 975-S-2023 | 5.76 | Solar |  |  | Interconnected | Forest Lake | 55025 | FOREST LAKE | FLK22 | Residential |  | 34153 | 2023 | 2023
20252-215895-01 | Connexus Energy | 26 | 689 | Co-op | 976-S-2023 | 5.76 | Solar |  |  | Interconnected | Blaine | 55434 | LEXINGTON | LXN04 | Residential |  | 34153 | 2023 | 2023
20252-215895-01 | Connexus Energy | 26 | 689 | Co-op | 977-S-2023 | 3.19 | Solar |  |  | Interconnected | Andover | 55304 | ANDOVER | AND01 | Residential |  | 27252 | 2023 | 2023
20252-215895-01 | Connexus Energy | 26 | 689 | Co-op | 978-S-2023 | 38.28 | Solar |  |  | Interconnected | Hugo | 55038 | HUGO | HGO02 | Residential |  | 135000 | 2022 | 2023
20252-215895-01 | Connexus Energy | 26 | 689 | Co-op | 979-S-2023 | 6.38 | Solar |  |  | Interconnected | Elk River | 55330 | ANOKA | AKA05 | Residential |  | 54181 | 2023 | 2023
20252-215895-01 | Connexus Energy | 26 | 689 | Co-op | 980-S-2023 | 6.96 | Solar |  |  | Interconnected | Blaine | 55449 | BLAINE 1 | BLN04 | Residential |  | 27550 | 2023 | 2023
20252-215895-01 | Connexus Energy | 26 | 689 | Co-op | 981-S-2023 | 14.5 | Solar |  |  | Interconnected | East Bethel | 55011 | FOREST LAKE | FLK21 | Residential |  | 79729 | 2022 | 2023
20252-215895-01 | Connexus Energy | 26 | 689 | Co-op | 982-S-2023 | 5.76 | Solar |  |  | Interconnected | Big Lake | 55309 | THOMPSON LAKE | TLK03 | Residential |  | 36971 | 2023 | 2023
20252-215895-01 | Connexus Energy | 26 | 689 | Co-op | 983-S-2023 | 3.84 | Solar |  |  | Interconnected | Coon Rapids | 55433 | PARKWOOD | PWD06 | Residential |  | 22776 | 2023 | 2023
20252-215895-01 | Connexus Energy | 26 | 689 | Co-op | 984-S-2023 | 2.61 | Solar |  |  | Interconnected | Blaine | 55449 | BLAINE 1 | BLN01 | Residential |  | 24117 | 2023 | 2023
20252-215895-01 | Connexus Energy | 26 | 689 | Co-op | 985-S-2023 | 7.25 | Solar |  |  | Interconnected | Blaine | 55449 | LEXINGTON | LXN04 | Residential |  | 54440 | 2023 | 2023
20252-215895-01 | Connexus Energy | 26 | 689 | Co-op | 986-S-2023 | 3.48 | Solar |  |  | Interconnected | Blaine | 55449 | BLAINE 1 | BLN06 | Residential |  | 29301 | 2023 | 2023
20252-215895-01 | Connexus Energy | 26 | 689 | Co-op | 987-S-2023 | 5.76 | Solar |  |  | Interconnected | Blaine | 55449 | BLAINE 2 | BLN21 | Residential |  | 34153 | 2022 | 2023
20252-215895-01 | Connexus Energy | 26 | 689 | Co-op | 988-S-2023 | 10.47 | Solar |  |  | Interconnected | Dayton | 55327 | HENNEPIN | HEN02 | Residential |  | 20000 | 2023 | 2023
20252-215895-01 | Connexus Energy | 26 | 689 | Co-op | 989-S-2023 | 6.09 | Solar |  |  | Interconnected | Andover | 55304 | RAMSEY | RAM01 | Residential |  | 51834 | 2023 | 2023
20252-215895-01 | Connexus Energy | 26 | 689 | Co-op | 990-S-2023 | 5.76 | Solar |  |  | Interconnected | Ham Lake | 55304 | SODERVILLE | SOD05 | Residential |  | 36162 | 2022 | 2023
20252-215895-01 | Connexus Energy | 26 | 689 | Co-op | 991-S-2023 | 6.4 | Solar |  |  | Interconnected | Blaine | 55449 | BLAINE 2 | BLN21 | Residential |  | 40180 | 2023 | 2023
20252-215895-01 | Connexus Energy | 26 | 689 | Co-op | 992-S-2023 | 7.04 | Solar |  |  | Interconnected | Big Lake | 55309 | THOMPSON LAKE | TLK01 | Residential |  | 39641 | 2023 | 2023
20252-215895-01 | Connexus Energy | 26 | 689 | Co-op | 993-S-2023 | 8.96 | Solar |  |  | Interconnected | Zimmerman | 55398 | ZIMMERMAN | ZIM03 | Residential |  | 53690 | 2023 | 2023
20252-215895-01 | Connexus Energy | 26 | 689 | Co-op | 994-S-2023 | 17.92 | Solar |  |  | Interconnected | Forest Lake | 55025 | FOREST LAKE | FLK02 | Residential |  | 87503 | 2023 | 2023
20252-215895-01 | Connexus Energy | 26 | 689 | Co-op | 995-S-2023 | 11.168 | Solar |  |  | Interconnected | Blaine | 55449 | BLAINE 2 | BLN23 | Residential |  | 46808 | 2023 | 2023
20252-215895-01 | Connexus Energy | 26 | 689 | Co-op | 996-S-2023 | 3.84 | Solar |  |  | Interconnected | Zimmerman | 55398 | ZIMMERMAN | ZIM02 | Residential |  | 22776 | 2023 | 2023
20252-215895-01 | Connexus Energy | 26 | 689 | Co-op | 997-S-2023 | 11.02 | Solar |  |  | Interconnected | Blaine | 55449 | BLAINE 1 | BLN04 | Residential |  | 64000 | 2022 | 2023
20252-215895-01 | Connexus Energy | 26 | 689 | Co-op | 998-S-2023 | 3.8 | Solar |  |  | Interconnected | Coon Rapids | 55448 | NORTH BUNKER LAKE | NBL11 | Residential |  | 21515 | 2022 | 2023
20252-215895-01 | Connexus Energy | 26 | 689 | Co-op | 999-S-2023 | 7.245 | Solar |  |  | Interconnected | Andover | 55304 | ANDOVER | AND01 | Residential |  | 31219 | 2023 | 2023
20252-215895-01 | Connexus Energy | 26 | 689 | Co-op | 1000-S-2023 | 9.765 | Solar |  |  | Interconnected | Andover | 55304 | ANDOVER | AND03 | Residential |  | 35250 | 2023 | 2023
20252-215895-01 | Connexus Energy | 26 | 689 | Co-op | 1001-S-2023 | 2.9 | Solar |  |  | Interconnected | Blaine | 55449 | BLAINE 1 | BLN06 | Residential |  | 25948 | 2023 | 2023
20252-215895-01 | Connexus Energy | 26 | 689 | Co-op | 1002-S-2023 | 5.76 | Solar |  |  | Interconnected | Blaine | 55449 | BLAINE 2 | BLN21 | Residential |  | 36162 | 2023 | 2023
20252-215895-01 | Connexus Energy | 26 | 689 | Co-op | 1003-S-2023 | 7.04 | Solar |  |  | Interconnected | Cedar | 55011 | EAST BETHEL | EBL02 | Residential |  | 15000 | 2023 | 2023
20252-215895-01 | Connexus Energy | 26 | 689 | Co-op | 1004-S-2023 | 5.76 | Solar |  |  | Interconnected | Blaine | 55449 | BLAINE 2 | BLN23 | Residential |  | 36162 | 2023 | 2023
20252-215895-01 | Connexus Energy | 26 | 689 | Co-op | 1005-S-2023 | 7.68 | Solar |  |  | Interconnected | Andover | 55304 | NORTH BUNKER LAKE | NBL16 | Residential |  | 45736 | 2022 | 2023
20252-215895-01 | Connexus Energy | 26 | 689 | Co-op | 1006-S-2023 | 6.4 | Solar |  |  | Interconnected | Andover | 55304 | NORTH BUNKER LAKE | NBL16 | Residential |  | 38171 | 2022 | 2023
20252-215895-01 | Connexus Energy | 26 | 689 | Co-op | 1007-S-2023 | 3.9 | Solar |  |  | Interconnected | Blaine | 55449 | BLAINE 1 | BLN01 | Residential |  | 22179 | 2023 | 2023
20252-215895-01 | Connexus Energy | 26 | 689 | Co-op | 1008-S-2023 | 6.4 | Solar |  |  | Interconnected | Ramsey | 55303 | ENERGY PARK | ENP06 | Residential |  | 38171 | 2022 | 2023
20252-215895-01 | Connexus Energy | 26 | 689 | Co-op | 1009-S-2023 | 9.963 | Solar |  |  | Interconnected | White Bear Lake | 55110 | CROWN | CRN03 | Residential |  | 30000 | 2023 | 2023
20252-215895-01 | Connexus Energy | 26 | 689 | Co-op | 1010-S-2023 | 4 | Solar |  |  | Interconnected | Isanti | 55040 | ISANTI | IST03 | Residential |  | 31667 | 2023 | 2023
20252-215895-01 | Connexus Energy | 26 | 689 | Co-op | 1011-S-2023 | 29.36 | Solar |  | X | Interconnected | Ramsey | 55303 | ANOKA | AKA05 | Residential |  | 52800 | 2022 | 2023
20252-215895-01 | Connexus Energy | 26 | 689 | Co-op | 1012-S-2023 | 4.48 | Solar |  |  | Interconnected | Ramsey | 55303 | ENERGY PARK | ENP03 | Residential |  | 16564 | 2023 | 2023
20252-215895-01 | Connexus Energy | 26 | 689 | Co-op | 1013-S-2023 | 5.22 | Solar |  |  | Interconnected | Blaine | 55449 | BLAINE 2 | BLN23 | Residential |  | 43908 | 2023 | 2023
20252-215895-01 | Connexus Energy | 26 | 689 | Co-op | 1014-S-2023 | 7.04 | Solar |  |  | Interconnected | Blaine | 55449 | BLAINE 2 | BLN21 | Residential |  | 43747 | 2023 | 2023
20252-215895-01 | Connexus Energy | 26 | 689 | Co-op | 1015-S-2023 | 8.96 | Solar |  |  | Interconnected | Champlin | 55316 | HENNEPIN | HEN03 | Residential |  | 53690 | 2023 | 2023
20252-215895-01 | Connexus Energy | 26 | 689 | Co-op | 1016-S-2023 | 6.09 | Solar |  |  | Interconnected | Hugo | 55038 | WHITE BEAR TOWNSHIP | WBR03 | Residential |  | 45120 | 2023 | 2023
20252-215895-01 | Connexus Energy | 26 | 689 | Co-op | 1017-S-2023 | 5.12 | Solar |  |  | Interconnected | Andover | 55304 | SODERVILLE | SOD05 | Residential |  | 32144 | 2022 | 2023
20252-215895-01 | Connexus Energy | 26 | 689 | Co-op | 1018-S-2023 | 7.6 | Solar |  |  | Interconnected | Princeton | 55371 | BALDWIN 1 | BDN01 | Residential |  | 42342 | 2022 | 2023
20252-215895-01 | Connexus Energy | 26 | 689 | Co-op | 1019-S-2023 | 5.12 | Solar |  |  | Interconnected | Stacy | 55079 | MARTIN LAKE 2 | MLK22 | Residential |  | 34944 | 2023 | 2023
20252-215895-01 | Connexus Energy | 26 | 689 | Co-op | 1020-S-2023 | 12.18 | Solar |  |  | Interconnected | East Bethel | 55092 | MARTIN LAKE 1 | MLK04 | Residential |  | 56963 | 2023 | 2023
20252-215895-01 | Connexus Energy | 26 | 689 | Co-op | 1021-S-2023 | 12 | Solar |  |  | Interconnected | Elk River | 55330 | ANOKA | AKA06 | Commercial |  | 48750 | 2023 | 2023
20252-215895-01 | Connexus Energy | 26 | 689 | Co-op | 1022-S-2023 | 10.73 | Solar |  |  | Interconnected | Ham Lake | 55304 | HAM LAKE | HAM05 | Residential |  | 31598 | 2022 | 2023
20252-215895-01 | Connexus Energy | 26 | 689 | Co-op | 1023-S-2023 | 11.292 | Solar |  | X | Interconnected | Vadnais Heights | 55127 | VADNAIS HEIGHTS 2 | VDH21 | Residential |  | 40696 | 2022 | 2023
20252-215895-01 | Connexus Energy | 26 | 689 | Co-op | 1024-S-2023 | 7.54 | Solar |  |  | Interconnected | Big Lake | 55309 | REMMELE | RML06 | Residential |  | 46600.25 | 2022 | 2023
20252-215895-01 | Connexus Energy | 26 | 689 | Co-op | 1025-S-2023 | 3.84 | Solar |  |  | Interconnected | Coon Rapids | 55448 | SPRING LAKE PARK | SLP04 | Residential |  | 22776 | 2023 | 2023
20252-215895-01 | Connexus Energy | 26 | 689 | Co-op | 1026-S-2023 | 30 | Solar |  |  | Interconnected | Centerville | 55038 | HUGO | HGO03 | Commercial |  | 84900 | 2022 | 2023
20252-215895-01 | Connexus Energy | 26 | 689 | Co-op | 1027-S-2023 | 4.64 | Solar |  |  | Interconnected | Ramsey | 55303 | RAMSEY | RAM01 | Residential |  | 19436 | 2023 | 2023
20252-215895-01 | Connexus Energy | 26 | 689 | Co-op | 1028-S-2023 | 3.84 | Solar |  |  | Interconnected | Zimmerman | 55398 | ZIMMERMAN | ZIM03 | Residential |  | 24846 | 2023 | 2023
20252-215895-01 | Connexus Energy | 26 | 689 | Co-op | 1029-S-2023 | 6.09 | Solar |  |  | Interconnected | Circle Pines | 55014 | CIRCLE PINES | CIR04 | Residential |  | 43270 | 2022 | 2023
20252-215895-01 | Connexus Energy | 26 | 689 | Co-op | 1030-S-2023 | 4.64 | Solar |  |  | Interconnected | Isanti | 55040 | ISANTI | IST04 | Residential |  | 36715 | 2022 | 2023
20252-215895-01 | Connexus Energy | 26 | 689 | Co-op | 1031-S-2023 | 8.82 | Solar |  |  | Interconnected | Cedar | 55011 | EAST BETHEL | EBL03 | Residential |  | 62265 | 2023 | 2023
20252-215895-01 | Connexus Energy | 26 | 689 | Co-op | 1032-S-2023 | 5.76 | Solar |  |  | Interconnected | Andover | 55304 | SODERVILLE | SOD05 | Residential |  | 34153 | 2023 | 2023
20252-215895-01 | Connexus Energy | 26 | 689 | Co-op | 1033-S-2023 | 9.6 | Solar |  |  | Interconnected | Ham Lake | 55304 | HAM LAKE | HAM05 | Residential |  | 56018 | 2023 | 2023
20252-215895-01 | Connexus Energy | 26 | 689 | Co-op | 1034-S-2023 | 7.83 | Solar |  |  | Interconnected | Blaine | 55449 | JOHNSVILLE | JON05 | Residential |  | 35532 | 2023 | 2023
20252-215895-01 | Connexus Energy | 26 | 689 | Co-op | 1035-S-2023 | 9.57 | Solar |  |  | Interconnected | Big Lake | 55309 | REMMELE | RML04 | Residential |  | 43993 | 2022 | 2023
20252-215895-01 | Connexus Energy | 26 | 689 | Co-op | 1036-S-2023 | 25.128 | Solar |  |  | Interconnected | Saint Francis | 55070 | ST. FRANCIS | STF04 | Residential |  | 74500 | 2022 | 2023
20252-215895-01 | Connexus Energy | 26 | 689 | Co-op | 1037-S-2023 | 3.77 | Solar |  |  | Interconnected | Circle Pines | 55014 | CIRCLE PINES | CIR04 | Residential |  | 30724 | 2022 | 2023
20252-215895-01 | Connexus Energy | 26 | 689 | Co-op | 1038-S-2023 | 11.31 | Solar |  |  | Interconnected | Blaine | 55449 | BLAINE 1 | BLN03 | Residential |  | 48849 | 2023 | 2023
20252-215895-01 | Connexus Energy | 26 | 689 | Co-op | 1039-S-2023 | 3.48 | Solar |  |  | Interconnected | Forest Lake | 55025 | HUGO | HGO02 | Residential |  | 31940 | 2023 | 2023
20252-215895-01 | Connexus Energy | 26 | 689 | Co-op | 1040-S-2023 | 4.48 | Solar |  |  | Interconnected | Ramsey | 55303 | RAMSEY | RAM04 | Residential |  | 26917 | 2023 | 2023
20252-215895-01 | Connexus Energy | 26 | 689 | Co-op | 1041-S-2023 | 5.76 | Solar |  |  | Interconnected | Big Lake | 55309 | REMMELE | RML03 | Residential |  | 35280 | 2022 | 2023
20252-215895-01 | Connexus Energy | 26 | 689 | Co-op | 1042-S-2023 | 7.68 | Solar |  |  | Interconnected | Blaine | 55449 | JOHNSVILLE | JON03 | Residential |  | 47724 | 2022 | 2023
20252-215895-01 | Connexus Energy | 26 | 689 | Co-op | 1043-S-2023 | 5.76 | Solar |  |  | Interconnected | Blaine | 55449 | AIRPORT 1 | APT05 | Residential |  | 34153 | 2022 | 2023
20252-215895-01 | Connexus Energy | 26 | 689 | Co-op | 1044-S-2023 | 7.2 | Solar |  |  | Interconnected | Forest Lake | 55025 | MAY | MAY03 | Residential |  | 27840 | 2022 | 2023
20252-215895-01 | Connexus Energy | 26 | 689 | Co-op | 1045-S-2023 | 11.02 | Solar |  |  | Interconnected | Saint Francis | 55070 | ST. FRANCIS | STF06 | Residential |  | 48050 | 2022 | 2023
20252-215895-01 | Connexus Energy | 26 | 689 | Co-op | 1046-S-2023 | 13.34 | Solar |  |  | Interconnected | Isanti | 55040 | ISANTI | IST06 | Residential |  | 74216 | 2022 | 2023
20252-215895-01 | Connexus Energy | 26 | 689 | Co-op | 1047-S-2023 | 2.9 | Solar |  |  | Interconnected | Hugo | 55038 | HUGO | HGO02 | Residential |  | 22588 | 2023 | 2023
20252-215895-01 | Connexus Energy | 26 | 689 | Co-op | 1048-S-2023 | 4.06 | Solar |  |  | Interconnected | Hugo | 55038 | HUGO | HGO02 | Residential |  | 22024 | 2023 | 2023
20252-215895-01 | Connexus Energy | 26 | 689 | Co-op | 1049-S-2023 | 8.32 | Solar |  |  | Interconnected | Andover | 55304 | NORTH BUNKER LAKE | NBL16 | Residential |  | 51701 | 2022 | 2023
20252-215895-01 | Connexus Energy | 26 | 689 | Co-op | 1050-S-2023 | 5.12 | Solar |  |  | Interconnected | Andover | 55304 | BUNKER LAKE | BUL06 | Residential |  | 32144 | 2022 | 2023
20252-215895-01 | Connexus Energy | 26 | 689 | Co-op | 1051-S-2023 | 6.4 | Solar |  |  | Interconnected | Lino Lakes | 55014 | BLAINE 2 | BLN22 | Residential |  | 40180 | 2023 | 2023
20252-215895-01 | Connexus Energy | 26 | 689 | Co-op | 1052-S-2023 | 7.68 | Solar |  |  | Interconnected | Ramsey | 55303 | ANOKA | AKA04 | Residential |  | 40180 | 2022 | 2023
20252-215895-01 | Connexus Energy | 26 | 689 | Co-op | 1053-S-2023 | 12.913 | Solar |  |  | Interconnected | Blaine | 55449 | BLAINE 2 | BLN23 | Residential |  | 46488 | 2022 | 2023
20252-215895-01 | Connexus Energy | 26 | 689 | Co-op | 1054-S-2023 | 24.5 | Solar |  | X | Interconnected | Ramsey | 55303 | DAYTONPORT | DPT02 | Residential |  | 96357 | 2022 | 2023
20252-215895-01 | Connexus Energy | 26 | 689 | Co-op | 1055-S-2023 | 4.35 | Solar |  |  | Interconnected | Zimmerman | 55398 | BALDWIN 2 | BDN21 | Residential |  | 50507 | 2023 | 2023
20252-215895-01 | Connexus Energy | 26 | 689 | Co-op | 1056-S-2023 | 7.68 | Solar |  |  | Interconnected | Blaine | 55449 | BLAINE 2 | BLN21 | Residential |  | 47724 | 2023 | 2023
20252-215895-01 | Connexus Energy | 26 | 689 | Co-op | 1057-S-2023 | 5.12 | Solar |  |  | Interconnected | Coon Rapids | 55433 | PARKWOOD | PWD03 | Residential |  | 30184 | 2023 | 2023
20252-215895-01 | Connexus Energy | 26 | 689 | Co-op | 1058-S-2023 | 5.12 | Solar |  |  | Interconnected | Andover | 55304 | SODERVILLE | SOD05 | Residential |  | 32684 | 2023 | 2023
20252-215895-01 | Connexus Energy | 26 | 689 | Co-op | 1059-S-2023 | 5.04 | Solar |  |  | Interconnected | Ramsey | 55303 | DAYTONPORT | DPT05 | Residential |  | 41098 | 2023 | 2023
20252-215895-01 | Connexus Energy | 26 | 689 | Co-op | 1060-S-2023 | 3.84 | Solar |  |  | Interconnected | Big Lake | 55309 | REMMELE | RML02 | Residential |  | 21412 | 2023 | 2023
20252-215895-01 | Connexus Energy | 26 | 689 | Co-op | 1061-S-2023 | 3.48 | Solar |  |  | Interconnected | Cambridge | 55008 | ISANTI | IST06 | Residential |  | 15629 | 2022 | 2023
20252-215895-01 | Connexus Energy | 26 | 689 | Co-op | 1062-S-2023 | 8.77 | Solar |  |  | Interconnected | Blaine | 55449 | BLAINE 2 | BLN23 | Residential |  | 10000 | 2022 | 2023
20252-215895-01 | Connexus Energy | 26 | 689 | Co-op | 1063-S-2023 | 6.38 | Solar |  |  | Interconnected | Ramsey | 55303 | RAMSEY | RAM04 | Residential |  | 49927 | 2023 | 2023
20252-215895-01 | Connexus Energy | 26 | 689 | Co-op | 1064-S-2023 | 4.06 | Solar |  |  | Interconnected | Coon Rapids | 55433 | WOODCREST | WDT05 | Residential |  | 30363 | 2023 | 2023
20252-215895-01 | Connexus Energy | 26 | 689 | Co-op | 1065-S-2023 | 3.77 | Solar |  |  | Interconnected | Blaine | 55449 | AIRPORT 1 | APT05 | Residential |  | 20498 | 2023 | 2023
20252-215895-01 | Connexus Energy | 26 | 689 | Co-op | 1066-S-2023 | 6.615 | Solar |  |  | Interconnected | Coon Rapids | 55448 | BUNKER LAKE | BUL07 | Residential |  | 50102 | 2023 | 2023
20252-215895-01 | Connexus Energy | 26 | 689 | Co-op | 1067-S-2023 | 5.51 | Solar |  |  | Interconnected | Blaine | 55434 | NORTHTOWN | NTN01 | Residential |  | 38507 | 2022 | 2023
20252-215895-01 | Connexus Energy | 26 | 689 | Co-op | 1068-S-2023 | 17.98 | Solar |  |  | Interconnected | Ham Lake | 55304 | HAM LAKE | HAM02 | Residential |  | 43938 | 2023 | 2023
20252-215895-01 | Connexus Energy | 26 | 689 | Co-op | 1069-S-2023 | 6.38 | Solar |  |  | Interconnected | Coon Rapids | 55448 | NORTH BUNKER LAKE | NBL13 | Residential |  | 29870 | 2023 | 2023
20252-215895-01 | Connexus Energy | 26 | 689 | Co-op | 1070-S-2023 | 7.04 | Solar |  |  | Interconnected | Coon Rapids | 55448 | BUNKER LAKE | BUL07 | Residential |  | 42189 | 2022 | 2023
20252-215895-01 | Connexus Energy | 26 | 689 | Co-op | 1071-S-2023 | 3.8 | Solar |  |  | Interconnected | Andover | 55304 | NORTH BUNKER LAKE | NBL16 | Residential |  | 18192 | 2022 | 2023
20252-215895-01 | Connexus Energy | 26 | 689 | Co-op | 1072-S-2023 | 3.19 | Solar |  |  | Interconnected | Blaine | 55449 | BLAINE 2 | BLN23 | Residential |  | 27694 | 2023 | 2023
20252-215895-01 | Connexus Energy | 26 | 689 | Co-op | 1073-S-2023 | 6.4 | Solar |  |  | Interconnected | Blaine | 55434 | AIRPORT 1 | APT05 | Residential |  | 40180 | 2022 | 2023
20252-215895-01 | Connexus Energy | 26 | 689 | Co-op | 1074-S-2023 | 7.04 | Solar |  |  | Interconnected | Andover | 55304 | NORTH BUNKER LAKE | NBL16 | Residential |  | 42189 | 2022 | 2023
20252-215895-01 | Connexus Energy | 26 | 689 | Co-op | 1075-S-2023 | 13.92 | Solar |  |  | Interconnected | Stacy | 55079 | MARTIN LAKE 2 | MLK22 | Residential |  | 86242 | 2023 | 2023
20252-215895-01 | Connexus Energy | 26 | 689 | Co-op | 1076-S-2023 | 3.84 | Solar |  |  | Interconnected | Blaine | 55449 | AIRPORT 1 | APT05 | Residential |  | 22776 | 2022 | 2023
20252-215895-01 | Connexus Energy | 26 | 689 | Co-op | 1077-S-2023 | 17.664 | Solar |  |  | Interconnected | Blaine | 55449 | AIRPORT | APT05 | Residential |  | 44585 | 2023 | 2023
20252-215895-01 | Connexus Energy | 26 | 689 | Co-op | 1078-S-2023 | 5.12 | Solar |  |  | Interconnected | Blaine | 55434 | SPRING LAKE PARK | SLP01 | Residential |  | 29400 | 2022 | 2023
20252-215895-01 | Connexus Energy | 26 | 689 | Co-op | 1079-S-2023 | 6.4 | Solar |  |  | Interconnected | Blaine | 55434 | AIRPORT 2 | APT26 | Residential |  | 38171 | 2022 | 2023
20252-215895-01 | Connexus Energy | 26 | 689 | Co-op | 1080-S-2023 | 25.08 | Solar |  | X | Interconnected | East Bethel | 55005 | MARTIN LAKE 1 | MLK03 | Residential |  | 115000 | 2022 | 2023
20252-215895-01 | Connexus Energy | 26 | 689 | Co-op | 1081-S-2023 | 8.32 | Solar |  |  | Interconnected | Andover | 55304 | ANDOVER | AND03 | Residential |  | 53240 | 2022 | 2023
20252-215895-01 | Connexus Energy | 26 | 689 | Co-op | 1082-S-2023 | 3.84 | Solar |  |  | Interconnected | Coon Rapids | 55448 | NORTH BUNKER LAKE | NBL11 | Residential |  | 24846 | 2022 | 2023
20252-215895-01 | Connexus Energy | 26 | 689 | Co-op | 1083-S-2023 | 14.5 | Solar |  |  | Interconnected | Zimmerman | 55398 | ZIMMERMAN | ZIM03 | Residential |  | 97030 | 2022 | 2023
20252-215895-01 | Connexus Energy | 26 | 689 | Co-op | 1084-S-2023 | 7.04 | Solar |  |  | Interconnected | Andover | 55304 | ANDOVER | AND01 | Residential |  | 43747 | 2023 | 2023
20252-215895-01 | Connexus Energy | 26 | 689 | Co-op | 1085-S-2023 | 8.376 | Solar |  |  | Interconnected | White Bear Lake | 55127 | WHITE BEAR TOWNSHIP | WBR01 | Residential |  | 32640 | 2022 | 2023
20252-215895-01 | Connexus Energy | 26 | 689 | Co-op | 1086-S-2023 | 5.76 | Solar |  |  | Interconnected | Blaine | 55434 | AIRPORT 1 | APT03 | Residential |  | 36162 | 2023 | 2023
20252-215895-01 | Connexus Energy | 26 | 689 | Co-op | 1087-S-2023 | 4.48 | Solar |  |  | Interconnected | Andover | 55304 | BUNKER LAKE | BUL01 | Residential |  | 26917 | 2023 | 2023
20252-215895-01 | Connexus Energy | 26 | 689 | Co-op | 1088-S-2023 | 7.04 | Solar |  |  | Interconnected | Coon Rapids | 55433 | PARKWOOD | PWD06 | Residential |  | 42189 | 2023 | 2023
20252-215895-01 | Connexus Energy | 26 | 689 | Co-op | 1089-S-2023 | 8.125 | Solar |  |  | Interconnected | Blaine | 55449 | BLAINE 2 | BLN21 | Residential |  | 37250 | 2023 | 2023
20252-215895-01 | Connexus Energy | 26 | 689 | Co-op | 1090-S-2023 | 5.12 | Solar |  |  | Interconnected | Forest Lake | 55025 | FOREST LAKE | FLK23 | Residential |  | 30135 | 2023 | 2023
20252-215895-01 | Connexus Energy | 26 | 689 | Co-op | 1091-S-2023 | 8.96 | Solar |  |  | Interconnected | Becker | 55308 | WEST BECKER | WBK02 | Residential |  | 52380 | 2022 | 2023
20252-215895-01 | Connexus Energy | 26 | 689 | Co-op | 1092-S-2023 | 5.12 | Solar |  |  | Interconnected | Hugo | 55038 | HUGO | HGO02 | Residential |  | 29828 | 2023 | 2023
20252-215895-01 | Connexus Energy | 26 | 689 | Co-op | 1093-S-2023 | 8.32 | Solar |  |  | Interconnected | Forest Lake | 55025 | FOREST LAKE | FLK22 | Residential |  | 51701 | 2023 | 2023
20252-215895-01 | Connexus Energy | 26 | 689 | Co-op | 1094-S-2023 | 3.84 | Solar |  |  | Interconnected | Big Lake | 55309 | THOMPSON LAKE | TLK01 | Residential |  | 22220 | 2022 | 2023
20252-215895-01 | Connexus Energy | 26 | 689 | Co-op | 1095-S-2023 | 8.32 | Solar |  |  | Interconnected | Becker | 55308 | WEST BECKER | WBK02 | Residential |  | 46706 | 2023 | 2023
20252-215895-01 | Connexus Energy | 26 | 689 | Co-op | 1096-S-2023 | 3.84 | Solar |  |  | Interconnected | Coon Rapids | 55448 | NORTH BUNKER LAKE | NBL11 | Residential |  | 22776 | 2022 | 2023
20252-215895-01 | Connexus Energy | 26 | 689 | Co-op | 1097-S-2023 | 3.84 | Solar |  |  | Interconnected | Hugo | 55038 | HUGO | HGO02 | Residential |  | 18430 | 2022 | 2023
20252-215895-01 | Connexus Energy | 26 | 689 | Co-op | 1098-S-2023 | 4.64 | Solar |  |  | Interconnected | Dayton | 55369 | HENNEPIN | HEN02 | Residential |  | 40804 | 2023 | 2023
20252-215895-01 | Connexus Energy | 26 | 689 | Co-op | 1099-S-2023 | 6.96 | Solar |  |  | Interconnected | Forest Lake | 55025 | HUGO | HGO02 | Residential |  | 33216 | 2023 | 2023
20252-215895-01 | Connexus Energy | 26 | 689 | Co-op | 1100-S-2023 | 3.84 | Solar |  |  | Interconnected | Hugo | 55038 | HUGO | HGO02 | Residential |  | 22776 | 2023 | 2023
20252-215895-01 | Connexus Energy | 26 | 689 | Co-op | 1101-S-2023 | 5.8 | Solar |  |  | Interconnected | Andover | 55304 | NORTH BUNKER LAKE | NBL14 | Residential |  | 48456 | 2023 | 2023
20252-215895-01 | Connexus Energy | 26 | 689 | Co-op | 1102-S-2023 | 7.04 | Solar |  |  | Interconnected | Coon Rapids | 55448 | NORTH BUNKER LAKE | NBL11 | Residential |  | 42189 | 2023 | 2023
20252-215895-01 | Connexus Energy | 26 | 689 | Co-op | 1103-S-2023 | 3.84 | Solar |  |  | Interconnected | Big Lake | 55309 | REMMELE | RML03 | Residential |  | 21412 | 2023 | 2023
20252-215895-01 | Connexus Energy | 26 | 689 | Co-op | 1104-S-2023 | 8.32 | Solar |  |  | Interconnected | Ramsey | 55303 | DAYTONPORT | DPT05 | Residential |  | 51701 | 2023 | 2023
20252-215895-01 | Connexus Energy | 26 | 689 | Co-op | 1105-S-2023 | 4.48 | Solar |  |  | Interconnected | Dayton | 55327 | ENERGY PARK | ENP05 | Residential |  | 27220 | 2023 | 2023
20252-215895-01 | Connexus Energy | 26 | 689 | Co-op | 1106-S-2023 | 15.356 | Solar |  |  | Interconnected | Oak Grove | 55303 | ANDOVER | AND04 | Residential |  | 67928 | 2022 | 2023
20252-215895-01 | Connexus Energy | 26 | 689 | Co-op | 1107-S-2023 | 4.48 | Solar |  |  | Interconnected | Lino Lakes | 55014 | BLAINE 1 | BLN06 | Residential |  | 26917 | 2022 | 2023
20252-215895-01 | Connexus Energy | 26 | 689 | Co-op | 1108-S-2023 | 3.48 | Solar |  |  | Interconnected | Forest Lake | 55025 | HUGO | HGO2 | Residential |  | 15594 | 2023 | 2023
20252-215895-01 | Connexus Energy | 26 | 689 | Co-op | 1109-S-2023 | 5.12 | Solar |  |  | Interconnected | Blaine | 55449 | AIRPORT 1 | APT05 | Residential |  | 32144 | 2023 | 2023
20252-215895-01 | Connexus Energy | 26 | 689 | Co-op | 1110-S-2023 | 5.12 | Solar |  |  | Interconnected | Forest Lake | 55025 | FOREST LAKE | FLK22 | Residential |  | 32144 | 2023 | 2023
20252-215895-01 | Connexus Energy | 26 | 689 | Co-op | 1111-S-2023 | 3.84 | Solar |  |  | Interconnected | Blaine | 55449 | BLAINE | BLN03 | Residential |  | 22776 | 2022 | 2023
20252-215895-01 | Connexus Energy | 26 | 689 | Co-op | 1112-S-2023 | 6.93 | Solar |  |  | Interconnected | Blaine | 55449 | BLAINE 2 | BLN21 | Residential |  | 34049 | 2023 | 2023
20252-215895-01 | Connexus Energy | 26 | 689 | Co-op | 1113-S-2023 | 4.48 | Solar |  |  | Interconnected | Coon Rapids | 55448 | NORTH BUNKER LAKE | NBL11 | Residential |  | 25917 | 2023 | 2023
20252-215895-01 | Connexus Energy | 26 | 689 | Co-op | 1114-S-2023 | 6.67 | Solar |  |  | Interconnected | Andover | 55304 | SODERVILLE | SOD05 | Residential |  | 50350 | 2023 | 2023
20252-215895-01 | Connexus Energy | 26 | 689 | Co-op | 1115-S-2023 | 14.658 | Solar |  |  | Interconnected | Ham Lake | 55304 | HAM LAKE | HAM03 | Residential |  | 63114 | 2022 | 2023
20252-215895-01 | Connexus Energy | 26 | 689 | Co-op | 1116-S-2023 | 3.84 | Solar |  |  | Interconnected | Hugo | 55038 | HUGO | HGO02 | Residential |  | 18000 | 2023 | 2023
20252-215895-01 | Connexus Energy | 26 | 689 | Co-op | 1117-S-2023 | 14.5 | Solar |  |  | Interconnected | Wyoming | 55092 | EAST BETHEL | EBL03 | Residential |  | 50000 | 2022 | 2023
20252-215895-01 | Connexus Energy | 26 | 689 | Co-op | 1118-S-2023 | 8.376 | Solar |  |  | Interconnected | Elk River | 55330 | ANOKA | AKA05 | Residential |  | 45716 | 2023 | 2023
20252-215895-01 | Connexus Energy | 26 | 689 | Co-op | 1119-S-2023 | 3.84 | Solar |  |  | Interconnected | Blaine | 55449 | BLAINE 2 | BLN21 | Residential |  | 22776 | 2022 | 2023
20252-215895-01 | Connexus Energy | 26 | 689 | Co-op | 1120-S-2023 | 4.93 | Solar |  |  | Interconnected | Lino Lakes | 55038 | WHITE BEAR TOWNSHIP | WBR04 | Residential |  | 42102 | 2023 | 2023
20252-215895-01 | Connexus Energy | 26 | 689 | Co-op | 1121-S-2023 | 12.8 | Solar |  |  | Interconnected | Cambridge | 55008 | ISANTI | IST01 | Residential |  | 65281 | 2023 | 2023
20252-215895-01 | Connexus Energy | 26 | 689 | Co-op | 1122-S-2023 | 4.41 | Solar |  |  | Interconnected | Dayton | 55327 | ENERGY PARK | ENP05 | Residential |  | 34371 | 2023 | 2023
20252-215895-01 | Connexus Energy | 26 | 689 | Co-op | 1123-S-2023 | 3.84 | Solar |  |  | Interconnected | Forest Lake | 55025 | FOREST LAKE | FLK22 | Residential |  | 22776 | 2023 | 2023
20252-215895-01 | Connexus Energy | 26 | 689 | Co-op | 1124-S-2023 | 2.32 | Solar |  |  | Interconnected | Andover | 55304 | RAMSEY | RAM01 | Residential |  | 19465 | 2023 | 2023
20252-215895-01 | Connexus Energy | 26 | 689 | Co-op | 1125-S-2023 | 5.12 | Solar |  |  | Interconnected | Hugo | 55038 | HUGO | HGO03 | Residential |  | 32144 | 2023 | 2023
20252-215895-01 | Connexus Energy | 26 | 689 | Co-op | 1126-S-2023 | 4.64 | Solar |  |  | Interconnected | Dayton | 55327 | ENERGY PARK | ENP05 | Residential |  | 39480 | 2023 | 2023
20252-215895-01 | Connexus Energy | 26 | 689 | Co-op | 1127-S-2023 | 16.986 | Solar |  | X | Interconnected | Ramsey | 55303 | RAMSEY | RAM04 | Residential |  | 70866 | 2022 | 2023
20252-215895-01 | Connexus Energy | 26 | 689 | Co-op | 1128-S-2023 | 7.68 | Solar |  |  | Interconnected | Blaine | 55449 | LEXINGTON | LXN04 | Residential |  | 45736 | 2022 | 2023
20252-215895-01 | Connexus Energy | 26 | 689 | Co-op | 1129-S-2023 | 6.09 | Solar |  |  | Interconnected | Dayton | 55327 | ENERGY PARK | ENP05 | Residential |  | 46185 | 2023 | 2023
20252-215895-01 | Connexus Energy | 26 | 689 | Co-op | 1130-S-2023 | 7.79 | Solar |  |  | Interconnected | Isanti | 55040 | ISANTI | IST03 | Residential |  | 37348 | 2023 | 2023
20252-215895-01 | Connexus Energy | 26 | 689 | Co-op | 1131-S-2023 | 5.76 | Solar |  |  | Interconnected | Big Lake | 55309 | THOMPSON LAKE | TLK03 | Residential |  | 35280 | 2022 | 2023
20252-215895-01 | Connexus Energy | 26 | 689 | Co-op | 1132-S-2023 | 5.76 | Solar |  |  | Interconnected | Lino Lakes | 55038 | HUGO | HGO03 | Residential |  | 36162 | 2023 | 2023
20252-215895-01 | Connexus Energy | 26 | 689 | Co-op | 1133-S-2023 | 10.88 | Solar |  |  | Interconnected | Big Lake | 55309 | THOMPSON LAKE | TLK01 | Residential |  | 65960 | 2022 | 2023
20252-215895-01 | Connexus Energy | 26 | 689 | Co-op | 1134-S-2023 | 15.2 | Solar |  |  | Interconnected | Elk River | 55330 | BIG LAKE | BLK06 | Residential |  | 75000 | 2023 | 2023
20252-215895-01 | Connexus Energy | 26 | 689 | Co-op | 1135-S-2023 | 9.86 | Solar |  |  | Interconnected | Nowthen | 55303 | ANOKA | AKA01 | Residential |  | 33233 | 2023 | 2023
20252-215895-01 | Connexus Energy | 26 | 689 | Co-op | 1136-S-2023 | 5.8 | Solar |  |  | Interconnected | Lino Lakes | 55038 | HUGO | HGO03 | Residential |  | 50209 | 2023 | 2023
20252-215895-01 | Connexus Energy | 26 | 689 | Co-op | 1137-S-2023 | 6.4 | Solar |  |  | Interconnected | Ramsey | 55303 | RAMSEY | RAM04 | Residential |  | 40180 | 2023 | 2023
20252-215895-01 | Connexus Energy | 26 | 689 | Co-op | 1138-S-2023 | 8.32 | Solar |  |  | Interconnected | Big Lake | 55309 | THOMPSON LAKE | TLK01 | Residential |  | 48500 | 2022 | 2023
20252-215895-01 | Connexus Energy | 26 | 689 | Co-op | 1139-S-2023 | 2.9 | Solar |  |  | Interconnected | Andover | 55304 | RAMSEY | RAM01 | Residential |  | 25479 | 2023 | 2023
20252-215895-01 | Connexus Energy | 26 | 689 | Co-op | 1140-S-2023 | 6.38 | Solar |  |  | Interconnected | Blaine | 55449 | AIRPORT 1 | APT05 | Residential |  | 46621 | 2022 | 2023
20252-215895-01 | Connexus Energy | 26 | 689 | Co-op | 1141-S-2023 | 11.89 | Solar |  |  | Interconnected | Forest Lake | 55025 | HUGO | HGO02 | Residential |  | 47699 | 2022 | 2023
20252-215895-01 | Connexus Energy | 26 | 689 | Co-op | 1142-S-2023 | 3.465 | Solar |  |  | Interconnected | Blaine | 55434 | SPRING LAKE PARK | SLP03 | Residential |  | 17078 | 2023 | 2023
20252-215895-01 | Connexus Energy | 26 | 689 | Co-op | 1143-S-2023 | 5.76 | Solar |  |  | Interconnected | Andover | 55304 | NORTH BUNKER LAKE | NBL16 | Residential |  | 36162 | 2022 | 2023
20252-215895-01 | Connexus Energy | 26 | 689 | Co-op | 1144-S-2023 | 8.7 | Solar |  |  | Interconnected | Blaine | 55449 | BLAINE 2 | BLN21 | Residential |  | 42963 | 2022 | 2023
20252-215895-01 | Connexus Energy | 26 | 689 | Co-op | 1145-S-2023 | 7.68 | Solar |  |  | Interconnected | Coon Rapids | 55448 | NORTH BUNKER LAKE | NBL13 | Residential |  | 45736 | 2022 | 2023
20252-215895-01 | Connexus Energy | 26 | 689 | Co-op | 1146-S-2023 | 7.04 | Solar |  |  | Interconnected | Princeton | 55371 | BALDWIN 2 | BDN22 | Residential |  | 25788 | 2023 | 2023
20252-215895-01 | Connexus Energy | 26 | 689 | Co-op | 1147-S-2023 | 9.074 | Solar |  |  | Interconnected | East Bethel | 55005 | COOPERS CORNER | CPC04 | Residential |  | 36457 | 2022 | 2023
20252-215895-01 | Connexus Energy | 26 | 689 | Co-op | 1148-S-2023 | 8.82 | Solar |  |  | Interconnected | Lino Lakes | 55038 | HUGO | HGO03 | Residential |  | 38500 | 2023 | 2023
20252-215895-01 | Connexus Energy | 26 | 689 | Co-op | 1149-S-2023 | 3.15 | Solar |  |  | Interconnected | Dayton | 55327 | ENERGY PARK | ENP05 | Residential |  | 24774 | 2023 | 2023
20252-215895-01 | Connexus Energy | 26 | 689 | Co-op | 1150-S-2023 | 2.61 | Solar |  |  | Interconnected | Ramsey | 55303 | DAYTONPORT | DPT05 | Residential |  | 22041 | 2023 | 2023
20252-215895-01 | Connexus Energy | 26 | 689 | Co-op | 1151-S-2023 | 8.96 | Solar |  |  | Interconnected | Hugo | 55038 | HUGO | HGO02 | Residential |  | 54320 | 2022 | 2023
20252-215895-01 | Connexus Energy | 26 | 689 | Co-op | 1152-S-2023 | 3 | Solar |  |  | Interconnected | Isanti | 55040 | ISANTI | IST04 | Residential |  | 20669 | 2023 | 2023
20252-215895-01 | Connexus Energy | 26 | 689 | Co-op | 1153-S-2023 | 5.8 | Solar |  |  | Interconnected | Coon Rapids | 55448 | VILLAGE TEN | VTN02 | Residential |  | 42293 | 2023 | 2023
20252-215895-01 | Connexus Energy | 26 | 689 | Co-op | 1154-S-2023 | 11.52 | Solar |  |  | Interconnected | Andover | 55304 | SODERVILLE | SOD05 | Residential |  | 69598 | 2023 | 2023
20252-215895-01 | Connexus Energy | 26 | 689 | Co-op | 1155-S-2023 | 4.64 | Solar |  |  | Interconnected | Hugo | 55038 | WHITE BEAR TOWNSHIP | WBR03 | Residential |  | 23990 | 2023 | 2023
20252-215895-01 | Connexus Energy | 26 | 689 | Co-op | 1156-S-2023 | 2.32 | Solar |  |  | Interconnected | Blaine | 55434 | SPRING LAKE PARK | SLP03 | Residential |  | 18856 | 2023 | 2023
20252-215895-01 | Connexus Energy | 26 | 689 | Co-op | 1157-S-2023 | 3.84 | Solar |  |  | Interconnected | Becker | 55308 | WEST BECKER | WBK 02 | Residential |  | 21412 | 2023 | 2023
20252-215895-01 | Connexus Energy | 26 | 689 | Co-op | 1158-S-2023 | 6.3 | Solar |  |  | Interconnected | Blaine | 55434 | AIRPORT 1 | APT05 | Residential |  | 24700 | 2023 | 2023
20252-215895-01 | Connexus Energy | 26 | 689 | Co-op | 1159-S-2023 | 4.93 | Solar |  |  | Interconnected | Andover | 55304 | BUNKER LAKE | BUL01 | Residential |  | 39128 | 2023 | 2023
20252-215895-01 | Connexus Energy | 26 | 689 | Co-op | 1160-S-2023 | 3.465 | Solar |  |  | Interconnected | Dayton | 55327 | ENERGY PARK | ENP05 | Residential |  | 30162 | 2023 | 2023
20252-215895-01 | Connexus Energy | 26 | 689 | Co-op | 1161-S-2023 | 8.32 | Solar |  |  | Interconnected | Andover | 55304 | NORTH BUNKER LAKE | NBL16 | Residential |  | 47724 | 2023 | 2023
20252-215895-01 | Connexus Energy | 26 | 689 | Co-op | 1162-S-2023 | 16.64 | Solar |  |  | Interconnected | Blaine | 55449 | JOHNSVILLE | JON03 | Residential |  | 95254 | 2023 | 2023
20252-215895-01 | Connexus Energy | 26 | 689 | Co-op | 1163-S-2023 | 4.48 | Solar |  |  | Interconnected | Big Lake | 55309 | REMMELE | RML03 | Residential |  | 27220 | 2023 | 2023
20252-215895-01 | Connexus Energy | 26 | 689 | Co-op | 1164-S-2023 | 6.4 | Solar |  |  | Interconnected | Andover | 55304 | ANDOVER | AND06 | Residential |  | 38171 | 2023 | 2023
20252-215895-01 | Connexus Energy | 26 | 689 | Co-op | 1165-S-2023 | 3.84 | Solar |  |  | Interconnected | Blaine | 55434 | AIRPORT | APT05 | Residential |  | 21412 | 2023 | 2023
20252-215895-01 | Connexus Energy | 26 | 689 | Co-op | 1166-S-2023 | 12 | Solar |  |  | Interconnected | Andover | 55304 | SODERVILLE | SOD02 | Residential |  | 41500 | 2023 | 2023
20252-215895-01 | Connexus Energy | 26 | 689 | Co-op | 1167-S-2023 | 2.32 | Solar |  |  | Interconnected | Hugo | 55038 | HUGO | HGO02 | Residential |  | 21524 | 2023 | 2023
20252-215895-01 | Connexus Energy | 26 | 689 | Co-op | 1168-S-2023 | 6.4 | Solar |  |  | Interconnected | Ramsey | 55303 | RAMSEY | RAM04 | Residential |  | 38668 | 2023 | 2024
20252-215895-01 | Connexus Energy | 26 | 689 | Co-op | 1169-S-2023 | 100 | Solar |  |  | Interconnected | Princeton | 55371 | PRINCETON | PRN03 | Commercial |  | 359462.4 | 2023 | 2024
20252-215895-01 | Connexus Energy | 26 | 689 | Co-op | 1170-S-2023 | 34.2 | Solar |  |  | Interconnected | Zimmerman | 55398 | ZIMMERMAN | ZIM03 | Residential |  | 125000 | 2023 | 2024
20252-215895-01 | Connexus Energy | 26 | 689 | Co-op | 1171-S-2023 | 8.96 | Solar |  |  | Interconnected | Champlin | 55316 | HENNEPIN | HEN03 | Residential |  | 50440 | 2023 | 2024
20252-215895-01 | Connexus Energy | 26 | 689 | Co-op | 1172-S-2023 | 39.8 | Solar |  |  | Interconnected | Isanti | 55040 | CAMBRIDGE INDUSTRIAL PARK | CIP05 | Commercial |  | 156550 | 2023 | 2024
20252-215895-01 | Connexus Energy | 26 | 689 | Co-op | 1173-S-2023 | 7.678 | Solar |  |  | Interconnected | Stillwater | 55082 | MAY | MAY02 | Residential |  | 43870 | 2023 | 2024
20252-215895-01 | Connexus Energy | 26 | 689 | Co-op | 1174-S-2023 | 9.6 | Solar |  |  | Interconnected | Blaine | 55449 | HAM LAKE | HAM02 | Residential |  | 54174 | 2023 | 2024
20252-215895-01 | Connexus Energy | 26 | 689 | Co-op | 1175-S-2023 | 4.06 | Solar |  |  | Interconnected | Becker | 55308 | WEST END | WED02 | Residential |  | 29699 | 2023 | 2024
20252-215895-01 | Connexus Energy | 26 | 689 | Co-op | 1176-S-2023 | 12.47 | Solar |  |  | Interconnected | Andover | 55304 | ANDOVER | AND03 | Residential |  | 98516 | 2023 | 2024
20252-215895-01 | Connexus Energy | 26 | 689 | Co-op | 1177-S-2023 | 3.84 | Solar |  |  | Interconnected | Ramsey | 55303 | ENERGY PARK | ENP03 | Residential |  | 21412 | 2023 | 2024
20252-215895-01 | Connexus Energy | 26 | 689 | Co-op | 1178-S-2023 | 8.41 | Solar |  |  | Interconnected | Big Lake | 55309 | REMMELE | RML06 | Residential |  | 36963 | 2023 | 2024
20252-215895-01 | Connexus Energy | 26 | 689 | Co-op | 1179-S-2023 | 5.12 | Solar |  |  | Interconnected | Blaine | 55434 | JOHNSVILLE | JON01 | Residential |  | 32584 | 2023 | 2024
20252-215895-01 | Connexus Energy | 26 | 689 | Co-op | 1180-S-2023 | 9.6 | Solar |  |  | Interconnected | Blaine | 55449 | AIRPORT | APT05 | Residential |  | 54175 | 2023 | 2024
20252-215895-01 | Connexus Energy | 26 | 689 | Co-op | 1181-S-2023 | 4.188 | Solar |  |  | Interconnected | Becker | 55308 | WEST BECKER | WBK02 | Residential |  | 13606 | 2023 | 2024
20252-215895-01 | Connexus Energy | 26 | 689 | Co-op | 1182-S-2023 | 17.799 | Solar |  |  | Interconnected | Becker | 55308 | WEST BECKER | WBK02 | Residential |  | 57826 | 2023 | 2024
20252-215895-01 | Connexus Energy | 26 | 689 | Co-op | 1183-S-2023 | 5.22 | Solar |  |  | Withdrawn | Blaine | 55434 | SPRING LAKE PARK | SLP02 | Residential |  | 41239 | 2023
20252-215895-01 | Connexus Energy | 26 | 689 | Co-op | 1184-S-2023 | 23.94 | Solar |  |  | Interconnected | Clear Lake | 55319 | WEST END | WED01 | Residential |  | 120493 | 2023 | 2024
20252-215895-01 | Connexus Energy | 26 | 689 | Co-op | 1185-S-2023 | 9.28 | Solar |  |  | Interconnected | Ham Lake | 55304 | HAM LAKE | HAM02 | Residential |  | 77279 | 2023 | 2024
20252-215895-01 | Connexus Energy | 26 | 689 | Co-op | 1186-S-2023 | 8.96 | Solar |  |  | Interconnected | Blaine | 55449 | BLAINE | BLN21 | Residential |  | 52283 | 2023 | 2024
20252-215895-01 | Connexus Energy | 26 | 689 | Co-op | 1187-S-2023 | 7.68 | Solar |  |  | Interconnected | Blaine | 55449 | JOHNSVILLE | JON05 | Residential |  | 44814 | 2023 | 2024
20252-215895-01 | Connexus Energy | 26 | 689 | Co-op | 1188-S-2023 | 2.9 | Solar |  |  | Withdrawn | Becker | 55308 | WEST BECKER | WBK02 | Residential |  | 25948 | 2023
20252-215895-01 | Connexus Energy | 26 | 689 | Co-op | 1189-S-2023 | 7.68 | Solar |  |  | Interconnected | Blaine | 55449 | HAM LAKE | HAM02 | Residential |  | 43414 | 2023 | 2024
20252-215895-01 | Connexus Energy | 26 | 689 | Co-op | 1190-S-2023 | 8.32 | Solar |  |  | Interconnected | Blaine | 55449 | BLAINE | BLN23 | Residential |  | 48549 | 2023 | 2024
20252-215895-01 | Connexus Energy | 26 | 689 | Co-op | 1191-S-2023 | 7.04 | Solar |  |  | Interconnected | Ramsey | 55303 | RAMSEY | RAM04 | Residential |  | 37730 | 2023 | 2024
20252-215895-01 | Connexus Energy | 26 | 689 | Co-op | 1192-S-2023 | 10.88 | Solar |  |  | Interconnected | Ramsey | 55303 | RAMSEY | RAM02 | Residential |  | 61644 | 2023 | 2024
20252-215895-01 | Connexus Energy | 26 | 689 | Co-op | 1194-S-2023 | 6 | Solar |  |  | Withdrawn | Andover | 55304 | BUNKER LAKE | BUL02 | Residential |  | 7800 | 2023
20252-215895-01 | Connexus Energy | 26 | 689 | Co-op | 1195-S-2023 | 5.985 | Solar |  |  | Interconnected | Ramsey | 55303 | DAYTONPORT | DPT02 | Residential |  | 11970 | 2023 | 2024
20252-215895-01 | Connexus Energy | 26 | 689 | Co-op | 1196-S-2023 | 8.96 | Solar |  |  | Interconnected | Blaine | 55434 | AIRPORT | APT04 | Residential |  | 54683 | 2023 | 2024
20252-215895-01 | Connexus Energy | 26 | 689 | Co-op | 1197-S-2022 | 39.9 | Solar |  |  | Interconnected | Blaine | 55449 | AIRPORT 1 | APT04 | Commercial |  | 101500 | 2022 | 2024
20252-215895-01 | Connexus Energy | 26 | 689 | Co-op | 1198-S-2023 | 3.78 | Solar |  |  | Withdrawn | Andover | 55304 | NORTH BUNKER LAKE | NBL16 | Residential |  | 29883 | 2023
20252-215895-01 | Connexus Energy | 26 | 689 | Co-op | 1199-S-2023 | 10 | Solar |  |  | Interconnected | East Bethel | 55005 | COOPERS CORNER | CPC04 | Residential |  | 60954.92 | 2023 | 2024
20252-215895-01 | Connexus Energy | 26 | 689 | Co-op | 1200-S-2023 | 5.76 | Solar |  |  | Interconnected | Ramsey | 55303 | ENERGY PARK | ENP03 | Residential |  | 34495 | 2023 | 2024
20252-215895-01 | Connexus Energy | 26 | 689 | Co-op | 1201-S-2023 | 10.24 | Solar |  |  | Interconnected | Blaine | 55449 | JOHNSVILLE | JON05 | Residential |  | 62101 | 2023 | 2024
20252-215895-01 | Connexus Energy | 26 | 689 | Co-op | 1202-S-2023 | 39.75 | Solar |  |  | Interconnected | Ham Lake | 55304 | HAM LAKE | HAM06 | Commercial |  | 163075 | 2023 | 2024
20252-215895-01 | Connexus Energy | 26 | 689 | Co-op | 1203-S-2023 | 5.5 | Solar |  |  | Withdrawn | Saint Francis | 55070 | ST. FRANCIS | STF04 | Residential |  | 32976 | 2023
20252-215895-01 | Connexus Energy | 26 | 689 | Co-op | 1204-S-2023 | 4.48 | Solar |  |  | Interconnected | Blaine | 55434 | BLAINE | BLN03 | Residential |  | 25301 | 2023 | 2024
20252-215895-01 | Connexus Energy | 26 | 689 | Co-op | 1205-S-2023 | 6.4 | Solar |  |  | Interconnected | Ramsey | 55303 | ENERGY PARK | ENP01 | Residential |  | 40130 | 2023 | 2024
20252-215895-01 | Connexus Energy | 26 | 689 | Co-op | 1206-S-2023 | 7.68 | Solar |  |  | Interconnected | Blaine | 55434 | SPRING LAKE PARK | SLP03 | Residential |  | 45814 | 2023 | 2024
20252-215895-01 | Connexus Energy | 26 | 689 | Co-op | 1207-S-2023 | 6.3 | Solar |  |  | Interconnected | Champlin | 55316 | HENNEPIN | HEN03 | Residential |  | 30284 | 2023 | 2024
20252-215895-01 | Connexus Energy | 26 | 689 | Co-op | 1208-S-2023 | 5.04 | Solar |  |  | Interconnected | Coon Rapids | 55448 | CROOKED LAKE | CRK04 | Residential |  | 39547 | 2023 | 2024
20252-215895-01 | Connexus Energy | 26 | 689 | Co-op | 1209-S-2023 | 7.56 | Solar |  |  | Withdrawn | Stacy | 55079 | MARTIN LAKE | MLK03 | Residential |  | 40743 | 2023
20252-215895-01 | Connexus Energy | 26 | 689 | Co-op | 1210-S-2023 | 15.12 | Solar |  |  | Withdrawn | Lino Lakes | 55014 | BLAINE | BLN06 | Residential |  | 74894 | 2023
20252-215895-01 | Connexus Energy | 26 | 689 | Co-op | 1211-S-2023 | 11.4 | Solar |  |  | Interconnected | Forest Lake | 55025 | HUGO | HGO02 | Residential |  | 41580 | 2023 | 2024
20252-215895-01 | Connexus Energy | 26 | 689 | Co-op | 1212-S-2023 | 6.4 | Solar |  |  | Interconnected | Ramsey | 55303 | ENERGY PARK | ENP02 | Residential |  | 37730 | 2023 | 2024
20252-215895-01 | Connexus Energy | 26 | 689 | Co-op | 1213-S-2023 | 7.04 | Solar |  |  | Interconnected | Dayton | 55327 | ENERGY PARK | ENP05 | Residential |  | 39641 | 2023 | 2024
20252-215895-01 | Connexus Energy | 26 | 689 | Co-op | 1214-S-2023 | 16.34 | Solar |  |  | Interconnected | Big Lake | 55309 | REMMELE | RML04 | Residential |  | 44251 | 2023 | 2024
20252-215895-01 | Connexus Energy | 26 | 689 | Co-op | 1215-S-2023 | 39.9 | Solar |  |  | Interconnected | Ham Lake | 55304 | JOHNSVILLE | JON02 | Commercial |  | 85100 | 2023 | 2024
20252-215895-01 | Connexus Energy | 26 | 689 | Co-op | 1216-S-2023 | 9.135 | Solar |  |  | Interconnected | Andover | 55304 | BUNKER LAKE | BUL01 | Residential |  | 11000 | 2023 | 2024
20252-215895-01 | Connexus Energy | 26 | 689 | Co-op | 1217-S-2023 | 7.56 | Solar |  |  | Interconnected | Coon Rapids | 55448 | NORTH BUNKER LAKE | NBL13 | Residential |  | 32816 | 2023 | 2024
20252-215895-01 | Connexus Energy | 26 | 689 | Co-op | 1218-S-2023 | 3.19 | Solar |  |  | Interconnected | Blaine | 55449 | BLAINE | BLN21 | Residential |  | 25364 | 2023 | 2024
20252-215895-01 | Connexus Energy | 26 | 689 | Co-op | 1219-S-2022 | 10.819 | Solar |  |  | Interconnected | Isanti | 55040 | ST. FRANCIS | STF01 | Residential |  | 33736 | 2022 | 2024
20252-215895-01 | Connexus Energy | 26 | 689 | Co-op | 1220-S-2023 | 7.04 | Solar |  |  | Interconnected | Big Lake | 55309 | THOMPSON LAKE | TLK01 | Residential |  | 41503 | 2023 | 2024
20252-215895-01 | Connexus Energy | 26 | 689 | Co-op | 1221-S-2023 | 5.5 | Solar |  |  | Interconnected | Isanti | 55040 | ISANTI | IST06 | Residential |  | 43999 | 2023 | 2024
20252-215895-01 | Connexus Energy | 26 | 689 | Co-op | 1222-S-2023 | 2 | Solar |  |  | Withdrawn | Clear Lake | 55319 |  |  | Residential |  | 17740 | 2023
20252-215895-01 | Connexus Energy | 26 | 689 | Co-op | 1223-S-2023 | 7.68 | Solar |  |  | Withdrawn | Big Lake | 55309 |  |  | Residential |  | 36000 | 2023
20252-215895-01 | Connexus Energy | 26 | 689 | Co-op | 1224-S-2023 | 3.8 | Solar |  |  | Withdrawn | Isanti | 55040 |  |  | Residential |  | 22735 | 2023
20252-215895-01 | Connexus Energy | 26 | 689 | Co-op | 1225-S-2023 | 6.38 | Solar |  |  | Withdrawn | Blaine | 55434 |  |  | Residential |  | 50982 | 2023
20252-215895-01 | Connexus Energy | 26 | 689 | Co-op | 1226-S-2023 | 12.16 | Solar |  |  | Withdrawn | Big Lake | 55309 |  |  | Residential |  | 75563 | 2023
20252-215895-01 | Connexus Energy | 26 | 689 | Co-op | 1227-S-2023 | 4.48 | Solar |  |  | Withdrawn | Blaine | 55449 |  |  | Residential |  | 25301 | 2023
20252-215895-01 | Connexus Energy | 26 | 689 | Co-op | 1228-S-2023 | 12.405 | Solar |  | X | Withdrawn | Coon Rapids | 55448 |  |  | Residential |  | 48313 | 2023
20252-215895-01 | Connexus Energy | 26 | 689 | Co-op | 1229-S-2023 | 6.38 | Solar |  |  | Withdrawn | Coon Rapids | 55448 |  |  | Residential |  | 29096 | 2023
20252-215895-01 | Connexus Energy | 26 | 689 | Co-op | 1230-S-2023 | 9.88 | Solar |  | X | Interconnected | Wyoming | 55025 | FOREST LAKE 1 | FLK04 | Residential |  | 45000 | 2023 | 2024
20252-215895-01 | Connexus Energy | 26 | 689 | Co-op | 1231-S-2023 | 7.875 | Solar |  |  | Interconnected | Blaine | 55449 | BLAINE 1 | BLN06 | Residential |  | 36065 | 2023 | 2024
20252-215895-01 | Connexus Energy | 26 | 689 | Co-op | 1232-S-2023 | 7.56 | Solar |  |  | Interconnected | Ham Lake | 55304 | HAM LAKE | HAM01 | Residential |  | 31155 | 2023 | 2024
20252-215895-01 | Connexus Energy | 26 | 689 | Co-op | 1233-S-2023 | 14.976 | Solar |  |  | Interconnected | Ham Lake | 55304 | SODERVILLE | SOD03 | Residential |  | 43636 | 2023 | 2024
20252-215895-01 | Connexus Energy | 26 | 689 | Co-op | 1234-S-2023 | 8.32 | Solar |  |  | Interconnected | Anoka | 55303 | RAMSEY | RAM01 | Residential |  | 48549 | 2023 | 2024
20252-215895-01 | Connexus Energy | 26 | 689 | Co-op | 1235-S-2023 | 4.35 | Solar |  |  | Interconnected | Stillwater | 55082 | MAY | MAY02 | Residential |  | 12000 | 2023 | 2024
20252-215895-01 | Connexus Energy | 26 | 689 | Co-op | 1236-S-2023 | 6.56 | Solar |  |  | Interconnected | Coon Rapids | 55448 | SPRING LAKE PARK | SLP02 | Residential |  | 41338.94 | 2023 | 2024
20252-215895-01 | Connexus Energy | 26 | 689 | Co-op | 1237-S-2023 | 5.12 | Solar |  |  | Interconnected | Hugo | 55038 | WHITE BEAR TOWNSHIP | WBR03 | Residential |  | 29189 | 2023 | 2024
20252-215895-01 | Connexus Energy | 26 | 689 | Co-op | 1238-S-2023 | 7.04 | Solar |  |  | Interconnected | Ramsey | 55303 | ANOKA | AKA04 | Residential |  | 39641 | 2023 | 2024
20252-215895-01 | Connexus Energy | 26 | 689 | Co-op | 1239-S-2023 | 5.12 | Solar |  |  | Interconnected | Blaine | 55434 | JOHNSVILLE | JON01 | Residential |  | 29189 | 2023 | 2024
20252-215895-01 | Connexus Energy | 26 | 689 | Co-op | 1240-S-2023 | 10.08 | Solar |  |  | Interconnected | Cedar | 55011 | ANDOVER | AND04 | Residential |  | 33676 | 2023 | 2024
20252-215895-01 | Connexus Energy | 26 | 689 | Co-op | 1241-S-2023 | 7.04 | Solar |  |  | Interconnected | Blaine | 55449 | JOHNSVILLE | JON03 | Residential |  | 41503 | 2023 | 2024
20252-215895-01 | Connexus Energy | 26 | 689 | Co-op | 1242-S-2023 | 2.32 | Solar |  |  | Interconnected | Blaine | 55434 | SPRING LAKE PARK | SLP03 | Residential |  | 19734 | 2023 | 2024
20252-215895-01 | Connexus Energy | 26 | 689 | Co-op | 1243-S-2023 | 7.875 | Solar |  |  | Interconnected | North Oaks | 55127 | WHITE BEAR TOWNSHIP | WBR01 | Residential |  | 15750 | 2023 | 2024
20252-215895-01 | Connexus Energy | 26 | 689 | Co-op | 1244-S-2023 | 11.025 | Solar |  |  | Interconnected | Ramsey | 55303 | RAMSEY | RAM02 | Residential |  | 31384 | 2023 | 2024
20252-215895-01 | Connexus Energy | 26 | 689 | Co-op | 1245-S-2023 | 5.12 | Solar |  |  | Interconnected | Ramsey | 55303 | DAYTONPORT | DPT02 | Residential |  | 29189 | 2023 | 2024
20252-215895-01 | Connexus Energy | 26 | 689 | Co-op | 1246-S-2023 | 10.08 | Solar |  |  | Interconnected | Isanti | 55040 | ISANTI | IST03 | Residential |  | 34083 | 2023 | 2024
20252-215895-01 | Connexus Energy | 26 | 689 | Co-op | 1247-S-2023 | 9.135 | Solar |  |  | Interconnected | Ham Lake | 55304 | SODERVILLE | SOD03 | Residential |  | 25578 | 2023 | 2024
20252-215895-01 | Connexus Energy | 26 | 689 | Co-op | 1248-S-2023 | 2.9 | Solar |  |  | Interconnected | Ramsey | 55303 | DAYTONPORT | DPT05 | Residential |  | 24051 | 2023 | 2024
20252-215895-01 | Connexus Energy | 26 | 689 | Co-op | 1249-S-2023 | 6.93 | Solar |  |  | Interconnected | Becker | 55308 | WEST END 1 | WED02 | Residential |  | 28182 | 2023 | 2024
20252-215895-01 | Connexus Energy | 26 | 689 | Co-op | 1250-S-2024 | 7.68 | Solar |  |  | Interconnected | Blaine | 55449 | JOHNSVILLE | JON05 | Residential |  | 44814 | 2024 | 2024
20252-215895-01 | Connexus Energy | 26 | 689 | Co-op | 1251-S-2024 | 12.16 | Solar |  |  | Interconnected | Blaine | 55449 | AIRPORT 1 | APT05 | Residential |  | 69113 | 2024 | 2024
20252-215895-01 | Connexus Energy | 26 | 689 | Co-op | 1252-S-2024 | 8.82 | Solar |  |  | Interconnected | Blaine | 55449 | BLAINE 1 | BLN06 | Residential |  | 36200 | 2024 | 2024
20252-215895-01 | Connexus Energy | 26 | 689 | Co-op | 1253-S-2024 | 15.356 | Solar |  |  | Interconnected | East Bethel | 55011 | EAST BETHEL | EBL03 | Residential |  | 58930 | 2024 | 2024
20252-215895-01 | Connexus Energy | 26 | 689 | Co-op | 1254-S-2024 | 3.84 | Solar |  |  | Interconnected | Champlin | 55316 | HENNEPIN | HEN03 | Residential |  | 21412 | 2024 | 2024
20252-215895-01 | Connexus Energy | 26 | 689 | Co-op | 1255-S-2024 | 4.48 | Solar |  |  | Interconnected | Champlin | 55316 | HENNEPIN | HEN03 | Residential |  | 25301 | 2024 | 2024
20252-215895-01 | Connexus Energy | 26 | 689 | Co-op | 1256-S-2024 | 7.04 | Solar |  |  | Interconnected | Blaine | 55434 | AIRPORT 1 | APT05 | Residential |  | 39641 | 2024 | 2024
20252-215895-01 | Connexus Energy | 26 | 689 | Co-op | 1257-S-2024 | 12.915 | Solar |  |  | Interconnected | Big Lake | 55309 | REMMELE | RML04 | Residential |  | 51800 | 2024 | 2024
20252-215895-01 | Connexus Energy | 26 | 689 | Co-op | 1258-S-2024 | 3.48 | Solar |  |  | Interconnected | Circle Pines | 55014 | CIRCLE PINES | CIR03 | Residential |  | 18079 | 2024 | 2024
20252-215895-01 | Connexus Energy | 26 | 689 | Co-op | 1259-S-2024 | 16.38 | Solar |  |  | Interconnected | Ramsey | 55303 | ANOKA | AKA02 | Residential |  | 79748 | 2024 | 2024
20252-215895-01 | Connexus Energy | 26 | 689 | Co-op | 1260-S-2024 | 3.465 | Solar |  |  | Interconnected | Ham Lake | 55304 | HAM LAKE | HAM06 | Residential |  | 18341 | 2024 | 2024
20252-215895-01 | Connexus Energy | 26 | 689 | Co-op | 1261-S-2024 | 5.67 | Solar |  |  | Interconnected | Marine On Saint Croix | 55047 | MAY | MAY02 | Residential |  | 24114 | 2024 | 2024
20252-215895-01 | Connexus Energy | 26 | 689 | Co-op | 1262-S-2024 | 3.19 | Solar |  |  | Interconnected | Coon Rapids | 55448 | WOODCREST | WDT03 | Residential |  | 24484 | 2024 | 2024
20252-215895-01 | Connexus Energy | 26 | 689 | Co-op | 1263-S-2024 | 5.265 | Solar |  |  | Interconnected | Dayton | 55327 | ENERGY PARK | ENP05 | Residential |  | 30045 | 2024 | 2024
20252-215895-01 | Connexus Energy | 26 | 689 | Co-op | 1264-S-2024 | 10.88 | Solar |  |  | Interconnected | Andover | 55304 | BUNKER LAKE | BUL01 | Residential |  | 56842 | 2024 | 2024
20252-215895-01 | Connexus Energy | 26 | 689 | Co-op | 1265-S-2024 | 8.32 | Solar |  |  | Interconnected | Andover | 55304 | BUNKER LAKE | BUL01 | Residential |  | 43512 | 2024 | 2024
20252-215895-01 | Connexus Energy | 26 | 689 | Co-op | 1266-S-2024 | 8.96 | Solar |  |  | Interconnected | Andover | 55304 | BUNKER LAKE | BUL01 | Residential |  | 46512 | 2024 | 2024
20252-215895-01 | Connexus Energy | 26 | 689 | Co-op | 1267-S-2024 | 6.4 | Solar |  |  | Interconnected | Andover | 55304 | CROOKED LAKE | CRK02 | Residential |  | 34790 | 2024 | 2024
20252-215895-01 | Connexus Energy | 26 | 689 | Co-op | 1268-S-2024 | 6.4 | Solar |  |  | Interconnected | Andover | 55304 | SODERVILLE | SOD05 | Residential |  | 34790 | 2024 | 2024
20252-215895-01 | Connexus Energy | 26 | 689 | Co-op | 1269-S-2024 | 2.835 | Solar |  |  | Interconnected | Lino Lakes | 55014 | HUGO | HGO02 | Residential |  | 24240 | 2024 | 2024
20252-215895-01 | Connexus Energy | 26 | 689 | Co-op | 1270-S-2024 | 7.68 | Solar |  |  | Interconnected | Andover | 55304 | NORTH BUNKER LAKE | SOD05 | Residential |  | 41748 | 2024 | 2024
20252-215895-01 | Connexus Energy | 26 | 689 | Co-op | 1271-S-2024 | 2.9 | Solar |  |  | Interconnected | Blaine | 55449 | BLAINE 1 | BLN01 | Residential |  | 23526 | 2024 | 2024
20252-215895-01 | Connexus Energy | 26 | 689 | Co-op | 1272-S-2024 | 7.68 | Solar |  |  | Interconnected | Coon Rapids | 55448 | NORTH BUNKER LAKE | NBL11 | Residential |  | 41748 | 2024 | 2024
20252-215895-01 | Connexus Energy | 26 | 689 | Co-op | 1273-S-2024 | 7.04 | Solar |  |  | Interconnected | Andover | 55304 | BUNKER LAKE | BUL08 | Residential |  | 34790 | 2024 | 2024
20252-215895-01 | Connexus Energy | 26 | 689 | Co-op | 1274-S-2024 | 7.04 | Solar |  |  | Interconnected | Andover | 55304 | BUNKER LAKE | BUL06 | Residential |  | 36554 | 2024 | 2024
20252-215895-01 | Connexus Energy | 26 | 689 | Co-op | 1275-S-2024 | 11.7 | Solar |  |  | Interconnected | Zimmerman | 55398 | ZIMMERMAN | ZIM07 | Residential |  | 50856 | 2024 | 2024
20252-215895-01 | Connexus Energy | 26 | 689 | Co-op | 1276-S-2024 | 4.48 | Solar |  |  | Interconnected | Andover | 55304 | HAM LAKE | HAM01 | Residential |  | 25099 | 2024 | 2024
20252-215895-01 | Connexus Energy | 26 | 689 | Co-op | 1277-S-2024 | 11.904 | Solar |  |  | Interconnected | Coon Rapids | 55448 | WOODCREST | WDT03 | Residential |  | 36678 | 2024 | 2024
20252-215895-01 | Connexus Energy | 26 | 689 | Co-op | 1278-S-2024 | 8.32 | Solar |  |  | Interconnected | Cambridge | 55008 | CAMBRIDGE INDUSTRIAL PARK | CIP05 | Residential |  | 43512 | 2024 | 2024
20252-215895-01 | Connexus Energy | 26 | 689 | Co-op | 1279-S-2024 | 3.19 | Solar |  |  | Interconnected | Bethel | 55005 | ST. FRANCIS | STF04 | Residential |  | 28713 | 2024 | 2024
20252-215895-01 | Connexus Energy | 26 | 689 | Co-op | 1280-S-2024 | 2.32 | Solar |  |  | Interconnected | Blaine | 55449 | BLAINE 1 | BLN01 | Residential |  | 19698 | 2024 | 2024
20252-215895-01 | Connexus Energy | 26 | 689 | Co-op | 1281-S-2024 | 7.68 | Solar |  |  | Interconnected | Cambridge | 55008 | CAMBRIDGE INDUSTRIAL PARK | CIP05 | Residential |  | 44148 | 2024 | 2024
20252-215895-01 | Connexus Energy | 26 | 689 | Co-op | 1282-S-2024 | 8.4 | Solar |  |  | Interconnected | Ham Lake | 55304 | HAM LAKE | HAM01 | Residential |  | 26000 | 2024 | 2024
20252-215895-01 | Connexus Energy | 26 | 689 | Co-op | 1283-S-2024 | 18.9 | Solar |  |  | Interconnected | Elk River | 55330 | BIG LAKE | BLK05 | Residential |  | 66300 | 2024 | 2024
20252-215895-01 | Connexus Energy | 26 | 689 | Co-op | 1284-S-2024 | 11.52 | Solar |  |  | Interconnected | Saint Francis | 55070 | ST. FRANCIS | STF04 | Residential |  | 18900 | 2024 | 2024
20252-215895-01 | Connexus Energy | 26 | 689 | Co-op | 1285-S-2024 | 26.112 | Solar |  |  | Interconnected | Zimmerman | 55398 | BALDWIN 1 | BDN03 | Residential |  | 42840 | 2024 | 2024
20252-215895-01 | Connexus Energy | 26 | 689 | Co-op | 1286-S-2024 | 4.48 | Solar |  |  | Interconnected | Andover | 55304 | NORTH BUNKER LAKE | NBL12 | Residential |  | 26917 | 2024 | 2024
20252-215895-01 | Connexus Energy | 26 | 689 | Co-op | 1287-S-2024 | 14.658 | Solar |  |  | Interconnected | Blaine | 55449 | AIRPORT 1 | APT05 | Residential |  | 68468 | 2024 | 2024
20252-215895-01 | Connexus Energy | 26 | 689 | Co-op | 1288-S-2024 | 9.216 | Solar |  |  | Interconnected | Ham Lake | 55304 | SODERVILLE | SOD03 | Residential |  | 25845 | 2024 | 2024
20252-215895-01 | Connexus Energy | 26 | 689 | Co-op | 1289-S-2024 | 9.12 | Solar |  |  | Interconnected | Ham Lake | 55304 | SODERVILLE | SOD03 | Residential |  | 29179 | 2024 | 2024
20252-215895-01 | Connexus Energy | 26 | 689 | Co-op | 1290-S-2024 | 11.02 | Solar |  | X | Interconnected | Ramsey | 55303 | ANOKA | AKA04 | Residential |  | 46606 | 2024 | 2024
20252-215895-01 | Connexus Energy | 26 | 689 | Co-op | 1291-S-2024 | 9.984 | Solar |  |  | Interconnected | Cambridge | 55008 | CAMBRIDGE INDUSTRIAL PARK | CIP05 | Residential |  | 28368 | 2024 | 2024
20252-215895-01 | Connexus Energy | 26 | 689 | Co-op | 1292-S-2024 | 2.205 | Solar |  | X | Interconnected | Elk River | 55330 | BIG LAKE | BLK05 | Residential |  | 24048 | 2024 | 2024
20252-215895-01 | Connexus Energy | 26 | 689 | Co-op | 1293-S-2024 | 3.19 | Solar |  |  | Interconnected | Coon Rapids | 55433 | PARKWOOD | PWD03 | Residential |  | 24681 | 2024 | 2024
20252-215895-01 | Connexus Energy | 26 | 689 | Co-op | 1294-S-2024 | 2.32 | Solar |  |  | Interconnected | Dayton | 55327 | ENERGY PARK | ENP05 | Residential |  | 12977 | 2024 | 2024
20252-215895-01 | Connexus Energy | 26 | 689 | Co-op | 1295-S-2024 | 3.48 | Solar |  |  | Interconnected | Ramsey | 55303 | DAYTONPORT | DPT02 | Residential |  | 21239 | 2024 | 2024
20252-215895-01 | Connexus Energy | 26 | 689 | Co-op | 1296-S-2024 | 1.575 | Solar |  |  | Interconnected | Dayton | 55327 | ENERGY PARK | ENP05 | Residential |  | 13590 | 2024 | 2024
20252-215895-01 | Connexus Energy | 26 | 689 | Co-op | 1297-S-2024 | 11.346 | Solar |  |  | Interconnected | Blaine | 55434 | BLAINE 1 | BLN03 | Residential |  | 35836 | 2024 | 2024
20252-215895-01 | Connexus Energy | 26 | 689 | Co-op | 1298-S-2024 | 8.376 | Solar |  |  | Interconnected | Vadnais Heights | 55127 | VADNAIS HEIGHTS 2 | VDH21 | Residential |  | 28937 | 2024 | 2024
20252-215895-01 | Connexus Energy | 26 | 689 | Co-op | 1299-S-2024 | 8.064 | Solar |  |  | Interconnected | Ramsey | 55303 | DAYTONPORT | DPT02 | Residential |  | 13230 | 2024 | 2024
20252-215895-01 | Connexus Energy | 26 | 689 | Co-op | 1300-S-2024 | 3.19 | Solar |  |  | Interconnected | Ramsey | 55303 | RAMSEY | RAM04 | Residential |  | 27020 | 2024 | 2024
20252-215895-01 | Connexus Energy | 26 | 689 | Co-op | 1301-S-2024 | 18.9 | Solar |  |  | Interconnected | Hugo | 55038 | HUGO | HGO04 | Residential |  | 102268 | 2024 | 2024
20252-215895-01 | Connexus Energy | 26 | 689 | Co-op | 1302-S-2024 | 9.984 | Solar |  |  | Interconnected | Maple Grove | 55369 | HENNEPIN | HEN02 | Residential |  | 49725 | 2024 | 2024
20252-215895-01 | Connexus Energy | 26 | 689 | Co-op | 1303-S-2024 | 3.84 | Solar |  |  | Interconnected | Becker | 55308 | WEST BECKER | WBK02 | Residential |  | 23812 | 2024 | 2024
20252-215895-01 | Connexus Energy | 26 | 689 | Co-op | 1304-S-2024 | 13.6 | Solar |  |  | Interconnected | Clear Lake | 55319 | WEST END 2 | WED23 | Residential |  | 60000 | 2024 | 2024
20252-215895-01 | Connexus Energy | 26 | 689 | Co-op | 1305-S-2024 | 11.136 | Solar |  |  | Interconnected | Ramsey | 55303 | ENERGY PARK | ENP01 | Residential |  | 26431 | 2024 | 2024
20252-215895-01 | Connexus Energy | 26 | 689 | Co-op | 1306-S-2024 | 7.04 | Solar |  |  | Interconnected | Blaine | 55434 | AIRPORT 1 | APT05 | Residential |  | 36554 | 2024 | 2024
20252-215895-01 | Connexus Energy | 26 | 689 | Co-op | 1307-S-2024 | 10.368 | Solar |  |  | Interconnected | Coon Rapids | 55448 | SPRING LAKE PARK | SLP05 | Residential |  | 31608.18 | 2024 | 2024
20252-215895-01 | Connexus Energy | 26 | 689 | Co-op | 1308-S-2024 | 7.6 | Solar |  |  | Interconnected | Ham Lake | 55304 | SODERVILLE | SOD03 | Residential |  | 3800 | 2024 | 2024
20252-215895-01 | Connexus Energy | 26 | 689 | Co-op | 1309-S-2024 | 12 | Solar |  |  | Interconnected | Lexington | 55014 | CIRCLE PINES | CIR04 | Residential |  | 20000 | 2024 | 2024
20252-215895-01 | Connexus Energy | 26 | 689 | Co-op | 1310-S-2024 | 4.93 | Solar |  |  | Interconnected | Blaine | 55434 | JOHNSVILLE | JON06 | Residential |  | 38948 | 2024 | 2024
20252-215895-01 | Connexus Energy | 26 | 689 | Co-op | 1311-S-2024 | 5.12 | Solar |  |  | Interconnected | Coon Rapids | 55448 | SPRING LAKE PARK | SLP04 | Residential |  | 31084 | 2024 | 2024
20252-215895-01 | Connexus Energy | 26 | 689 | Co-op | 1312-S-2024 | 15.36 | Solar |  |  | Interconnected | Elk River | 55330 | ANOKA | AKA06 | Residential |  | 52451 | 2024 | 2024
20252-215895-01 | Connexus Energy | 26 | 689 | Co-op | 1313-S-2024 | 5.76 | Solar |  |  | Interconnected | Coon Rapids | 55433 | CROOKED LAKE | CRK05 | Residential |  | 33711 | 2024 | 2024
20252-215895-01 | Connexus Energy | 26 | 689 | Co-op | 1314-S-2024 | 10.752 | Solar |  |  | Interconnected | Zimmerman | 55398 | ZIMMERMAN | ZIM05 | Residential |  | 37854 | 2024 | 2024
20252-215895-01 | Connexus Energy | 26 | 689 | Co-op | 1315-S-2024 | 7.68 | Solar |  |  | Interconnected | Blaine | 55434 | NORTHTOWN | NTN04 | Residential |  | 21705.91 | 2024 | 2024
20252-215895-01 | Connexus Energy | 26 | 689 | Co-op | 1316-S-2024 | 7.04 | Solar |  |  | Interconnected | Big Lake | 55309 | THOMPSON LAKE | TLK03 | Residential |  | 38269 | 2024 | 2024
20252-215895-01 | Connexus Energy | 26 | 689 | Co-op | 1317-S-2024 | 12.913 | Solar |  |  | Interconnected | Andover | 55304 | HAM LAKE | HAM03 | Residential |  | 43289 | 2024 | 2024
20252-215895-01 | Connexus Energy | 26 | 689 | Co-op | 1318-S-2024 | 6.84 | Solar |  |  | Interconnected | Blaine | 55449 | BLAINE 1 | BLN04 | Residential |  | 31434 | 2024 | 2024
20252-215895-01 | Connexus Energy | 26 | 689 | Co-op | 1319-S-2024 | 4.06 | Solar |  |  | Interconnected | Coon Rapids | 55448 | NORTH BUNKER LAKE | NBL11 | Residential |  | 33191 | 2024 | 2024
20252-215895-01 | Connexus Energy | 26 | 689 | Co-op | 1320-S-2024 | 11.517 | Solar |  |  | Interconnected | Blaine | 55434 | AIRPORT 1 | APT05 | Residential |  | 37400 | 2024 | 2024
20252-215895-01 | Connexus Energy | 26 | 689 | Co-op | 1321-S-2024 | 9.6 | Solar |  |  | Interconnected | Coon Rapids | 55448 | SPRING LAKE PARK | SLP04 | Residential |  | 57352 | 2024 | 2024
20252-215895-01 | Connexus Energy | 26 | 689 | Co-op | 1322-S-2024 | 5.376 | Solar |  |  | Interconnected | Blaine | 55434 | SPRING LAKE PARK | SLP06 | Residential |  | 20854.55 | 2024 | 2024
20252-215895-01 | Connexus Energy | 26 | 689 | Co-op | 1323-S-2024 | 7.6 | Solar |  |  | Interconnected | Ham Lake | 55304 | HAM LAKE | HAM05 | Residential |  | 29262 | 2024 | 2024
20252-215895-01 | Connexus Energy | 26 | 689 | Co-op | 1324-S-2024 | 10 | Solar |  |  | Interconnected | Blaine | 55449 | BLAINE 2 | BLN21 | Residential |  | 29000 | 2024 | 2024
20252-215895-01 | Connexus Energy | 26 | 689 | Co-op | 1325-S-2024 | 15.36 | Solar |  |  | Interconnected | Wyoming | 55092 | MARTIN LAKE | MLK04 | Residential |  | 54000 | 2024 | 2024
20252-215895-01 | Connexus Energy | 26 | 689 | Co-op | 1326-S-2024 | 5.04 | Solar |  |  | Interconnected | Blaine | 55449 | JOHNSVILLE | JON03 | Residential |  | 23990 | 2024 | 2024
20252-215895-01 | Connexus Energy | 26 | 689 | Co-op | 1327-S-2024 | 22.9 | Solar |  |  | Interconnected | Forest Lake | 55025 | HUGO | HGO05 | Residential |  | 40320 | 2024 | 2024
20252-215895-01 | Connexus Energy | 26 | 689 | Co-op | 1328-S-2024 | 12.16 | Solar |  |  | Interconnected | White Bear Lake | 55110 | WHITE BEAR TOWNSHIP | WBR01 | Residential |  | 66129 | 2024 | 2024
20252-215895-01 | Connexus Energy | 26 | 689 | Co-op | 1329-S-2024 | 7.22 | Solar |  |  | Interconnected | Forest Lake | 55025 | HUGO | HGO05 | Residential |  | 28000 | 2024 | 2024
20252-215895-01 | Connexus Energy | 26 | 689 | Co-op | 1330-S-2024 | 3.15 | Solar |  |  | Interconnected | Anoka | 55303 | ANOKA | AKA06 | Residential |  | 19504 | 2024 | 2024
20252-215895-01 | Connexus Energy | 26 | 689 | Co-op | 1331-S-2024 | 11.5 | Solar |  |  | Interconnected | Forest Lake | 55025 | FOREST LAKE 1 | FLK02 | Residential |  | 41696 | 2024 | 2024
20252-215895-01 | Connexus Energy | 26 | 689 | Co-op | 1332-S-2024 | 22.8 | Solar |  |  | Interconnected | Lino Lakes | 55014 | BLAINE 2 | BLN22 | Residential |  | 90000 | 2024 | 2024
20252-215895-01 | Connexus Energy | 26 | 689 | Co-op | 1333-S-2024 | 3.77 | Solar |  |  | Interconnected | Coon Rapids | 55448 | SPRING LAKE PARK | SLP04 | Residential |  | 30444 | 2024 | 2024
20252-215895-01 | Connexus Energy | 26 | 689 | Co-op | 1334-S-2024 | 8.725 | Solar |  |  | Interconnected | Andover | 55304 | NORTH BUNKER LAKE | NBL15 | Residential |  | 28875 | 2024 | 2024
20252-215895-01 | Connexus Energy | 26 | 689 | Co-op | 1335-S-2024 | 5.76 | Solar |  |  | Interconnected | Circle Pines | 55014 | CIRCLE PINES | CIR03 | Residential |  | 33711 | 2024 | 2024
20252-215895-01 | Connexus Energy | 26 | 689 | Co-op | 1336-S-2024 | 11.4 | Solar |  |  | Interconnected | Bethel | 55005 | COOPERS CORNER | CPC03 | Residential |  | 48856.46 | 2024 | 2024
20252-215895-01 | Connexus Energy | 26 | 689 | Co-op | 1337-S-2024 | 5.7 | Solar |  |  | Interconnected | Hugo | 55038 | HUGO | HGO04 | Residential |  | 43106 | 2024 | 2024
20252-215895-01 | Connexus Energy | 26 | 689 | Co-op | 1338-S-2024 | 3.84 | Solar |  |  | Interconnected | Ramsey | 55303 | DAYTONPORT | DPT02 | Residential |  | 24837.66 | 2024 | 2024
20252-215895-01 | Connexus Energy | 26 | 689 | Co-op | 1339-S-2024 | 6.4 | Solar |  |  | Interconnected | Circle Pines | 55014 | CIRCLE PINES | CIR04 | Residential |  | 37190 | 2024 | 2024
20252-215895-01 | Connexus Energy | 26 | 689 | Co-op | 1340-S-2024 | 8.376 | Solar |  |  | Interconnected | Ham Lake | 55304 | HAM LAKE | HAM06 | Residential |  | 34827.4 | 2024 | 2024
20252-215895-01 | Connexus Energy | 26 | 689 | Co-op | 1341-S-2024 | 9.6 | Solar |  |  | Interconnected | Dayton | 55327 | HENNEPIN | HEN03 | Residential |  | 12000 | 2024 | 2024
20252-215895-01 | Connexus Energy | 26 | 689 | Co-op | 1342-S-2024 | 7.68 | Solar |  |  | Interconnected | Circle Pines | 55014 | CIRCLE PINES | CIR03 | Residential |  | 42433 | 2024 | 2024
20252-215895-01 | Connexus Energy | 26 | 689 | Co-op | 1343-S-2024 | 6.4 | Solar |  |  | Interconnected | Blaine | 55449 | BLAINE 1 | BLN03 | Residential |  | 33075 | 2024 | 2024
20252-215895-01 | Connexus Energy | 26 | 689 | Co-op | 1344-S-2024 | 5.12 | Solar |  |  | Interconnected | Hugo | 55038 | HUGO | HGO04 | Residential |  | 28684 | 2024 | 2024
20252-215895-01 | Connexus Energy | 26 | 689 | Co-op | 1345-S-2024 | 14.976 | Solar |  |  | Interconnected | Blaine | 55434 | AIRPORT 2 | APT26 | Residential |  | 39934.19 | 2024 | 2024
20252-215895-01 | Connexus Energy | 26 | 689 | Co-op | 1346-S-2024 | 7.22 | Solar |  |  | Interconnected | Andover | 55304 | ANDOVER | AND05 | Residential |  | 28444 | 2024 | 2024
20252-215895-01 | Connexus Energy | 26 | 689 | Co-op | 1347-S-2024 | 6.09 | Solar |  |  | Interconnected | Saint Cloud | 56304 | CABLE | CBL01 | Residential |  | 41330 | 2024 | 2024
20252-215895-01 | Connexus Energy | 26 | 689 | Co-op | 1348-S-2024 | 7.04 | Solar |  |  | Interconnected | Ramsey | 55303 | RAMSEY | RAM02 | Residential |  | 38269 | 2024 | 2024
20252-215895-01 | Connexus Energy | 26 | 689 | Co-op | 1349-S-2024 | 4.94 | Solar |  |  | Interconnected | Blaine | 55449 | BLAINE 2 | BLN21 | Residential |  | 17505 | 2024 | 2024
20252-215895-01 | Connexus Energy | 26 | 689 | Co-op | 1350-S-2024 | 6.528 | Solar |  |  | Interconnected | Anoka | 55303 | ANDOVER | AND02 | Residential |  | 31502.6 | 2024 | 2024
20252-215895-01 | Connexus Energy | 26 | 689 | Co-op | 1351-S-2024 | 7.22 | Solar |  |  | Interconnected | Ramsey | 55303 | DAYTONPORT | DPT05 | Residential |  | 35198 | 2024 | 2024
20252-215895-01 | Connexus Energy | 26 | 689 | Co-op | 1352-S-2024 | 7.04 | Solar |  |  | Interconnected | Ramsey | 55303 | ANOKA | AKA04 | Residential |  | 38269 | 2024 | 2024
20252-215895-01 | Connexus Energy | 26 | 689 | Co-op | 1353-S-2024 | 16 | Solar |  |  | Interconnected | Blaine | 55434 | SPRING LAKE PARK | SLP01 | Residential |  | 86087.5 | 2024 | 2024
20252-215895-01 | Connexus Energy | 26 | 689 | Co-op | 1354-S-2024 | 5.32 | Solar |  | X | Interconnected | Cambridge | 55008 | ISANTI | IST06 | Residential |  | 37480 | 2024 | 2024
20252-215895-01 | Connexus Energy | 26 | 689 | Co-op | 1355-S-2024 | 6.46 | Solar |  |  | Interconnected | Andover | 55304 | BUNKER LAKE | BUL01 | Residential |  | 27976 | 2024 | 2024
20252-215895-01 | Connexus Energy | 26 | 689 | Co-op | 1356-S-2024 | 5.32 | Solar |  |  | Interconnected | Becker | 55308 | THOMPSON LAKE | TLK04 | Residential |  | 40758 | 2024 | 2024
20252-215895-01 | Connexus Energy | 26 | 689 | Co-op | 1357-S-2024 | 8.064 | Solar |  |  | Interconnected | East Bethel | 55005 | COOPERS CORNER | CPC06 | Residential |  | 25513 | 2024 | 2024
20252-215895-01 | Connexus Energy | 26 | 689 | Co-op | 1358-S-2024 | 3.84 | Solar |  |  | Interconnected | Blaine | 55434 | SPRING LAKE PARK | SLP03 | Residential |  | 21513 | 2024 | 2024
20252-215895-01 | Connexus Energy | 26 | 689 | Co-op | 1359-S-2024 | 6.4 | Solar |  |  | Interconnected | Blaine | 55434 | JOHNSVILLE | JON06 | Residential |  | 37190 | 2024 | 2024
20252-215895-01 | Connexus Energy | 26 | 689 | Co-op | 1360-S-2024 | 13.44 | Solar |  |  | Interconnected | Ramsey | 55303 | ENERGY PARK | ENP06 | Residential |  | 74714 | 2024 | 2024
20252-215895-01 | Connexus Energy | 26 | 689 | Co-op | 1361-S-2024 | 3.84 | Solar |  |  | Interconnected | Blaine | 55434 | AIRPORT 1 | APT04 | Residential |  | 25176 | 2024 | 2024
20252-215895-01 | Connexus Energy | 26 | 689 | Co-op | 1362-S-2024 | 7.68 | Solar |  |  | Interconnected | Ramsey | 55303 | DAYTONPORT | DPT05 | Residential |  | 40033 | 2024 | 2024
20252-215895-01 | Connexus Energy | 26 | 689 | Co-op | 1363-S-2024 | 5.76 | Solar |  |  | Interconnected | Blaine | 55449 | AIRPORT 1 | APT05 | Residential |  | 29596 | 2024 | 2024
20252-215895-01 | Connexus Energy | 26 | 689 | Co-op | 1364-S-2024 | 5.12 | Solar |  |  | Interconnected | Blaine | 55449 | AIRPORT 1 | APT05 | Residential |  | 26916.5 | 2024 | 2024
20252-215895-01 | Connexus Energy | 26 | 689 | Co-op | 1365-S-2024 | 4 | Solar |  |  | Interconnected | Big Lake | 55309 | REMMELE | RML05 | Residential |  | 41078 | 2024 | 2024
20252-215895-01 | Connexus Energy | 26 | 689 | Co-op | 1366-S-2024 | 9.6 | Solar |  |  | Interconnected | Blaine | 55449 | BLAINE 2 | BLN21 | Residential |  | 51653 | 2024 | 2024
20252-215895-01 | Connexus Energy | 26 | 689 | Co-op | 1367-S-2024 | 7.68 | Solar |  |  | Interconnected | Ramsey | 55303 | DAYTONPORT | DPT03 | Residential |  | 40033 | 2024 | 2024
20252-215895-01 | Connexus Energy | 26 | 689 | Co-op | 1368-S-2024 | 25.84 | Solar |  |  | Interconnected | Ramsey | 55303 | RAMSEY | RAM02 | Residential |  | 70000 | 2024 | 2024
20252-215895-01 | Connexus Energy | 26 | 689 | Co-op | 1369-S-2024 | 15.2 | Solar |  |  | Interconnected | Ham Lake | 55304 | HAM LAKE | HAM01 | Residential |  | 49000 | 2024 | 2024
20252-215895-01 | Connexus Energy | 26 | 689 | Co-op | 1370-S-2024 | 7.68 | Solar |  |  | Interconnected | Blaine | 55449 | BLAINE 2 | BLN21 | Residential |  | 41748 | 2024 | 2024
20252-215895-01 | Connexus Energy | 26 | 689 | Co-op | 1371-S-2024 | 12.16 | Solar |  |  | Interconnected | Blaine | 55449 | BLAINE 2 | BLN26 | Residential |  | 61983 | 2024 | 2024
20252-215895-01 | Connexus Energy | 26 | 689 | Co-op | 1372-S-2024 | 6.175 | Solar |  |  | Interconnected | Dayton | 55327 | SOUTH DAYTON | SDN01 | Residential |  | 12113 | 2024 | 2024
20252-215895-01 | Connexus Energy | 26 | 689 | Co-op | 1373-S-2024 | 5.12 | Solar |  |  | Interconnected | Blaine | 55434 | AIRPORT 2 | APT26 | Residential |  | 26916.5 | 2024 | 2024
20252-215895-01 | Connexus Energy | 26 | 689 | Co-op | 1374-S-2024 | 3.84 | Solar |  |  | Interconnected | Blaine | 55434 | JOHNSVILLE | JON02 | Residential |  | 23913 | 2024 | 2024
20252-215895-01 | Connexus Energy | 26 | 689 | Co-op | 1375-S-2024 | 10.88 | Solar |  |  | Interconnected | Blaine | 55434 | JOHNSVILLE | JON02 | Residential |  | 56842 | 2024 | 2024
20252-215895-01 | Connexus Energy | 26 | 689 | Co-op | 1376-S-2024 | 5.32 | Solar |  |  | Interconnected | Blaine | 55434 | AIRPORT 1 | APT01 | Residential |  | 16229 | 2024 | 2024
20252-215895-01 | Connexus Energy | 26 | 689 | Co-op | 1377-S-2024 | 5.76 | Solar |  |  | Interconnected | Blaine | 55449 | BLAINE 2 | BLN21 | Residential |  | 29596 | 2024 | 2024
20252-215895-01 | Connexus Energy | 26 | 689 | Co-op | 1378-S-2024 | 11.4 | Solar |  |  | Interconnected | Forest Lake | 55025 | FOREST LAKE 2 | FLK21 | Residential |  | 36820 | 2024 | 2024
20252-215895-01 | Connexus Energy | 26 | 689 | Co-op | 1379-S-2024 | 13.44 | Solar |  |  | Interconnected | Blaine | 55449 | BLAINE 2 | BLN21 | Residential |  | 72313.5 | 2024 | 2024
20252-215895-01 | Connexus Energy | 26 | 689 | Co-op | 1380-S-2024 | 10.64 | Solar |  |  | Interconnected | Hugo | 55038 | WHITE BEAR TOWNSHIP | WBR03 | Residential |  | 43183 | 2024 | 2024
20252-215895-01 | Connexus Energy | 26 | 689 | Co-op | 1381-S-2024 | 6.5 | Solar |  |  | Interconnected | Elk River | 55330 | BIG LAKE | BLK04 | Residential |  | 12750 | 2024 | 2024
20252-215895-01 | Connexus Energy | 26 | 689 | Co-op | 1382-S-2024 | 4.35 | Solar |  |  | Interconnected | Blaine | 55449 | BLAINE 1 | BLN04 | Residential |  | 22537 | 2024 | 2024
20252-215895-01 | Connexus Energy | 26 | 689 | Co-op | 1383-S-2024 | 4.48 | Solar |  |  | Interconnected | Andover | 55304 | SODERVILLE | SOD05 | Residential |  | 25957 | 2024 | 2024
20252-215895-01 | Connexus Energy | 26 | 689 | Co-op | 1384-S-2024 | 5.76 | Solar |  |  | Interconnected | Andover | 55304 | BUNKER LAKE | BUL01 | Residential |  | 34839 | 2024 | 2024
20252-215895-01 | Connexus Energy | 26 | 689 | Co-op | 1385-S-2024 | 7.52 | Solar |  |  | Interconnected | Cambridge | 55008 | CAMBRIDGE INDUSTRIAL PARK | CIP05 | Residential |  | 8610 | 2024 | 2024
20252-215895-01 | Connexus Energy | 26 | 689 | Co-op | 1386-S-2024 | 4.55 | Solar |  |  | Interconnected | Blaine | 55434 | AIRPORT 1 | APT05 | Residential |  | 19391 | 2024 | 2024
20252-215895-01 | Connexus Energy | 26 | 689 | Co-op | 1387-S-2024 | 9.5 | Solar |  |  | Interconnected | Oak Grove | 55303 | ANDOVER | AND02 | Residential |  | 28495 | 2024 | 2024
20252-215895-01 | Connexus Energy | 26 | 689 | Co-op | 1388-S-2024 | 6.4 | Solar |  |  | Interconnected | Champlin | 55316 | HENNEPIN | HEN03 | Residential |  | 38710 | 2024 | 2024
20252-215895-01 | Connexus Energy | 26 | 689 | Co-op | 1389-S-2024 | 9.6 | Solar |  |  | Interconnected | Dayton | 55327 | HENNEPIN | HEN03 | Residential |  | 33925 | 2024 | 2024
20252-215895-01 | Connexus Energy | 26 | 689 | Co-op | 1390-S-2024 | 9.88 | Solar |  |  | Interconnected | Andover | 55304 | NORTH BUNKER LAKE | NBL12 | Residential |  | 30000 | 2024 | 2024
20252-215895-01 | Connexus Energy | 26 | 689 | Co-op | 1391-S-2024 | 7.04 | Solar |  |  | Interconnected | Ham Lake | 55304 | BUNKER LAKE | BUL06 | Residential |  | 42581 | 2024 | 2024
20252-215895-01 | Connexus Energy | 26 | 689 | Co-op | 1392-S-2024 | 11.4 | Solar |  |  | Interconnected | Ham Lake | 55304 | HAM LAKE | HAM05 | Residential |  | 20250 | 2024 | 2024
20252-215895-01 | Connexus Energy | 26 | 689 | Co-op | 1393-S-2024 | 10.368 | Solar |  |  | Interconnected | Bethel | 55005 | COOPERS CORNER | CPC05 | Residential |  | 48273.05 | 2024 | 2024
20252-215895-01 | Connexus Energy | 26 | 689 | Co-op | 1394-S-2024 | 8.12 | Solar |  |  | Applied | Isanti | 55040 | CAMBRIDGE INDUSTRIAL PARK | CIP05 | Residential |  | 32400 | 2024
20252-215895-01 | Connexus Energy | 26 | 689 | Co-op | 1395-S-2024 | 3.04 | Solar |  |  | Applied | Ramsey | 55303 | DAYTONPORT | DPT05 | Residential |  | 23690 | 2024
20252-215895-01 | Connexus Energy | 26 | 689 | Co-op | 1396-S-2024 | 5.7 | Solar |  |  | Applied | Ramsey | 55303 | DAYTONPORT | DPT05 | Residential |  | 26239 | 2024
20252-215895-01 | Connexus Energy | 26 | 689 | Co-op | 1397-S-2024 | 3.8 | Solar |  |  | Applied | Dayton | 55369 | SOUTH DAYTON | SDN01 | Residential |  | 20021 | 2024
20252-215895-01 | Connexus Energy | 26 | 689 | Co-op | 1398-S-2024 | 5 | Solar |  |  | Applied | Isanti | 55040 | CAMBRIDGE INDUSTRIAL PARK | CIP05 | Residential |  | 24751.44 | 2024
20252-215895-01 | Connexus Energy | 26 | 689 | Co-op | 1399-S-2024 | 5.7 | Solar |  |  | Applied | Dayton | 55327 | ENERGY PARK | ENP05 | Residential |  | 25972 | 2024
20252-215895-01 | Connexus Energy | 26 | 689 | Co-op | 1400-S-2024 | 2.66 | Solar |  |  | Applied | Lino Lakes | 55014 | HUGO | HGO02 | Residential |  | 19133 | 2024
20252-215895-01 | Connexus Energy | 26 | 689 | Co-op | 1401-S-2024 | 10 | Solar |  |  | Applied | Blaine | 55449 | BLAINE 2 | BLN21 | Residential |  | 43575.67 | 2024
20252-215895-01 | Connexus Energy | 26 | 689 | Co-op | 1402-S-2024 | 4.35 | Solar |  |  | Applied | Ramsey | 55303 | DAYTONPORT | DPT05 | Residential |  | 35277 | 2024
20252-215895-01 | Connexus Energy | 26 | 689 | Co-op | 1403-S-2024 | 4.06 | Solar |  |  | Applied | Ramsey | 55303 | DAYTONPORT | DPT05 | Residential |  | 34078 | 2024
20252-215895-01 | Connexus Energy | 26 | 689 | Co-op | 1404-S-2024 | 7.6 | Solar |  |  | Applied | Zimmerman | 55398 | ZIMMERMAN | ZIM06 | Residential |  | 32362.23 | 2024
20252-215895-01 | Connexus Energy | 26 | 689 | Co-op | 1405-S-2024 | 7.6 | Solar |  |  | Applied | Princeton | 55371 | BALDWIN 1 | BDN03 | Residential |  | 37915.05 | 2024
20252-215895-01 | Connexus Energy | 26 | 689 | Co-op | 1406-S-2024 | 7.6 | Solar |  |  | Applied | East Bethel | 55011 | EAST BETHEL | EBL02 | Residential |  | 28380.18 | 2024
20252-215895-01 | Connexus Energy | 26 | 689 | Co-op | 1407-S-2024 | 3.48 | Solar |  |  | Applied | Becker | 55308 | WEST BECKER | WBK02 | Residential |  | 22534.53 | 2024
20252-215895-01 | Connexus Energy | 26 | 689 | Co-op | 1408-S-2024 | 7.6 | Solar |  |  | Applied | Maple Grove | 55369 | HENNEPIN | HEN02 | Residential |  | 74357 | 2024
20252-215895-01 | Connexus Energy | 26 | 689 | Co-op | 1409-S-2024 | 7.98 | Solar |  |  | Applied | Dayton | 55327 | SOUTH DAYTON | SDN03 | Residential |  | 53779 | 2024
20252-215895-01 | Connexus Energy | 26 | 689 | Co-op | 1410-S-2024 | 10.88 | Solar |  |  | Applied | Forest Lake | 55025 | HUGO | HGO05 | Residential |  | 65136 | 2024
20252-215895-01 | Connexus Energy | 26 | 689 | Co-op | 1411-S-2024 | 3.8 | Solar |  |  | Applied | Blaine | 55449 | JOHNSVILLE | APT02 | Residential |  | 15471 | 2024
20252-215895-01 | Connexus Energy | 26 | 689 | Co-op | 1412-S-2024 | 6 | Solar |  |  | Applied | Maple Grove | 55369 | HENNEPIN | HEN02 | Residential |  | 36450.73 | 2024
20252-215895-01 | Connexus Energy | 26 | 689 | Co-op | 1413-S-2024 | 3.8 | Solar |  |  | Applied | Ramsey | 55303 | RAMSEY | RAM04 | Residential |  | 15533.87 | 2024
20252-215895-01 | Connexus Energy | 26 | 689 | Co-op | 1414-S-2024 | 7.6 | Solar |  |  | Applied | East Bethel | 55005 | COOPERS CORNER | CPC06 | Residential |  | 33021.24 | 2024
20252-215895-01 | Connexus Energy | 26 | 689 | Co-op | 1415-S-2024 | 3.575 | Solar |  |  | Applied | Blaine | 55449 | BLAINE 1 | BLN01 | Residential |  | 25272 | 2024
20252-215895-01 | Connexus Energy | 26 | 689 | Co-op | 1416-S-2024 | 10 | Solar |  |  | Applied | Blaine | 55449 | AIRPORT 2 | APT21 | Residential |  | 24223.49 | 2024
20252-215895-01 | Connexus Energy | 26 | 689 | Co-op | 1417-S-2024 | 4.18 | Solar |  |  | Applied | Zimmerman | 55398 | ZIMMERMAN | ZIM06 | Residential |  | 16716 | 2024
20252-215895-01 | Connexus Energy | 26 | 689 | Co-op | 1418-S-2024 | 22.8 | Solar |  |  | Applied | Isanti | 55040 | COOPERS CORNER | CPC05 | Residential |  | 88720 | 2024
20252-215895-01 | Connexus Energy | 26 | 689 | Co-op | 1419-S-2024 | 16.64 | Solar |  |  | Applied | Forest Lake | 55025 | FOREST LAKE 2 | FLK22 | Residential |  | 99619 | 2024
20252-215895-01 | Connexus Energy | 26 | 689 | Co-op | 1420-S-2024 | 6 | Solar |  |  | Applied | East Bethel | 55005 | COOPERS CORNER | CPC05 | Residential |  | 29598 | 2024
20252-215895-01 | Connexus Energy | 26 | 689 | Co-op | 1421-S-2024 | 4.537 | Solar |  |  | Applied | Becker | 55308 | WEST BECKER | WBK02 | Residential |  | 933.5 | 2024
20252-215895-01 | Connexus Energy | 26 | 689 | Co-op | 1422-S-2024 | 17.799 | Solar |  |  | Applied | Becker | 55308 | WEST BECKER | WBK02 | Residential |  | 71432.56 | 2024
20252-215895-01 | Connexus Energy | 26 | 689 | Co-op | 1423-S-2024 | 6.4 | Solar |  |  | Applied | Hugo | 55038 | WHITE BEAR TOWNSHIP | WBR03 | Residential |  | 36799 | 2024
20252-215895-01 | Connexus Energy | 26 | 689 | Co-op | 1424-S-2024 | 13.8 | Solar |  |  | Applied | Dayton | 55327 | ENERGY PARK | ENP05 | Residential |  | 53757.87 | 2024
20252-215895-01 | Connexus Energy | 26 | 689 | Co-op | 1425-S-2024 | 11.832 | Solar |  |  | Applied | Zimmerman | 55398 | CROWN | CRN02 | Residential |  | 45709 | 2024
20252-215895-01 | Connexus Energy | 26 | 689 | Co-op | 1426-S-2024 | 20.736 | Solar |  |  | Applied | Ramsey | 55303 | ANOKA | AKA03 | Residential |  | 33615 | 2024
20252-215895-01 | Connexus Energy | 26 | 689 | Co-op | 1427-S-2024 | 20.88 | Solar |  |  | Applied | Lino Lakes | 55014 | BLAINE 1 | BLN06 | Residential |  | 30000 | 2024
20252-215895-01 | Connexus Energy | 26 | 689 | Co-op | 1428-S-2024 | 12.16 | Solar |  | X | Applied | Forest Lake | 55025 | FOREST LAKE 2 | FLK22 | Residential |  | 71357 | 2024
20252-215895-01 | Connexus Energy | 26 | 689 | Co-op | 1429-S-2024 | 30.72 | Solar |  | X | Applied | Forest Lake | 55025 | HUGO | HGO05 | Residential |  | 150200 | 2024
20252-215895-01 | Connexus Energy | 26 | 689 | Co-op | 1430-S-2024 | 6 | Solar |  |  | Applied | Isanti | 55040 | COOPERS CORNER | CPC23 | Residential |  |  | 2024
20252-215895-01 | Connexus Energy | 26 | 689 | Co-op | 1431-S-2024 | 3.8 | Solar |  |  | Applied | Maple Grove | 55369 | HENNEPIN | HEN02 | Residential |  | 15520 | 2024
20252-215895-01 | Connexus Energy | 26 | 689 | Co-op | 1432-S-2024 | 12.16 | Solar |  |  | Applied | Big Lake | 55309 | REMMELE | RML06 | Residential |  | 33585 | 2024
20252-215895-01 | Connexus Energy | 26 | 689 | Co-op | 1433-S-2024 | 10.88 | Solar |  |  | Withdrawn | Princeton | 55371 |  |  | Residential |  | 57496 | 2024
20252-215895-01 | Connexus Energy | 26 | 689 | Co-op | 1434-S-2024 | 4.56 | Solar |  |  | Withdrawn | White Bear Lake | 55110 |  |  | Residential |  | 20564 | 2024
20252-215895-01 | Connexus Energy | 26 | 689 | Co-op | 1435-S-2024 | 5.355 | Solar |  |  | Withdrawn | Champlin | 55316 |  |  | Residential |  | 31495 | 2024
20252-215895-01 | Connexus Energy | 26 | 689 | Co-op | 1436-S-2024 | 33.504 | Solar |  |  | Withdrawn | Forest Lake | 55025 |  |  | Commercial |  | 117904 | 2024
20252-215895-01 | Connexus Energy | 26 | 689 | Co-op | 1437-S-2024 | 5 | Solar |  |  | Withdrawn | Isanti | 55040 |  |  | Residential |  | 21535.6 | 2024
20252-215895-01 | Connexus Energy | 26 | 689 | Co-op | 1438-S-2024 | 4.48 | Solar |  |  | Withdrawn | Coon Rapids | 55448 |  |  | Residential |  | 27499 | 2024
20251-214189-01 | Cooperative Light & Power | 9 | 4346 | Co-op | 2018 CLP 1 | 1.35 | Solar |  |  | Interconnected | Duluth | 55804 | 7 | C | Residential |  |  | 1999 | 1999
20251-214189-01 | Cooperative Light & Power | 9 | 4346 | Co-op | 2018 CLP 2 | 15.8 | Solar |  |  | Interconnected | Finland | 55604 | 5 |  | Commercial |  |  | 2003 | 2003
20251-214189-01 | Cooperative Light & Power | 9 | 4346 | Co-op | 2018 CLP 3 | 3 | Solar |  |  | Interconnected | Duluth | 55804 | 7 | C | Residential |  |  | 2004 | 2004
20251-214189-01 | Cooperative Light & Power | 9 | 4346 | Co-op | 2018 CLP 4 | 1.3 | Solar |  |  | Interconnected | Duluth | 55804 | 7 | C | Residential |  |  | 2006 | 2006
20251-214189-01 | Cooperative Light & Power | 9 | 4346 | Co-op | 2018 CLP 5 | 6.12 | Solar |  |  | Interconnected | Two Harbors | 55616 | 3 | B | Residential |  |  | 2006 | 2006
20251-214189-01 | Cooperative Light & Power | 9 | 4346 | Co-op | 2018 CLP 7 | 2.16 | Solar |  |  | Interconnected | Finland | 55603 | 5 | A | Residential |  |  | 2007 | 2007
20251-214189-01 | Cooperative Light & Power | 9 | 4346 | Co-op | 2018 CLP 8 | 2.8 | Solar |  |  | Interconnected | Duluth | 55804 | 7 | B | Residential |  |  | 2007 | 2007
20251-214189-01 | Cooperative Light & Power | 9 | 4346 | Co-op | 2018 CLP 9 | 1 | Solar |  |  | Interconnected | Finland | 55603 | 5 | A | Residential |  |  | 2007 | 2007
20251-214189-01 | Cooperative Light & Power | 9 | 4346 | Co-op | 2018 CLP 10 | 3.12 | Solar |  |  | Interconnected | Two Harbors | 55616 | 3 |  | Residential |  |  | 2007 | 2007
20251-214189-01 | Cooperative Light & Power | 9 | 4346 | Co-op | 2018 CLP 11 | 8.4 | Solar |  |  | Interconnected | Finland | 55603 | 5 | C | Residential |  |  | 2007 | 2007
20251-214189-01 | Cooperative Light & Power | 9 | 4346 | Co-op | 2018 CLP 12 | 2.88 | Solar |  |  | Interconnected | Finland | 55603 | 5 | C | Commercial |  |  | 2008 | 2008
20251-214189-01 | Cooperative Light & Power | 9 | 4346 | Co-op | 2018 CLP 13 | 2.05 | Solar |  |  | Interconnected | Two Harbors | 55616 | 3 | C | Residential |  |  | 2009 | 2009
20251-214189-01 | Cooperative Light & Power | 9 | 4346 | Co-op | 2018 CLP 14 | 10.5 | Solar |  |  | Interconnected | Finland | 55603 | 5 | C | Commercial |  |  | 2012 | 2012
20251-214189-01 | Cooperative Light & Power | 9 | 4346 | Co-op | 2018 CLP 15 | 5 | Solar |  |  | Interconnected | Finland | 55603 | 5 | B | Residential |  |  | 2012 | 2012
20251-214189-01 | Cooperative Light & Power | 9 | 4346 | Co-op | 2018 CLP 16 | 17.7 | Solar |  |  | Interconnected |  |  |  |  | Commercial |  |  | 2013 | 2013
20251-214189-01 | Cooperative Light & Power | 9 | 4346 | Co-op | 2018 CLP 17 | 0.19 | Solar |  |  | Interconnected | Finland | 55603 | 5 | B | Residential |  |  | 2013 | 2013
20251-214189-01 | Cooperative Light & Power | 9 | 4346 | Co-op | 2018 CLP 18 | 2.5 | Solar |  |  | Interconnected | Two Harbors | 55616 | 3 | A | Residential |  |  | 2013 | 2013
20251-214189-01 | Cooperative Light & Power | 9 | 4346 | Co-op | 2018 CLP 19 | 4.8 | Solar |  |  | Interconnected | Duluth | 55804 | 7 | B | Residential |  |  | 2016 | 2016
20251-214189-01 | Cooperative Light & Power | 9 | 4346 | Co-op | 2018 CLP 20 | 6.7 | Solar |  |  | Interconnected | Finland | 55603 | 5 | B | Residential |  |  | 2016 | 2016
20251-214189-01 | Cooperative Light & Power | 9 | 4346 | Co-op | 2018 CLP 21 | 6.7 | Solar |  |  | Interconnected | Duluth | 55804 | 7 | B | Residential |  |  | 2016 | 2016
20251-214189-01 | Cooperative Light & Power | 9 | 4346 | Co-op | 2018 CLP 22 | 3 | Wind |  |  | Interconnected | Duluth | 55804 | 7 | C | Residential |  |  | 1992 | 1992
20251-214189-01 | Cooperative Light & Power | 9 | 4346 | Co-op | 2018 CLP 23 | 1.35 | Wind |  |  | Interconnected | Two Harbors | 55616 | 3 | C | Residential |  |  | 1999 | 1999
20251-214189-01 | Cooperative Light & Power | 9 | 4346 | Co-op | 2018 CLP 24 | 10 | Wind |  |  | Interconnected | Finland | 55603 | 5 | C | Commercial |  |  | 2003 | 2003
20251-214189-01 | Cooperative Light & Power | 9 | 4346 | Co-op | 2018 CLP 25 | 6.05 | Wind |  |  | Interconnected | Two Harbors | 55616 | 3 | B | Residential |  |  | 2006 | 2006
20251-214189-01 | Cooperative Light & Power | 9 | 4346 | Co-op | 2018 CLP 26 | 7.7 | Wind |  |  | Interconnected | Two Harbors | 55616 | 3 | C | Residential |  |  | 2009 | 2009
20251-214189-01 | Cooperative Light & Power | 9 | 4346 | Co-op | 2018 CLP 27 | 17.5 | Wind |  |  | Interconnected | Two Harbors | 55616 | 3 | C | Residential |  |  | 2014 | 2014
20251-214189-01 | Cooperative Light & Power | 9 | 4346 | Co-op | 2018 CLP 28 | 12.68 | Solar |  |  | Interconnected | Two Harbors | 55616 | 7 | B | Residential |  |  | 2017 | 2017
20251-214189-01 | Cooperative Light & Power | 9 | 4346 | Co-op | 2018 CLP 29 | 2.5 | Solar |  |  | Interconnected | Two Harbors | 55616 | 3 | A | Residential |  |  | 2013 | 2013
20251-214189-01 | Cooperative Light & Power | 9 | 4346 | Co-op | 2018 CLP 30 | 7.68 | Solar |  |  | Interconnected | Two Harbors | 55616 | 3 | A | Residential |  | 29704 | 2018 | 2018
20251-214189-01 | Cooperative Light & Power | 9 | 4346 | Co-op | 2018 CLP 31 | 7.6 | Solar |  |  | Interconnected | Two Harbors | 55616 | 7 | A | Residential |  | 30983 | 2018 | 2018
20251-214189-01 | Cooperative Light & Power | 9 | 4346 | Co-op | 2018 CLP 32 | 20.16 | Solar |  |  | Interconnected | Finland | 55603 | 5 | A | Residential |  | 44100 | 2018 | 2019
20251-214189-01 | Cooperative Light & Power | 9 | 4346 | Co-op | 2018 CLP 33 | 10.88 | Solar |  |  | Interconnected | Two Harbors | 55616 | 7 | A | Residential |  | 41274 | 2018 | 2018
20251-214189-01 | Cooperative Light & Power | 9 | 4346 | Co-op | 2018 CLP 34 | 4.08 | Solar |  |  | Interconnected | Beaver Bay | 55604 | 5 | A | Residential |  |  | 2018 | 2018
20251-214189-01 | Cooperative Light & Power | 9 | 4346 | Co-op | 2018 CLP 35 | 11.4 | Solar |  |  | Interconnected | Two Harbors | 55616 | 7 | A | Commercial |  | 42092 | 2018 | 2018
20251-214189-01 | Cooperative Light & Power | 9 | 4346 | Co-op | 2018 CLP 36 | 37.8 | Solar |  |  | Interconnected | Finland | 55603 | 5 | C | Commercial |  |  | 2017 | 2018
20251-214189-01 | Cooperative Light & Power | 9 | 4346 | Co-op | 2018 CLP 37 | 2 | Solar |  |  | Decommissioned | Two Harbors | 55616 | 3 | B | Residential |  |  |  |  | 2018
20251-214189-01 | Cooperative Light & Power | 9 | 4346 | Co-op | 2018 CLP 38 | 10.62 | Solar |  |  | Interconnected | Silver Bay | 55614 | 5 | B | Residential |  | 39551 | 2018 | 2019
20251-214189-01 | Cooperative Light & Power | 9 | 4346 | Co-op | 2019 CLP 29 | 9.3 | Solar |  |  | Interconnected | Beaver Bay | 55601 | 5 | F4 | Residential |  |  | 2019 | 2019
20251-214189-01 | Cooperative Light & Power | 9 | 4346 | Co-op | 2019 CLP 30 | 12.2 | Solar |  |  | Interconnected | Duluth | 55804 | 7 | B | Residential |  | 39500 | 2019 | 2019
20251-214189-01 | Cooperative Light & Power | 9 | 4346 | Co-op | 2019 CLP 31 | 6 | Solar |  |  | Interconnected | Island Lake | 55803 | 4 | 1 | Residential |  |  | 2018 | 2019
20251-214189-01 | Cooperative Light & Power | 9 | 4346 | Co-op | NOVA1069 | 5 | Solar |  |  | Interconnected | Isabella | 55607 | 5 | F1 | Residential |  | 20000 | 2019 | 2020
20251-214189-01 | Cooperative Light & Power | 9 | 4346 | Co-op | NOVA1119 | 4.8 | Solar |  |  | Interconnected | Beaver Bay | 55601 | 5 | F2 | Residential |  | 9500 | 2019 | 2019
20251-214189-01 | Cooperative Light & Power | 9 | 4346 | Co-op | NOVA1453 | 0.5 | Solar |  |  | Interconnected | Finland | 55603 | 5 | F4 | Residential |  | 1200 | 2019 | 2020
20251-214189-01 | Cooperative Light & Power | 9 | 4346 | Co-op | NOVA1543 | 6.96 | Solar |  |  | Interconnected | Two Harbors | 55616 | 7 | CV F3 | Residential |  | 36436 | 2019 | 2019
20251-214189-01 | Cooperative Light & Power | 9 | 4346 | Co-op | NOVA2258 | 12.6 | Solar |  | X | Interconnected | Two Harbors | 55616 | 7 | F1 | Residential |  | 30799 | 2019 | 2019
20251-214189-01 | Cooperative Light & Power | 9 | 4346 | Co-op | NOVA2321 | 5 | Solar |  |  | Interconnected | Two Harbors | 55616 | 203 | L6 | Residential |  | 30691 | 2019 | 2019
20251-214189-01 | Cooperative Light & Power | 9 | 4346 | Co-op | NOVA2359 | 5 | Solar |  |  | Interconnected | Two Harbors | 55616 | 7 | F1 | Residential |  | 24586 | 2019 | 2019
20251-214189-01 | Cooperative Light & Power | 9 | 4346 | Co-op | NOVA2579 | 8.12 | Solar |  |  | Withdrawn | Two Harbors | 55616 | 3 | W2 | Residential |  | 37412 | 2019
20251-214189-01 | Cooperative Light & Power | 9 | 4346 | Co-op | NOVA4015 | 6.38 | Solar |  | X | Interconnected | Two Harbors | 55616 | 3 | W2 | Residential |  | 38420 | 2020 | 2021
20251-214189-01 | Cooperative Light & Power | 9 | 4346 | Co-op | NOVA3054 | 3.29 | Solar |  |  | Interconnected | Duluth | 55803 | 3 | L5 | Residential |  | 15887 | 2020 | 2021
20251-214189-01 | Cooperative Light & Power | 9 | 4346 | Co-op | NOVA4078 | 4.42 | Solar |  |  | Interconnected | Duluth | 55804 | 7 | CV F3 | Residential |  | 20000 | 2021 | 2021
20251-214189-01 | Cooperative Light & Power | 9 | 4346 | Co-op | NOVA4561 | 10.45 | Solar |  |  | Interconnected | Duluth | 55804 | 7 | CV F1 | Residential |  | 32000 | 2021 | 2021
20251-214189-01 | Cooperative Light & Power | 9 | 4346 | Co-op | NOVA4571 | 6.96 | Solar |  |  | Interconnected | Two Harbors | 55616 | 7 | CV F3 | Residential |  | 36509 | 2021 | 2021
20251-214189-01 | Cooperative Light & Power | 9 | 4346 | Co-op | NOVA4548 | 7.08 | Solar |  |  | Interconnected | Two Harbors | 55616 | 203 | L3 | Residential |  | 24805 | 2021 | 2021
20251-214189-01 | Cooperative Light & Power | 9 | 4346 | Co-op | NOVA4674 | 10.2 | Solar |  |  | Interconnected | Duluth | 55804 | 7 | CV F1 | Residential |  | 22355 | 2021 | 2021
20251-214189-01 | Cooperative Light & Power | 9 | 4346 | Co-op | NOVA4867 | 8.12 | Solar |  |  | Interconnected | Two Harbors | 55616 | 3 | W2 | Residential |  | 36862 | 2021 | 2021
20251-214189-01 | Cooperative Light & Power | 9 | 4346 | Co-op | NOVA4960 | 3.48 | Solar |  |  | Interconnected | Duluth | 55804 | 7 | CV F3 | Residential |  | 15576 | 2021 | 2021
20251-214189-01 | Cooperative Light & Power | 9 | 4346 | Co-op | NOVA5230 | 8.72 | Solar |  |  | Interconnected | Finland | 55603 | 5 | F4 | Residential |  | 29930 | 2021 | 2022
20251-214189-01 | Cooperative Light & Power | 9 | 4346 | Co-op | NOVA5250 | 7.67 | Solar |  |  | Interconnected | Two Harbors | 55616 | 7 | CV F1 | Residential |  | 32666 | 2021 | 2021
20251-214189-01 | Cooperative Light & Power | 9 | 4346 | Co-op | NOVA5437 | 2.95 | Solar |  |  | Interconnected | Two Harbors | 55616 | 203 | L3 | Residential |  | 14197.9 | 2022 | 2022
20251-214189-01 | Cooperative Light & Power | 9 | 4346 | Co-op | NOVA5782 | 7.08 | Solar |  |  | Interconnected | Finland | 55603 | 5 | F2 | Residential |  | 20000 | 2023 | 2023
20251-214189-01 | Cooperative Light & Power | 9 | 4346 | Co-op | NOVA5797 | 10.25 | Solar |  |  | Interconnected | Two Harbors | 55616 | 7 | CV F3 | Residential |  | 38000 | 2022 | 2022
20251-214189-01 | Cooperative Light & Power | 9 | 4346 | Co-op | NOVA5816 | 5.9 | Solar |  |  | Interconnected | Two Harbors | 55616 | 203 | L4 | Residential |  | 28700 | 2022 | 2022
20251-214189-01 | Cooperative Light & Power | 9 | 4346 | Co-op | NOVA6078 | 17.6 | Solar |  |  | Interconnected | Duluth | 55804 | 7 | CV F2 | Residential |  | 81500 | 2022 | 2022
20251-214189-01 | Cooperative Light & Power | 9 | 4346 | Co-op | NOVA6232 | 7.08 | Solar |  |  | Withdrawn | Duluth | 55803 | 3 | L5 | Residential |  | 48774 | 2022
20251-214189-01 | Cooperative Light & Power | 9 | 4346 | Co-op | NOVA6364 | 15 | Solar |  |  | Interconnected | Duluth | 55804 | 7 | CV F3 | Residential |  | 46000 | 2022 | 2022
20251-214189-01 | Cooperative Light & Power | 9 | 4346 | Co-op | NOVA6407 | 24 | Solar |  |  | Interconnected | Two Harbors | 55616 | 203 | L6 | Residential |  | 60000 | 2022 | 2022
20251-214189-01 | Cooperative Light & Power | 9 | 4346 | Co-op | NOVA6426 | 10 | Solar |  |  | Interconnected | Duluth | 55804 | 7 | CV F2 | Residential |  | 43104 | 2022 | 2022
20251-214189-01 | Cooperative Light & Power | 9 | 4346 | Co-op | NOVA6450 | 6.57 | Solar |  |  | Interconnected | Knife River | 55609 | 7 | CV F3 | Residential |  | 32320 | 2022 | 2022
20251-214189-01 | Cooperative Light & Power | 9 | 4346 | Co-op | NOVA6517 | 23.7 | Solar |  |  | Interconnected | Knife River | 55609 | 7 | CV F3 | Residential |  | 117459.46 | 2023 | 2023
20251-214189-01 | Cooperative Light & Power | 9 | 4346 | Co-op | NOVA6549 | 7.32 | Solar |  |  | Interconnected | Silver Bay | 55614 | 5 | F2 | Residential |  | 24000 | 2022 | 2022
20251-214189-01 | Cooperative Light & Power | 9 | 4346 | Co-op | NOVA6585 | 5.86 | Solar |  |  | Interconnected | Two Harbors | 55616 | 203 | L3 | Residential |  | 24272 | 2022 | 2022
20251-214189-01 | Cooperative Light & Power | 9 | 4346 | Co-op | NOVA6588 | 8.65 | Solar |  | X | Interconnected | Silver Bay | 55616 | 5 | F2 | Residential |  | 22416 | 2022 | 2022
20251-214189-01 | Cooperative Light & Power | 9 | 4346 | Co-op | NOVA6595 | 8.42 | Solar |  |  | Interconnected | Two Harbors | 55616 | 203 | L4 | Residential |  | 31591 | 2022 | 2022
20251-214189-01 | Cooperative Light & Power | 9 | 4346 | Co-op | NOVA6633 | 5.12 | Solar |  |  | Interconnected | Two Harbors | 55616 | 7 | CV F1 | Residential |  | 29042 | 2022 | 2022
20251-214189-01 | Cooperative Light & Power | 9 | 4346 | Co-op | NOVA6873 | 8 | Solar |  | X | Interconnected | Duluth | 55804 | 7 | CV F2 | Residential |  | 58204 | 2022 | 2022
20251-214189-01 | Cooperative Light & Power | 9 | 4346 | Co-op | NOVA6964 | 18 | Solar |  |  | Interconnected | Duluth | 55804 | 7 | CV F2 | Residential |  | 103059 | 2022 | 2023
20251-214189-01 | Cooperative Light & Power | 9 | 4346 | Co-op | NOVA6995 | 6.59 | Solar |  |  | Interconnected | Two Harbors | 55616 | 203 | L3 | Residential |  | 29035 | 2022 | 2023
20251-214189-01 | Cooperative Light & Power | 9 | 4346 | Co-op | NOVA7002 | 5.86 | Solar |  |  | Interconnected | Duluth | 55804 | 7 | CV F2 | Residential |  | 22688 | 2023 | 2023
20251-214189-01 | Cooperative Light & Power | 9 | 4346 | Co-op | NOVA7144 | 38.52 | Solar |  |  | Interconnected | Two Harbors | 55616 | 7 | CV F1 | Residential |  | 85000 | 2022 | 2023
20251-214189-01 | Cooperative Light & Power | 9 | 4346 | Co-op | NOVA7145 | 38.52 | Solar |  |  | Interconnected | Duluth | 55804 | 7 | CV F2 | Residential |  | 85000 | 2022 | 2023
20251-214189-01 | Cooperative Light & Power | 9 | 4346 | Co-op | NOVA7192 | 13.5 | Solar |  |  | Interconnected | Two Harbors | 55616 | 5 | F2 | Residential |  | 58283 | 2022 | 2023
20251-214189-01 | Cooperative Light & Power | 9 | 4346 | Co-op | NOVA7381 | 26.61 | Solar |  | X | Interconnected | Duluth | 55803 | 4 | Island Lake | Residential |  | 84518 | 2022 | 2023
20251-214189-01 | Cooperative Light & Power | 9 | 4346 | Co-op | NOVA7411 | 2.88 | Solar |  |  | Interconnected | Silver Bay | 55614 | 5 | F2 | Residential |  | 21332 | 2023 | 2023
20251-214189-01 | Cooperative Light & Power | 9 | 4346 | Co-op | NOVA7575 | 15 | Solar |  | X | Interconnected | Two Harbors | 55616 | 3 | W2 | Residential |  | 72971 | 2023 | 2023
20251-214189-01 | Cooperative Light & Power | 9 | 4346 | Co-op | NOVA7598 | 12.5 | Solar |  |  | Interconnected | Two Harbors | 55616 | 7 | CV F1 | Residential |  | 51277 | 2023 | 2023
20251-214189-01 | Cooperative Light & Power | 9 | 4346 | Co-op | NOVA7619 | 9.15 | Solar |  |  | Interconnected | Duluth | 55804 | 7 | CV F1 | Residential |  | 33620 | 2023 | 2023
20251-214189-01 | Cooperative Light & Power | 9 | 4346 | Co-op | NOVA7631 | 9.52 | Solar |  |  | Interconnected | Silver Bay | 55614 | 5 | F3 | Residential |  | 43173 | 2023 | 2023
20251-214189-01 | Cooperative Light & Power | 9 | 4346 | Co-op | NOVA7839 | 13.08 | Solar |  | X | Interconnected | Two Harbors | 55616 | 203 | L3 | Residential |  | 55354 | 2023 | 2023
20251-214189-01 | Cooperative Light & Power | 9 | 4346 | Co-op | NOVA8117 | 5 | Solar |  |  | Interconnected | Two Harbors | 55616 | 7 | CV F1 | Residential |  | 21468 | 2023 | 2024
20251-214189-01 | Cooperative Light & Power | 9 | 4346 | Co-op | NOVA8307 | 8.45 | Solar |  |  | Interconnected | Duluth | 55803 | 4 | Island Lake | Residential |  | 28314 | 2023 | 2023
20251-214189-01 | Cooperative Light & Power | 9 | 4346 | Co-op | NOVA8315 | 5.86 | Solar |  |  | Interconnected | Knife River | 55609 | 7 | CV F3 | Residential |  | 13500 | 2023 | 2023
20251-214189-01 | Cooperative Light & Power | 9 | 4346 | Co-op | NOVA8397 | 9 | Solar |  | X | Interconnected | Two Harbors | 55616 | 203 | L3 | Residential |  | 43739 | 2023 | 2023
20251-214189-01 | Cooperative Light & Power | 9 | 4346 | Co-op | NOVA8427 | 6.3 | Solar |  |  | Active Application | Two Harbors | 55616 | 5 | F3 | Residential |  | 31043.25 | 2023
20251-214189-01 | Cooperative Light & Power | 9 | 4346 | Co-op | NOVA8457 | 22.4 | Solar |  |  | Interconnected | Two Harbors | 55616 | 203 | L4 | Residential |  | 67000 | 2023 | 2023
20251-214189-01 | Cooperative Light & Power | 9 | 4346 | Co-op | NOVA8629 | 7.56 | Solar |  |  | Interconnected | Knife River | 55609 | 7 | CV F3 | Residential |  | 34669 | 2023 | 2023
20251-214189-01 | Cooperative Light & Power | 9 | 4346 | Co-op | NOVA8702 | 8.64 | Solar |  |  | Interconnected | Duluth | 55803 | 3 | L5 | Residential |  | 19926 | 2023 | 2023
20251-214189-01 | Cooperative Light & Power | 9 | 4346 | Co-op | NOVA8781 | 30 | Solar |  |  | Interconnected | Finland | 55603 | 5 | F2 | Commercial |  | 44012.5 | 2023 | 2024
20251-214189-01 | Cooperative Light & Power | 9 | 4346 | Co-op | NOVA8881 | 15 | Solar |  | X | Withdrawn | Finland | 55603 |  | Schroeder | Residential |  | 61474 | 2023
20251-214189-01 | Cooperative Light & Power | 9 | 4346 | Co-op | NOVA8984 | 12.8 | Solar |  |  | Interconnected | Two Harbors | 55616 | 203 | L4 | Residential |  | 67780 | 2024 | 2024
20251-214189-01 | Cooperative Light & Power | 9 | 4346 | Co-op | NOVA9078 | 6 | Solar |  |  | Interconnected | Duluth | 55803 | 4 | Island Lake | Residential |  |  | 2018 | 2021
20251-214189-01 | Cooperative Light & Power | 9 | 4346 | Co-op | NOVA9170 | 17.93 | Solar |  |  | Interconnected | Two Harbors | 55616 | 203 | L3 | Residential |  | 53508 | 2024 | 2024
20251-214189-01 | Cooperative Light & Power | 9 | 4346 | Co-op | NOVA10211 | 10.25 | Solar |  |  | Interconnected | Duluth | 55804 | 7 | CV F2 | Residential |  | 44140 | 2024 | 2024
20251-214189-01 | Cooperative Light & Power | 9 | 4346 | Co-op | NOVA10489 | 3.6 | Solar |  |  | Interconnected | Duluth | 55803 | 3 | L5 | Residential |  | 25000 | 2024 | 2024
20251-214189-01 | Cooperative Light & Power | 9 | 4346 | Co-op | NOVA1050 | 7.02 | Solar |  |  | Interconnected | Brimson | 55602 | 3 | L5 | Residential |  |  | 2006
20251-214189-01 | Cooperative Light & Power | 9 | 4346 | Co-op | NOVA10524 | 12 | Solar |  |  | Interconnected | Duluth | 55803 | 4 | Island Lake | Residential |  | 48900 | 2024 | 2024
20251-214189-01 | Cooperative Light & Power | 9 | 4346 | Co-op | NOVA10580 | 4.8 | Solar |  |  | Interconnected | Isabella | 55607 |  | Schroeder | Residential |  | 9936 | 2024 | 2024
20251-214189-01 | Cooperative Light & Power | 9 | 4346 | Co-op | NOVA10697 | 4.8 | Solar |  |  | Interconnected | Brimson | 55602 | 3 | L5 | Residential |  | 17850 | 2024 | 2024
20251-214189-01 | Cooperative Light & Power | 9 | 4346 | Co-op | NOVA10702 | 26.34 | Solar |  | X | Interconnected | Finland | 55603 |  | Schroeder | Residential |  | 59711 | 2024 | 2024
20251-214189-01 | Cooperative Light & Power | 9 | 4346 | Co-op | NOVA10731 | 6.91 | Solar |  |  | Interconnected | Two Harbors | 55616 | 203 | L4 | Residential |  | 27000 | 2024 | 2024
20251-214189-01 | Cooperative Light & Power | 9 | 4346 | Co-op | NOVA10814 | 7.68 | Solar |  |  | Interconnected | Silver Bay | 55614 | 5 | F3 | Residential |  | 33132 | 2024 | 2024
20251-214189-01 | Cooperative Light & Power | 9 | 4346 | Co-op | NOVA11863 | 6.91 | Solar |  |  | Interconnected | Duluth | 55803 | 3 | L5 | Residential |  | 31059 | 2024 | 2024
20251-214189-01 | Cooperative Light & Power | 9 | 4346 | Co-op | NOVA11975 | 9 | Solar |  |  | Interconnected | Two Harbors | 55616 | 7 | CV F1 | Residential |  | 35580 | 2024 | 2024
20251-214189-01 | Cooperative Light & Power | 9 | 4346 | Co-op | NOVA12177 | 9.6 | Solar |  |  | Interconnected | Two Harbors | 55616 | 3 | W2 | Residential |  | 38625 | 2024 | 2024
20251-214189-01 | Cooperative Light & Power | 9 | 4346 | Co-op | NOVA12192-S | 10.2 | Storage |  |  | Active Application | Two Harbors | 55616 | 7 | CV F3 | Residential |  | 20000 | 2024
20251-214189-01 | Cooperative Light & Power | 9 | 4346 | Co-op | NOVA12199 | 7.36 | Solar |  |  | Interconnected | Duluth | 55803 | 4 | Island Lake | Residential |  | 33126 | 2024 | 2024
20251-214189-01 | Cooperative Light & Power | 9 | 4346 | Co-op | NOVA12248 | 8 | Solar |  |  | Interconnected | Duluth | 55803 | 4 | Island Lake | Residential |  | 33500 | 2024 | 2024
20251-214189-01 | Cooperative Light & Power | 9 | 4346 | Co-op | NOVA12268 | 6.92 | Solar |  |  | Interconnected | Two Harbors | 55616 | 203 | L6 | Residential |  |  | 2024 | 2024
20251-214189-01 | Cooperative Light & Power | 9 | 4346 | Co-op | NOVA12274 | 22.8 | Solar |  |  | Active Application | Duluth | 55804 | 7 | CV F2 | Residential |  | 149000 | 2024
20251-214189-01 | Cooperative Light & Power | 9 | 4346 | Co-op | NOVA12323 | 6.53 | Solar |  |  | Withdrawn | Knife River | 55609 | 7 | CV F3 | Residential |  | 39037 | 2024
20251-214189-01 | Cooperative Light & Power | 9 | 4346 | Co-op | NOVA12331 | 36 | Solar |  |  | Withdrawn | Two Harbors | 55616 | 7 | CV F3 | Residential |  | 2e+05 | 2024
20251-214189-01 | Cooperative Light & Power | 9 | 4346 | Co-op | NOVA12447 | 39.99 | Solar |  |  | Active Application | Two Harbors | 55616 | 7 | CV F3 | Residential |  | 125000 | 2024
20251-214189-01 | Cooperative Light & Power | 9 | 4346 | Co-op | NOVA12466 | 18.03 | Solar |  | X | Active Application | Knife River | 55609 | 7 | CV F3 | Residential |  | 58824 | 2024
20251-214189-01 | Cooperative Light & Power | 9 | 4346 | Co-op | NOVA12466-S | 11.5 | Storage |  |  | Active Application | Knife River | 55609 | 7 | CV F3 | Residential |  | 58824 | 2024
20251-214189-01 | Cooperative Light & Power | 9 | 4346 | Co-op | NOVA12470 | 7.2 | Solar |  |  | Active Application | Duluth | 55803 | 3 | L5 | Residential |  | 28000 | 2024
20252-215557-01 | Crow Wing Power | 35 | 4577 | Co-op | NOVA10405 | 14.21 | Solar |  |  | Active Application | Hillman | 56338 | Pine Center | Feeder - 3 | Residential |  | 58680 | 2024
20252-215557-01 | Crow Wing Power | 35 | 4577 | Co-op | NOVA10583 | 29.18 | Solar |  |  | Withdrawn | Brainerd | 56401 | Baxter 2 | Feeder - 6 | Residential |  | 95600 | 2024
20252-215557-01 | Crow Wing Power | 35 | 4577 | Co-op | NOVA10711 | 30.6 | Solar |  |  | Active Application | Brainerd | 56401 | Nokay | Feeder - 3 | Commercial |  | 96960 | 2024
20252-215557-01 | Crow Wing Power | 35 | 4577 | Co-op | NOVA12157 | 12.54 | Solar |  |  | Withdrawn | Pequot Lakes | 5642 | Crosslake 2 | Feeder - 3 | Residential |  |  | 2024
20252-215557-01 | Crow Wing Power | 35 | 4577 | Co-op | NOVA12195 | 38 | Solar |  |  | Active Application | Pierz | 56364 | Lastrup | Feeder - 4 | Residential |  | 80000 | 2024
20252-215557-01 | Crow Wing Power | 35 | 4577 | Co-op | NOVA12197 | 38 | Solar |  |  | Active Application | Pierz | 56364 | Ox Lake | Feeder - 4 | Residential |  | 80000 | 2024
20252-215557-01 | Crow Wing Power | 35 | 4577 | Co-op | NOVA12198 | 34.2 | Solar |  |  | Active Application | Royalton | 56373 | Bellevue | Feeder - 3 | Residential |  | 62000 | 2024
20252-215557-01 | Crow Wing Power | 35 | 4577 | Co-op | NOVA12218 | 7.32 | Solar |  | X | Active Application | Fifty Lakes | 56448 | Ox Lake | Feeder - 4 | Residential |  | 81195 | 2024
20252-215557-01 | Crow Wing Power | 35 | 4577 | Co-op | NOVA12218-S | 15.36 | Storage |  |  | Active Application | Fifty Lakes | 56448 | Ox Lake | Feeder - 4 | Residential |  | 81195 | 2024
20252-215557-01 | Crow Wing Power | 35 | 4577 | Co-op | NOVA12234 | 11.52 | Solar |  |  | Active Application | Pilager | 56473 | Motley | Feeder - 1 | Residential |  | 52000 | 2024
20252-215557-01 | Crow Wing Power | 35 | 4577 | Co-op | NOVA12247 | 38.4 | Solar |  |  | Active Application | Brainerd | 56401 | Nokay | Feeder - 3 | Residential |  | 175750 | 2024
20252-215557-01 | Crow Wing Power | 35 | 4577 | Co-op | NOVA12281 | 38 | Solar |  |  | Active Application | Pierz | 56364 | Lastrup | Feeder - 4 | Residential |  | 80000 | 2024
20252-215557-01 | Crow Wing Power | 35 | 4577 | Co-op | NOVA12284 | 6.84 | Solar |  | X | Active Application | Remer | 56672 | Thunder Lake | Feeder - 2 | Residential |  | 50068 | 2024
20252-215557-01 | Crow Wing Power | 35 | 4577 | Co-op | NOVA12345 | 8.03 | Solar |  |  | Active Application | Brainerd | 56401 | Nokay | Feeder - 3 | Residential |  | 25983.1 | 2024
20252-215557-01 | Crow Wing Power | 35 | 4577 | Co-op | NOVA12406 | 25.34 | Solar |  |  | Active Application | Motley | 56466 | Motley | Feeder - 1 | Residential |  | 42075 | 2024
20252-215557-01 | Crow Wing Power | 35 | 4577 | Co-op | NOVA12469 | 7.68 | Solar |  |  | Active Application | Baxter | 56425 | Southdale 1 | Feeder - 1 | Residential |  | 32540 | 2024
20252-215557-01 | Crow Wing Power | 35 | 4577 | Co-op | NOVACWP00161 | 11.6 | Solar |  |  | Withdrawn | Nisswa | 56468 | Stoney Brook | Feeder - 4 | Residential |  | 75000 | 2023
20252-215557-01 | Crow Wing Power | 35 | 4577 | Co-op | NOVACWPP00167 | 20 | Solar |  |  | Withdrawn | Pequot Lakes | 56472 |  |  | Residential |  | 30000 | 2023
20252-215557-01 | Crow Wing Power | 35 | 4577 | Co-op | NOVACWPP00168 | 16.28 | Solar |  |  | Withdrawn | Emily | 56447 | Emily | Feeder - 1 | Residential |  | 101320 | 2023
20252-215557-01 | Crow Wing Power | 35 | 4577 | Co-op | NOVACWPP00169 | 12.58 | Solar |  |  | Withdrawn | Brainerd | 56401 |  |  | Residential |  | 48674 | 2022
20252-215557-01 | Crow Wing Power | 35 | 4577 | Co-op | NOVACWPP00170 | 6.28 | Solar |  |  | Withdrawn | Brainerd | 56401 | Oak Lawn | Feeder - 4 | Residential |  | 27080 | 2022
20252-215557-01 | Crow Wing Power | 35 | 4577 | Co-op | NOVACWPP00171 | 18 | Solar |  |  | Withdrawn | Brainerd | 56401 |  |  | Residential |  | 55000 | 2021
20252-215557-01 | Crow Wing Power | 35 | 4577 | Co-op | NOVACWPP00172 | 4.5 | Solar |  |  | Withdrawn | Emily | 56447 | Crosslake City | Feeder - 4 | Residential |  | 23625 | 2021
20252-215557-01 | Crow Wing Power | 35 | 4577 | Co-op | NOVACWP001 | 17.5 | Wind |  |  | Decommissioned | Aitkin | 56431 | Crosslake 2 | Feeder - 6 | Residential |  | 1 | 2002 | 2002 | 2020
20252-215557-01 | Crow Wing Power | 35 | 4577 | Co-op | NOVACWP002 | 2.4 | Solar |  |  | Interconnected | Longville | 56655 | Wabedo | Feeder - 2 | Residential |  | 1 | 2005 | 2005
20252-215557-01 | Crow Wing Power | 35 | 4577 | Co-op | NOVACWP003 | 1.02 | Solar |  |  | Interconnected | Crosslake | 56442 | Crosslake City | Feeder - 1 | Residential |  | 1 | 2006 | 2006
20252-215557-01 | Crow Wing Power | 35 | 4577 | Co-op | NOVACWP004 | 2 | Solar |  |  | Decommissioned | Baxter | 56401 | Southdale 1 | Feeder - 2 | Commercial |  | 1 | 2007 | 2007 | 2020
20252-215557-01 | Crow Wing Power | 35 | 4577 | Co-op | NOVACWP005 | 20 | Wind |  |  | Decommissioned | Brainerd | 56401 | Nokay | Feeder - 3 | Residential |  | 1 | 2007 | 2007 | 2020
20252-215557-01 | Crow Wing Power | 35 | 4577 | Co-op | NOVACWP0010 | 23 | Wind |  |  | Interconnected | Brainerd | 56401 | Oak Lawn | Feeder - 2 | Residential |  | 1 | 2008 | 2008
20252-215557-01 | Crow Wing Power | 35 | 4577 | Co-op | NOVACWP006 | 3.38 | Solar |  |  | Interconnected | Crosslake | 56442 | Ox Lake | Feeder - 2 | Residential |  | 1 | 2008 | 2008
20252-215557-01 | Crow Wing Power | 35 | 4577 | Co-op | NOVACWP007 | 6.1 | Solar |  |  | Interconnected | Crosslake | 56442 | Ox Lake | Feeder - 2 | Residential |  | 1 | 2008 | 2008
20252-215557-01 | Crow Wing Power | 35 | 4577 | Co-op | NOVACWP008 | 5 | Wind |  |  | Interconnected | Little Falls | 56345 | Little Falls | Feeder - 1 | Residential |  | 1 | 2008 | 2008
20252-215557-01 | Crow Wing Power | 35 | 4577 | Co-op | NOVACWP009 | 2.35 | Solar |  |  | Interconnected | Brainerd | 56401 | Oak Lawn | Feeder - 2 | Residential |  | 1 | 2008 | 2008
20252-215557-01 | Crow Wing Power | 35 | 4577 | Co-op | NOVACWP0011 | 16.1 | Solar |  |  | Interconnected | Hackensack | 56452 | Pleasant Lake | Feeder - 1 | Commercial |  | 1 | 2011 | 2011
20252-215557-01 | Crow Wing Power | 35 | 4577 | Co-op | NOVACWP0012 | 6 | Solar |  |  | Interconnected | Pine River | 56442 | Pine River | Feeder - 3 | Residential |  | 1 | 2011 | 2011
20252-215557-01 | Crow Wing Power | 35 | 4577 | Co-op | NOVACWP0013 | 30 | Wind |  |  | Decommissioned | Pierz |  | Dewing | Feeder - 2 | Residential |  |  | 2011 | 2011 | 2020
20252-215557-01 | Crow Wing Power | 35 | 4577 | Co-op | NOVACWP0014 | 3.23 | Solar |  |  | Interconnected | Crosslake | 56442 | Ox Lake | Feeder - 2 | Residential |  | 1 | 2012 | 2012
20252-215557-01 | Crow Wing Power | 35 | 4577 | Co-op | NOVACWP0015 | 1 | Wind |  |  | Interconnected | Hackensack | 56452 | Wabedo | Feeder - 2 | Commercial |  | 1 | 2012 | 2012
20252-215557-01 | Crow Wing Power | 35 | 4577 | Co-op | NOVACWP0016 | 2 | Solar |  |  | Interconnected | Hackensack | 56452 | Wabedo | Feeder - 2 | Commercial |  | 1 | 2012 | 2012
20252-215557-01 | Crow Wing Power | 35 | 4577 | Co-op | NOVACWP0017 | 6 | Solar |  |  | Interconnected | Little Falls | 56345 | Little Falls | Feeder - 1 | Residential |  | 1 | 2012 | 2012
20252-215557-01 | Crow Wing Power | 35 | 4577 | Co-op | NOVACWP0018 | 8 | Solar |  |  | Interconnected | Hackensack | 56452 | Pleasant Lake | Feeder - 3 | Residential |  | 1 | 2013 | 2013
20252-215557-01 | Crow Wing Power | 35 | 4577 | Co-op | NOVACWP0019 | 5.25 | Solar |  |  | Interconnected | Crosslake | 56473 | Crosslake City | Feeder - 1 | Commercial |  | 1 | 2013 | 2013
20252-215557-01 | Crow Wing Power | 35 | 4577 | Co-op | NOVACWP0020 | 11.5 | Solar |  |  | Interconnected | Backus | 56435 | Wabedo | Feeder - 2 | Residential |  | 1 | 2013 | 2013
20252-215557-01 | Crow Wing Power | 35 | 4577 | Co-op | NOVACWP0021 | 5.9 | Solar |  |  | Interconnected | Baxter | 56425 | Southdale 1 | Feeder - 3 | Residential |  | 1 | 2013 | 2013
20252-215557-01 | Crow Wing Power | 35 | 4577 | Co-op | NOVACWP0022 | 4.13 | Solar |  |  | Interconnected | Nisswa | 56468 | Merrifield | Feeder - 2 | Residential |  | 1 | 2013 | 2013
20252-215557-01 | Crow Wing Power | 35 | 4577 | Co-op | NOVACWP0023 | 6.96 | Solar |  |  | Interconnected | Baxter | 56425 | Baxter 1 | Feeder - 2 | Commercial |  | 1 | 2014 | 2014
20252-215557-01 | Crow Wing Power | 35 | 4577 | Co-op | NOVACWP0024 | 10.44 | Solar |  |  | Interconnected | Baxter | 56425 | Baxter 1 | Feeder - 2 | Commercial |  | 1 | 2014 | 2014
20252-215557-01 | Crow Wing Power | 35 | 4577 | Co-op | NOVACWP0025 | 22.62 | Solar |  |  | Interconnected | Baxter | 56425 | Baxter 1 | Feeder - 2 | Commercial |  | 1 | 2014 | 2014
20252-215557-01 | Crow Wing Power | 35 | 4577 | Co-op | NOVACWP0026 | 8.4 | Solar |  |  | Interconnected | Little Falls | 56345 | Little Falls | Feeder - 1 | Residential |  | 1 | 2014 | 2014
20252-215557-01 | Crow Wing Power | 35 | 4577 | Co-op | NOVACWP0027 | 9.84 | Solar |  |  | Interconnected | Pine River | 56474 | Pine River | Feeder - 1 | Residential |  | 1 | 2014 | 2014
20252-215557-01 | Crow Wing Power | 35 | 4577 | Co-op | NOVACWP0028 | 13.5 | Solar |  |  | Interconnected | Crosslake | 56442 | Crosslake City | Feeder - 2 | Commercial |  | 1 | 2014 | 2014
20252-215557-01 | Crow Wing Power | 35 | 4577 | Co-op | NOVACWP0029 | 2.8 | Solar |  |  | Interconnected | Pilager | 56473 | Motley | Feeder - 1 | Residential |  | 1 | 2014 | 2014
20252-215557-01 | Crow Wing Power | 35 | 4577 | Co-op | NOVACWP0030 | 16 | Solar |  |  | Interconnected | Backus | 56435 | Pine River | Feeder - 1 | Residential |  | 1 | 2014 | 2014
20252-215557-01 | Crow Wing Power | 35 | 4577 | Co-op | NOVACWP0031 | 6 | Solar |  |  | Interconnected | Cushing | 56443 | Motley | Feeder - 2 | Residential |  | 1 | 2015 | 2015
20252-215557-01 | Crow Wing Power | 35 | 4577 | Co-op | NOVACWP0032 | 6 | Solar |  |  | Interconnected | Longville | 56655 | Longville | Feeder - 2 | Residential |  | 1 | 2015 | 2015
20252-215557-01 | Crow Wing Power | 35 | 4577 | Co-op | NOVACWP0033 | 6 | Solar |  |  | Interconnected | Hackensack | 56452 | Wabedo | Feeder - 2 | Commercial |  | 1 | 2015 | 2015
20252-215557-01 | Crow Wing Power | 35 | 4577 | Co-op | NOVACWP0034 | 6 | Solar |  |  | Interconnected | Nisswa | 56468 | Merrifield | Feeder - 2 | Residential |  | 1 | 2015 | 2015
20252-215557-01 | Crow Wing Power | 35 | 4577 | Co-op | NOVACWP0035 | 7.4 | Solar |  |  | Interconnected | Brainerd | 56401 | Baxter 2 | Feeder - 4 | Residential |  | 1 | 2015 | 2015
20252-215557-01 | Crow Wing Power | 35 | 4577 | Co-op | NOVACWP0036 | 9.8 | Solar |  |  | Interconnected | Little Falls | 56345 | Little Falls | Feeder - 1 | Residential |  | 1 | 2016 | 2016
20252-215557-01 | Crow Wing Power | 35 | 4577 | Co-op | NOVACWP0037 | 12 | Solar |  |  | Interconnected | Pierz | 56338 | Pine Center | Feeder - 3 | Residential |  | 1 | 2016 | 2016
20252-215557-01 | Crow Wing Power | 35 | 4577 | Co-op | NOVACWP0038 | 6.84 | Solar |  |  | Interconnected | Hackensack | 56452 | Wabedo | Feeder - 2 | Commercial |  | 1 | 2016 | 2016
20252-215557-01 | Crow Wing Power | 35 | 4577 | Co-op | NOVACWP0039 | 3.3 | Solar |  |  | Interconnected | Baxter | 56425 | Southdale 1 | Feeder - 3 | Residential |  | 17250 | 2017 | 2017
20252-215557-01 | Crow Wing Power | 35 | 4577 | Co-op | NOVACWP0040 | 9 | Solar |  |  | Interconnected | Little Falls | 56345 | Little Falls | Feeder - 1 | Residential |  | 30000 | 2017 | 2017
20252-215557-01 | Crow Wing Power | 35 | 4577 | Co-op | NOVACWP0041 | 10 | Solar |  |  | Interconnected | Longville | 56655 | Longville | Feeder - 5 | Commercial |  | 50543.51 | 2017 | 2017
20252-215557-01 | Crow Wing Power | 35 | 4577 | Co-op | NOVACWP0042 | 6 | Solar |  |  | Interconnected | Brainerd | 56401 | Oak Lawn | Feeder - 4 | Residential |  | 22750 | 2017 | 2017
20252-215557-01 | Crow Wing Power | 35 | 4577 | Co-op | NOVACWP0043 | 6 | Solar |  |  | Interconnected | Brainerd | 56401 | Baxter 2 | Feeder - 4 | Residential |  | 22000 | 2017 | 2017
20252-215557-01 | Crow Wing Power | 35 | 4577 | Co-op | NOVACWP0044 | 11.4 | Solar |  |  | Interconnected | Little Falls | 56345 | Little Falls | Feeder - 1 | Residential |  | 26344.26 | 2017 | 2017
20252-215557-01 | Crow Wing Power | 35 | 4577 | Co-op | NOVACWPP00173 | 37.8 | Solar |  |  | Interconnected | Brainerd | 56401 | Baxter 1 | Feeder - 4 | Community |  | 102400 | 2017 | 2017
20252-215557-01 | Crow Wing Power | 35 | 4577 | Co-op | NOVACWP0045 | 39.95 | Solar |  |  | Interconnected | Little Falls | 56345 | Little Falls | Feeder - 3 | Commercial |  | 149812 | 2018 | 2018
20252-215557-01 | Crow Wing Power | 35 | 4577 | Co-op | NOVACWP0046 | 39.95 | Solar |  |  | Interconnected | Royalton | 56373 | Bellevue | Feeder - 1 | Commercial |  | 149812 | 2018 | 2018
20252-215557-01 | Crow Wing Power | 35 | 4577 | Co-op | NOVACWP0047 | 11.4 | Solar |  |  | Interconnected | Merrifield | 56465 | Merrifield | Feeder - 3 | Residential |  | 40000 | 2018 | 2018
20252-215557-01 | Crow Wing Power | 35 | 4577 | Co-op | NOVACWP0048 | 3.5 | Solar |  |  | Interconnected | Hackensack | 56452 | Wabedo | Feeder - 2 | Commercial |  | 25000 | 2018 | 2018
20252-215557-01 | Crow Wing Power | 35 | 4577 | Co-op | NOVACWP0049 | 15.4 | Solar |  |  | Interconnected | Motley | 56466 | Stoney Brook | Feeder - 3 | Residential |  | 53323.59 | 2018 | 2018
20252-215557-01 | Crow Wing Power | 35 | 4577 | Co-op | NOVACWP0050 | 7.5 | Solar |  |  | Interconnected | Pequot Lakes | 56472 | Crosslake 1 | Feeder - 5 | Residential |  | 23762 | 2018 | 2018
20252-215557-01 | Crow Wing Power | 35 | 4577 | Co-op | NOVACWP0051 | 20 | Solar |  |  | Interconnected | Fifty Lakes | 56448 | Ox Lake | Feeder - 4 | Residential |  | 53000 | 2018 | 2018
20252-215557-01 | Crow Wing Power | 35 | 4577 | Co-op | NOVACWP0052 | 10.9 | Solar |  |  | Interconnected | Little Falls | 56345 | Bellevue | Feeder - 2 | Residential |  | 45000 | 2018 | 2018
20252-215557-01 | Crow Wing Power | 35 | 4577 | Co-op | NOVACWP0053 | 29.9 | Solar |  |  | Interconnected | Pierz | 56373 | Bellevue | Feeder - 1 | Commercial |  | 120000 | 2018 | 2018
20252-215557-01 | Crow Wing Power | 35 | 4577 | Co-op | NOVACWPP00174 | 43.2 | Solar |  |  | Interconnected | Pine River | 56474 | Ox Lake | Feeder - 3 | Community |  | 113000 | 2018 | 2018
20252-215557-01 | Crow Wing Power | 35 | 4577 | Co-op | NOVACWP0054 | 10 | Solar |  |  | Interconnected | Hillman | 56338 | Lastrup | Feeder - 4 | Residential |  | 50000 | 2019 | 2019
20252-215557-01 | Crow Wing Power | 35 | 4577 | Co-op | NOVACWP0055 | 6 | Solar |  |  | Interconnected | Backus | 56435 | Wabedo | Feeder - 2 | Residential |  | 32000 | 2019 | 2019
20252-215557-01 | Crow Wing Power | 35 | 4577 | Co-op | NOVACWP0056 | 7.08 | Solar |  |  | Interconnected | Brainerd | 56401 | Nokay | Feeder - 3 | Residential |  | 40636 | 2018 | 2019
20252-215557-01 | Crow Wing Power | 35 | 4577 | Co-op | NOVACWP0057 | 7.6 | Solar |  |  | Interconnected | Pierz | 56364 | Dewing | Feeder - 2 | Residential |  | 28000 | 2019 | 2019
20252-215557-01 | Crow Wing Power | 35 | 4577 | Co-op | NOVACWP0058 | 11.4 | Solar |  |  | Interconnected | Pilager | 56473 | Motley | Feeder - 1 | Residential |  | 45326 | 1949 | 2019
20252-215557-01 | Crow Wing Power | 35 | 4577 | Co-op | NOVACWP0059 | 8.6 | Solar |  |  | Interconnected | Little Falls | 56345 | Bellevue | Feeder - 2 | Residential |  | 17000 | 2019 | 2019
20252-215557-01 | Crow Wing Power | 35 | 4577 | Co-op | NOVACWP0060 | 6 | Solar |  |  | Interconnected | Pequot Lakes | 56472 | Stoney Brook | Feeder - 3 | Residential |  | 26967 | 2019 | 2019
20252-215557-01 | Crow Wing Power | 35 | 4577 | Co-op | NOVACWP0061 | 9.3 | Solar |  |  | Interconnected | Fort Ripley | 56449 | Dewing | Feeder - 3 | Residential |  | 38874 | 2019 | 2019
20252-215557-01 | Crow Wing Power | 35 | 4577 | Co-op | NOVACWP0062 | 3 | Solar |  |  | Interconnected | Fifty Lakes | 56468 | Ox Lake | Feeder - 4 | Residential |  | 20848 | 2019 | 2019
20252-215557-01 | Crow Wing Power | 35 | 4577 | Co-op | NOVACWP0063 | 5 | Solar |  | X | Interconnected | Nisswa | 56468 | Breezy Point 1 | Feeder - 5 | Residential |  | 18000 | 2019 | 2019
20252-215557-01 | Crow Wing Power | 35 | 4577 | Co-op | NOVACWP0064 | 7.08 | Solar |  |  | Interconnected | Fort Ripley | 56449 | Dewing | Feeder - 3 | Residential |  | 33209 | 2018 | 2019
20252-215557-01 | Crow Wing Power | 35 | 4577 | Co-op | NOVACWP0065 | 12 | Solar |  |  | Interconnected | Little Falls | 56245 | Bellevue | Feeder - 2 | Residential |  | 47712 | 2019 | 2019
20252-215557-01 | Crow Wing Power | 35 | 4577 | Co-op | NOVACWP0066 | 19 | Solar |  |  | Interconnected | Pierz | 56364 | Lastrup | Feeder - 1 | Commercial |  | 67488 | 2019 | 2019
20252-215557-01 | Crow Wing Power | 35 | 4577 | Co-op | NOVACWP0067 | 7.6 | Solar |  |  | Interconnected | Merrifield | 56465 | Crosslake 1 | Feeder - 4 | Residential |  | 27815 | 2019 | 2019
20252-215557-01 | Crow Wing Power | 35 | 4577 | Co-op | NOVACWP0068 | 13.6 | Solar |  |  | Interconnected | Cushing | 56443 | Shamineau Lake | Feeder - 2 | Residential |  | 31500 | 2019 | 2019
20252-215557-01 | Crow Wing Power | 35 | 4577 | Co-op | NOVACWP0069 | 8.85 | Solar |  |  | Interconnected | Emily | 56447 | Emily | Feeder - 4 | Commercial |  | 37152 | 2019 | 2019
20252-215557-01 | Crow Wing Power | 35 | 4577 | Co-op | NOVACWP0070 | 14.35 | Solar |  |  | Interconnected | Pierz | 56364 | Dewing | Feeder - 2 | Residential |  | 67725 | 2019 | 2019
20252-215557-01 | Crow Wing Power | 35 | 4577 | Co-op | NOVACWP0071 | 27 | Solar |  |  | Interconnected | Royalton | 56373 | Bellevue | Feeder - 3 | Residential |  | 70000 | 2019 | 2019
20252-215557-01 | Crow Wing Power | 35 | 4577 | Co-op | NOVACWP0072 | 39.98 | Solar |  |  | Interconnected | Royalton | 56373 | Bellevue | Feeder - 1 | Commercial |  | 140000 | 2019 | 2019
20252-215557-01 | Crow Wing Power | 35 | 4577 | Co-op | NOVACWP0073 | 10 | Solar |  |  | Interconnected | East Gull Lake | 56401 | Baxter 2 | Feeder - 4 | Residential |  | 30000 | 2019 | 2019
20252-215557-01 | Crow Wing Power | 35 | 4577 | Co-op | NOVACWP0074 | 5 | Solar |  |  | Interconnected | Backus | 56435 | Wabedo | Feeder - 2 | Residential |  | 27000 | 2019 | 2020
20252-215557-01 | Crow Wing Power | 35 | 4577 | Co-op | NOVACWP0075 | 20 | Solar |  |  | Interconnected | Ideal Corners | 56472 | Crosslake 1 | Feeder - 5 | Residential |  | 63000 | 2019 | 2020
20252-215557-01 | Crow Wing Power | 35 | 4577 | Co-op | NOVACWP0076 | 8.2 | Solar |  |  | Interconnected | Crosby | 56441 | Emily | Feeder - 2 | Residential |  | 20000 | 2019 | 2020
20252-215557-01 | Crow Wing Power | 35 | 4577 | Co-op | NOVACWP0077 | 9 | Solar |  |  | Interconnected | Brainerd | 56401 | Oak Lawn | Feeder - 2 | Residential |  | 38788 | 2020 | 2020
20252-215557-01 | Crow Wing Power | 35 | 4577 | Co-op | NOVACWP0078 | 8.12 | Solar |  |  | Interconnected | Pequot Lakes | 56472 | Breezy Point 1 | Feeder - 4 | Residential |  | 40292 | 2020 | 2020
20252-215557-01 | Crow Wing Power | 35 | 4577 | Co-op | NOVACWP0079 | 38.5 | Solar |  |  | Interconnected | Royalton | 56373 | Bellevue | Feeder - 1 | Residential |  | 95000 | 2020 | 2020
20252-215557-01 | Crow Wing Power | 35 | 4577 | Co-op | NOVACWP0080 | 13.96 | Solar |  |  | Interconnected | Little Falls | 56435 | Little Falls | Feeder - 1 | Residential |  | 57825 | 2020 | 2020
20252-215557-01 | Crow Wing Power | 35 | 4577 | Co-op | NOVACWP0081 | 13.05 | Solar |  |  | Interconnected | Crosby | 56441 | Emily | Feeder - 2 | Residential |  | 35000 | 2020 | 2020
20252-215557-01 | Crow Wing Power | 35 | 4577 | Co-op | NOVACWP0082 | 15 | Solar |  |  | Interconnected | Brainerd | 56401 | Oak Lawn | Feeder - 4 | Residential |  | 53000 | 2020 | 2020
20252-215557-01 | Crow Wing Power | 35 | 4577 | Co-op | NOVACWP0083 | 10 | Solar |  |  | Interconnected | Breezy Point | 56472 | Breezy Point 1 | Feeder - 1 | Residential |  | 39999.99 | 2020 | 2020
20252-215557-01 | Crow Wing Power | 35 | 4577 | Co-op | NOVACWP0084 | 3.5 | Solar |  |  | Interconnected | Backus | 56435 | Pine River | Feeder - 1 | Residential |  | 8500 | 2020 | 2020
20252-215557-01 | Crow Wing Power | 35 | 4577 | Co-op | NOVACWP0085 | 12 | Solar |  | X | Interconnected | Cushing | 56443 | Motley | Feeder - 2 | Residential |  | 65000 | 2020 | 2020
20252-215557-01 | Crow Wing Power | 35 | 4577 | Co-op | NOVACWP0086 | 17.6 | Solar |  |  | Interconnected | Outing | 56662 | Thunder Lake | Feeder - 2 | Residential |  | 50000 | 2020 | 2020
20252-215557-01 | Crow Wing Power | 35 | 4577 | Co-op | NOVACWPP00175 | 55 | Solar |  |  | Interconnected | Pine River | 56474 | Ox Lake | Feeder - 3 | Community |  | 122499 | 2020 | 2020
20252-215557-01 | Crow Wing Power | 35 | 4577 | Co-op | NOVACWP00100 | 7.54 | Solar |  |  | Interconnected | Hackensack | 56452 | Wabedo | Feeder - 3 | Residential |  | 31000 | 2021 | 2021
20252-215557-01 | Crow Wing Power | 35 | 4577 | Co-op | NOVACWP00101 | 10 | Solar |  |  | Interconnected | Pierz | 56364 | Lastrup | Feeder - 2 | Residential |  | 21000 | 2021 | 2021
20252-215557-01 | Crow Wing Power | 35 | 4577 | Co-op | NOVACWP00102 | 54 | Solar |  | X | Interconnected | Brainerd | 56401 | Baxter 2 | Feeder - 2 | Residential |  | 394800 | 2021 | 2021
20252-215557-01 | Crow Wing Power | 35 | 4577 | Co-op | NOVACWP0087 | 28.8 | Solar |  |  | Interconnected | Baxter | 56425 | Baxter 1 | Feeder - 9 | Commercial |  | 98590 | 2020 | 2021
20252-215557-01 | Crow Wing Power | 35 | 4577 | Co-op | NOVACWP0088 | 5.04 | Solar |  |  | Interconnected | Hillman | 56338 | Pine Center | Feeder - 3 | Residential |  | 26000 | 2021 | 2021
20252-215557-01 | Crow Wing Power | 35 | 4577 | Co-op | NOVACWP0089 | 7.6 | Solar |  |  | Interconnected | Nisswa | 56468 | Breezy Point 1 | Feeder - 5 | Residential |  | 12000 | 2020 | 2021
20252-215557-01 | Crow Wing Power | 35 | 4577 | Co-op | NOVACWP0090 | 8.56 | Solar |  |  | Interconnected | Lakeshore | 56468 | Stoney Brook | Feeder - 4 | Residential |  | 34000 | 2021 | 2021
20252-215557-01 | Crow Wing Power | 35 | 4577 | Co-op | NOVACWP0091 | 5.51 | Solar |  |  | Interconnected | Lakeshore | 56468 | Stoney Brook | Feeder - 4 | Residential |  | 19750 | 2021 | 2021
20252-215557-01 | Crow Wing Power | 35 | 4577 | Co-op | NOVACWP0092 | 38.5 | Solar |  |  | Interconnected | Royalton | 56373 | Bellevue | Feeder - 1 | Residential |  | 91000 | 2021 | 2021
20252-215557-01 | Crow Wing Power | 35 | 4577 | Co-op | NOVACWP0093 | 19.4 | Solar |  |  | Interconnected | Pequot Lakes | 56472 | Stoney Brook | Feeder - 3 | Residential |  | 50284 | 2021 | 2021
20252-215557-01 | Crow Wing Power | 35 | 4577 | Co-op | NOVACWP0094 | 5.8 | Solar |  |  | Interconnected | Pine River | 56474 | Pine River | Feeder - 1 | Residential |  | 35000 | 2021 | 2021
20252-215557-01 | Crow Wing Power | 35 | 4577 | Co-op | NOVACWP0095 | 5.22 | Solar |  |  | Interconnected | Emily | 56447 | Emily | Feeder - 1 | Residential |  | 21564 | 2021 | 2021
20252-215557-01 | Crow Wing Power | 35 | 4577 | Co-op | NOVACWP0096 | 39.98 | Solar |  |  | Interconnected | Brainerd | 56401 | Nokay | Feeder - 3 | Commercial |  | 108800 | 2021 | 2021
20252-215557-01 | Crow Wing Power | 35 | 4577 | Co-op | NOVACWP0097 | 6.96 | Solar |  |  | Interconnected | Cushing | 56443 | Shamineau Lake | Feeder - 3 | Residential |  | 30283 | 2021 | 2021
20252-215557-01 | Crow Wing Power | 35 | 4577 | Co-op | NOVACWP0098 | 4.06 | Solar |  |  | Interconnected | Brainerd | 56401 | Pine Center | Feeder - 1 | Residential |  | 16201 | 2021 | 2021
20252-215557-01 | Crow Wing Power | 35 | 4577 | Co-op | NOVACWP0099 | 13.59 | Solar |  | X | Interconnected | Crosby | 56441 | Emily | Feeder - 2 | Residential |  | 15000 | 2021 | 2021
20252-215557-01 | Crow Wing Power | 35 | 4577 | Co-op | NOVACWP00103 | 8.7 | Solar |  |  | Interconnected | Hackensack | 56452 | Wabedo | Feeder - 2 | Residential |  | 46500 | 2021 | 2022
20252-215557-01 | Crow Wing Power | 35 | 4577 | Co-op | NOVACWP00104 | 11.17 | Solar |  |  | Interconnected | Backus | 56435 | Pine River | Feeder - 1 | Residential |  | 32528 | 2021 | 2022
20252-215557-01 | Crow Wing Power | 35 | 4577 | Co-op | NOVACWP00105 | 39.98 | Solar |  |  | Interconnected | Pequot Lakes | 56472 | Stoney Brook | Feeder - 3 | Residential |  | 102974 | 2021 | 2022
20252-215557-01 | Crow Wing Power | 35 | 4577 | Co-op | NOVACWP00106 | 34.6 | Solar |  |  | Interconnected | Emily | 56447 | Emily | Feeder - 2 | Commercial |  | 60000 | 2021 | 2022
20252-215557-01 | Crow Wing Power | 35 | 4577 | Co-op | NOVACWP00107 | 4.64 | Solar |  |  | Interconnected | Nisswa | 56468 | Breezy Point 1 | Feeder - 5 | Residential |  | 7500 | 2022 | 2022
20252-215557-01 | Crow Wing Power | 35 | 4577 | Co-op | NOVACWP00108 | 15.05 | Solar |  |  | Interconnected | Breezy Point | 56472 | Breezy Point 2 | Feeder - 1 | Residential |  | 52620 | 2022 | 2022
20252-215557-01 | Crow Wing Power | 35 | 4577 | Co-op | NOVACWP00109 | 11.6 | Solar |  |  | Interconnected | Pequot Lakes | 56472 | Breezy Point 2 | Feeder - 7 | Residential |  | 43600 | 2022 | 2022
20252-215557-01 | Crow Wing Power | 35 | 4577 | Co-op | NOVACWP00110 | 11.32 | Solar |  |  | Interconnected | Pequot Lakes | 56472 | Crosslake 1 | Feeder - 5 | Residential |  | 45000 | 2022 | 2022
20252-215557-01 | Crow Wing Power | 35 | 4577 | Co-op | NOVACWP00111 | 6.96 | Solar |  |  | Interconnected | Cushing | 56443 | Shamineau Lake | Feeder - 3 | Residential |  | 29560 | 2022 | 2022
20252-215557-01 | Crow Wing Power | 35 | 4577 | Co-op | NOVACWP00112 | 14 | Solar |  |  | Interconnected | Little Falls | 56345 | Bellevue | Feeder - 4 | Residential |  | 40000 | 2022 | 2022
20252-215557-01 | Crow Wing Power | 35 | 4577 | Co-op | NOVACWP00113 | 37.6 | Solar |  |  | Interconnected | Little Falls | 56345 | Little Falls | Feeder - 1 | Residential |  | 93500 | 2022 | 2022
20252-215557-01 | Crow Wing Power | 35 | 4577 | Co-op | NOVACWP00114 | 36 | Solar |  |  | Interconnected | Little Falls | 56345 | Bellevue | Feeder - 2 | Commercial |  | 259852 | 2022 | 2022
20252-215557-01 | Crow Wing Power | 35 | 4577 | Co-op | NOVACWP00115 | 5.12 | Solar |  |  | Interconnected | Longville | 56655 | Thunder Lake | Feeder - 1 | Residential |  | 29950 | 2022 | 2022
20252-215557-01 | Crow Wing Power | 35 | 4577 | Co-op | NOVACWP00116 | 15.71 | Solar |  |  | Interconnected | Brainerd | 56401 | Nokay | Feeder - 3 | Residential |  | 87741 | 2022 | 2022
20252-215557-01 | Crow Wing Power | 35 | 4577 | Co-op | NOVACWP00117 | 4.93 | Solar |  |  | Interconnected | Pequot Lakes | 56472 | Breezy Point 2 | Feeder - 1 | Residential |  | 21684 | 2022 | 2022
20252-215557-01 | Crow Wing Power | 35 | 4577 | Co-op | NOVACWP00118 | 37.5 | Solar |  |  | Interconnected | Merrifield | 56465 | Merrifield | Feeder - 3 | Residential |  | 102600 | 2022 | 2022
20252-215557-01 | Crow Wing Power | 35 | 4577 | Co-op | NOVACWP00119 | 3.3 | Solar |  |  | Interconnected | Hackensack | 56452 | Pleasant Lake | Feeder - 1 | Residential |  | 17800 | 2022 | 2022
20252-215557-01 | Crow Wing Power | 35 | 4577 | Co-op | NOVACWP00120 | 14.69 | Solar |  |  | Interconnected | Emily | 56441 | Crosslake City | Feeder - 4 | Residential |  | 45999.5 | 2022 | 2022
20252-215557-01 | Crow Wing Power | 35 | 4577 | Co-op | NOVACWP00121 | 2.1 | Solar |  |  | Interconnected | Pequot Lakes | 56472 | Breezy Point 2 | Feeder - 2 | Residential |  | 4575 | 2022 | 2022
20252-215557-01 | Crow Wing Power | 35 | 4577 | Co-op | NOVACWP00122 | 39.15 | Solar |  |  | Interconnected | Brainerd | 56401 | Nokay | Feeder - 3 | Residential |  | 112767 | 2022 | 2022
20252-215557-01 | Crow Wing Power | 35 | 4577 | Co-op | NOVACWP00123 | 17.28 | Solar |  |  | Interconnected | Brainerd | 56401 | Breezy Point 1 |  | Residential |  | 32400 | 2022 | 2023
20252-215557-01 | Crow Wing Power | 35 | 4577 | Co-op | NOVACWP00124 | 7.6 | Solar |  |  | Interconnected | Brainerd | 56401 | Oak Lawn | Feeder - 4 | Residential |  | 37840 | 2022 | 2023
20252-215557-01 | Crow Wing Power | 35 | 4577 | Co-op | NOVACWP00125 | 37.5 | Solar |  |  | Interconnected | Pierz | 56364 | Pine Center | Feeder - 4 | Residential |  | 112900 | 2022 | 2023
20252-215557-01 | Crow Wing Power | 35 | 4577 | Co-op | NOVACWP00126 | 12.96 | Solar |  |  | Interconnected | Pine River | 56474 | Pine River | Feeder - 3 | Residential |  | 54947 | 2022 | 2023
20252-215557-01 | Crow Wing Power | 35 | 4577 | Co-op | NOVACWP00127 | 23.33 | Solar |  |  | Interconnected | Merrifield | 56465 | Merrifield | Feeder - 3 | Residential |  | 46200 | 2022 | 2023
20252-215557-01 | Crow Wing Power | 35 | 4577 | Co-op | NOVACWP00128 | 5.22 | Solar |  |  | Interconnected | Pine River | 56474 | Pine River | Feeder - 4 | Residential |  | 32457 | 2022 | 2023
20252-215557-01 | Crow Wing Power | 35 | 4577 | Co-op | NOVACWP00129 | 11.71 | Solar |  |  | Interconnected | Emily | 56447 | Emily | Feeder - 1 | Residential |  | 46055 | 2023 | 2023
20252-215557-01 | Crow Wing Power | 35 | 4577 | Co-op | NOVACWP00130 | 21 | Solar |  |  | Interconnected | Pierz | 56364 | Pine Center | Feeder - 4 | Residential |  | 90000 | 2022 | 2023
20252-215557-01 | Crow Wing Power | 35 | 4577 | Co-op | NOVACWP00131 | 9.57 | Solar |  |  | Interconnected | Brainerd | 56401 | Breezy Point 1 |  | Residential |  | 52974 | 2022 | 2023
20252-215557-01 | Crow Wing Power | 35 | 4577 | Co-op | NOVACWP00132 | 17.4 | Solar |  |  | Interconnected | Pine River | 56474 | Pine River | Feeder - 2 | Residential |  | 75400 | 2022 | 2023
20252-215557-01 | Crow Wing Power | 35 | 4577 | Co-op | NOVACWP00133 | 26.39 | Solar |  |  | Interconnected | Lake Shore | 56468 | Breezy Point 1 |  | Residential |  | 110000 | 2023 | 2023
20252-215557-01 | Crow Wing Power | 35 | 4577 | Co-op | NOVACWP00134 | 20.01 | Solar |  |  | Interconnected | Merrifield | 56465 | Breezy Point 1 |  | Residential |  | 40000 | 2022 | 2023
20252-215557-01 | Crow Wing Power | 35 | 4577 | Co-op | NOVACWP00135 | 9.86 | Solar |  |  | Interconnected | Brainerd | 56401 | Nokay | Feeder - 2 | Residential |  | 55135 | 2022 | 2023
20252-215557-01 | Crow Wing Power | 35 | 4577 | Co-op | NOVACWP00136 | 9.57 | Solar |  |  | Interconnected | Pierz | 56364 | Lastrup | Feeder - 1 | Residential |  | 64191 | 2023 | 2023
20252-215557-01 | Crow Wing Power | 35 | 4577 | Co-op | NOVACWP00137 | 8.12 | Solar |  |  | Interconnected | Royalton | 56373 | Bellevue | Feeder - 3 | Residential |  | 16800 | 2022 | 2023
20252-215557-01 | Crow Wing Power | 35 | 4577 | Co-op | NOVACWP00138 | 5.22 | Solar |  |  | Interconnected | Crosslake | 56442 | Crosslake City | Feeder - 4 | Residential |  | 39147 | 2022 | 2023
20252-215557-01 | Crow Wing Power | 35 | 4577 | Co-op | NOVACWP00139 | 13.05 | Solar |  |  | Interconnected | Emily | 56447 | Emily | Feeder - 4 | Residential |  | 30000 | 2022 | 2023
20252-215557-01 | Crow Wing Power | 35 | 4577 | Co-op | NOVACWP00140 | 19.2 | Solar |  |  | Interconnected | Pequot Lakes | 56472 | Breezy Point 1 |  | Residential |  | 75000 | 2023 | 2023
20252-215557-01 | Crow Wing Power | 35 | 4577 | Co-op | NOVACWP00141 | 38.4 | Solar |  |  | Interconnected | Merrifield | 56465 | Breezy Point 1 |  | Residential |  | 90373 | 2023 | 2023
20252-215557-01 | Crow Wing Power | 35 | 4577 | Co-op | NOVACWP00142 | 8.4 | Solar |  |  | Interconnected | Brainerd | 56401 | Nokay | Feeder - 2 | Residential |  | 40000 | 2023 | 2023
20252-215557-01 | Crow Wing Power | 35 | 4577 | Co-op | NOVACWP00143 | 7.54 | Solar |  |  | Interconnected | Brainerd | 56401 | Breezy Point 1 |  | Residential |  | 40000 | 2023 | 2023
20252-215557-01 | Crow Wing Power | 35 | 4577 | Co-op | NOVACWP00144 | 36.29 | Solar |  |  | Interconnected | Crosslake | 56442 | Crosslake City | Feeder - 1 | Commercial |  | 131600 | 2023 | 2023
20252-215557-01 | Crow Wing Power | 35 | 4577 | Co-op | NOVACWP00145 | 13.68 | Solar |  |  | Interconnected | Hackensack | 56452 | Wabedo | Feeder - 2 | Commercial |  | 69216 | 2023 | 2023
20252-215557-01 | Crow Wing Power | 35 | 4577 | Co-op | NOVACWP00146 | 34.6 | Solar |  |  | Interconnected | Longville | 56655 | Longville | Feeder - 1 | Commercial |  | 128029 | 2023 | 2023
20252-215557-01 | Crow Wing Power | 35 | 4577 | Co-op | NOVACWP00147 | 11.52 | Solar |  |  | Interconnected | Pierz | 56364 | Pine Center | Feeder - 4 | Residential |  | 38722 | 2023 | 2023
20252-215557-01 | Crow Wing Power | 35 | 4577 | Co-op | NOVACWP00148 | 72 | Solar |  | X | Interconnected | Crosslake | 56442 | Crosslake 1 | Feeder - 1 | Residential |  | 117500 | 2022 | 2023
20252-215557-01 | Crow Wing Power | 35 | 4577 | Co-op | NOVACWP00149 | 9.6 | Solar |  |  | Interconnected | Jenkins | 56474 | Pine River | Feeder - 2 | Residential |  | 41000 | 2023 | 2023
20252-215557-01 | Crow Wing Power | 35 | 4577 | Co-op | NOVACWP00150 | 12.22 | Solar |  | X | Interconnected | Hackensack | 56452 | Wabedo | Feeder - 3 | Residential |  | 103446 | 2022 | 2023
20252-215557-01 | Crow Wing Power | 35 | 4577 | Co-op | NOVACWP00151 | 30.72 | Solar |  |  | Interconnected | Pequot Lakes | 56472 | Stoney Brook | Feeder - 4 | Residential |  | 50000 | 2023 | 2023
20252-215557-01 | Crow Wing Power | 35 | 4577 | Co-op | NOVACWP00152 | 8.06 | Solar |  | X | Interconnected | Hackensack | 56452 | Wabedo | Feeder - 3 | Residential |  | 44581 | 2023 | 2023
20252-215557-01 | Crow Wing Power | 35 | 4577 | Co-op | NOVACWP00153 | 7.8 | Solar |  |  | Interconnected | Pequot Lakes | 56472 | Breezy Point 1 |  | Residential |  | 39670 | 2023 | 2023
20252-215557-01 | Crow Wing Power | 35 | 4577 | Co-op | NOVACWP00154 | 15 | Solar |  |  | Interconnected | Pequot Lakes | 56472 | Breezy Point 1 |  | Residential |  | 76796 | 2023 | 2023
20252-215557-01 | Crow Wing Power | 35 | 4577 | Co-op | NOVACWP00155 | 11.2 | Solar |  |  | Interconnected | Pine River | 56474 | Pine River | Feeder - 3 | Residential |  | 20000 | 2023 | 2023
20252-215557-01 | Crow Wing Power | 35 | 4577 | Co-op | NOVACWP00156 | 15.74 | Solar |  | X | Interconnected | Emily | 56447 | Emily | Feeder - 1 | Residential |  | 66260 | 2023 | 2023
20252-215557-01 | Crow Wing Power | 35 | 4577 | Co-op | NOVACWP00157 | 35.14 | Solar |  |  | Interconnected | Brainerd | 56401 | Baxter 1 | Feeder - 1 | Residential |  | 121213 | 2023 | 2023
20252-215557-01 | Crow Wing Power | 35 | 4577 | Co-op | NOVA10216 | 6.93 | Solar |  |  | Interconnected | Outing | 56662 | Thunder Lake | Feeder - 2 | Residential |  | 32000 | 2024 | 2024
20252-215557-01 | Crow Wing Power | 35 | 4577 | Co-op | NOVA10229 | 8.38 | Solar |  |  | Interconnected | Pequot Lakes | 56472 | Stoney Brook | Feeder - 4 | Residential |  | 33860 | 2024 | 2024
20252-215557-01 | Crow Wing Power | 35 | 4577 | Co-op | NOVA10241 | 8.45 | Solar |  |  | Interconnected | Merrifield | 56465 | Merrifield | Feeder - 3 | Residential |  | 26438.64 | 2024 | 2024
20252-215557-01 | Crow Wing Power | 35 | 4577 | Co-op | NOVA10243 | 13.06 | Solar |  |  | Interconnected | Baxter | 56425 | Southdale 2 | Feeder - 3 | Residential |  | 31395 | 2024 | 2024
20252-215557-01 | Crow Wing Power | 35 | 4577 | Co-op | NOVA10287 | 36.1 | Solar |  |  | Interconnected | Cushing | 56443 | Motley | Feeder - 2 | Residential |  | 138447.2 | 2024 | 2024
20252-215557-01 | Crow Wing Power | 35 | 4577 | Co-op | NOVA10292 | 8.06 | Solar |  |  | Interconnected | Hackensack | 56452 | Wabedo | Feeder - 3 | Residential |  | 13230 | 2024 | 2024
20252-215557-01 | Crow Wing Power | 35 | 4577 | Co-op | NOVA10299 | 22.41 | Solar |  |  | Interconnected | Brainerd | 56401 | Oak Lawn | Feeder - 2 | Residential |  | 37000 | 2024 | 2024
20252-215557-01 | Crow Wing Power | 35 | 4577 | Co-op | NOVA10332 | 18.15 | Solar |  |  | Interconnected | Hackensack | 56452 | Pleasant Lake | Feeder - 1 | Residential |  | 61420 | 2024 | 2024
20252-215557-01 | Crow Wing Power | 35 | 4577 | Co-op | NOVA10758 | 29.18 | Solar |  |  | Interconnected | Brainerd | 56401 | Baxter 2 | Feeder - 1 | Residential |  | 95600 | 2024 | 2024
20252-215557-01 | Crow Wing Power | 35 | 4577 | Co-op | NOVA11993 | 6 | Solar |  |  | Interconnected | Brainerd | 56401 | Baxter 2 | Feeder - 1 | Residential |  | 21000 | 2024 | 2024
20252-215557-01 | Crow Wing Power | 35 | 4577 | Co-op | NOVA12242 | 7.15 | Solar |  |  | Interconnected | Crosslake | 56442 | Crosslake 1 | Feeder - 1 | Residential |  | 27693 | 2024 | 2024
20252-215557-01 | Crow Wing Power | 35 | 4577 | Co-op | NOVA12244 | 22.8 | Solar |  |  | Interconnected | Pierz | 56364 | Lastrup | Feeder - 2 | Residential |  | 69300 | 2024 | 2024
20252-215557-01 | Crow Wing Power | 35 | 4577 | Co-op | NOVACWP00158 | 6.91 | Solar |  |  | Interconnected | Aitkin | 56431 | Crosslake 1 | Feeder - 6 | Residential |  | 23000 | 2023 | 2024
20252-215557-01 | Crow Wing Power | 35 | 4577 | Co-op | NOVACWP00159 | 8.83 | Solar |  |  | Interconnected | Brainerd | 56401 | Merrifield | Feeder - 4 | Residential |  | 35630 | 2023 | 2024
20252-215557-01 | Crow Wing Power | 35 | 4577 | Co-op | NOVACWP00160 | 10.71 | Solar |  |  | Interconnected | Lake Shore | 56468 | Stoney Brook | Feeder - 2 | Residential |  | 43768 | 2023 | 2024
20252-215557-01 | Crow Wing Power | 35 | 4577 | Co-op | NOVACWP00162 | 4.8 | Solar |  | X | Interconnected | Fort Ripley | 56449 | Dewing | Feeder - 2 | Residential |  | 25000 | 2024 | 2024
20252-215557-01 | Crow Wing Power | 35 | 4577 | Co-op | NOVACWP00163 | 4.1 | Solar |  | X | Interconnected | Pilager | 56473 | Motley | Feeder - 1 | Residential |  | 15310 | 2024 | 2024
20252-215557-01 | Crow Wing Power | 35 | 4577 | Co-op | NOVACWP00164 | 18.9 | Solar |  |  | Interconnected | Remer | 56672 | Thunder Lake | Feeder - 2 | Residential |  | 80338 | 2024 | 2024
20252-215557-01 | Crow Wing Power | 35 | 4577 | Co-op | NOVACWP00165 | 11.97 | Solar |  |  | Interconnected | Hackensack | 56452 | Pleasant Lake | Feeder - 1 | Residential |  | 46000 | 2024 | 2024
20252-215557-01 | Crow Wing Power | 35 | 4577 | Co-op | NOVACWP00166 | 17.01 | Solar |  |  | Interconnected | Brainerd | 56401 | Nokay | Feeder - 2 | Residential |  | 77000 | 2024 | 2024
20253-216164-01 | Dakota Electric Association | 15 | 25177 | Co-op | DMS1659 | 2.9 | Solar |  |  | Interconnected | Rosemount | 55068 | Lebanon Hills | 16FB02 | Residential | Installation | 25102 | 2024 | 2024
20253-216164-01 | Dakota Electric Association | 15 | 25177 | Co-op | DMS1656 | 7.68 | Solar |  |  | Interconnected | Eagan | 55123 | Eagan | 06FB03 | Residential | Installation | 41748 | 2024 | 2024
20253-216164-01 | Dakota Electric Association | 15 | 25177 | Co-op | DMS1660 | 7.6 | Solar |  |  | Interconnected | Farmington | 55024 | Dodd Park South | 22FB06 | Residential | Installation | 29183 | 2024 | 2024
20253-216164-01 | Dakota Electric Association | 15 | 25177 | Co-op | DMS1661 | 39.9 | Solar |  |  | Interconnected | Lakeville | 55044 | Dodd Park North | 22FB07 | Residential | Installation | 162500 | 2024 | 2024
20253-216164-01 | Dakota Electric Association | 15 | 25177 | Co-op | DMS1675 | 4.41 | Solar |  |  | Interconnected | Lakeville | 55044 | Lakeville | 25FB01 | Residential | Installation | 29615 | 2024 | 2024
20253-216164-01 | Dakota Electric Association | 15 | 25177 | Co-op | DMS1668 | 5.04 | Solar |  |  | Interconnected | Lakeville | 55044 | Dodd Park South | 22FB04 | Residential | Installation | 23911 | 2024 | 2024
20253-216164-01 | Dakota Electric Association | 15 | 25177 | Co-op | DMS1665 | 9.14 | Solar |  |  | Interconnected | Eagan | 55122 | Pilot Knob | 19FB04 | Residential | Installation | 33886.5 | 2024 | 2024
20253-216164-01 | Dakota Electric Association | 15 | 25177 | Co-op | DMS1667 | 8.38 | Solar |  |  | Interconnected | Rosemount | 55068 | Lebanon Hills | 16FB06 | Residential | Installation | 30304 | 2024 | 2024
20253-216164-01 | Dakota Electric Association | 15 | 25177 | Co-op | DMS1669 | 7.83 | Solar |  |  | Interconnected | Eagan | 55122 | River Hills East | 09FB02 | Residential | Installation | 45000 | 2024 | 2024
20253-216164-01 | Dakota Electric Association | 15 | 25177 | Co-op | DMS1681 | 12.6 | Solar |  |  | Interconnected | Farmington | 55024 | Randolph | 32FB04 | Residential | Installation | 112462 | 2024 | 2024
20253-216164-01 | Dakota Electric Association | 15 | 25177 | Co-op | DMS1670 | 4.73 | Solar |  |  | Interconnected | Lakeville | 55044 | Orchard Lake | 08FB03 | Residential | Installation | 37417 | 2024 | 2024
20253-216164-01 | Dakota Electric Association | 15 | 25177 | Co-op | DMS1671 | 11.52 | Solar |  |  | Interconnected | Lakeville | 55044 | Dakota Heights | 17FB02 | Residential | Installation | 37199.2 | 2024 | 2024
20253-216164-01 | Dakota Electric Association | 15 | 25177 | Co-op | DMS1672 | 4.73 | Solar |  |  | Interconnected | Apple Valley | 55124 | Apple Valley | 21FB03 | Residential | Installation | 19600 | 2024 | 2024
20253-216164-01 | Dakota Electric Association | 15 | 25177 | Co-op | DMS1673 | 1.92 | Solar |  |  | Interconnected | Hastings | 55033 | Marshan | 18FB01 | Residential | Installation | 10756.5 | 2024 | 2024
20253-216164-01 | Dakota Electric Association | 15 | 25177 | Co-op | DMS1674 | 6.28 | Solar |  |  | Interconnected | Eagan | 55122 | Deerwood | 12FB04 | Residential | Installation | 24394.15 | 2024 | 2024
20253-216164-01 | Dakota Electric Association | 15 | 25177 | Co-op | DMS1678 | 10.47 | Solar |  |  | Interconnected | Eagan | 55123 | Lebanon Hills | 16FB03 | Residential | Installation | 39256 | 2024 | 2024
20253-216164-01 | Dakota Electric Association | 15 | 25177 | Co-op | DMS1676 | 6.98 | Solar |  |  | Interconnected | Northfield | 55057 | Castle Rock | 04FB02 | Residential | Installation | 25808 | 2024 | 2024
20253-216164-01 | Dakota Electric Association | 15 | 25177 | Co-op | DMS1677 | 11.17 | Solar |  |  | Interconnected | Saint Paul | 55124 | Apple Valley | 21FB02 | Residential | Installation | 37476 | 2024 | 2024
20253-216164-01 | Dakota Electric Association | 15 | 25177 | Co-op | DMS1694 | 3.78 | Solar |  |  | Active Application | Lakeville | 55044 | Kenrick | 26FB02 | Residential | Installation | 32251 | 2024
20253-216164-01 | Dakota Electric Association | 15 | 25177 | Co-op | DMS1680 | 10 | Solar |  |  | Interconnected | Burnsville | 55337 | Burnsville North | 05FB05 | Residential | Installation | 33425.39 | 2024 | 2024
20253-216164-01 | Dakota Electric Association | 15 | 25177 | Co-op | DMS1769 | 10 | Solar |  | X | Active Application | Eagan | 55123 | Eagan | 06FB06 | Residential | Installation | 9000 | 2024
20253-216164-01 | Dakota Electric Association | 15 | 25177 | Co-op | DMS1679 | 15.63 | Solar |  |  | Interconnected | Northfield | 55057 | Castle Rock | 04FB01 | Residential | Installation | 29717 | 2024 | 2024
20253-216164-01 | Dakota Electric Association | 15 | 25177 | Co-op | DMS1682 | 10.82 | Solar |  |  | Interconnected | Rosemount | 55068 | Lebanon Hills | 16FB02 | Residential | Installation | 34003 | 2024 | 2024
20253-216164-01 | Dakota Electric Association | 15 | 25177 | Co-op | DMS1683 | 5.76 | Solar |  |  | Interconnected | Farmington | 55024 | Vermillion River | 24FB01 | Residential | Installation | 19705 | 2024 | 2024
20253-216164-01 | Dakota Electric Association | 15 | 25177 | Co-op | DMS1684 | 4.35 | Solar |  |  | Interconnected | Farmington | 55024 | Dodd Park North | 22FB08 | Residential | Installation | 39892 | 2024 | 2024
20253-216164-01 | Dakota Electric Association | 15 | 25177 | Co-op | DMS1686 | 11.14 | Solar |  |  | Interconnected | Lakeville | 55044 | Ritter Park | 27FB03 | Residential | Installation | 38780 | 2024 | 2024
20253-216164-01 | Dakota Electric Association | 15 | 25177 | Co-op | DMS1689 | 5.51 | Solar |  |  | Interconnected | Lakeville | 55044 | Ritter Park | 27FB04 | Residential | Installation | 30951 | 2024 | 2024
20253-216164-01 | Dakota Electric Association | 15 | 25177 | Co-op | DMS1685 | 7.83 | Solar |  |  | Interconnected | Rosemount | 55068 | Lebanon Hills | 16FB03 | Residential | Installation | 33490 | 2024 | 2024
20253-216164-01 | Dakota Electric Association | 15 | 25177 | Co-op | DMS1698 | 6.83 | Solar |  |  | Interconnected | Lakeville 55044 | 55044 | Dodd Park South | 22FB02 | Residential | Installation | 29310.3 | 2024 | 2024
20253-216164-01 | Dakota Electric Association | 15 | 25177 | Co-op | DMS1697 | 7.3 | Solar |  |  | Interconnected | Eagan | 55122 | Pilot Knob | 19FB05 | Residential | Installation | 19219 | 2024 | 2024
20253-216164-01 | Dakota Electric Association | 15 | 25177 | Co-op | DMS1702 | 10.75 | Solar |  |  | Interconnected | Apple Valley | 55124 | Fischer East | 11FB04 | Residential | Installation | 39018.18 | 2024 | 2024
20253-216164-01 | Dakota Electric Association | 15 | 25177 | Co-op | DMS1691 | 3.8 | Solar |  |  | Interconnected | Apple Valley | 55124 | Fischer East | 11FB04 | Residential | Installation | 19567.12 | 2024 | 2024
20253-216164-01 | Dakota Electric Association | 15 | 25177 | Co-op | DMS1696 | 3.8 | Solar |  |  | Interconnected | Rosemount | 55068 | Dodd Park South | 22FB01 | Residential | Installation | 16266.42 | 2024 | 2024
20253-216164-01 | Dakota Electric Association | 15 | 25177 | Co-op | DMS1687 | 18.5 | Solar |  |  | Interconnected | Lakeville | 55044 | Lakeville | 25FB03 | Residential | Installation | 49716.4 | 2024 | 2024
20253-216164-01 | Dakota Electric Association | 15 | 25177 | Co-op | DMS1688 | 7.68 | Storage |  |  | Interconnected | Lakeville | 55044 | Lakeville | 25FB03 | Residential | Installation | 49716.4 | 2024 | 2024
20253-216164-01 | Dakota Electric Association | 15 | 25177 | Co-op | DMS1695 | 6.96 | Solar |  |  | Interconnected | Apple Valley | 55124 | Apple Valley | 21FB03 | Residential | Installation | 62779 | 2024 | 2024
20253-216164-01 | Dakota Electric Association | 15 | 25177 | Co-op | DMS1693 | 9.6 | Solar |  |  | Interconnected | Lakeville | 55044 | Ritter Park | 27FB04 | Residential | Installation | 49955 | 2024 | 2024
20253-216164-01 | Dakota Electric Association | 15 | 25177 | Co-op | DMS1690 | 2.9 | Solar |  |  | Interconnected | Rosemount | 55068 | Lebanon Hills | 16FB03 | Residential | Installation | 23982 | 2024 | 2024
20253-216164-01 | Dakota Electric Association | 15 | 25177 | Co-op | DMS1699 | 12.22 | Solar |  |  | Interconnected | Apple Valley | 55124 | Fischer East | 11FB06 | Residential | Installation | 28413 | 2024 | 2024
20253-216164-01 | Dakota Electric Association | 15 | 25177 | Co-op | DMS1692 | 11.78 | Solar |  |  | Interconnected | Rosemount | 55068 | Fischer East | 11FB08 | Residential | Installation | 41664 | 2024 | 2024
20253-216164-01 | Dakota Electric Association | 15 | 25177 | Co-op | DMS1799 | 40 | Solar |  |  | Interconnected | Farmington | 55024 | Vermillion River | 24FB02 | Residential | Installation | 135800 | 2024 | 2025
20253-216164-01 | Dakota Electric Association | 15 | 25177 | Co-op | DMS1703 | 8.45 | Solar |  |  | Interconnected | Lakeville | 55044 | Dodd Park North | 22FB08 | Residential | Installation | 26775 | 2024 | 2024
20253-216164-01 | Dakota Electric Association | 15 | 25177 | Co-op | DMS1715 | 15.74 | Solar |  |  | Interconnected | Inver Grove Heights | 55077 | Wescott West | 20FB04 | Residential | Installation | 39494 | 2024 | 2024
20253-216164-01 | Dakota Electric Association | 15 | 25177 | Co-op | DMS1700 | 30.98 | Solar |  | X | Interconnected | Burnsville | 55306 | Orchard Lake | 08FB01 | Residential | Installation | 59699 | 2024 | 2024
20253-216164-01 | Dakota Electric Association | 15 | 25177 | Co-op | DMS1705 | 11.52 | Solar |  |  | Interconnected | Northfield | 55057 | Randolph | 32FB04 | Residential | Installation | 40439 | 2024 | 2024
20253-216164-01 | Dakota Electric Association | 15 | 25177 | Co-op | DMS1704 | 6 | Solar |  |  | Interconnected | Eagan | 55123 | Eagan | 06FB02 | Residential | Installation | 19557 | 2024 | 2024
20253-216164-01 | Dakota Electric Association | 15 | 25177 | Co-op | DMS1708 | 9.22 | Solar |  |  | Interconnected | Eagan | 55123 | Eagan | 06FB03 | Residential | Installation | 21991 | 2024 | 2024
20253-216164-01 | Dakota Electric Association | 15 | 25177 | Co-op | DMS1719 | 11.52 | Solar |  |  | Interconnected | Eagan | 55122 | River Hills East | 09FB04 | Residential | Installation | 40000 | 2024 | 2024
20253-216164-01 | Dakota Electric Association | 15 | 25177 | Co-op | DMS1707 | 38 | Solar |  |  | Interconnected | Hastings | 55033 | Empire | 23FB01 | Residential | Installation | 110000 | 2024 | 2024
20253-216164-01 | Dakota Electric Association | 15 | 25177 | Co-op | DMS1706 | 10 | Solar |  |  | Active Application | Eagan | 55123 | Lebanon Hills | 16FB02 | Residential | Installation | 32448 | 2024
20253-216164-01 | Dakota Electric Association | 15 | 25177 | Co-op | DMS1709 | 4.56 | Solar |  |  | Interconnected | Ravenna | 55033 | Marshan | 18FB01 | Residential | Installation | 18636 | 2024 | 2024
20253-216164-01 | Dakota Electric Association | 15 | 25177 | Co-op | DMS1713 | 11.17 | Solar |  |  | Interconnected | Hastings | 55033 | Hastings | 03FB03 | Residential | Installation | 41439 | 2024 | 2024
20253-216164-01 | Dakota Electric Association | 15 | 25177 | Co-op | DMS1710 | 5.76 | Solar |  |  | Interconnected | Lakeville | 55044 | Lakeville | 25FB03 | Residential | Installation | 36162 | 2024 | 2024
20253-216164-01 | Dakota Electric Association | 15 | 25177 | Co-op | DMS1711 | 11.52 | Solar |  |  | Interconnected | Eagan | 55123 | Pilot Knob | 19FB03 | Residential | Installation | 41103.55 | 2024 | 2024
20253-216164-01 | Dakota Electric Association | 15 | 25177 | Co-op | DMS1712 | 5 | Solar |  |  | Active Application | Hastings | 55033 | Hastings | 03FB01 | Residential | Installation | 35051.7 | 2024
20253-216164-01 | Dakota Electric Association | 15 | 25177 | Co-op | DMS1717 | 10 | Solar |  |  | Interconnected | Hastings | 55033 | Nininger | 29FB03 | Residential | Installation | 45795.18 | 2024 | 2024
20253-216164-01 | Dakota Electric Association | 15 | 25177 | Co-op | DMS1714 | 4.56 | Solar |  |  | Interconnected | Rosemount | 55068 | Lebanon Hills | 16FB02 | Residential | Installation | 29643 | 2024 | 2024
20253-216164-01 | Dakota Electric Association | 15 | 25177 | Co-op | DMS1716 | 11.17 | Solar |  |  | Interconnected | Waterford | 55057 | Castle Rock | 04FB02 | Residential | Installation | 40989 | 2024 | 2024
20253-216164-01 | Dakota Electric Association | 15 | 25177 | Co-op | DMS1723 | 5.7 | Solar |  |  | Interconnected | Lakeville | 55044 | Dodd Park North | 22FB07 | Residential | Installation | 30437 | 2024 | 2024
20253-216164-01 | Dakota Electric Association | 15 | 25177 | Co-op | DMS1718 | 10 | Solar |  |  | Interconnected | Hastings | 55033 | Hastings | 03FB01 | Residential | Installation | 30555.79 | 2024 | 2024
20253-216164-01 | Dakota Electric Association | 15 | 25177 | Co-op | DMS1725 | 8.96 | Solar |  |  | Interconnected | Lakeville | 55044 | Dakota Heights | 17FB06 | Residential | Installation | 46511.5 | 2024 | 2024
20253-216164-01 | Dakota Electric Association | 15 | 25177 | Co-op | DMS1722 | 3.49 | Solar |  |  | Interconnected | Eagan | 55123 | Eagan | 06FB06 | Residential | Installation | 15636.56 | 2024 | 2024
20253-216164-01 | Dakota Electric Association | 15 | 25177 | Co-op | DMS1781 | 7.8 | Solar |  |  | Interconnected | Farmington | 55024 | Vermillion River | 24FB03 | Residential | Installation | 33088 | 2024 | 2024
20253-216164-01 | Dakota Electric Association | 15 | 25177 | Co-op | DMS1721 | 5.12 | Solar |  |  | Interconnected | Lakeville | 55044 | Dakota Heights | 17FB02 | Residential | Installation | 26916.5 | 2024 | 2024
20253-216164-01 | Dakota Electric Association | 15 | 25177 | Co-op | DMS1724 | 8.96 | Solar |  |  | Interconnected | Lakeville | 55044 | Dodd Park North | 22FB09 | Residential | Installation | 46511.5 | 2024 | 2024
20253-216164-01 | Dakota Electric Association | 15 | 25177 | Co-op | DMS1726 | 10.88 | Solar |  |  | Interconnected | Lakeville | 55044 | Dakota Heights | 17FB02 | Residential | Installation | 56842 | 2024 | 2024
20253-216164-01 | Dakota Electric Association | 15 | 25177 | Co-op | DMS1725 | 6 | Solar |  |  | Active Application | Lakeville | 55044 | Dakota Heights | 17FB03 | Residential | Installation | 23880.6 | 2024
20253-216164-01 | Dakota Electric Association | 15 | 25177 | Co-op | DMS1729 | 5.76 | Solar |  |  | Withdrawn | Lakeville | 55044 |  |  |  |  | 31311 | 2024
20253-216164-01 | Dakota Electric Association | 15 | 25177 | Co-op | DMS1728 | 5.2 | Solar |  |  | Interconnected | Rosemount | 55068 | Dodd Park South | 22FB01 | Residential | Installation | 20736 | 2024 | 2025
20253-216164-01 | Dakota Electric Association | 15 | 25177 | Co-op | DMS1737 | 6.84 | Solar |  |  | Interconnected | Rosemount | 55068 | Apple Valley | 21FB02 | Residential | Installation |  | 2024 | 2024
20253-216164-01 | Dakota Electric Association | 15 | 25177 | Co-op | DMS1731 | 4.18 | Solar |  |  | Interconnected | Eagan | 55123 | Yankee Doodle North | 10FB03 | Residential | Installation | 18302 | 2024 | 2024
20253-216164-01 | Dakota Electric Association | 15 | 25177 | Co-op | DMS1730 | 9.12 | Solar |  |  | Interconnected | Burnsville | 55337 | Burnsville North | 05FB03 | Residential | Installation | 34191 | 2024 | 2024
20253-216164-01 | Dakota Electric Association | 15 | 25177 | Co-op | DMS1732 | 6 | Solar |  |  | Active Application | Burnsville | 55337 | Burnsville North | 05FB05 | Residential | Installation | 26163 | 2024
20253-216164-01 | Dakota Electric Association | 15 | 25177 | Co-op | DMS1733 | 7.98 | Solar |  |  | Interconnected | Rosemount | 55068 | Lebanon Hills | 16FB06 | Residential | Installation | 30249 | 2024 | 2024
20253-216164-01 | Dakota Electric Association | 15 | 25177 | Co-op | DMS1740 | 2.6 | Solar |  |  | Interconnected | Lakeville | 55044 | Dodd Park North | 22FB07 | Residential | Installation | 13130 | 2024 | 2024
20253-216164-01 | Dakota Electric Association | 15 | 25177 | Co-op | DMS1734 | 3.84 | Solar |  |  | Interconnected | Lakeville | 55044 | Dodd Park North | 22FB09 | Residential | Installation | 21513 | 2024 | 2024
20253-216164-01 | Dakota Electric Association | 15 | 25177 | Co-op | DMS1736 | 8.96 | Solar |  |  | Interconnected | Lakeville | 55044 | Ritter Park | 27FB03 | Residential | Installation | 46511.5 | 2024 | 2024
20253-216164-01 | Dakota Electric Association | 15 | 25177 | Co-op | DMS1735 | 5.12 | Solar |  |  | Interconnected | Lakeville | 55044 | Dodd Park North | 22FB07 | Residential | Installation | 28684 | 2024 | 2024
20253-216164-01 | Dakota Electric Association | 15 | 25177 | Co-op | DMS1738 | 23 | Solar |  | X | Active Application | Eagan | 55122 | Pilot Knob | 19FB04 | Residential | Installation | 54097 | 2024
20253-216164-01 | Dakota Electric Association | 15 | 25177 | Co-op | DMS1746 | 8.96 | Solar |  |  | Interconnected | Apple Valley | 55124 | Burnsville South | 05FB02 | Residential | Installation | 48209 | 2024 | 2024
20253-216164-01 | Dakota Electric Association | 15 | 25177 | Co-op | DMS1741 | 9.6 | Solar |  |  | Interconnected | Lakeville | 55044 | Lakeville | 25FB04 | Residential | Installation | 51652.5 | 2024 | 2024
20253-216164-01 | Dakota Electric Association | 15 | 25177 | Co-op | DMS1742 | 5.76 | Solar |  |  | Interconnected | Lakeville | 55044 | Lakeville | 25FB01 | Residential | Installation | 26916.5 | 2024 | 2024
20253-216164-01 | Dakota Electric Association | 15 | 25177 | Co-op | DMS1743 | 50 | Solar |  |  | Active Application | Eagan | 55123 | Eagan | 06FB04 | Residential | Installation | 129860 | 2024
20253-216164-01 | Dakota Electric Association | 15 | 25177 | Co-op | DMS1744 | 7.6 | Solar |  |  | Interconnected | Eagan | 55123 | Yankee Doodle North | 10FB03 | Residential | Installation | 57475 | 2024 | 2024
20253-216164-01 | Dakota Electric Association | 15 | 25177 | Co-op | DMS1771 | 5.76 | Solar |  |  | Interconnected | Lakeville | 55044 | Ritter Park | 27FB02 | Residential | Installation | 31311 | 2024 | 2024
20253-216164-01 | Dakota Electric Association | 15 | 25177 | Co-op | DMS1745 | 6.28 | Solar |  |  | Interconnected | Lakeville | 55044 | Dodd Park South | 22FB05 | Residential | Installation | 11475 | 2024 | 2024
20253-216164-01 | Dakota Electric Association | 15 | 25177 | Co-op | DMS1747 | 6 | Solar |  |  | Interconnected | Apple Valley | 55124 | Fischer East | 11FB04 | Residential | Installation | 28714.13 | 2024 | 2025
20253-216164-01 | Dakota Electric Association | 15 | 25177 | Co-op | DMS1750 | 4.48 | Solar |  |  | Interconnected | Apple Valley | 55124 | Fischer West | 11FB12 | Residential | Installation | 26916.5 | 2024 | 2024
20253-216164-01 | Dakota Electric Association | 15 | 25177 | Co-op | DMS1752 | 5.12 | Solar |  |  | Interconnected | Apple Valley | 55124 | Fischer East | 11FB04 | Residential | Installation | 32144 | 2024 | 2024
20253-216164-01 | Dakota Electric Association | 15 | 25177 | Co-op | DMS1749 | 9.6 | Solar |  |  | Interconnected | Apple Valley | 55124 | Burnsville South | 05FB02 | Residential | Installation | 49955 | 2024 | 2024
20253-216164-01 | Dakota Electric Association | 15 | 25177 | Co-op | DMS1748 | 8.96 | Solar |  |  | Interconnected | Lakeville | 55044 | Dakota Heights | 17FB06 | Residential | Installation | 46511.5 | 2024 | 2024
20253-216164-01 | Dakota Electric Association | 15 | 25177 | Co-op | DMS1751 | 3.8 | Solar |  |  | Interconnected | Apple Valley | 55124 | Fischer West | 11FB09 | Residential | Installation | 15959 | 2024 | 2025
20253-216164-01 | Dakota Electric Association | 15 | 25177 | Co-op | DMS1753 | 5.76 | Solar |  |  | Interconnected | Apple Valley | 55124 | Fischer East | 11FB04 | Residential | Installation | 31311 | 2024 | 2024
20253-216164-01 | Dakota Electric Association | 15 | 25177 | Co-op | DMS1754 | 3.8 | Solar |  |  | Interconnected | Apple Valley | 55124 | Fischer West | 11FB09 | Residential | Installation | 15992 | 2024 | 2024
20253-216164-01 | Dakota Electric Association | 15 | 25177 | Co-op | DMS1762 | 4.48 | Solar |  |  | Interconnected | Apple Valley | 55124 | Burnsville North | 05FB11 | Residential | Installation | 23331 | 2024 | 2024
20253-216164-01 | Dakota Electric Association | 15 | 25177 | Co-op | DMS1763 | 30 | Solar |  |  | Interconnected | Hastings | 55033 | Hastings | 03FB03 | Residential | Installation | 75000 | 2024 | 2024
20253-216164-01 | Dakota Electric Association | 15 | 25177 | Co-op | DMS1783 | 40 | Solar |  |  | Interconnected | Hastings | 55033 | Hastings | 03FB02 | Residential | Installation | 118000 | 2024 | 2024
20253-216164-01 | Dakota Electric Association | 15 | 25177 | Co-op | DMS1782 | 3.42 | Solar |  |  | Interconnected | Lakeville | 55024 | Dodd Park North | 22FB07 | Residential | Installation | 15583 | 2024 | 2024
20253-216164-01 | Dakota Electric Association | 15 | 25177 | Co-op | DMS1756 | 7.04 | Solar |  |  | Interconnected | Apple Valley | 55124 | Apple Valley | 21FB04 | Residential | Installation | 36554 | 2024 | 2024
20253-216164-01 | Dakota Electric Association | 15 | 25177 | Co-op | DMS1758 | 11.02 | Solar |  |  | Interconnected | Lakeville | 55044 | Ritter Park | 27FB05 | Residential | Installation | 30151.8 | 2024 | 2025
20253-216164-01 | Dakota Electric Association | 15 | 25177 | Co-op | DMS1759 | 12.8 | Solar |  |  | Interconnected | Eagan | 55123 | Lebanon Hills | 16FB04 | Residential | Installation | 67172.5 | 2024 | 2024
20253-216164-01 | Dakota Electric Association | 15 | 25177 | Co-op | DMS1768 | 10.24 | Solar |  |  | Active Application | Apple Valley | 55124 | Fischer West | 11FB12 | Residential | Installation | 55799 | 2024
20253-216164-01 | Dakota Electric Association | 15 | 25177 | Co-op | DMS1755 | 12.16 | Solar |  |  | Interconnected | Lakeville | 55044 | Orchard Lake | 08FB03 | Residential | Installation | 53622 | 2024 | 2024
20253-216164-01 | Dakota Electric Association | 15 | 25177 | Co-op | DMS1757 | 17.28 | Solar |  |  | Interconnected | Apple Valley | 55124 | Fischer East | 11FB04 | Residential | Installation | 91277 | 2024 | 2024
20253-216164-01 | Dakota Electric Association | 15 | 25177 | Co-op | DMS1760 | 3.84 | Solar |  |  | Interconnected | Apple Valley | 55124 | Fischer West | 11FB12 | Residential | Installation | 21513 | 2024 | 2024
20253-216164-01 | Dakota Electric Association | 15 | 25177 | Co-op | DMS1761 | 8.36 | Solar |  |  | Interconnected | Burnsville | 55306 | Burnsville South | 05FB04 | Residential | Installation | 25158 | 2024 | 2025
20253-216164-01 | Dakota Electric Association | 15 | 25177 | Co-op | DMS1764 | 7.68 | Solar |  |  | Interconnected | Apple Valley | 55124 | Apple Valley | 21FB03 | Residential | Installation | 41748 | 2024 | 2024
20253-216164-01 | Dakota Electric Association | 15 | 25177 | Co-op | DMS1766 | 38 | Solar |  |  | Interconnected | Hampton | 55031 | Empire | 23FB02 | Residential | Installation | 118000 | 2024 | 2024
20253-216164-01 | Dakota Electric Association | 15 | 25177 | Co-op | DMS1776 | 6.4 | Solar |  |  | Interconnected | Lakeville | 55044 | Lakeville | 25FB01 | Residential | Installation | 38710 | 2024 | 2024
20253-216164-01 | Dakota Electric Association | 15 | 25177 | Co-op | DMS1767 | 9.6 | Solar |  |  | Interconnected | Apple Valley | 55124 | Apple Valley | 21FB02 | Residential | Installation | 49955 | 2024 | 2024
20253-216164-01 | Dakota Electric Association | 15 | 25177 | Co-op | DMS1770 | 7.68 | Solar |  |  | Interconnected | Apple Valley | 55124 | Apple Valley | 21FB04 | Residential | Installation | 45978 | 2024 | 2024
20253-216164-01 | Dakota Electric Association | 15 | 25177 | Co-op | DMS1789 | 6.84 | Solar |  |  | Withdrawn | Apple Valley | 55124 | Pilot Knob | 19FB04 | Residential | Installation | 27172 | 2024
20253-216164-01 | Dakota Electric Association | 15 | 25177 | Co-op | DMS1774 | 3.84 | Solar |  |  | Interconnected | Apple Valley | 55124 | Lakeville | 25FB04 | Residential | Installation | 23937 | 2024 | 2024
20253-216164-01 | Dakota Electric Association | 15 | 25177 | Co-op | DMS1773 | 7.98 | Solar |  |  | Interconnected | Rosemount | 55068 | Lebanon Hills | 16FB03 | Residential | Installation | 34030 | 2024 | 2024
20253-216164-01 | Dakota Electric Association | 15 | 25177 | Co-op | DMS1775 | 5.76 | Solar |  |  | Interconnected | Apple Valley | 55124 | Apple Valley | 21FB02 | Residential | Installation | 35328 | 2024 | 2024
20253-216164-01 | Dakota Electric Association | 15 | 25177 | Co-op | DMS1777 | 4.19 | Solar |  |  | Interconnected | Eagan | 55122 | River Hills East | 09FB03 | Residential | Installation | 15807.52 | 2024 | 2024
20253-216164-01 | Dakota Electric Association | 15 | 25177 | Co-op | DMS1779 | 7.25 | Solar |  |  | Interconnected | Eagan | 55123 | Lebanon Hills | 16FB01 | Residential | Installation | 34500 | 2024 | 2024
20253-216164-01 | Dakota Electric Association | 15 | 25177 | Co-op | DMS1778 | 18.24 | Solar |  |  | Interconnected | Elko New Market | 55020 | Lake Marion | 15FB04 | Residential | Installation | 79059 | 2024 | 2024
20253-216164-01 | Dakota Electric Association | 15 | 25177 | Co-op | DMS1780 | 9.88 | Solar |  |  | Interconnected | Eagan | 55123 | Lebanon Hills | 16FB04 | Residential | Installation | 39676 | 2024 | 2024
20253-216164-01 | Dakota Electric Association | 15 | 25177 | Co-op | DMS1788 | 4.56 | Solar |  |  | Interconnected | Randolph | 55065 | Randolph | 32FB04 | Residential | Installation | 18746 | 2024 | 2024
20253-216164-01 | Dakota Electric Association | 15 | 25177 | Co-op | DMS1784 | 9.12 | Solar |  |  | Active Application | Burnsville | 55306 | Orchard Lake | 08FB02 | Residential | Installation | 16960 | 2024
20253-216164-01 | Dakota Electric Association | 15 | 25177 | Co-op | DMS1790 | 11.78 | Solar |  |  | Interconnected | Northfield | 55057 | Randolph | 32FB04 | Residential | Installation | 45000 | 2024 | 2025
20253-216164-01 | Dakota Electric Association | 15 | 25177 | Co-op | DMS1785 | 5.76 | Solar |  |  | Interconnected | Apple Valley | 55124 | Apple Valley | 21FB05 | Residential | Installation | 33711 | 2024 | 2024
20253-216164-01 | Dakota Electric Association | 15 | 25177 | Co-op | DMS1786 | 15 | Solar |  |  | Interconnected | Lakeville | 55044 | Dodd Park South | 22FB01 | Residential | Installation | 45000 | 2024 | 2024
20253-216164-01 | Dakota Electric Association | 15 | 25177 | Co-op | DMS1787 | 12.8 | Solar |  |  | Interconnected | Apple Valley | 55124 | Fischer West | 11FB01 | Residential | Installation | 68870 | 2024 | 2024
20253-216164-01 | Dakota Electric Association | 15 | 25177 | Co-op | DMS1794 | 12.03 | Solar |  |  | Active Application | Eagan | 55123 | Lebanon Hills | 16FB02 | Residential | Installation | 73428 | 2024
20253-216164-01 | Dakota Electric Association | 15 | 25177 | Co-op | DMS1789 | 7.98 | Solar |  |  | Interconnected | Apple Valley | 55124 | Pilot Knob | 19FB04 | Residential | Installation | 30915 | 2024 | 2024
20253-216164-01 | Dakota Electric Association | 15 | 25177 | Co-op | DMS1793 | 8.12 | Solar |  |  | Active Application | Inver Grove Heights | 55077 | Lebanon Hills | 16FB02 | Residential | Installation | 34600 | 2024
20253-216164-01 | Dakota Electric Association | 15 | 25177 | Co-op | DMS1791 | 3.84 | Solar |  |  | Interconnected | Lakeville | 55044 | Lakeville | 25FB01 | Residential | Installation | 21967.5 | 2024 | 2024
20253-216164-01 | Dakota Electric Association | 15 | 25177 | Co-op | DMS1792 | 3.84 | Solar |  |  | Interconnected | Lakeville | 55044 | Lakeville | 25FB01 | Residential | Installation | 21967.5 | 2024 | 2024
20253-216164-01 | Dakota Electric Association | 15 | 25177 | Co-op | DMS1796 | 15.58 | Solar |  |  | Active Application | Inver Grove Heights | 55077 | Lebanon Hills | 16FB02 | Residential | Installation | 50391 | 2024
20253-216164-01 | Dakota Electric Association | 15 | 25177 | Co-op | DMS1804 | 23 | Solar |  |  | Active Application | Apple Valley | 55124 | Apple Valley | 21FB01 | Residential | Installation | 105440 | 2024
20253-216164-01 | Dakota Electric Association | 15 | 25177 | Co-op | DMS1810 | 8.36 | Solar |  |  | Active Application | Apple Valley | 55124 | Lakeville | 25FB02 | Residential | Installation | 40926 | 2024
20253-216164-01 | Dakota Electric Association | 15 | 25177 | Co-op | DMS1805 | 5.38 | Solar |  |  | Interconnected | Apple Valley | 55124 | Lakeville | 25FB04 | Residential | Installation | 25110 | 2024 | 2024
20253-216164-01 | Dakota Electric Association | 15 | 25177 | Co-op | DMS1795 | 6.4 | Solar |  |  | Interconnected | Farmington | 55024 | Lakeville | 25FB01 | Residential | Installation | 38710 | 2024 | 2024
20253-216164-01 | Dakota Electric Association | 15 | 25177 | Co-op | DMS1802 | 9.6 | Solar |  |  | Interconnected | Farmington | 55024 | Vermillion River | 24FB06 | Residential | Installation | 57981 | 2024 | 2024
20253-216164-01 | Dakota Electric Association | 15 | 25177 | Co-op | DMS1812 | 8.32 | Solar |  |  | Interconnected | Apple Valley | 55124 | Lakeville | 25FB02 | Residential | Installation | 43512 | 2024 | 2025
20253-216164-01 | Dakota Electric Association | 15 | 25177 | Co-op | DMS1798 | 7.3 | Solar |  |  | Interconnected | Farmington | 55024 | Lakeville | 25FB05 | Residential | Installation | 12112.5 | 2024 | 2024
20253-216164-01 | Dakota Electric Association | 15 | 25177 | Co-op | DMS1797 | 7.04 | Solar |  |  | Interconnected | Farmington | 55024 | Lakeville | 25FB01 | Residential | Installation | 42581 | 2024 | 2024
20253-216164-01 | Dakota Electric Association | 15 | 25177 | Co-op | DMS1811 | 6.18 | Solar |  |  | Active Application | Lakeville | 55044 | Lakeville | 25FB04 | Residential | Installation | 35750 | 2024
20253-216164-01 | Dakota Electric Association | 15 | 25177 | Co-op | DMS1808 | 3.8 | Solar |  |  | Interconnected | Eagan | 55123 | Eagan | 06FB04 | Residential | Installation | 28164 | 2024 | 2025
20253-216164-01 | Dakota Electric Association | 15 | 25177 | Co-op | DMS1806 | 4.48 | Solar |  |  | Interconnected | Farmington | 55024 | Vermillion River | 24FB06 | Residential | Installation | 28357 | 2024 | 2024
20253-216164-01 | Dakota Electric Association | 15 | 25177 | Co-op | DMS1807 | 4.48 | Solar |  |  | Interconnected | Farmington | 55024 | Lakeville | 25FB01 | Residential | Installation | 30327 | 2024 | 2025
20253-216164-01 | Dakota Electric Association | 15 | 25177 | Co-op | DMS1801 | 5.12 | Solar |  |  | Interconnected | Farmington | 55024 | Vermillion River | 24FB06 | Residential | Installation | 33368 | 2024 | 2025
20253-216164-01 | Dakota Electric Association | 15 | 25177 | Co-op | DMS1803 | 9.6 | Solar |  |  | Interconnected | Farmington | 55024 | Dodd Park South | 22FB06 | Residential | Installation | 53641 | 2024 | 2024
20253-216164-01 | Dakota Electric Association | 15 | 25177 | Co-op | DMS1800 | 7.68 | Solar |  |  | Interconnected | Farmington | 55024 | Vermillion River | 24FB06 | Residential | Installation | 44981 | 2024 | 2025
20253-216164-01 | Dakota Electric Association | 15 | 25177 | Co-op | DMS1809 | 2.6 | Solar |  |  | Interconnected | Apple Valley | 55124 | Lakeville | 25FB04 | Residential | Installation | 19271 | 2024 | 2025
20253-216164-01 | Dakota Electric Association | 15 | 25177 | Co-op | DMS1817 | 4.18 | Solar |  |  | Active Application | Saint Paul | 55122 | River Hills East | 09FB04 | Residential | Installation | 21597 | 2024
20253-216164-01 | Dakota Electric Association | 15 | 25177 | Co-op | DMS1819 | 6 | Solar |  |  | Active Application | Eagan | 55123 | Pilot Knob | 19FB01 | Residential | Installation | 23650.86 | 2024
20253-216164-01 | Dakota Electric Association | 15 | 25177 | Co-op | DMS1813 | 6.84 | Solar |  |  | Active Application | Hastings | 55033 | Marshan | 18FB04 | Residential | Installation | 50726 | 2024
20253-216164-01 | Dakota Electric Association | 15 | 25177 | Co-op | DMS1814 | 32 | Solar |  | X | Interconnected | Farmington | 55024 | Castle Rock | 04FB04 | Residential | Installation | 9000 | 2024 | 2025
20253-216164-01 | Dakota Electric Association | 15 | 25177 | Co-op | DMS1815 | 9.88 | Solar |  |  | Active Application | Burnsville | 55337 | River Hills West | 09FB05 | Residential | Installation | 27500 | 2024
20253-216164-01 | Dakota Electric Association | 15 | 25177 | Co-op | DMS1816 | 5.32 | Solar |  |  | Active Application | Eagan | 55122 | Pilot Knob | 19FB05 | Residential | Installation | 36185 | 2024
20253-216164-01 | Dakota Electric Association | 15 | 25177 | Co-op | DMS1818 | 7.98 | Solar |  |  | Interconnected | Apple Valley | 55124 | Burnsville North | 05FB11 | Residential | Installation | 29449 | 2024 | 2025
20253-216164-01 | Dakota Electric Association | 15 | 25177 | Co-op | DMS1821 | 5.7 | Solar |  |  | Active Application | Lakeville | 55044 | Orchard Lake | 08FB05 | Residential | Installation | 19530 | 2024
20253-216164-01 | Dakota Electric Association | 15 | 25177 | Co-op | DMS1820 | 11.5 | Storage |  |  | Active Application | Northfield | 55057 | Randolph | 32FB04 | Residential | Installation | 20403 | 2024
20253-216164-01 | Dakota Electric Association | 15 | 25177 | Co-op | DMS1640 | 10.08 | Solar |  |  | Interconnected | Apple Valley | 55124 | Burnsville North | 05FB09 | Residential | Installation | 42417 | 2024 | 2024
20253-216164-01 | Dakota Electric Association | 15 | 25177 | Co-op | DMS1638 | 6.91 | Solar |  |  | Interconnected | Eagan | 55123 | LeMay Lake | 14FB03 | Residential | Installation | 31442 | 2024 | 2024
20253-216164-01 | Dakota Electric Association | 15 | 25177 | Co-op | DMS1633 | 2.32 | Solar |  |  | Interconnected | Eagan | 55122 | River Hills East | 09FB10 | Residential | Installation | 21549 | 2024 | 2024
20253-216164-01 | Dakota Electric Association | 15 | 25177 | Co-op | DMS1622 | 3.19 | Solar |  |  | Interconnected | Eagan | 55123 | Yankee Doodle North | 10FB03 | Residential | Installation | 17556 | 2024 | 2024
20253-216164-01 | Dakota Electric Association | 15 | 25177 | Co-op | DMS1628 | 5.12 | Solar |  |  | Interconnected | Apple Valley | 55124 | Fischer West | 11FB09 | Residential | Installation | 26917 | 2024 | 2024
20253-216164-01 | Dakota Electric Association | 15 | 25177 | Co-op | DMS1623 | 5.76 | Solar |  |  | Interconnected | Eagan | 55122 | River Hills East | 09FB02 | Residential | Installation | 29596 | 2024 | 2024
20253-216164-01 | Dakota Electric Association | 15 | 25177 | Co-op | DMS1624 | 8.32 | Solar |  |  | Interconnected | Apple Valley | 55124 | Pilot Knob | 19FB04 | Residential | Installation | 12333.6 | 2024 | 2024
20253-216164-01 | Dakota Electric Association | 15 | 25177 | Co-op | DMS1625 | 10.75 | Solar |  |  | Interconnected | Farmington | 55024 | Vermillion River | 24FB06 | Residential | Installation | 16130 | 2024 | 2024
20253-216164-01 | Dakota Electric Association | 15 | 25177 | Co-op | DMS1626 | 3.84 | Solar |  |  | Interconnected | Apple Valley | 55124 | Fischer East | 11FB08 | Residential | Installation | 21513 | 2024 | 2024
20253-216164-01 | Dakota Electric Association | 15 | 25177 | Co-op | DMS1627 | 6.4 | Solar |  |  | Interconnected | Apple Valley | 55124 | Fischer East | 11FB08 | Residential | Installation | 34790 | 2024 | 2024
20253-216164-01 | Dakota Electric Association | 15 | 25177 | Co-op | DMS1630 | 9.6 | Solar |  |  | Interconnected | Apple Valley | 55124 | Apple Valley | 21FB05 | Residential | Installation | 51652.5 | 2024 | 2024
20253-216164-01 | Dakota Electric Association | 15 | 25177 | Co-op | DMS1637 | 4.41 | Solar |  |  | Interconnected | Inver Grove Heights | 55077 | Yankee Doodle South | 10FB06 | Residential | Installation | 34824 | 2024 | 2024
20253-216164-01 | Dakota Electric Association | 15 | 25177 | Co-op | DMS1652 | 2.9 | Solar |  |  | Interconnected | Burnsville | 55337 | Burnsville North | 05FB05 | Residential | Installation | 22911 | 2024 | 2024
20253-216164-01 | Dakota Electric Association | 15 | 25177 | Co-op | DMS1631 | 3.84 | Solar |  |  | Interconnected | Apple Valley | 55124 | Fischer West | 11FB12 | Residential | Installation | 21513 | 2024 | 2024
20253-216164-01 | Dakota Electric Association | 15 | 25177 | Co-op | DMS1636 | 34.6 | Solar |  |  | Interconnected | Cannon Falls | 55009 | Byllesby | 02FB01 | Residential | Installation | 89280 | 2024 | 2024
20253-216164-01 | Dakota Electric Association | 15 | 25177 | Co-op | DMS1634 | 8.03 | Solar |  |  | Interconnected | Eagan | 55123 | Lebanon Hills | 16FB03 | Residential | Installation | 37245 | 2024 | 2024
20253-216164-01 | Dakota Electric Association | 15 | 25177 | Co-op | DMS1641 | 5.76 | Solar |  |  | Interconnected | Apple Valley | 55124 | Fischer East | 11FB08 | Residential | Installation | 31311 | 2024 | 2024
20253-216164-01 | Dakota Electric Association | 15 | 25177 | Co-op | DMS1639 | 6.3 | Solar |  |  | Interconnected | Eagan | 55122 | Deerwood | 12FB05 | Residential | Installation | 28524 | 2024 | 2024
20253-216164-01 | Dakota Electric Association | 15 | 25177 | Co-op | DMS1644 | 7.56 | Solar |  |  | Interconnected | Apple Valley | 55124 | Lakeville | 25FB04 | Residential | Installation | 30307.2 | 2024 | 2024
20253-216164-01 | Dakota Electric Association | 15 | 25177 | Co-op | DMS1645 | 5.76 | Solar |  |  | Withdrawn | Hastings | 55033 | Marshan | 18FB01 | Residential | Installation | 31311 | 2024
20253-216164-01 | Dakota Electric Association | 15 | 25177 | Co-op | DMS1646 | 6.93 | Solar |  |  | Interconnected | Eagan | 55122 | River Hills East | 09FB02 | Residential | Installation | 27150 | 2024 | 2024
20253-216164-01 | Dakota Electric Association | 15 | 25177 | Co-op | DMS1647 | 39.9 | Solar |  |  | Interconnected | Lakeville | 55044 | Dakota Heights | 17FB04 | Residential | Installation | 162500 | 2024 | 2024
20253-216164-01 | Dakota Electric Association | 15 | 25177 | Co-op | DMS1657 | 39.9 | Solar |  |  | Interconnected | Lakeville | 55044 | Orchard Lake | 08FB06 | Residential | Installation | 162500 | 2024 | 2024
20253-216164-01 | Dakota Electric Association | 15 | 25177 | Co-op | DMS1651 | 6.4 | Solar |  |  | Interconnected | Eagan | 55122 | Deerwood | 12FB01 | Residential | Installation | 34790 | 2024 | 2024
20253-216164-01 | Dakota Electric Association | 15 | 25177 | Co-op | DMS1648 | 5.12 | Solar |  |  | Interconnected | Eagan | 55122 | Pilot Knob | 19FB05 | Residential | Installation | 26916.5 | 2024 | 2024
20253-216164-01 | Dakota Electric Association | 15 | 25177 | Co-op | DMS1650 | 5.12 | Solar |  |  | Interconnected | Eagan | 55123 | Lebanon Hills | 16FB04 | Residential | Installation | 28684 | 2024 | 2024
20253-216164-01 | Dakota Electric Association | 15 | 25177 | Co-op | DMS1649 | 8.32 | Solar |  |  | Interconnected | Eagan | 55123 | Eagan | 06FB04 | Residential | Installation | 43512 | 2024 | 2024
20253-216164-01 | Dakota Electric Association | 15 | 25177 | Co-op | DMS1658 | 15.74 | Solar |  |  | Interconnected | Lakeville | 55044 | Dakota Heights | 17FB04 | Residential | Installation | 15830 | 2024 | 2024
20253-216164-01 | Dakota Electric Association | 15 | 25177 | Co-op | DMS1662 | 2.32 | Solar |  |  | Interconnected | Eagan | 55122 | Deerwood | 12FB01 | Residential | Installation | 18824 | 2024 | 2024
20253-216164-01 | Dakota Electric Association | 15 | 25177 | Co-op | DMS1666 | 2.61 | Solar |  |  | Interconnected | Burnsville | 55337 | River Hills West | 09FB05 | Residential | Installation | 32967 | 2024 | 2024
20253-216164-01 | Dakota Electric Association | 15 | 25177 | Co-op | DMS1655 | 3.78 | Solar |  |  | Interconnected | Hastings | 55033 | Hastings | 03FB01 | Residential | Installation | 31568 | 2024 | 2024
20253-216164-01 | Dakota Electric Association | 15 | 25177 | Co-op | DMS1654 | 9.57 | Solar |  |  | Interconnected | Burnsville | 55337 | Burnsville North | 05FB01 | Residential | Installation | 73595 | 2024 | 2024
20253-216164-01 | Dakota Electric Association | 15 | 25177 | Co-op | DMS1653 | 3.77 | Solar |  |  | Interconnected | Prior Lake | 55372 | Kenrick | 26FB04 | Residential | Installation | 30348 | 2024 | 2024
20253-216164-01 | Dakota Electric Association | 15 | 25177 | Co-op | DMS1378 | 40 | Solar |  |  | Interconnected | Lakeville | 55044 | Ritter Park | 27FB04 | Commercial |  | 162000 | 2023 | 2023
20253-216164-01 | Dakota Electric Association | 15 | 25177 | Co-op | DMS1324 | 19.55 | Solar |  |  | Interconnected | Hastings | 55033 | Hastings | 03FB01 | Residential |  | 61980 | 2023 | 2023
20253-216164-01 | Dakota Electric Association | 15 | 25177 | Co-op | DMS1325 | 7.68 | Storage |  |  | Interconnected | Hastings | 55033 | Hastings | 03FB01 | Residential |  |  | 2023 | 2023
20253-216164-01 | Dakota Electric Association | 15 | 25177 | Co-op | DMS1331 | 6.38 | Solar |  |  | Interconnected | Eagan | 55123 | Lebanon Hills | 16FB01 | Residential | Installation | 28930 | 2023 | 2023
20253-216164-01 | Dakota Electric Association | 15 | 25177 | Co-op | DMS1321 | 6.98 | Solar |  |  | Interconnected | Apple Valley | 55124 | Burnsville North | 05FB03 | Residential | Installation | 27760 | 2023 | 2023
20253-216164-01 | Dakota Electric Association | 15 | 25177 | Co-op | DMS1332 | 14.5 | Solar |  |  | Interconnected | Lakeville | 55044 | Dakota Heights | 17FB05 | Residential | Installation | 77333.33 | 2023 | 2023
20253-216164-01 | Dakota Electric Association | 15 | 25177 | Co-op | DMS1326 | 8.96 | Solar |  |  | Interconnected | Rosemount | 55068 | Lebanon Hills | 16FB03 | Residential | Installation | 16605 | 2023 | 2023
20253-216164-01 | Dakota Electric Association | 15 | 25177 | Co-op | DMS1366 | 6 | Solar |  |  | Interconnected | Hastings | 55033 | Marshan | 18FB02 | Residential | Installation | 26600 | 2023 | 2023
20253-216164-01 | Dakota Electric Association | 15 | 25177 | Co-op | DMS1390 | 14.79 | Solar |  |  | Interconnected | Burnsville | 55337 | River Hills West | 09FB01 | Residential | Installation | 91830.99 | 2023 | 2023
20253-216164-01 | Dakota Electric Association | 15 | 25177 | Co-op | DMS1370 | 5.8 | Solar |  |  | Interconnected | Lakeville | 55044 | Dodd Park North | 22FB07 | Residential | Installation | 54097 | 2023 | 2023
20253-216164-01 | Dakota Electric Association | 15 | 25177 | Co-op | DMS1371 | 5 | Storage |  |  | Interconnected | Lakeville | 55044 | Dodd Park North | 22FB07 | Residential |  |  | 2023 | 2023
20253-216164-01 | Dakota Electric Association | 15 | 25177 | Co-op | DMS1356 | 7.6 | Solar |  |  | Interconnected | Apple Valley | 55124 | Apple Valley | 21FB04 | Residential | Installation | 44041 | 2023 | 2023
20253-216164-01 | Dakota Electric Association | 15 | 25177 | Co-op | DMS1329 | 10.15 | Solar |  |  | Interconnected | Lakeville | 55044 | Dakota Heights | 17FB01 | Residential | Installation | 46200 | 2023 | 2023
20253-216164-01 | Dakota Electric Association | 15 | 25177 | Co-op | DMS1362 | 4.35 | Solar |  |  | Interconnected | Apple Valley | 55124 | Fischer West | 11FB09 | Residential | Installation | 26449.57 | 2023 | 2023
20253-216164-01 | Dakota Electric Association | 15 | 25177 | Co-op | DMS1322 | 5.8 | Solar |  |  | Interconnected | Apple Valley | 55124 | Burnsville South | 05FB02 | Residential | Installation | 23484 | 2023 | 2023
20253-216164-01 | Dakota Electric Association | 15 | 25177 | Co-op | DMS1345 | 8.96 | Solar |  |  | Interconnected | Burnsville | 55306 | Burnsville North | 05FB03 | Residential | Installation | 45607 | 2023 | 2023
20253-216164-01 | Dakota Electric Association | 15 | 25177 | Co-op | DMS1327 | 3.48 | Solar |  |  | Interconnected | Burnsville | 55337 | Burnsville South | 05FB06 | Residential | Installation | 31443 | 2023 | 2023
20253-216164-01 | Dakota Electric Association | 15 | 25177 | Co-op | DMS1323 | 13.76 | Solar |  |  | Interconnected | Apple Valley | 55124 | Fischer East | 11FB04 | Residential | Installation | 86600 | 2023 | 2023
20253-216164-01 | Dakota Electric Association | 15 | 25177 | Co-op | DMS1342 | 6.38 | Solar |  |  | Withdrawn | Lakeville | 55044 | Dakota Heights | 17FB03 | Residential | Installation | 28985 | 2023
20253-216164-01 | Dakota Electric Association | 15 | 25177 | Co-op | DMS1328 | 5.58 | Solar |  |  | Interconnected | Lakeville | 55044 | Dodd Park North | 22FB07 | Residential | Installation | 35929 | 2023 | 2023
20253-216164-01 | Dakota Electric Association | 15 | 25177 | Co-op | DMS1330 | 10.15 | Solar |  |  | Interconnected | Eagan | 55123 | Lebanon Hills | 16FB04 | Residential | Installation | 43400 | 2023 | 2023
20253-216164-01 | Dakota Electric Association | 15 | 25177 | Co-op | DMS1333 | 3.77 | Solar |  |  | Interconnected | Lakeville | 55044 | Lakeville | 25FB01 | Residential | Installation | 32825 | 2023 | 2023
20253-216164-01 | Dakota Electric Association | 15 | 25177 | Co-op | DMS1337 | 11.4 | Solar |  |  | Interconnected | Lakeville | 55044 | Lakeville | 25FB03 | Residential | Installation | 39072 | 2023 | 2023
20253-216164-01 | Dakota Electric Association | 15 | 25177 | Co-op | DMS1334 | 15.95 | Solar |  |  | Interconnected | Lakeville | 55044 | Dodd Park South | 22FB04 | Residential |  | 66000 | 2023 | 2023
20253-216164-01 | Dakota Electric Association | 15 | 25177 | Co-op | DMS7485APP | 5.2 | Solar |  |  | Withdrawn | Rosemount | 55068 | Apple Valley | 21FB02 | Residential | Installation | 24928 | 2023
20253-216164-01 | Dakota Electric Association | 15 | 25177 | Co-op | DMS1340 | 16 | Solar |  |  | Interconnected | Ravenna | 55033 | Marshan | 18FB01 | Residential |  | 29032 | 2023 | 2023
20253-216164-01 | Dakota Electric Association | 15 | 25177 | Co-op | DMS1336 | 10 | Solar |  |  | Interconnected | Eagan | 55123 | Wescott West | 20FB04 | Residential | Installation | 31832 | 2023 | 2023
20253-216164-01 | Dakota Electric Association | 15 | 25177 | Co-op | DMS1339 | 4.35 | Solar |  |  | Interconnected | Rosemount | 55068 | Lebanon Hills | 16FB02 | Residential | Installation | 37228 | 2023 | 2023
20253-216164-01 | Dakota Electric Association | 15 | 25177 | Co-op | DMS1341 | 6.67 | Solar |  |  | Interconnected | Eagan | 55123 | Eagan | 06FB03 | Residential | Installation | 34824 | 2023 | 2023
20253-216164-01 | Dakota Electric Association | 15 | 25177 | Co-op | DMS1375 | 10.44 | Solar |  |  | Interconnected | Rosemount | 55068 | Lebanon Hills | 16FB03 | Residential | Installation | 42768 | 2023 | 2023
20253-216164-01 | Dakota Electric Association | 15 | 25177 | Co-op | DMS1343 | 4.93 | Solar |  |  | Interconnected | Lakeville | 55044 | Dodd Park North | 22FB07 | Residential | Installation | 14970 | 2023 | 2023
20253-216164-01 | Dakota Electric Association | 15 | 25177 | Co-op | DMS1344 | 2.32 | Solar |  |  | Interconnected | Lakeville | 55044 | Dodd Park South | 22FB04 | Residential | Installation | 13478 | 2023 | 2023
20253-216164-01 | Dakota Electric Association | 15 | 25177 | Co-op | DMS1418 | 50 | Solar |  |  | Interconnected | Lakeville | 55044 | Ritter Park | 27FB02 | Residential |  | 177500 | 2023 | 2024
20253-216164-01 | Dakota Electric Association | 15 | 25177 | Co-op | DMS1346 | 20 | Solar |  |  | Interconnected | Cannon Falls | 55009 | Byllesby | 02FB02 | Residential |  | 72540 | 2023 | 2023
20253-216164-01 | Dakota Electric Association | 15 | 25177 | Co-op | DMS1347 | 6.96 | Solar |  |  | Interconnected | Apple Valley | 55124 | Burnsville North | 05FB11 | Residential | Installation | 36000 | 2023 | 2023
20253-216164-01 | Dakota Electric Association | 15 | 25177 | Co-op | DMS1350 | 12.91 | Solar |  |  | Interconnected | Lakeville | 55044 | Lake Marion | 15FB03 | Residential | Installation | 48000 | 2023 | 2023
20253-216164-01 | Dakota Electric Association | 15 | 25177 | Co-op | DMS1355 | 10.71 | Solar |  |  | Interconnected | Apple Valley | 55124 | Fischer East | 11FB06 | Residential | Installation | 76004 | 2023 | 2023
20253-216164-01 | Dakota Electric Association | 15 | 25177 | Co-op | DMS1353 | 5.22 | Solar |  |  | Interconnected | Saint Paul | 55123 | Yankee Doodle North | 10FB03 | Residential | Installation | 38822 | 2023 | 2023
20253-216164-01 | Dakota Electric Association | 15 | 25177 | Co-op | DMS1351 | 8.32 | Solar |  |  | Interconnected | Burnsville | 55337 | River Hills West | 09FB05 | Residential | Installation | 51701 | 2023 | 2023
20253-216164-01 | Dakota Electric Association | 15 | 25177 | Co-op | DMS1354 | 11.6 | Solar |  |  | Interconnected | Inver Grove Heights | 55077 | Barnes Grove | 28FB01 | Residential | Installation | 27195 | 2023 | 2023
20253-216164-01 | Dakota Electric Association | 15 | 25177 | Co-op | DMS1352 | 7.8 | Solar |  |  | Interconnected | Eagan | 55123 | Pilot Knob | 19FB02 | Residential | Installation | 33900 | 2023 | 2023
20253-216164-01 | Dakota Electric Association | 15 | 25177 | Co-op | DMS1360 | 2.6 | Solar |  |  | Interconnected | Apple Valley | 55124 | Burnsville North | 05FB11 | Residential | Installation | 14400 | 2023 | 2023
20253-216164-01 | Dakota Electric Association | 15 | 25177 | Co-op | DMS1357 | 7.8 | Solar |  |  | Interconnected | Hastings | 55033 | Marshan | 18FB01 | Residential | Installation | 32608 | 2023 | 2023
20253-216164-01 | Dakota Electric Association | 15 | 25177 | Co-op | DMS1358 | 4.06 | Solar |  |  | Interconnected | Lakeville | 55044 | Dodd Park South | 22FB04 | Residential | Installation | 7416 | 2023 | 2023
20253-216164-01 | Dakota Electric Association | 15 | 25177 | Co-op | DMS1420 | 10 | Solar |  |  | Interconnected | Cannon Falls | 55009 | Miesville | 07FB04 | Residential | Installation | 52207 | 2023 | 2023
20253-216164-01 | Dakota Electric Association | 15 | 25177 | Co-op | DMS1359 | 13.8 | Solar |  |  | Interconnected | Burnsville | 55306 | Orchard Lake | 08FB02 | Residential | Installation | 47360 | 2023 | 2023
20253-216164-01 | Dakota Electric Association | 15 | 25177 | Co-op | DMS1361 | 13.92 | Solar |  |  | Interconnected | Eagan | 55122 | River Hills East | 09FB02 | Residential | Installation | 48000 | 2023 | 2023
20253-216164-01 | Dakota Electric Association | 15 | 25177 | Co-op | DMS1372 | 4.64 | Solar |  |  | Interconnected | Lakeville | 55044 | Dodd Park North | 22FB07 | Residential | Installation | 7207 | 2023 | 2023
20253-216164-01 | Dakota Electric Association | 15 | 25177 | Co-op | DMS1374 | 17.11 | Solar |  |  | Withdrawn | Apple Valley | 55124 | Apple Valley | 21FB02 | Residential |  | 73823.81 | 2023
20253-216164-01 | Dakota Electric Association | 15 | 25177 | Co-op | DMS1363 | 4.64 | Solar |  |  | Interconnected | Apple Valley | 55124 | Lakeville | 25FB06 | Residential | Installation | 39111 | 2023 | 2023
20253-216164-01 | Dakota Electric Association | 15 | 25177 | Co-op | DMS1380 | 12.22 | Solar |  |  | Interconnected | Eagan | 55123 | Yankee Doodle North | 10FB03 | Residential | Installation | 34500 | 2023 | 2023
20253-216164-01 | Dakota Electric Association | 15 | 25177 | Co-op | DMS1364 | 7.83 | Solar |  |  | Interconnected | Rosemount | 55068 | Lebanon Hills | 16FB03 | Residential | Installation | 65492 | 2023 | 2023
20253-216164-01 | Dakota Electric Association | 15 | 25177 | Co-op | DMS1368 | 25 | Wind |  |  | Active Application | Hastings | 55033 | Miesville | 07FB01 | Residential | Installation | 180000 | 2023
20253-216164-01 | Dakota Electric Association | 15 | 25177 | Co-op | DMS1446 | 15.08 | Solar |  |  | Withdrawn | Inver Grove Heights | 55077 | Lebanon Hills | 16FB01 | Residential |  | 67600 | 2023
20253-216164-01 | Dakota Electric Association | 15 | 25177 | Co-op | DMS1365 | 6.4 | Solar |  |  | Interconnected | Eagan | 55122 | Deerwood | 12FB01 | Residential | Installation | 40180 | 2023 | 2023
20253-216164-01 | Dakota Electric Association | 15 | 25177 | Co-op | DMS1367 | 3.77 | Solar |  |  | Interconnected | Lakeville | 55044 | Lakeville | 25FB01 | Residential | Installation | 28296 | 2023 | 2023
20253-216164-01 | Dakota Electric Association | 15 | 25177 | Co-op | DMS1369 | 3.19 | Solar |  |  | Interconnected | Lakeville | 55044 | Dodd Park South | 22FB04 | Residential | Installation | 24476 | 2023 | 2023
20253-216164-01 | Dakota Electric Association | 15 | 25177 | Co-op | DMS1373 | 7.04 | Solar |  |  | Interconnected | Burnsville | 55306 | Orchard Lake | 08FB01 | Residential | Installation | 43747 | 2023 | 2023
20253-216164-01 | Dakota Electric Association | 15 | 25177 | Co-op | DMS1416 | 8.99 | Solar |  |  | Interconnected | Eagan | 55123 | Lebanon Hills | 16FB04 | Residential | Installation | 39124.2 | 2023 | 2023
20253-216164-01 | Dakota Electric Association | 15 | 25177 | Co-op | DMS1382 | 3.77 | Solar |  |  | Interconnected | Lakeville | 55044 | Lakeville | 25FB01 | Residential | Installation | 24904 | 2023 | 2023
20253-216164-01 | Dakota Electric Association | 15 | 25177 | Co-op | DMS1393 | 5 | Solar |  |  | Interconnected | Inver Grove Heights | 55077 | Barnes Grove | 28FB03 | Residential | Installation | 20206.4 | 2023 | 2023
20253-216164-01 | Dakota Electric Association | 15 | 25177 | Co-op | DMS1376 | 4.35 | Solar |  |  | Interconnected | Rosemount | 55068 | Apple Valley | 21FB02 | Residential | Installation | 36920 | 2023 | 2023
20253-216164-01 | Dakota Electric Association | 15 | 25177 | Co-op | DMS1421 | 9.28 | Solar |  |  | Interconnected | Inver Grove Heights | 55077 | Lebanon Hills | 16FB02 | Residential | Installation | 44580 | 2023 | 2023
20253-216164-01 | Dakota Electric Association | 15 | 25177 | Co-op | DMS1381 | 5.12 | Solar |  |  | Interconnected | Eagan | 55122 | Deerwood | 12FB05 | Residential | Installation | 30135 | 2023 | 2023
20253-216164-01 | Dakota Electric Association | 15 | 25177 | Co-op | DMS1419 | 7 | Solar |  |  | Interconnected | Lakeville | 55044 | Dodd Park North | 22FB07 | Residential | Installation | 43703 | 2023 | 2023
20253-216164-01 | Dakota Electric Association | 15 | 25177 | Co-op | DMS1383 | 2.9 | Solar |  |  | Interconnected | Eagan | 55123 | Lebanon Hills | 16FB02 | Residential | Installation | 16101 | 2023 | 2023
20253-216164-01 | Dakota Electric Association | 15 | 25177 | Co-op | DMS1392 | 7.8 | Solar |  |  | Interconnected | Burnsville | 55306 | Orchard Lake | 08FB04 | Residential | Installation | 36578 | 2023 | 2023
20253-216164-01 | Dakota Electric Association | 15 | 25177 | Co-op | DMS1391 | 9.6 | Solar |  |  | Interconnected | Eagan | 55122 | River Hills East | 09FB03 | Residential | Installation | 57667 | 2023 | 2023
20253-216164-01 | Dakota Electric Association | 15 | 25177 | Co-op | DMS1395 | 8.32 | Solar |  |  | Interconnected | Hastings | 55033 | Marshan | 18FB01 | Residential | Installation | 49713 | 2023 | 2023
20253-216164-01 | Dakota Electric Association | 15 | 25177 | Co-op | DMS1396 | 4.48 | Solar |  |  | Interconnected | Eagan | 55122 | River Hills East | 09FB03 | Residential | Installation | 26917 | 2023 | 2023
20253-216164-01 | Dakota Electric Association | 15 | 25177 | Co-op | DMS1397 | 4.48 | Solar |  |  | Interconnected | Hastings | 55033 | Marshan | 18FB01 | Residential | Installation | 28987 | 2023 | 2023
20253-216164-01 | Dakota Electric Association | 15 | 25177 | Co-op | DMS1399 | 5.76 | Solar |  |  | Interconnected | Hastings | 55033 | Marshan | 18FB01 | Residential | Installation | 34153 | 2023 | 2023
20253-216164-01 | Dakota Electric Association | 15 | 25177 | Co-op | DMS1394 | 3.84 | Solar |  |  | Interconnected | Hastings | 55033 | Nininger | 29FB03 | Residential | Installation | 24846 | 2023 | 2023
20253-216164-01 | Dakota Electric Association | 15 | 25177 | Co-op | DMS1398 | 3.84 | Solar |  |  | Interconnected | Eagan | 55122 | River Hills East | 09FB03 | Residential | Installation | 22776 | 2023 | 2023
20253-216164-01 | Dakota Electric Association | 15 | 25177 | Co-op | DMS1400 | 5.76 | Solar |  |  | Interconnected | Apple Valley | 55124 | River Hills East | 09FB04 | Residential | Installation | 34153 | 2023 | 2023
20253-216164-01 | Dakota Electric Association | 15 | 25177 | Co-op | DMS1401 | 6.09 | Solar |  |  | Interconnected | Eagan | 55123 | Eagan | 06FB03 | Residential | Installation | 50468 | 2023 | 2023
20253-216164-01 | Dakota Electric Association | 15 | 25177 | Co-op | DMS1403 | 22.8 | Solar |  |  | Interconnected | Lakeville | 55044 | Lake Marion | 15FB01 | Residential |  | 215166 | 2023 | 2023
20253-216164-01 | Dakota Electric Association | 15 | 25177 | Co-op | DMS1404 | 10 | Storage |  |  | Interconnected | Lakeville | 55044 | Lake Marion | 15FB01 | Residential |  |  | 2023 | 2023
20253-216164-01 | Dakota Electric Association | 15 | 25177 | Co-op | DMS1408 | 8 | Solar |  |  | Interconnected | Eagan | 55122 | Deerwood | 12FB05 | Residential | Installation | 25892 | 2023 | 2023
20253-216164-01 | Dakota Electric Association | 15 | 25177 | Co-op | DMS1406 | 11.52 | Solar |  |  | Interconnected | Eagan | 55123 | Lebanon Hills | 16FB04 | Residential | Installation | 47813 | 2023 | 2023
20253-216164-01 | Dakota Electric Association | 15 | 25177 | Co-op | DMS1402 | 10.24 | Solar |  |  | Interconnected | Lakeville | 55044 | Dodd Park North | 22FB07 | Residential | Installation | 50000 | 2023 | 2023
20253-216164-01 | Dakota Electric Association | 15 | 25177 | Co-op | DMS1405 | 4.48 | Solar |  |  | Interconnected | Hastings | 55033 | Hastings | 03FB01 | Residential | Installation | 26917 | 2023 | 2023
20253-216164-01 | Dakota Electric Association | 15 | 25177 | Co-op | DMS1407 | 6.53 | Solar |  |  | Interconnected | Lakeville | 55044 | Dodd Park North | 22FB07 | Residential | Installation | 28339 | 2023 | 2023
20253-216164-01 | Dakota Electric Association | 15 | 25177 | Co-op | DMS1558 | 22.8 | Solar |  | X | Interconnected | Burnsville | 55306 | Orchard Lake | 08FB01 | Residential |  | 98796 | 2023 | 2024
20253-216164-01 | Dakota Electric Association | 15 | 25177 | Co-op | DMS1409 | 5.76 | Solar |  |  | Interconnected | Hastings | 55033 | Marshan | 18FB01 | Residential | Installation | 36162 | 2023 | 2023
20253-216164-01 | Dakota Electric Association | 15 | 25177 | Co-op | DMS1410 | 5.76 | Solar |  |  | Interconnected | Hastings | 55033 | Marshan | 18FB01 | Residential | Installation | 36162 | 2023 | 2023
20253-216164-01 | Dakota Electric Association | 15 | 25177 | Co-op | DMS1411 | 8.32 | Solar |  |  | Interconnected | Eagan | 55123 | Lebanon Hills | 16FB04 | Residential | Installation | 49713 | 2023 | 2023
20253-216164-01 | Dakota Electric Association | 15 | 25177 | Co-op | DMS1412 | 5.8 | Solar |  |  | Interconnected | Eagan | 55123 | Pilot Knob | 19FB02 | Residential | Installation | 47450 | 2023 | 2023
20253-216164-01 | Dakota Electric Association | 15 | 25177 | Co-op | DMS1417 | 3.84 | Solar |  |  | Interconnected | Eagan | 55123 | Eagan | 06FB03 | Residential | Installation | 22776 | 2023 | 2023
20253-216164-01 | Dakota Electric Association | 15 | 25177 | Co-op | DMS1441 | 5.51 | Solar |  |  | Interconnected | Eagan | 55123 | Lebanon Hills | 16FB05 | Residential | Installation | 47430 | 2023 | 2023
20253-216164-01 | Dakota Electric Association | 15 | 25177 | Co-op | DMS1413 | 5.22 | Solar |  |  | Interconnected | Farmington | 55024 | Dodd Park South | 22FB03 | Residential | Installation | 51433 | 2023 | 2023
20253-216164-01 | Dakota Electric Association | 15 | 25177 | Co-op | DMS1415 | 6.38 | Solar |  |  | Interconnected | Lakeville | 55044 | Ritter Park | 27FB04 | Residential | Installation | 54729 | 2023 | 2023
20253-216164-01 | Dakota Electric Association | 15 | 25177 | Co-op | DMS1414 | 4.06 | Solar |  |  | Interconnected | Lakeville | 55044 | Dodd Park North | 22FB07 | Residential | Installation | 31512 | 2023 | 2023
20253-216164-01 | Dakota Electric Association | 15 | 25177 | Co-op | DMS1430 | 8 | Solar |  |  | Interconnected | Inver Grove Heights | 55077 | Barnes Grove | 28FB03 | Residential | Installation | 10000 | 2023 | 2024
20253-216164-01 | Dakota Electric Association | 15 | 25177 | Co-op | DMS1442 | 13.05 | Solar |  |  | Interconnected | Rosemount | 55068 | Lebanon Hills | 16FB03 | Residential | Installation | 64152 | 2023 | 2023
20253-216164-01 | Dakota Electric Association | 15 | 25177 | Co-op | DMS1422 | 5.76 | Solar |  |  | Interconnected | Eagan | 55123 | Eagan | 06FB04 | Residential | Installation | 34153 | 2023 | 2023
20253-216164-01 | Dakota Electric Association | 15 | 25177 | Co-op | DMS1429 | 6.4 | Solar |  |  | Interconnected | Eagan | 55122 | Deerwood | 12FB02 | Residential | Installation | 40971 | 2023 | 2023
20253-216164-01 | Dakota Electric Association | 15 | 25177 | Co-op | DMS1431 | 12.8 | Solar |  |  | Withdrawn | Eagan | 55123 | Lebanon Hills | 16FB04 | Residential | Installation | 79540 | 2023
20253-216164-01 | Dakota Electric Association | 15 | 25177 | Co-op | DMS1423 | 4.48 | Solar |  |  | Interconnected | Eagan | 55123 | Eagan | 06FB03 | Residential | Installation | 28987 | 2023 | 2023
20253-216164-01 | Dakota Electric Association | 15 | 25177 | Co-op | DMS1427 | 3.78 | Solar |  |  | Interconnected | Rosemount | 55068 | Lakeville | 25FB02 | Residential | Installation | 17193 | 2023 | 2023
20253-216164-01 | Dakota Electric Association | 15 | 25177 | Co-op | DMS1425 | 5.76 | Solar |  |  | Interconnected | Eagan | 55123 | Eagan | 06FB03 | Residential | Installation | 34153 | 2023 | 2023
20253-216164-01 | Dakota Electric Association | 15 | 25177 | Co-op | DMS1426 | 7.56 | Solar |  |  | Interconnected | Apple Valley | 55124 | Apple Valley | 21FB04 | Residential | Installation | 34816 | 2023 | 2023
20253-216164-01 | Dakota Electric Association | 15 | 25177 | Co-op | DMS1509 | 6.67 | Solar |  |  | Interconnected | Lakeville | 55044 | Ritter Park | 27FB04 | Residential | Installation | 56700 | 2023 | 2023
20253-216164-01 | Dakota Electric Association | 15 | 25177 | Co-op | DMS1432 | 5.12 | Solar |  |  | Interconnected | Eagan | 55123 | Lebanon Hills | 16FB02 | Residential | Installation | 32144 | 2023 | 2023
20253-216164-01 | Dakota Electric Association | 15 | 25177 | Co-op | DMS1433 | 5.12 | Solar |  |  | Interconnected | Eagan | 55123 | LeMay Lake | 14FB03 | Residential | Installation | 32144 | 2023 | 2023
20253-216164-01 | Dakota Electric Association | 15 | 25177 | Co-op | DMS1435 | 4.93 | Solar |  |  | Interconnected | Lakeville | 55044 | Orchard Lake | 08FB05 | Residential | Installation | 26200 | 2023 | 2023
20253-216164-01 | Dakota Electric Association | 15 | 25177 | Co-op | DMS1434 | 4.35 | Solar |  |  | Interconnected | Rosemount | 55068 | Lebanon Hills | 16FB03 | Residential | Installation | 33017 | 2023 | 2023
20253-216164-01 | Dakota Electric Association | 15 | 25177 | Co-op | DMS1454 | 5.8 | Solar |  |  | Interconnected | Lakeville | 55044 | Dodd Park North | 22FB07 | Residential | Installation | 24000 | 2023 | 2023
20253-216164-01 | Dakota Electric Association | 15 | 25177 | Co-op | DMS1436 | 3.19 | Solar |  |  | Interconnected | Lakeville | 55044 | Dodd Park North | 22FB07 | Residential | Installation | 27505 | 2023 | 2023
20253-216164-01 | Dakota Electric Association | 15 | 25177 | Co-op | DMS1438 | 7.04 | Solar |  |  | Interconnected | Eagan | 55122 | Deerwood | 12FB03 | Residential | Installation | 42189 | 2023 | 2023
20253-216164-01 | Dakota Electric Association | 15 | 25177 | Co-op | DMS1437 | 6.4 | Solar |  |  | Interconnected | Eagan | 55123 | Eagan | 06FB05 | Residential | Installation | 38171 | 2023 | 2023
20253-216164-01 | Dakota Electric Association | 15 | 25177 | Co-op | DMS1439 | 8.32 | Solar |  |  | Interconnected | Eagan | 55122 | Deerwood | 12FB05 | Residential | Installation | 49713 | 2023 | 2023
20253-216164-01 | Dakota Electric Association | 15 | 25177 | Co-op | DMS1440 | 5.12 | Solar |  |  | Interconnected | Eagan | 55122 | Deerwood | 12FB04 | Residential | Installation | 30135 | 2023 | 2023
20253-216164-01 | Dakota Electric Association | 15 | 25177 | Co-op | DMS1446 | 17.3 | Solar |  |  | Interconnected | Inver Grove Heights | 55077 | Lebanon Hills | 16FB01 | Residential |  | 77020 | 2023 | 2023
20253-216164-01 | Dakota Electric Association | 15 | 25177 | Co-op | DMS1444 | 7.54 | Solar |  |  | Interconnected | Eagan | 55123 | Lebanon Hills | 16FB05 | Residential | Installation | 38800 | 2023 | 2023
20253-216164-01 | Dakota Electric Association | 15 | 25177 | Co-op | DMS1453 | 6.3 | Solar |  |  | Interconnected | Eagan | 55123 | Lebanon Hills | 16FB04 | Residential | Installation | 29548 | 2023 | 2023
20253-216164-01 | Dakota Electric Association | 15 | 25177 | Co-op | DMS1449 | 11.7 | Solar |  |  | Interconnected | Lakeville | 55044 | Lakeville | 25FB01 | Residential | Installation | 29160 | 2023 | 2023
20253-216164-01 | Dakota Electric Association | 15 | 25177 | Co-op | DMS1447 | 2.9 | Solar |  |  | Interconnected | Farmington | 55024 | Lakeville | 25FB01 | Residential | Installation | 25534 | 2023 | 2023
20253-216164-01 | Dakota Electric Association | 15 | 25177 | Co-op | DMS1443 | 4.1 | Solar |  |  | Interconnected | Burnsville | 55306 | Burnscott | 31FB03 | Residential | Installation | 21330 | 2023 | 2023
20253-216164-01 | Dakota Electric Association | 15 | 25177 | Co-op | DMS1455 | 7.25 | Solar |  |  | Interconnected | Eagan | 55122 | River Hills East | 09FB04 | Residential | Installation | 31000 | 2023 | 2023
20253-216164-01 | Dakota Electric Association | 15 | 25177 | Co-op | DMS1508 | 10 | Solar |  |  | Interconnected | Apple Valley | 55124 | Apple Valley | 21FB01 | Residential | Installation | 38475 | 2023 | 2023
20253-216164-01 | Dakota Electric Association | 15 | 25177 | Co-op | DMS1445 | 7.04 | Solar |  |  | Interconnected | Eagan | 55122 | River Hills East | 09FB03 | Residential | Installation | 43747 | 2023 | 2023
20253-216164-01 | Dakota Electric Association | 15 | 25177 | Co-op | DMS1466 | 3.77 | Solar |  |  | Interconnected | Apple Valley | 55124 | Lakeville | 25FB04 | Residential | Installation | 32739 | 2023 | 2023
20253-216164-01 | Dakota Electric Association | 15 | 25177 | Co-op | DMS1493 | 3.77 | Solar |  |  | Interconnected | Lakeville | 55044 | Lakeville | 25FB02 | Residential | Installation | 31915 | 2023 | 2023
20253-216164-01 | Dakota Electric Association | 15 | 25177 | Co-op | DMS1450 | 5.76 | Solar |  |  | Interconnected | Eagan | 55123 | Lebanon Hills | 16FB02 | Residential | Installation | 34153 | 2023 | 2023
20253-216164-01 | Dakota Electric Association | 15 | 25177 | Co-op | DMS1448 | 7.15 | Solar |  |  | Interconnected | Castle Rock | 55024 | Vermillion River | 24FB03 | Residential | Installation | 29096 | 2023 | 2023
20253-216164-01 | Dakota Electric Association | 15 | 25177 | Co-op | DMS1451 | 7.88 | Solar |  |  | Interconnected | Eagan | 55123 | Eagan | 06FB03 | Residential | Installation | 38895 | 2023 | 2023
20253-216164-01 | Dakota Electric Association | 15 | 25177 | Co-op | DMS1452 | 7.6 | Solar |  |  | Interconnected | Welch | 55089 | Miesville | 07FB03 | Residential | Installation | 30190 | 2023 | 2023
20253-216164-01 | Dakota Electric Association | 15 | 25177 | Co-op | DMS1457 | 5.67 | Solar |  |  | Interconnected | Eagan | 55123 | Yankee Doodle North | 10FB03 | Residential | Installation | 25836 | 2023 | 2023
20253-216164-01 | Dakota Electric Association | 15 | 25177 | Co-op | DMS1456 | 3.19 | Solar |  |  | Interconnected | Lakeville | 55044 | Dodd Park South | 22FB04 | Residential | Installation | 27505 | 2023 | 2023
20253-216164-01 | Dakota Electric Association | 15 | 25177 | Co-op | DMS1465 | 5.51 | Solar |  |  | Interconnected | Apple Valley | 55124 | Burnsville North | 05FB11 | Residential | Installation | 25916 | 2023 | 2023
20253-216164-01 | Dakota Electric Association | 15 | 25177 | Co-op | DMS1461 | 2.61 | Solar |  |  | Withdrawn | Burnsville | 55337 | Burnsville South | 05FB04 | Residential | Installation | 23402 | 2023
20253-216164-01 | Dakota Electric Association | 15 | 25177 | Co-op | DMS1470 | 20 | Solar |  |  | Interconnected | Apple Valley | 55124 | Apple Valley | 21FB01 | Residential |  | 74000 | 2023 | 2023
20253-216164-01 | Dakota Electric Association | 15 | 25177 | Co-op | DMS1460 | 8.32 | Solar |  |  | Interconnected | Eagan | 55123 | Eagan | 06FB04 | Residential | Installation | 54101 | 2023 | 2023
20253-216164-01 | Dakota Electric Association | 15 | 25177 | Co-op | DMS1458 | 21.34 | Solar |  |  | Interconnected | Rosemount | 55068 | Lebanon Hills | 16FB06 | Residential |  | 81688 | 2023 | 2023
20253-216164-01 | Dakota Electric Association | 15 | 25177 | Co-op | DMS1459 | 10 | Storage |  |  | Interconnected | Rosemount | 55068 | Lebanon Hills | 16FB06 | Residential |  |  | 2023 | 2023
20253-216164-01 | Dakota Electric Association | 15 | 25177 | Co-op | DMS1462 | 5.99 | Solar |  |  | Interconnected | Apple Valley | 55124 | Apple Valley | 21FB01 | Residential | Installation | 26573 | 2023 | 2023
20253-216164-01 | Dakota Electric Association | 15 | 25177 | Co-op | DMS1501 | 6.14 | Solar |  |  | Interconnected | Eagan | 55123 | Eagan | 06FB05 | Residential | Installation | 21251 | 2023 | 2023
20253-216164-01 | Dakota Electric Association | 15 | 25177 | Co-op | DMS1463 | 6.4 | Solar |  |  | Interconnected | Eagan | 55122 | River Hills East | 09FB03 | Residential | Installation | 40180 | 2023 | 2023
20253-216164-01 | Dakota Electric Association | 15 | 25177 | Co-op | DMS1475 | 10.24 | Solar |  |  | Interconnected | Lakeville | 55044 | Dodd Park North | 22FB07 | Residential | Installation | 63632 | 2023 | 2023
20253-216164-01 | Dakota Electric Association | 15 | 25177 | Co-op | DMS1483 | 2.61 | Solar |  |  | Interconnected | Lake View | 55044 | Ritter Park | 27FB03 | Residential | Installation | 23997 | 2023 | 2023
20253-216164-01 | Dakota Electric Association | 15 | 25177 | Co-op | DMS1467 | 3.07 | Solar |  |  | Interconnected | Apple Valley | 55124 | Fischer West | 11FB09 | Residential | Installation | 3462 | 2023 | 2023
20253-216164-01 | Dakota Electric Association | 15 | 25177 | Co-op | DMS1468 | 8.32 | Solar |  |  | Interconnected | Lakeville | 55044 | Fischer West | 11FB12 | Residential | Installation | 49713 | 2023 | 2023
20253-216164-01 | Dakota Electric Association | 15 | 25177 | Co-op | DMS1469 | 5.12 | Solar |  |  | Interconnected | Lakeville | 55044 | Fischer West | 11FB12 | Residential | Installation | 30135 | 2023 | 2023
20253-216164-01 | Dakota Electric Association | 15 | 25177 | Co-op | DMS1478 | 7.56 | Solar |  |  | Interconnected | Eagan | 55123 | Pilot Knob | 19FB01 | Residential | Installation | 32853 | 2023 | 2023
20253-216164-01 | Dakota Electric Association | 15 | 25177 | Co-op | DMS1472 | 4.48 | Solar |  |  | Interconnected | Lakeville | 55044 | Dodd Park South | 22FB01 | Residential | Installation | 26917 | 2023 | 2023
20253-216164-01 | Dakota Electric Association | 15 | 25177 | Co-op | DMS1471 | 10.4 | Solar |  |  | Withdrawn | Eagan | 55123 | Lebanon Hills | 16FB01 | Residential | Installation | 50907 | 2023
20253-216164-01 | Dakota Electric Association | 15 | 25177 | Co-op | DMS1490 | 6.4 | Solar |  |  | Interconnected | Lakeville | 55044 | Lakeville | 25FB03 | Residential | Installation | 38171 | 2023 | 2023
20253-216164-01 | Dakota Electric Association | 15 | 25177 | Co-op | DMS1473 | 6.4 | Solar |  |  | Interconnected | Lakeville | 55044 | Dodd Park South | 22FB05 | Residential | Installation | 38171 | 2023 | 2023
20253-216164-01 | Dakota Electric Association | 15 | 25177 | Co-op | DMS1482 | 7.04 | Solar |  |  | Interconnected | Lakeville | 55068 | Lakeville | 25FB04 | Residential | Installation | 42189 | 2023 | 2023
20253-216164-01 | Dakota Electric Association | 15 | 25177 | Co-op | DMS1474 | 8.32 | Solar |  |  | Interconnected | Lakeville | 55044 | Dakota Heights | 17FB06 | Residential | Installation | 49713 | 2023 | 2023
20253-216164-01 | Dakota Electric Association | 15 | 25177 | Co-op | DMS1480 | 6.09 | Solar |  |  | Active Application | Farmington | 55024 | Dodd Park South | 22FB03 | Residential | Installation | 41836.7 | 2023
20253-216164-01 | Dakota Electric Association | 15 | 25177 | Co-op | DMS1556 | 4.64 | Solar |  |  | Interconnected | Lakeville | 55068 | Lakeville | 25FB03 | Residential | Installation | 33324.78 | 2023 | 2023
20253-216164-01 | Dakota Electric Association | 15 | 25177 | Co-op | DMS1477 | 5.76 | Solar |  |  | Interconnected | Lakeville | 55044 | Dodd Park South | 22FB05 | Residential | Installation | 34153 | 2023 | 2023
20253-216164-01 | Dakota Electric Association | 15 | 25177 | Co-op | DMS1489 | 7.83 | Solar |  |  | Interconnected | Apple Valley | 55124 | Apple Valley | 21FB05 | Residential | Installation | 37057 | 2023 | 2023
20253-216164-01 | Dakota Electric Association | 15 | 25177 | Co-op | DMS1481 | 6.56 | Solar |  |  | Interconnected | Eagan | 55123 | Lebanon Hills | 16FB04 | Residential | Installation | 12686 | 2023 | 2023
20253-216164-01 | Dakota Electric Association | 15 | 25177 | Co-op | DMS1541 | 6.4 | Solar |  |  | Interconnected | Lakeville | 55044 | Dakota Heights | 17FB02 | Residential | Installation | 40180 | 2023 | 2023
20253-216164-01 | Dakota Electric Association | 15 | 25177 | Co-op | DMS1487 | 6.4 | Solar |  |  | Interconnected | Lakeville | 55044 | Fischer West | 11FB12 | Residential | Installation | 40180 | 2023 | 2023
20253-216164-01 | Dakota Electric Association | 15 | 25177 | Co-op | DMS1488 | 37.6 | Solar |  |  | Interconnected | Hampton | 55031 | Empire | 23FB04 | Residential |  | 135000 | 2023 | 2023
20253-216164-01 | Dakota Electric Association | 15 | 25177 | Co-op | DMS1484 | 6.93 | Solar |  |  | Interconnected | Eagan | 55123 | Yankee Doodle North | 10FB03 | Residential | Installation | 53085 | 2023 | 2023
20253-216164-01 | Dakota Electric Association | 15 | 25177 | Co-op | DMS1485 | 19.77 | Solar |  |  | Interconnected | Lakeville | 55044 | Dodd Park North | 22FB07 | Residential |  | 57999.95 | 2023 | 2023
20253-216164-01 | Dakota Electric Association | 15 | 25177 | Co-op | DMS1486 | 10 | Storage |  |  | Interconnected | Lakeville | 55044 | Dodd Park North | 22FB07 | Residential |  |  | 2023 | 2023
20253-216164-01 | Dakota Electric Association | 15 | 25177 | Co-op | DMS1500 | 10.24 | Solar |  |  | Interconnected | Farmington | 55024 | Vermillion River | 24FB06 | Residential | Installation | 61644 | 2023 | 2023
20253-216164-01 | Dakota Electric Association | 15 | 25177 | Co-op | DMS1515 | 3.19 | Solar |  |  | Interconnected | Burnsville | 55337 | Burnsville North | 05FB01 | Residential | Installation | 36377 | 2023 | 2023
20253-216164-01 | Dakota Electric Association | 15 | 25177 | Co-op | DMS1496 | 7.68 | Solar |  |  | Interconnected | Farmington | 55024 | Dodd Park South | 22FB03 | Residential | Installation | 44814 | 2023 | 2023
20253-216164-01 | Dakota Electric Association | 15 | 25177 | Co-op | DMS1491 | 6.4 | Solar |  |  | Interconnected | Lakeville | 55044 | Dakota Heights | 17FB06 | Residential | Installation | 40180 | 2023 | 2023
20253-216164-01 | Dakota Electric Association | 15 | 25177 | Co-op | DMS1492 | 5.76 | Solar |  |  | Interconnected | Lakeville | 55044 | Orchard Lake | 08FB03 | Residential | Installation | 34153 | 2023 | 2023
20253-216164-01 | Dakota Electric Association | 15 | 25177 | Co-op | DMS1494 | 5.12 | Solar |  |  | Interconnected | Lakeville | 55044 | Dakota Heights | 17FB02 | Residential | Installation | 30135 | 2023 | 2023
20253-216164-01 | Dakota Electric Association | 15 | 25177 | Co-op | DMS1495 | 9.6 | Solar |  |  | Interconnected | Lakeville | 55044 | Dakota Heights | 17FB02 | Residential | Installation | 59655 | 2023 | 2023
20253-216164-01 | Dakota Electric Association | 15 | 25177 | Co-op | DMS1497 | 5.12 | Solar |  |  | Interconnected | Lakeville | 55044 | Dodd Park South | 22FB03 | Residential | Installation | 32144 | 2023 | 2023
20253-216164-01 | Dakota Electric Association | 15 | 25177 | Co-op | DMS1498 | 10.2 | Solar |  |  | Interconnected | Rosemount | 55068 | Apple Valley | 21FB02 | Residential | Installation | 43027 | 2023 | 2023
20253-216164-01 | Dakota Electric Association | 15 | 25177 | Co-op | DMS1499 | 5 | Storage |  |  | Interconnected | Rosemount | 55068 | Apple Valley | 21FB02 | Residential |  |  | 2023 | 2023
20253-216164-01 | Dakota Electric Association | 15 | 25177 | Co-op | DMS1503 | 3.77 | Solar |  |  | Interconnected | Rosemount | 55068 | Dodd Park South | 22FB02 | Residential | Installation | 29394.73 | 2023 | 2023
20253-216164-01 | Dakota Electric Association | 15 | 25177 | Co-op | DMS1560 | 6.96 | Solar |  |  | Interconnected | Hastings | 55033 | Marshan | 18FB02 | Residential | Installation | 52223.41 | 2023 | 2023
20253-216164-01 | Dakota Electric Association | 15 | 25177 | Co-op | DMS1502 | 7.68 | Solar |  |  | Interconnected | Lakeville | 55044 | Lakeville | 25FB01 | Residential | Installation | 43414 | 2023 | 2023
20253-216164-01 | Dakota Electric Association | 15 | 25177 | Co-op | DMS1505 | 8.32 | Solar |  |  | Interconnected | Apple Valley | 55124 | Apple Valley | 21FB02 | Residential | Installation | 48548.5 | 2023 | 2023
20253-216164-01 | Dakota Electric Association | 15 | 25177 | Co-op | DMS1510 | 2.32 | Solar |  |  | Withdrawn | Lakeville | 55044 | Dakota Heights | 17FB03 | Residential | Installation | 11632 | 2023
20253-216164-01 | Dakota Electric Association | 15 | 25177 | Co-op | DMS1504 | 5.76 | Solar |  |  | Interconnected | Rosemount | 55068 | Dodd Park South | 22FB02 | Residential | Installation | 36162 | 2023 | 2023
20253-216164-01 | Dakota Electric Association | 15 | 25177 | Co-op | DMS1506 | 8.85 | Solar |  |  | Interconnected | Lakeville | 55044 | Dodd Park North | 22FB07 | Residential | Installation | 60681.89 | 2023 | 2023
20253-216164-01 | Dakota Electric Association | 15 | 25177 | Co-op | DMS1507 | 9.6 | Solar |  |  | Interconnected | Rosemount | 55068 | Fischer East | 11FB08 | Residential | Installation | 54175 | 2023 | 2023
20253-216164-01 | Dakota Electric Association | 15 | 25177 | Co-op | DMS1516 | 16.38 | Solar |  |  | Interconnected | Rosemount | 55068 | Lebanon Hills | 16FB06 | Residential |  | 56000 | 2023 | 2024
20253-216164-01 | Dakota Electric Association | 15 | 25177 | Co-op | DMS1512 | 5.67 | Solar |  |  | Interconnected | Burnsville | 55337 | Burnsville North | 05FB01 | Residential | Installation | 25975 | 2023 | 2023
20253-216164-01 | Dakota Electric Association | 15 | 25177 | Co-op | DMS1511 | 12.8 | Solar |  |  | Interconnected | Rosemount | 55068 | Lakeville | 25FB02 | Residential | Installation | 72847 | 2023 | 2023
20253-216164-01 | Dakota Electric Association | 15 | 25177 | Co-op | DMS8299APP | 8.32 | Solar |  |  | Withdrawn | Rochester | 55906 |  |  |  |  | 46706 | 2023
20253-216164-01 | Dakota Electric Association | 15 | 25177 | Co-op | DMS1513 | 9.77 | Solar |  |  | Interconnected | Eagan | 55123 | Yankee Doodle North | 10FB03 | Residential | Installation | 74846 | 2023 | 2023
20253-216164-01 | Dakota Electric Association | 15 | 25177 | Co-op | DMS1517 | 3.77 | Solar |  |  | Interconnected | Burnsville | 55337 | Burnsville North | 05FB07 | Residential | Installation | 19967 | 2023 | 2024
20253-216164-01 | Dakota Electric Association | 15 | 25177 | Co-op | DMS1518 | 11.66 | Solar |  |  | Interconnected | Rosemount | 55068 | Lebanon Hills | 16FB02 | Residential | Installation | 41500 | 2023 | 2023
20253-216164-01 | Dakota Electric Association | 15 | 25177 | Co-op | DMS1514 | 3.84 | Solar |  |  | Interconnected | Lakeville | 55044 | Dakota Heights | 17FB05 | Residential | Installation | 21412 | 2023 | 2023
20253-216164-01 | Dakota Electric Association | 15 | 25177 | Co-op | DMS1529 | 8.41 | Solar |  |  | Interconnected | Elko New Market | 55020 | Lake Marion | 15FB04 | Residential | Installation | 34118 | 2023 | 2023
20253-216164-01 | Dakota Electric Association | 15 | 25177 | Co-op | DMS8341APP | 7.04 | Solar |  |  | Withdrawn | Shakopee | 55379 |  |  |  |  | 42189 | 2023
20253-216164-01 | Dakota Electric Association | 15 | 25177 | Co-op | DMS1520 | 6.93 | Solar |  |  | Interconnected | Lakeville |  | Dakota Heights | 17FB04 | Residential | Installation | 37610 | 2023 | 2024
20253-216164-01 | Dakota Electric Association | 15 | 25177 | Co-op | DMS1519 | 5.36 | Solar |  |  | Interconnected | Eagan | 55123 | Lebanon Hills | 16FB04 | Residential | Installation | 26861 | 2023 | 2023
20253-216164-01 | Dakota Electric Association | 15 | 25177 | Co-op | DMS1552 | 6.93 | Solar |  |  | Interconnected | Lakeville | 55044 | Dodd Park North | 22FB07 | Residential | Installation | 37005 | 2023 | 2023
20253-216164-01 | Dakota Electric Association | 15 | 25177 | Co-op | DMS1537 | 3.15 | Solar |  |  | Interconnected | Lakeville | 55044 | Dodd Park South | 22FB05 | Residential | Installation | 23903 | 2023 | 2023
20253-216164-01 | Dakota Electric Association | 15 | 25177 | Co-op | DMS1525 | 6.4 | Solar |  |  | Interconnected | Lakeville | 55044 | Dodd Park North | 22FB07 | Residential | Installation | 40180 | 2023 | 2023
20253-216164-01 | Dakota Electric Association | 15 | 25177 | Co-op | DMS1553 | 5.8 | Solar |  |  | Interconnected | Lakeville | 55044 | Dodd Park South | 22FB03 | Residential | Installation | 50053 | 2023 | 2023
20253-216164-01 | Dakota Electric Association | 15 | 25177 | Co-op | DMS1521 | 9.14 | Solar |  |  | Interconnected | Eagan | 55123 | Lebanon Hills | 16FB02 | Residential | Installation | 40296 | 2023 | 2023
20253-216164-01 | Dakota Electric Association | 15 | 25177 | Co-op | DMS1546 | 6.93 | Solar |  |  | Interconnected | Saint Paul | 55124 | Lakeville | 25FB04 | Residential | Installation | 59403 | 2023 | 2023
20253-216164-01 | Dakota Electric Association | 15 | 25177 | Co-op | DMS1522 | 4.64 | Solar |  |  | Interconnected | Eagan | 55122 | Pilot Knob | 19FB05 | Residential | Installation | 38079 | 2023 | 2023
20253-216164-01 | Dakota Electric Association | 15 | 25177 | Co-op | DMS1524 | 6.3 | Solar |  |  | Interconnected | Eagan | 55123 | Pilot Knob | 19FB02 | Residential | Installation | 27384 | 2023 | 2023
20253-216164-01 | Dakota Electric Association | 15 | 25177 | Co-op | DMS1526 | 3.15 | Solar |  |  | Interconnected | Lakeville | 55044 | Dodd Park North | 22FB09 | Residential | Installation | 27410 | 2023 | 2023
20253-216164-01 | Dakota Electric Association | 15 | 25177 | Co-op | DMS1527 | 13.06 | Solar |  |  | Interconnected | Apple Valley | 55124 | Burnsville North | 05FB09 | Residential | Installation | 52020 | 2023 | 2023
20253-216164-01 | Dakota Electric Association | 15 | 25177 | Co-op | DMS1523 | 3.8 | Solar |  |  | Interconnected | Apple Valley | 55124 | Burnsville South | 05FB02 | Residential | Installation | 19992.52 | 2023 | 2023
20253-216164-01 | Dakota Electric Association | 15 | 25177 | Co-op | DMS1528 | 8.32 | Solar |  |  | Interconnected | Lakeville | 55044 | Lakeville | 25FB03 | Residential | Installation | 48549 | 2023 | 2023
20253-216164-01 | Dakota Electric Association | 15 | 25177 | Co-op | DMS1576 | 100 | Solar |  |  | Interconnected | Apple Valley | 55124 | Fischer West | 11FB07 | Residential | Installation | 775000 | 2023 | 2025
20253-216164-01 | Dakota Electric Association | 15 | 25177 | Co-op | DMS1530 | 6.14 | Solar |  |  | Interconnected | Eagan | 55123 | Eagan | 06FB02 | Residential |  | 16809 | 2023 | 2023
20253-216164-01 | Dakota Electric Association | 15 | 25177 | Co-op | DMS1536 | 4.48 | Solar |  |  | Interconnected | Lakeville | 55044 | Dodd Park North | 22FB07 | Residential | Installation | 24392 | 2023 | 2023
20253-216164-01 | Dakota Electric Association | 15 | 25177 | Co-op | DMS1531 | 8.82 | Solar |  |  | Interconnected | Cannon Falls | 55009 | Miesville | 07FB05 | Residential | Installation | 41622 | 2023 | 2023
20253-216164-01 | Dakota Electric Association | 15 | 25177 | Co-op | DMS1551 | 9.6 | Solar |  |  | Interconnected | Apple Valley | 55124 | Apple Valley | 21FB04 | Residential | Installation | 22192 | 2023 | 2023
20253-216164-01 | Dakota Electric Association | 15 | 25177 | Co-op | DMS1540 | 9.14 | Solar |  |  | Interconnected | Apple Valley | 55124 | Fischer West | 11FB09 | Residential | Installation | 75674 | 2023 | 2023
20253-216164-01 | Dakota Electric Association | 15 | 25177 | Co-op | DMS1538 | 15.36 | Solar |  |  | Interconnected | Lakeville | 55044 | Dakota Heights | 17FB03 | Residential | Installation | 33152 | 2023 | 2023
20253-216164-01 | Dakota Electric Association | 15 | 25177 | Co-op | DMS1539 | 7.56 | Solar |  |  | Interconnected | Rosemount | 55068 | Apple Valley | 21FB02 | Residential | Installation | 35173 | 2023 | 2023
20253-216164-01 | Dakota Electric Association | 15 | 25177 | Co-op | DMS1564 | 15.12 | Solar |  |  | Interconnected | Rosemount | 55068 | Lebanon Hills | 16FB06 | Residential | Installation | 69422 | 2023 | 2023
20253-216164-01 | Dakota Electric Association | 15 | 25177 | Co-op | DMS1547 | 4.64 | Solar |  |  | Interconnected | Burnsville | 55337 | Burnscott | 31FB01 | Residential | Installation | 40597 | 2023 | 2024
20253-216164-01 | Dakota Electric Association | 15 | 25177 | Co-op | DMS1542 | 12.56 | Solar |  |  | Interconnected | Hastings | 55033 | Marshan | 18FB01 | Residential | Installation | 43050 | 2023 | 2023
20253-216164-01 | Dakota Electric Association | 15 | 25177 | Co-op | DMS1541 | 0.64 | Solar |  |  | Interconnected | Lakeville | 55044 | Dakota Heights | 17FB02 | Residential | Installation | 4141 | 2023 | 2023
20253-216164-01 | Dakota Electric Association | 15 | 25177 | Co-op | DMS1543 | 9.45 | Solar |  |  | Interconnected | Rosemount | 55068 | Lebanon Hills | 16FB03 | Residential | Installation | 40066 | 2023 | 2023
20253-216164-01 | Dakota Electric Association | 15 | 25177 | Co-op | DMS1548 | 10.08 | Solar |  |  | Interconnected | Lakeville | 55044 | Lakeville | 25FB02 | Residential | Installation | 48909 | 2023 | 2023
20253-216164-01 | Dakota Electric Association | 15 | 25177 | Co-op | DMS1549 | 6.5 | Solar |  |  | Interconnected | Lakeville | 55044 | Lakeville | 25FB01 | Residential | Installation | 29640 | 2023 | 2023
20253-216164-01 | Dakota Electric Association | 15 | 25177 | Co-op | DMS1577 | 10.71 | Solar |  |  | Interconnected | Burnsville | 55337 | River Hills West | 09FB01 | Residential | Installation | 53535 | 2023 | 2024
20253-216164-01 | Dakota Electric Association | 15 | 25177 | Co-op | DMS1550 | 3.47 | Solar |  |  | Interconnected | Apple Valley | 55124 | Fischer East | 11FB08 | Residential | Installation | 16993 | 2023 | 2023
20253-216164-01 | Dakota Electric Association | 15 | 25177 | Co-op | DMS1566 | 2.9 | Solar |  |  | Interconnected | Lakeville | 55044 | Dodd Park North | 22FB07 | Residential | Installation | 16270 | 2023 | 2023
20253-216164-01 | Dakota Electric Association | 15 | 25177 | Co-op | DMS1561 | 8.13 | Solar |  |  | Interconnected | Eagan | 55122 | Pilot Knob | 19FB01 | Residential | Installation | 38985 | 2023 | 2023
20253-216164-01 | Dakota Electric Association | 15 | 25177 | Co-op | DMS1554 | 12.56 | Solar |  |  | Interconnected | Inver Grove Heights | 55077 | Lebanon Hills | 16FB03 | Residential | Installation | 49822 | 2023 | 2023
20253-216164-01 | Dakota Electric Association | 15 | 25177 | Co-op | DMS1555 | 5 | Storage |  |  | Interconnected | Inver Grove Heights | 55077 | Lebanon Hills | 16FB03 | Residential |  |  | 2023 | 2023
20253-216164-01 | Dakota Electric Association | 15 | 25177 | Co-op | DMS1562 | 8.51 | Solar |  |  | Interconnected | Eagan | 55122 | River Hills East | 09FB04 | Residential | Installation | 42213 | 2023 | 2024
20253-216164-01 | Dakota Electric Association | 15 | 25177 | Co-op | DMS1565 | 22.05 | Solar |  |  | Interconnected | Lakeville | 55044 | Dakota Heights | 17FB04 | Residential |  | 103849 | 2023 | 2023
20253-216164-01 | Dakota Electric Association | 15 | 25177 | Co-op | DMS1567 | 3.78 | Solar |  |  | Interconnected | Lakeville | 55024 | Dodd Park North | 22FB08 | Residential | Installation | 20396 | 2023 | 2023
20253-216164-01 | Dakota Electric Association | 15 | 25177 | Co-op | DMS1571 | 4.06 | Solar |  |  | Interconnected | Lakeville | 55044 | Dakota Heights | 17FB04 | Residential | Installation | 18200 | 2023 | 2023
20253-216164-01 | Dakota Electric Association | 15 | 25177 | Co-op | DMS1568 | 5.36 | Solar |  |  | Interconnected | Lakeville | 55044 | Dakota Heights | 17FB01 | Residential | Installation | 24812 | 2023 | 2023
20253-216164-01 | Dakota Electric Association | 15 | 25177 | Co-op | DMS1569 | 7.56 | Solar |  |  | Interconnected | Lakeville | 55044 | Dakota Heights | 17FB02 | Residential | Installation | 35423 | 2023 | 2023
20253-216164-01 | Dakota Electric Association | 15 | 25177 | Co-op | DMS1570 | 7.7 | Solar |  |  | Interconnected | Rosemount | 55068 | Lebanon Hills | 16FB06 | Residential | Installation | 30648 | 2023 | 2024
20253-216164-01 | Dakota Electric Association | 15 | 25177 | Co-op | DMS1578 | 5.38 | Solar |  |  | Interconnected | Lakeville | 55044 | Orchard Lake | 08FB04 | Residential | Installation | 17680 | 2023 | 2023
20253-216164-01 | Dakota Electric Association | 15 | 25177 | Co-op | DMS1574 | 5.67 | Solar |  |  | Interconnected | Eagan | 55123 | Wescott West | 20FB06 | Residential | Installation | 27715 | 2023 | 2023
20253-216164-01 | Dakota Electric Association | 15 | 25177 | Co-op | DMS1575 | 1.28 | Solar |  |  | Interconnected | Farmington | 55024 | Vermillion River | 24FB06 | Residential | Installation | 5858 | 2023 | 2023
20253-216164-01 | Dakota Electric Association | 15 | 25177 | Co-op | DMS1579 | 6.93 | Solar |  |  | Interconnected | Apple Valley | 55124 | Lakeville | 25FB05 | Residential | Installation | 61489 | 2023 | 2023
20253-216164-01 | Dakota Electric Association | 15 | 25177 | Co-op | DMS1586 | 10.71 | Solar |  |  | Interconnected | Eagan | 55123 | Pilot Knob | 19FB01 | Residential | Installation | 38556 | 2023 | 2024
20253-216164-01 | Dakota Electric Association | 15 | 25177 | Co-op | DMS1581 | 11.9 | Solar |  |  | Interconnected | Lakeville | 55044 | Dakota Heights | 17FB02 | Residential | Installation | 30959 | 2023 | 2023
20253-216164-01 | Dakota Electric Association | 15 | 25177 | Co-op | DMS1580 | 7.56 | Solar |  |  | Interconnected | Inver Grove Heights | 55077 | Lebanon Hills | 16FB03 | Residential | Installation | 35381 | 2023 | 2023
20253-216164-01 | Dakota Electric Association | 15 | 25177 | Co-op | DMS1582 | 6 | Solar |  |  | Interconnected | Lakeville | 55044 | Orchard Lake | 08FB06 | Residential | Installation | 23199.7 | 2023 | 2023
20253-216164-01 | Dakota Electric Association | 15 | 25177 | Co-op | DMS1583 | 7.6 | Solar |  |  | Active Application | Northfield | 55057 | Randolph | 32FB04 | Residential | Installation | 59174.78 | 2023
20253-216164-01 | Dakota Electric Association | 15 | 25177 | Co-op | DMS1585 | 8.51 | Solar |  |  | Interconnected | Lakeville | 55044 | Dodd Park North | 22FB07 | Residential | Installation | 33500 | 2023 | 2024
20253-216164-01 | Dakota Electric Association | 15 | 25177 | Co-op | DMS1587 | 12.92 | Solar |  |  | Interconnected | Hastings | 55033 | Nininger | 29FB03 | Residential | Installation | 54947 | 2023 | 2024
20253-216164-01 | Dakota Electric Association | 15 | 25177 | Co-op | DMS1595 | 50 | Solar |  |  | Interconnected | Eagan | 55122 | Deerwood | 12FB02 | Residential | Installation | 121197.96 | 2023 | 2024
20253-216164-01 | Dakota Electric Association | 15 | 25177 | Co-op | DMS1588 | 3.15 | Solar |  |  | Interconnected | Lakeville | 55044 | Dodd Park North | 22FB07 | Residential | Installation | 16674 | 2023 | 2023
20253-216164-01 | Dakota Electric Association | 15 | 25177 | Co-op | DMS1589 | 3.47 | Solar |  |  | Interconnected | Lakeville | 55044 | Dodd Park South | 22FB05 | Residential | Installation | 27340 | 2023 | 2023
20253-216164-01 | Dakota Electric Association | 15 | 25177 | Co-op | DMS1591 | 5 | Storage |  |  | Interconnected | Burnsville | 55337 | Burnsville North | 05FB05 | Residential |  | 17499 | 2023 | 2024
20253-216164-01 | Dakota Electric Association | 15 | 25177 | Co-op | DMS1612 | 9.22 | Solar |  |  | Interconnected | Lakeville | 55044 | Lakeville | 25FB01 | Residential | Installation | 20412 | 2023 | 2023
20253-216164-01 | Dakota Electric Association | 15 | 25177 | Co-op | DMS1592 | 12.16 | Solar |  |  | Interconnected | Apple Valley | 55124 | Burnsville South | 05FB02 | Residential | Installation | 69113 | 2023 | 2024
20253-216164-01 | Dakota Electric Association | 15 | 25177 | Co-op | DMS1593 | 5.99 | Solar |  |  | Interconnected | Apple Valley | 55124 | Fischer West | 11FB01 | Residential | Installation | 26254 | 2023 | 2024
20253-216164-01 | Dakota Electric Association | 15 | 25177 | Co-op | DMS1597 | 1.28 | Solar |  |  | Interconnected | Farmington | 55024 | Dodd Park North | 22FB08 | Residential | Installation | 9746.5 | 2023 | 2024
20253-216164-01 | Dakota Electric Association | 15 | 25177 | Co-op | DMS1594 | 3.78 | Solar |  |  | Interconnected | Lakeville | 55044 | Dakota Heights | 17FB04 | Residential | Installation | 30345 | 2023 | 2023
20253-216164-01 | Dakota Electric Association | 15 | 25177 | Co-op | DMS1596 | 5.99 | Solar |  |  | Interconnected | Apple Valley | 55124 | Lakeville | 25FB02 | Residential | Installation | 49497 | 2023 | 2024
20253-216164-01 | Dakota Electric Association | 15 | 25177 | Co-op | DMS1604 | 7.04 | Solar |  |  | Interconnected | Apple Valley | 55124 | Burnsville North | 05FB03 | Residential | Installation | 41503 | 2023 | 2023
20253-216164-01 | Dakota Electric Association | 15 | 25177 | Co-op | DMS1598 | 13 | Solar |  |  | Interconnected | Apple Valley | 55124 | Fischer East | 11FB05 | Residential | Installation | 22960 | 2024
20253-216164-01 | Dakota Electric Association | 15 | 25177 | Co-op | DMS1603 | 5.12 | Solar |  |  | Interconnected | Apple Valley | 55124 | Fischer West | 11FB12 | Residential | Installation | 32584 | 2023 | 2024
20253-216164-01 | Dakota Electric Association | 15 | 25177 | Co-op | DMS1599 | 4.48 | Solar |  |  | Interconnected | Apple Valley | 55124 | Fischer East | 11FB06 | Residential | Installation | 27220 | 2023 | 2024
20253-216164-01 | Dakota Electric Association | 15 | 25177 | Co-op | DMS1606 | 8.96 | Solar |  |  | Interconnected | Apple Valley | 55124 | Pilot Knob | 19FB04 | Residential | Installation | 50440 | 2023 | 2024
20253-216164-01 | Dakota Electric Association | 15 | 25177 | Co-op | DMS1605 | 6.4 | Solar |  |  | Interconnected | Apple Valley | 55124 | Lakeville | 25FB06 | Residential | Installation | 35868 | 2023 | 2024
20253-216164-01 | Dakota Electric Association | 15 | 25177 | Co-op | DMS1610 | 8.96 | Solar |  |  | Interconnected | Lakeville | 55044 | Dakota Heights | 17FB02 | Residential | Installation | 52283 | 2023 | 2024
20253-216164-01 | Dakota Electric Association | 15 | 25177 | Co-op | DMS1608 | 39.9 | Solar |  |  | Interconnected | Lakeville | 55044 | Dakota Heights | 17FB02 | Residential |  | 162500 | 2023 | 2024
20253-216164-01 | Dakota Electric Association | 15 | 25177 | Co-op | DMS1615 | 39.9 | Solar |  |  | Interconnected | Lakeville | 55044 | Dodd Park North | 22FB09 | Residential |  | 162500 | 2023 | 2024
20253-216164-01 | Dakota Electric Association | 15 | 25177 | Co-op | DMS1607 | 18.59 | Solar |  |  | Interconnected | Apple Valley | 55124 | Burnsville North | 05FB11 | Residential |  | 60200 | 2023 | 2024
20253-216164-01 | Dakota Electric Association | 15 | 25177 | Co-op | DMS1611 | 6.4 | Solar |  |  | Withdrawn | Apple Valley | 55124 | Fischer West | 11FB01 | Residential | Installation | 37730 | 2023
20253-216164-01 | Dakota Electric Association | 15 | 25177 | Co-op | DMS1614 | 22.8 | Solar |  |  | Interconnected | Hastings | 55033 | Marshan | 18FB01 | Residential |  | 79000 | 2023 | 2024
20253-216164-01 | Dakota Electric Association | 15 | 25177 | Co-op | DMS1618 | 8.19 | Solar |  |  | Interconnected | Eagan | 55122 | Deerwood | 12FB04 | Residential | Installation | 32000 | 2023 | 2024
20253-216164-01 | Dakota Electric Association | 15 | 25177 | Co-op | DMS1620 | 15 | Solar |  | X | Interconnected | Inver Grove Heights | 55077 | Lebanon Hills | 16FB02 | Residential | Installation | 40000 | 2023 | 2024
20253-216164-01 | Dakota Electric Association | 15 | 25177 | Co-op | DMS1617 | 11.52 | Solar |  |  | Interconnected | Apple Valley | 55124 | Fischer East | 11FB04 | Residential | Installation | 65378 | 2023
20253-216164-01 | Dakota Electric Association | 15 | 25177 | Co-op | DMS1613 | 4.54 | Solar |  |  | Interconnected | Lakeville | 55044 | Ritter Park | 27FB04 | Residential | Installation | 18616 | 2023 | 2024
20253-216164-01 | Dakota Electric Association | 15 | 25177 | Co-op | DMS1619 | 6.93 | Solar |  |  | Interconnected | Lakeville | 55044 | Ritter Park | 27FB04 | Residential | Installation | 13860 | 2023 | 2024
20253-216164-01 | Dakota Electric Association | 15 | 25177 | Co-op | DMS1076 | 14 | Solar |  |  | Interconnected | Farmington | 55024 | Vermillion River | 24FB02 | Residential | Installation | 25000 | 2022 | 2023
20253-216164-01 | Dakota Electric Association | 15 | 25177 | Co-op | DMS1138 | 22.8 | Solar |  |  | Interconnected | Randolph | 55065 | Byllesby | 02FB04 | Residential |  | 94000 | 2022 | 2022
20253-216164-01 | Dakota Electric Association | 15 | 25177 | Co-op | DMS1001 | 11.31 | Solar |  |  | Interconnected | Apple Valley | 55124 | Lakeville | 25FB06 | Residential | Installation | 50115 | 2022 | 2022
20253-216164-01 | Dakota Electric Association | 15 | 25177 | Co-op | DMS1021 | 16.24 | Solar |  |  | Interconnected | Burnsville | 55306 | Orchard Lake | 08FB01 | Residential | Installation | 68370 | 2022 | 2022
20253-216164-01 | Dakota Electric Association | 15 | 25177 | Co-op | DMS999 | 34.8 | Solar |  |  | Interconnected | Hampton | 55031 | Miesville | 07FB05 | Residential |  | 92399 | 2022 | 2022
20253-216164-01 | Dakota Electric Association | 15 | 25177 | Co-op | DMS1013 | 11.89 | Solar |  |  | Interconnected | Lakeville | 55044 | Lake Marion | 15FB01 | Residential | Installation | 19000 | 2022 | 2022
20253-216164-01 | Dakota Electric Association | 15 | 25177 | Co-op | DMS1009 | 10 | Storage |  |  | Interconnected | Apple Valley | 55124 | Apple Valley | 21FB04 | Residential |  | 24700 | 2022 | 2022
20253-216164-01 | Dakota Electric Association | 15 | 25177 | Co-op | DMS937 | 6.58 | Solar |  |  | Interconnected | Lakeville | 55044 | Dodd Park South | 22FB06 | Residential |  | 39744 | 2022 | 2022
20253-216164-01 | Dakota Electric Association | 15 | 25177 | Co-op | DMS1008 | 6.96 | Storage |  |  | Interconnected | Lakeville | 55044 | Ritter Park | 27FB04 | Residential |  | 25867 | 2022 | 2022
20253-216164-01 | Dakota Electric Association | 15 | 25177 | Co-op | DMS996 | 33.64 | Solar |  |  | Interconnected | Hampton | 55031 | Miesville | 07FB04 | Residential |  | 1e+05 | 2022 | 2022
20253-216164-01 | Dakota Electric Association | 15 | 25177 | Co-op | DMS985 | 7.6 | Solar |  |  | Interconnected | Inver Grove Heights | 55077 | Barnes Grove | 28FB01 | Residential | Installation | 50846 | 2022 | 2023
20253-216164-01 | Dakota Electric Association | 15 | 25177 | Co-op | DMS984 | 10 | Solar |  |  | Interconnected | Hampton | 55031 | Empire | 23FB02 | Residential | Installation | 33716 | 2022 | 2022
20253-216164-01 | Dakota Electric Association | 15 | 25177 | Co-op | DMS983 | 7.6 | Solar |  |  | Interconnected | Inver Grove Heights | 55077 | Lebanon Hills | 16FB02 | Residential | Installation | 18450 | 2022 | 2022
20253-216164-01 | Dakota Electric Association | 15 | 25177 | Co-op | DMS1007 | 6 | Solar |  |  | Interconnected | Lakeville | 55044 | Dodd Park South | 22FB01 | Residential | Installation | 24000 | 2022 | 2022
20253-216164-01 | Dakota Electric Association | 15 | 25177 | Co-op | DMS1003 | 8.22 | Solar |  |  | Interconnected | Hastings | 55033 | Nininger | 29FB03 | Residential | Installation | 47502 | 2022 | 2022
20253-216164-01 | Dakota Electric Association | 15 | 25177 | Co-op | DMS1002 | 10.8 | Solar |  |  | Interconnected | Burnsville | 55306 | Colonial Hills North | 13FB04 | Residential | Installation | 15200 | 2022 | 2022
20253-216164-01 | Dakota Electric Association | 15 | 25177 | Co-op | DMS992 | 10.96 | Solar |  |  | Interconnected | Hastings | 55033 | Marshan | 18FB01 | Residential | Installation | 65520 | 2022 | 2022
20253-216164-01 | Dakota Electric Association | 15 | 25177 | Co-op | DMS993 | 7.12 | Solar |  |  | Interconnected | Hastings | 55033 | Marshan | 18FB01 | Residential | Installation | 37444 | 2022 | 2022
20253-216164-01 | Dakota Electric Association | 15 | 25177 | Co-op | DMS994 | 6.58 | Solar |  |  | Interconnected | Hastings | 55033 | Marshan | 18FB01 | Residential | Installation | 38088 | 2022 | 2022
20253-216164-01 | Dakota Electric Association | 15 | 25177 | Co-op | DMS995 | 9.32 | Solar |  |  | Interconnected | Hastings | 55033 | Nininger | 29FB03 | Residential | Installation | 55692 | 2022 | 2022
20253-216164-01 | Dakota Electric Association | 15 | 25177 | Co-op | DMS997 | 6.38 | Solar |  |  | Interconnected | Apple Valley | 55124 | Apple Valley | 21FB01 | Residential | Installation | 39200 | 2022 | 2022
20253-216164-01 | Dakota Electric Association | 15 | 25177 | Co-op | DMS998 | 7.54 | Solar |  |  | Interconnected | Burnsville | 55337 | Burnsville North | 05FB05 | Residential | Installation | 39210 | 2022 | 2022
20253-216164-01 | Dakota Electric Association | 15 | 25177 | Co-op | DMS1000 | 9.86 | Solar |  |  | Interconnected | Eagan | 55122 | Deerwood | 12FB05 | Residential | Installation | 56270.27 | 2022 | 2022
20253-216164-01 | Dakota Electric Association | 15 | 25177 | Co-op | DMS1010 | 8.77 | Solar |  |  | Interconnected | Hastings | 55033 | Hastings | 03FB01 | Residential | Installation | 52416 | 2022 | 2022
20253-216164-01 | Dakota Electric Association | 15 | 25177 | Co-op | DMS1028 | 8.41 | Solar |  |  | Interconnected | Lakeville | 55044 | Ritter Park | 27FB04 | Residential | Installation | 40368 | 2022 | 2022
20253-216164-01 | Dakota Electric Association | 15 | 25177 | Co-op | DMS1011 | 8.12 | Solar |  |  | Interconnected | Burnsville | 55306 | Orchard Lake | 08FB01 | Residential | Installation | 48689 | 2022 | 2022
20253-216164-01 | Dakota Electric Association | 15 | 25177 | Co-op | DMS1012 | 7.25 | Solar |  |  | Interconnected | Burnsville | 55306 | Burnsville South | 05FB04 | Residential | Installation | 27000 | 2022 | 2022
20253-216164-01 | Dakota Electric Association | 15 | 25177 | Co-op | DMS1015 | 6.67 | Solar |  |  | Interconnected | Apple Valley | 55124 | Lakeville | 25FB06 | Residential | Installation | 24360 | 2022 | 2022
20253-216164-01 | Dakota Electric Association | 15 | 25177 | Co-op | DMS1038 | 8.12 | Solar |  |  | Interconnected | Hastings | 55033 | Marshan | 18FB01 | Residential | Installation | 45032 | 2022 | 2022
20253-216164-01 | Dakota Electric Association | 15 | 25177 | Co-op | DMS1338 | 1.2 | Storage |  |  | Interconnected | Hastings | 55033 | Marshan | 18FB01 | Residential |  |  | 2022 | 2022
20253-216164-01 | Dakota Electric Association | 15 | 25177 | Co-op | DMS1014 | 5.6 | Solar |  |  | Interconnected | Hastings | 55033 | Nininger | 29FB03 | Residential | Installation | 28171 | 2022 | 2022
20253-216164-01 | Dakota Electric Association | 15 | 25177 | Co-op | DMS1044 | 5 | Solar |  |  | Interconnected | Apple Valley | 55124 | Fischer West | 11FB09 | Residential | Installation | 28000 | 2022 | 2022
20253-216164-01 | Dakota Electric Association | 15 | 25177 | Co-op | DMS1020 | 6.96 | Solar |  |  | Interconnected | Lakeville | 55044 | Lakeville | 25FB03 | Residential | Installation | 26038 | 2022 | 2022
20253-216164-01 | Dakota Electric Association | 15 | 25177 | Co-op | DMS1016 | 5.22 | Solar |  |  | Interconnected | Lakeville | 55044 | Dodd Park South | 22FB06 | Residential | Installation | 13000 | 2022 | 2022
20253-216164-01 | Dakota Electric Association | 15 | 25177 | Co-op | DMS1017 | 16.44 | Solar |  |  | Interconnected | Lakeville | 55044 | Dakota Heights | 17FB03 | Residential | Installation | 55000 | 2022 | 2022
20253-216164-01 | Dakota Electric Association | 15 | 25177 | Co-op | DMS1018 | 4.93 | Solar |  |  | Interconnected | Lakeville | 55044 | Fischer West | 11FB12 | Residential | Installation | 27882.5 | 2022 | 2022
20253-216164-01 | Dakota Electric Association | 15 | 25177 | Co-op | DMS1019 | 3.84 | Solar |  |  | Interconnected | Lakeville | 55044 | Fischer West | 11FB12 | Residential | Installation | 22942.5 | 2022 | 2022
20253-216164-01 | Dakota Electric Association | 15 | 25177 | Co-op | DMS1027 | 12.5 | Wind |  |  | Interconnected | Hastings | 55033 | Miesville | 07FB02 | Residential |  | 30000 | 2022 | 2022
20253-216164-01 | Dakota Electric Association | 15 | 25177 | Co-op | DMS1032 | 7.67 | Solar |  |  | Interconnected | Farmington | 55024 | Dodd Park South | 22FB03 | Residential | Installation | 42406 | 2022 | 2022
20253-216164-01 | Dakota Electric Association | 15 | 25177 | Co-op | DMS1029 | 10.41 | Solar |  |  | Interconnected | Lakeville | 55044 | Dodd Park South | 22FB03 | Residential | Installation | 54964 | 2022 | 2022
20253-216164-01 | Dakota Electric Association | 15 | 25177 | Co-op | DMS1030 | 3.29 | Solar |  |  | Interconnected | Lakeville | 55044 | Dodd Park South | 22FB04 | Residential | Installation | 18050 | 2022 | 2022
20253-216164-01 | Dakota Electric Association | 15 | 25177 | Co-op | DMS1031 | 6.03 | Solar |  |  | Interconnected | Lakeville | 55044 | Dodd Park South | 22FB04 | Residential | Installation | 33350 | 2022 | 2022
20253-216164-01 | Dakota Electric Association | 15 | 25177 | Co-op | DMS1143 | 36.8 | Solar |  |  | Interconnected | Burnsville | 55337 | Orchard Lake | 08FB01 | Residential |  | 144150 | 2022 | 2022
20253-216164-01 | Dakota Electric Association | 15 | 25177 | Co-op | DMS1022 | 8.99 | Solar |  |  | Interconnected | Eagan | 55123 | Eagan | 06FB02 | Residential | Installation | 15000 | 2022 | 2022
20253-216164-01 | Dakota Electric Association | 15 | 25177 | Co-op | DMS1033 | 5.48 | Solar |  |  | Interconnected | Lakeville | 55044 | Lakeville | 25FB01 | Residential | Installation | 31740 | 2022 | 2022
20253-216164-01 | Dakota Electric Association | 15 | 25177 | Co-op | DMS1063 | 11.02 | Solar |  |  | Interconnected | Apple Valley | 55124 | Burnsville North | 05FB11 | Residential | Installation | 41845.6 | 2022 | 2022
20253-216164-01 | Dakota Electric Association | 15 | 25177 | Co-op | DMS1071 | 11.31 | Solar |  |  | Interconnected | Burnsville | 55337 | Burnsville South | 05FB08 | Residential | Installation | 57473 | 2022 | 2022
20253-216164-01 | Dakota Electric Association | 15 | 25177 | Co-op | DMS652 | 9.86 | Solar |  |  | Interconnected | Lakeville | 55044 | Dodd Park South | 22FB06 | Residential | Installation | 13600 | 2022 | 2022
20253-216164-01 | Dakota Electric Association | 15 | 25177 | Co-op | DMS1023 | 6.03 | Solar |  |  | Interconnected | Lakeville | 55044 | Dodd Park South | 22FB04 | Residential | Installation | 34914 | 2022 | 2022
20253-216164-01 | Dakota Electric Association | 15 | 25177 | Co-op | DMS1043 | 6.58 | Solar |  |  | Interconnected | Lakeville | 55044 | Dodd Park South | 22FB03 | Residential | Installation | 36524 | 2022 | 2022
20253-216164-01 | Dakota Electric Association | 15 | 25177 | Co-op | DMS1024 | 13.05 | Solar |  |  | Interconnected | Eagan | 55123 | Yankee Doodle North | 10FB03 | Residential | Installation | 52800 | 2022 | 2022
20253-216164-01 | Dakota Electric Association | 15 | 25177 | Co-op | DMS1025 | 9.77 | Solar |  |  | Interconnected | Lakeville | 55044 | Dakota Heights | 17FB05 | Residential | Installation | 42883 | 2022 | 2024
20253-216164-01 | Dakota Electric Association | 15 | 25177 | Co-op | DMS1026 | 14.21 | Solar |  |  | Interconnected | Lakeville | 55044 | Dakota Heights | 17FB04 | Residential | Installation | 49980 | 2022 | 2022
20253-216164-01 | Dakota Electric Association | 15 | 25177 | Co-op | DMS1100 | 23.1 | Solar |  |  | Interconnected | Hastings | 55033 | Hastings | 03FB02 | Residential |  | 70000 | 2022 | 2023
20253-216164-01 | Dakota Electric Association | 15 | 25177 | Co-op | DMS1078 | 39.99 | Solar |  |  | Interconnected | Hastings | 55033 | Marshan | 18FB04 | Residential |  | 135150 | 2022 | 2022
20253-216164-01 | Dakota Electric Association | 15 | 25177 | Co-op | DMS1037 | 6.03 | Solar |  |  | Interconnected | Farmington | 55024 | Vermillion River | 24FB01 | Residential | Installation | 34914 | 2022 | 2022
20253-216164-01 | Dakota Electric Association | 15 | 25177 | Co-op | DMS1040 | 7.67 | Solar |  |  | Interconnected | Farmington | 55024 | Dodd Park South | 22FB06 | Residential | Installation | 43953 | 2022 | 2022
20253-216164-01 | Dakota Electric Association | 15 | 25177 | Co-op | DMS1034 | 7.12 | Solar |  |  | Interconnected | Lakeville | 55044 | Kenrick | 26FB02 | Residential | Installation | 39698 | 2022 | 2022
20253-216164-01 | Dakota Electric Association | 15 | 25177 | Co-op | DMS1036 | 4.38 | Solar |  |  | Interconnected | Lakeville | 55044 | Kenrick | 26FB02 | Residential | Installation | 26220 | 2022 | 2022
20253-216164-01 | Dakota Electric Association | 15 | 25177 | Co-op | DMS1054 | 3.29 | Solar |  |  | Interconnected | Lakeville | 55044 | Dodd Park South | 22FB04 | Residential | Installation | 19665 | 2022 | 2022
20253-216164-01 | Dakota Electric Association | 15 | 25177 | Co-op | DMS1035 | 6.03 | Solar |  |  | Interconnected | Lakeville | 55044 | Kenrick | 26FB02 | Residential | Installation | 33350 | 2022 | 2022
20253-216164-01 | Dakota Electric Association | 15 | 25177 | Co-op | DMS1042 | 12.06 | Solar |  |  | Interconnected | Lakeville | 55044 | Dodd Park South | 22FB03 | Residential | Installation | 67522 | 2022 | 2022
20253-216164-01 | Dakota Electric Association | 15 | 25177 | Co-op | DMS1039 | 39.9 | Solar |  |  | Interconnected | Burnsville | 55337 | Colonial Hills North | 13FB01 | Commercial |  | 107801 | 2022 | 2022
20253-216164-01 | Dakota Electric Association | 15 | 25177 | Co-op | DMS1041 | 13.05 | Solar |  |  | Interconnected | Apple Valley | 55124 | Apple Valley | 21FB04 | Residential | Installation | 69076 | 2022 | 2022
20253-216164-01 | Dakota Electric Association | 15 | 25177 | Co-op | DMS1048 | 3.29 | Solar |  |  | Interconnected | Lakeville | 55044 | Dodd Park South | 22FB04 | Residential | Installation | 18050 | 2022 | 2022
20253-216164-01 | Dakota Electric Association | 15 | 25177 | Co-op | DMS1062 | 3.84 | Solar |  |  | Interconnected | Burnsville | 55306 | Orchard Lake | 08FB02 | Residential | Installation | 19600 | 2022 | 2022
20253-216164-01 | Dakota Electric Association | 15 | 25177 | Co-op | DMS1057 | 8.99 | Solar |  |  | Interconnected | Burnsville | 55337 | Burnsville North | 05FB01 | Residential | Installation | 50270 | 2022 | 2022
20253-216164-01 | Dakota Electric Association | 15 | 25177 | Co-op | DMS1045 | 6.09 | Solar |  |  | Interconnected | Apple Valley | 55124 | Lakeville | 25FB04 | Residential | Installation | 28140 | 2022 | 2022
20253-216164-01 | Dakota Electric Association | 15 | 25177 | Co-op | DMS1053 | 8.12 | Solar |  |  | Interconnected | Lakeville | 55024 | Dodd Park South | 22FB06 | Residential | Installation | 46342 | 2022 | 2022
20253-216164-01 | Dakota Electric Association | 15 | 25177 | Co-op | DMS1077 | 39.9 | Solar |  |  | Interconnected | Hastings | 55033 | Marshan | 18FB04 | Residential |  | 135150 | 2022 | 2022
20253-216164-01 | Dakota Electric Association | 15 | 25177 | Co-op | DMS1046 | 7.67 | Solar |  |  | Interconnected | Eagan | 55122 | Deerwood | 12FB05 | Residential | Installation | 16489.2 | 2022 | 2022
20253-216164-01 | Dakota Electric Association | 15 | 25177 | Co-op | DMS1047 | 11.4 | Solar |  |  | Interconnected | Lakeville | 55044 | Dodd Park North | 22FB08 | Residential | Installation | 28400 | 2022 | 2022
20253-216164-01 | Dakota Electric Association | 15 | 25177 | Co-op | DMS1097 | 9.28 | Solar |  |  | Interconnected | Apple Valley | 55124 | Lakeville | 25FB02 | Residential | Installation | 51031.58 | 2022 | 2022
20253-216164-01 | Dakota Electric Association | 15 | 25177 | Co-op | DMS1052 | 38.28 | Solar |  |  | Interconnected | Lakeville | 55044 | Ritter Park | 27FB04 | Residential |  | 152842.11 | 2022 | 2022
20253-216164-01 | Dakota Electric Association | 15 | 25177 | Co-op | DMS1049 | 4.93 | Solar |  |  | Interconnected | Lakeville | 55044 | Dodd Park South | 22FB06 | Residential | Installation | 27882.5 | 2022 | 2022
20253-216164-01 | Dakota Electric Association | 15 | 25177 | Co-op | DMS1059 | 4.38 | Solar |  |  | Interconnected | Lakeville | 55044 | Dodd Park South | 22FB04 | Residential | Installation | 24605 | 2022 | 2022
20253-216164-01 | Dakota Electric Association | 15 | 25177 | Co-op | DMS1074 | 3.29 | Solar |  |  | Interconnected | Rosemount | 55068 | Dodd Park South | 22FB02 | Residential | Installation | 18430 | 2022 | 2022
20253-216164-01 | Dakota Electric Association | 15 | 25177 | Co-op | DMS1050 | 7.12 | Solar |  |  | Interconnected | Lakeville | 55044 | Dodd Park South | 22FB01 | Residential | Installation | 42159 | 2022 | 2022
20253-216164-01 | Dakota Electric Association | 15 | 25177 | Co-op | DMS1051 | 10.96 | Solar |  |  | Interconnected | Lakeville | 55044 | Fischer West | 11FB12 | Residential | Installation | 62589 | 2022 | 2022
20253-216164-01 | Dakota Electric Association | 15 | 25177 | Co-op | DMS1058 | 10.73 | Solar |  |  | Interconnected | Eagan | 55123 | LeMay Lake | 14FB03 | Residential | Installation | 28065 | 2022 | 2022
20253-216164-01 | Dakota Electric Association | 15 | 25177 | Co-op | DMS1056 | 5.48 | Solar |  |  | Interconnected | Lakeville | 55044 | Dodd Park South | 22FB06 | Residential | Installation | 30832 | 2022 | 2022
20253-216164-01 | Dakota Electric Association | 15 | 25177 | Co-op | DMS1061 | 13.05 | Solar |  |  | Interconnected | Apple Valley | 55124 | Burnsville North | 05FB01 | Residential | Installation | 66842 | 2022 | 2022
20253-216164-01 | Dakota Electric Association | 15 | 25177 | Co-op | DMS1055 | 10.41 | Solar |  |  | Interconnected | Lakeville | 55044 | Dakota Heights | 17FB03 | Residential | Installation | 59380.5 | 2022 | 2022
20253-216164-01 | Dakota Electric Association | 15 | 25177 | Co-op | DMS1131 | 3.49 | Solar |  |  | Interconnected | Eagan | 55123 | Pilot Knob | 19FB02 | Residential | Installation | 17040 | 2022 | 2022
20253-216164-01 | Dakota Electric Association | 15 | 25177 | Co-op | DMS1060 | 11.52 | Solar |  |  | Withdrawn | Rosemount | 55068 | Lebanon Hills | 16FB02 | Residential | Installation | 49484 | 2022
20253-216164-01 | Dakota Electric Association | 15 | 25177 | Co-op | DMS1064 | 4.38 | Solar |  |  | Interconnected | Lakeville | 55044 | Dakota Heights | 17FB03 | Residential | Installation | 26772 | 2022 | 2022
20253-216164-01 | Dakota Electric Association | 15 | 25177 | Co-op | DMS1070 | 4.38 | Solar |  |  | Interconnected | Rosemount | 55068 | Lakeville | 25FB04 | Residential | Installation | 25123 | 2022 | 2022
20253-216164-01 | Dakota Electric Association | 15 | 25177 | Co-op | DMS1067 | 6.58 | Solar |  |  | Interconnected | Lakeville | 55044 | Dodd Park South | 22FB06 | Residential | Installation | 38088 | 2022 | 2022
20253-216164-01 | Dakota Electric Association | 15 | 25177 | Co-op | DMS1065 | 8.77 | Solar |  |  | Interconnected | Lakeville | 55044 | Dodd Park South | 22FB06 | Residential | Installation | 51336 | 2022 | 2022
20253-216164-01 | Dakota Electric Association | 15 | 25177 | Co-op | DMS1075 | 10.15 | Solar |  |  | Interconnected | Lakeville | 55044 | Ritter Park | 27FB04 | Residential | Installation | 66845 | 2022 | 2022
20253-216164-01 | Dakota Electric Association | 15 | 25177 | Co-op | DMS1072 | 7.12 | Solar |  |  | Interconnected | Lakeville | 55044 | Dodd Park South | 22FB01 | Residential | Installation | 42159 | 2022 | 2022
20253-216164-01 | Dakota Electric Association | 15 | 25177 | Co-op | DMS1066 | 4.93 | Solar |  |  | Interconnected | Rosemount | 55068 | Lakeville | 25FB03 | Residential | Installation | 28469.5 | 2022 | 2022
20253-216164-01 | Dakota Electric Association | 15 | 25177 | Co-op | DMS1068 | 11.51 | Solar |  |  | Interconnected | Lakeville | 55044 | Dodd Park South | 22FB05 | Residential | Installation | 65797.5 | 2022 | 2022
20253-216164-01 | Dakota Electric Association | 15 | 25177 | Co-op | DMS1069 | 6.03 | Solar |  |  | Interconnected | Lakeville | 55044 | Lakeville | 25FB04 | Residential | Installation | 35673 | 2022 | 2022
20253-216164-01 | Dakota Electric Association | 15 | 25177 | Co-op | DMS1181 | 13.92 | Solar |  |  | Interconnected | Randolph | 55065 | Byllesby | 02FB04 | Residential | Installation | 91842 | 2022 | 2023
20253-216164-01 | Dakota Electric Association | 15 | 25177 | Co-op | DMS1182 | 3.84 | Storage |  |  | Interconnected | Randolph | 55065 | Byllesby | 02FB04 | Residential | Installation |  | 2022 | 2023
20253-216164-01 | Dakota Electric Association | 15 | 25177 | Co-op | DMS1073 | 13.8 | Solar |  |  | Interconnected | Eagan | 55123 | Eagan | 06FB03 | Residential |  | 44400 | 2022 | 2022
20253-216164-01 | Dakota Electric Association | 15 | 25177 | Co-op | DMS1080 | 8.38 | Solar |  |  | Interconnected | Apple Valley | 55124 | Lakeville | 25FB02 | Residential | Installation | 44270 | 2022 | 2022
20253-216164-01 | Dakota Electric Association | 15 | 25177 | Co-op | DMS1086 | 17.11 | Solar |  |  | Interconnected | Lakeville | 55044 | Dodd Park South | 22FB01 | Residential | Installation | 79184.21 | 2022 | 2022
20253-216164-01 | Dakota Electric Association | 15 | 25177 | Co-op | DMS1083 | 8.7 | Solar |  |  | Interconnected | Apple Valley | 55124 | Lakeville | 25FB04 | Residential | Installation | 35400 | 2022 | 2022
20253-216164-01 | Dakota Electric Association | 15 | 25177 | Co-op | DMS1118 | 12.76 | Solar |  |  | Interconnected | Eagan | 55123 | Lebanon Hills | 16FB04 | Residential | Installation | 84770 | 2022 | 2022
20253-216164-01 | Dakota Electric Association | 15 | 25177 | Co-op | DMS1119 | 3.84 | Storage |  |  | Interconnected | Eagan | 55123 | Lebanon Hills | 16FB04 | Residential |  |  | 2022 | 2022
20253-216164-01 | Dakota Electric Association | 15 | 25177 | Co-op | DMS1079 | 7.6 | Solar |  |  | Withdrawn | Farmington | 55024 | Dodd Park South | 22FB06 | Residential | Installation | 20500 | 2022
20253-216164-01 | Dakota Electric Association | 15 | 25177 | Co-op | DMS1081 | 37.6 | Solar |  |  | Interconnected | Northfield | 55057 | Castle Rock | 04FB02 | Residential |  | 123962 | 2022 | 2022
20253-216164-01 | Dakota Electric Association | 15 | 25177 | Co-op | DMS1085 | 4.38 | Solar |  |  | Interconnected | Rosemount | 55068 | Lakeville | 25FB03 | Residential | Installation | 25123 | 2022 | 2022
20253-216164-01 | Dakota Electric Association | 15 | 25177 | Co-op | DMS1084 | 7.67 | Solar |  |  | Interconnected | Lakeville | 55044 | Fischer West | 11FB12 | Residential | Installation | 48127.5 | 2022 | 2022
20253-216164-01 | Dakota Electric Association | 15 | 25177 | Co-op | DMS1082 | 13.15 | Solar |  |  | Interconnected | Eagan | 55123 | LeMay Lake | 14FB03 | Residential | Installation | 77004 | 2022 | 2022
20253-216164-01 | Dakota Electric Association | 15 | 25177 | Co-op | DMS1087 | 4.93 | Solar |  |  | Interconnected | Lakeville | 55044 | Dodd Park South | 22FB05 | Residential | Installation | 29187 | 2022 | 2022
20253-216164-01 | Dakota Electric Association | 15 | 25177 | Co-op | DMS1088 | 7.12 | Solar |  |  | Interconnected | Farmington | 55024 | Dodd Park South | 22FB03 | Residential | Installation | 40561 | 2022 | 2022
20253-216164-01 | Dakota Electric Association | 15 | 25177 | Co-op | DMS909 | 8.41 | Solar |  |  | Interconnected | Rosemount | 55068 | Lebanon Hills | 16FB03 | Residential | Installation | 33310 | 2022 | 2022
20253-216164-01 | Dakota Electric Association | 15 | 25177 | Co-op | DMS1089 | 17.6 | Solar |  |  | Interconnected | Lakeville | 55044 | Ritter Park | 27FB03 | Residential | Installation | 55400 | 2022 | 2022
20253-216164-01 | Dakota Electric Association | 15 | 25177 | Co-op | DMS1102 | 8.768 | Solar |  |  | Interconnected | Eagan | 55123 | Lebanon Hills | 16FB04 | Residential | Installation | 19530 | 2022 | 2022
20253-216164-01 | Dakota Electric Association | 15 | 25177 | Co-op | DMS1108 | 7.83 | Solar |  |  | Withdrawn | Lakeville | 55044 | Ritter Park | 27FB04 | Residential | Installation | 36150 | 2022
20253-216164-01 | Dakota Electric Association | 15 | 25177 | Co-op | DMS1122 | 9.07 | Solar |  |  | Interconnected | Burnsville | 55337 | Colonial Hills South | 13FB06 | Residential | Installation | 37970 | 2022 | 2022
20253-216164-01 | Dakota Electric Association | 15 | 25177 | Co-op | DMS1091 | 4.93 | Solar |  |  | Interconnected | Lakeville | 55044 | Dodd Park South | 22FB06 | Residential | Installation | 29187 | 2022 | 2022
20253-216164-01 | Dakota Electric Association | 15 | 25177 | Co-op | DMS1093 | 5.48 | Solar |  |  | Interconnected | Lakeville | 55044 | Dodd Park South | 22FB06 | Residential | Installation | 32430 | 2022 | 2022
20253-216164-01 | Dakota Electric Association | 15 | 25177 | Co-op | DMS1090 | 4.38 | Solar |  |  | Interconnected | Lakeville | 55044 | Lakeville | 25FB01 | Residential | Installation | 26772 | 2022 | 2022
20253-216164-01 | Dakota Electric Association | 15 | 25177 | Co-op | DMS1092 | 3.84 | Solar |  |  | Interconnected | Lakeville | 55044 | Dodd Park South | 22FB06 | Residential | Installation | 21776.5 | 2022 | 2022
20253-216164-01 | Dakota Electric Association | 15 | 25177 | Co-op | DMS1094 | 7.22 | Solar |  |  | Interconnected | Eagan | 55122 | Deerwood | 12FB01 | Residential | Installation | 25340 | 2022 | 2022
20253-216164-01 | Dakota Electric Association | 15 | 25177 | Co-op | DMS1095 | 18.63 | Solar |  |  | Interconnected | Hastings | 55033 | Miesville | 07FB02 | Residential | Installation | 109089 | 2022 | 2022
20253-216164-01 | Dakota Electric Association | 15 | 25177 | Co-op | DMS1098 | 12.76 | Solar |  |  | Interconnected | Northfield | 55057 | Castle Rock | 04FB04 | Residential | Installation | 68400 | 2022 | 2022
20253-216164-01 | Dakota Electric Association | 15 | 25177 | Co-op | DMS1096 | 8.7 | Solar |  |  | Interconnected | Eagan | 55123 | Eagan | 06FB05 | Residential | Installation | 40000 | 2022 | 2022
20253-216164-01 | Dakota Electric Association | 15 | 25177 | Co-op | DMS1132 | 6.09 | Solar |  |  | Interconnected | Eagan | 55123 | Deerwood | 12FB02 | Residential | Installation | 26454 | 2022 | 2023
20253-216164-01 | Dakota Electric Association | 15 | 25177 | Co-op | DMS1158 | 8.7 | Solar |  |  | Interconnected | Lakeville | 55044 | Dodd Park South | 22FB03 | Residential | Installation | 37880 | 2022 | 2023
20253-216164-01 | Dakota Electric Association | 15 | 25177 | Co-op | DMS1104 | 5 | Solar |  |  | Interconnected | Eagan | 55122 | River Hills East | 09FB04 | Residential | Installation | 32850 | 2022 | 2023
20253-216164-01 | Dakota Electric Association | 15 | 25177 | Co-op | DMS1103 | 9.77 | Solar |  |  | Interconnected | Farmington | 55024 | Dodd Park South | 22FB03 | Residential | Installation | 35730 | 2022 | 2022
20253-216164-01 | Dakota Electric Association | 15 | 25177 | Co-op | DMS1101 | 7 | Solar |  |  | Interconnected | Lakeville | 55044 | Ritter Park | 27FB04 | Residential | Installation | 51159 | 2022 | 2022
20253-216164-01 | Dakota Electric Association | 15 | 25177 | Co-op | DMS1105 | 9.6 | Solar |  |  | Interconnected | Lakeville | 55044 | Lakeville | 25FB01 | Residential | Installation | 57000 | 2022 | 2022
20253-216164-01 | Dakota Electric Association | 15 | 25177 | Co-op | DMS1117 | 21.46 | Solar |  |  | Interconnected | Rosemount | 55068 | Apple Valley | 21FB02 | Residential |  | 99315.79 | 2022 | 2022
20253-216164-01 | Dakota Electric Association | 15 | 25177 | Co-op | DMS1115 | 12.18 | Solar |  |  | Interconnected | Lakeville | 55044 | Dodd Park South | 22FB06 | Residential | Installation | 64702 | 2022 | 2022
20253-216164-01 | Dakota Electric Association | 15 | 25177 | Co-op | DMS1147 | 10.44 | Solar |  |  | Interconnected | Prior Lake | 55372 | Ritter Park | 27FB05 | Residential | Installation | 47894 | 2022 | 2023
20253-216164-01 | Dakota Electric Association | 15 | 25177 | Co-op | DMS1120 | 13.92 | Solar |  |  | Interconnected | Prior Lake | 55372 | Orchard Lake | 08FB06 | Residential | Installation | 70400 | 2022 | 2023
20253-216164-01 | Dakota Electric Association | 15 | 25177 | Co-op | DMS1106 | 10.47 | Solar |  |  | Interconnected | Rosemount | 55068 | Lakeville | 25FB03 | Residential | Installation | 38996 | 2022 | 2022
20253-216164-01 | Dakota Electric Association | 15 | 25177 | Co-op | DMS1107 | 8.41 | Solar |  |  | Interconnected | Lakeville | 55044 | Lakeville | 25FB01 | Residential | Installation | 51843 | 2022 | 2022
20253-216164-01 | Dakota Electric Association | 15 | 25177 | Co-op | DMS1141 | 8.41 | Solar |  |  | Interconnected | Eagan | 55123 | Pilot Knob | 19FB03 | Residential | Installation | 13593.75 | 2022 | 2023
20253-216164-01 | Dakota Electric Association | 15 | 25177 | Co-op | DMS1112 | 7.6 | Solar |  |  | Interconnected | Eagan | 55123 | Lebanon Hills | 16FB04 | Residential | Installation | 25384 | 2022 | 2022
20253-216164-01 | Dakota Electric Association | 15 | 25177 | Co-op | DMS1109 | 10.88 | Solar |  |  | Interconnected | Eagan | 55122 | Deerwood | 12FB05 | Residential | Installation | 64020 | 2022 | 2022
20253-216164-01 | Dakota Electric Association | 15 | 25177 | Co-op | DMS1123 | 6.38 | Solar |  |  | Withdrawn | Apple Valley | 55124 | Apple Valley | 21FB01 | Residential | Installation | 37777 | 2022
20253-216164-01 | Dakota Electric Association | 15 | 25177 | Co-op | DMS1137 | 4.93 | Solar |  |  | Interconnected | Burnsville | 55337 | River Hills West | 09FB07 | Residential | Installation | 25146 | 2022 | 2023
20253-216164-01 | Dakota Electric Association | 15 | 25177 | Co-op | DMS1128 | 4.64 | Solar |  |  | Interconnected | Apple Valley | 55124 | Fischer East | 11FB08 | Residential | Installation | 10000 | 2022 | 2022
20253-216164-01 | Dakota Electric Association | 15 | 25177 | Co-op | DMS1144 | 8.32 | Solar |  |  | Interconnected | Lakeville | 55044 | Lakeville | 25FB01 | Residential | Installation | 44972 | 2022 | 2022
20253-216164-01 | Dakota Electric Association | 15 | 25177 | Co-op | DMS1220 | 8.41 | Solar |  |  | Interconnected | Lakeville | 55068 | Lakeville | 25FB03 | Residential | Installation | 36968 | 2022 | 2023
20253-216164-01 | Dakota Electric Association | 15 | 25177 | Co-op | DMS1140 | 9.86 | Solar |  |  | Withdrawn | Hastings | 55033 | Miesville | 07FB01 | Residential | Installation | 54166 | 2022
20253-216164-01 | Dakota Electric Association | 15 | 25177 | Co-op | DMS1110 | 7.6 | Solar |  |  | Interconnected | Burnsville | 55337 | River Hills West | 09FB01 | Residential | Installation | 28375 | 2022 | 2022
20253-216164-01 | Dakota Electric Association | 15 | 25177 | Co-op | DMS1111 | 5.76 | Solar |  |  | Interconnected | Farmington | 55024 | Dodd Park South | 22FB06 | Residential | Installation | 35280 | 2022 | 2022
20253-216164-01 | Dakota Electric Association | 15 | 25177 | Co-op | DMS1113 | 10.47 | Solar |  |  | Interconnected | Randolph | 55065 | Randolph | 32FB04 | Residential | Installation | 42310 | 2022 | 2023
20253-216164-01 | Dakota Electric Association | 15 | 25177 | Co-op | DMS1114 | 10.12 | Solar |  |  | Interconnected | Eagan | 55122 | Deerwood | 12FB01 | Residential | Installation | 42146 | 2022 | 2022
20253-216164-01 | Dakota Electric Association | 15 | 25177 | Co-op | DMS1124 | 8.99 | Solar |  |  | Interconnected | Eagan | 55122 | River Hills East | 09FB02 | Residential | Installation | 52868 | 2022 | 2022
20253-216164-01 | Dakota Electric Association | 15 | 25177 | Co-op | DMS1116 | 5.76 | Solar |  |  | Interconnected | Apple Valley | 55124 | Fischer East | 11FB08 | Residential | Installation | 33320 | 2022 | 2022
20253-216164-01 | Dakota Electric Association | 15 | 25177 | Co-op | DMS1212 | 6.96 | Solar |  |  | Interconnected | Apple Valley | 55124 | Fischer West | 11FB12 | Residential | Installation | 33628.05 | 2022 | 2023
20253-216164-01 | Dakota Electric Association | 15 | 25177 | Co-op | DMS1125 | 17.4 | Solar |  |  | Interconnected | Cannon Falls | 55009 | Miesville | 07FB04 | Residential | Installation | 94473 | 2022 | 2022
20253-216164-01 | Dakota Electric Association | 15 | 25177 | Co-op | DMS1126 | 7.68 | Solar |  |  | Interconnected | Burnsville | 55306 | Orchard Lake | 08FB01 | Residential | Installation | 28580 | 2022 | 2022
20253-216164-01 | Dakota Electric Association | 15 | 25177 | Co-op | DMS1121 | 3.49 | Solar |  |  | Interconnected | Burnsville | 55337 | River Hills West | 09FB05 | Residential | Installation | 14540 | 2022 | 2022
20253-216164-01 | Dakota Electric Association | 15 | 25177 | Co-op | DMS1145 | 15.2 | Solar |  | X | Interconnected | Prior Lake | 55372 | Kenrick | 26FB04 | Residential | Installation | 60000 | 2022 | 2023
20253-216164-01 | Dakota Electric Association | 15 | 25177 | Co-op | DMS1156 | 10 | Solar |  |  | Withdrawn | Cannon Falls | 55009 | Miesville | 07FB04 | Residential | Installation | 52207 | 2022
20253-216164-01 | Dakota Electric Association | 15 | 25177 | Co-op | DMS1232 | 14.79 | Solar |  |  | Interconnected | Apple Valley | 55124 | Apple Valley | 21FB02 | Residential | Installation | 74432 | 2022 | 2023
20253-216164-01 | Dakota Electric Association | 15 | 25177 | Co-op | DMS1225 | 8.41 | Solar |  |  | Interconnected | Eagan | 55123 | Eagan | 06FB04 | Residential | Installation | 27000 | 2022 | 2023
20253-216164-01 | Dakota Electric Association | 15 | 25177 | Co-op | DMS1129 | 17.45 | Solar |  |  | Interconnected | Lakeville | 55044 | Dodd Park South | 22FB06 | Residential | Installation | 71801 | 2022 | 2022
20253-216164-01 | Dakota Electric Association | 15 | 25177 | Co-op | DMS1127 | 3.84 | Solar |  |  | Interconnected | Lakeville | 55044 | Lakeville | 25FB01 | Residential | Installation | 22220 | 2022 | 2022
20253-216164-01 | Dakota Electric Association | 15 | 25177 | Co-op | DMS1142 | 2.5 | Solar |  |  | Interconnected | Apple Valley | 55124 | Burnsville South | 05FB02 | Residential | Installation | 21512 | 2022 | 2023
20253-216164-01 | Dakota Electric Association | 15 | 25177 | Co-op | DMS1136 | 13.63 | Solar |  |  | Interconnected | Cannon Falls | 55009 | Miesville | 07FB04 | Residential | Installation | 69263 | 2022 | 2022
20253-216164-01 | Dakota Electric Association | 15 | 25177 | Co-op | DMS1130 | 9.28 | Solar |  |  | Interconnected | Lakeville | 55044 | Dakota Heights | 17FB05 | Residential | Installation | 64553 | 2022 | 2023
20253-216164-01 | Dakota Electric Association | 15 | 25177 | Co-op | DMS1133 | 6.38 | Solar |  |  | Active Application | Lakeville | 55044 | Dodd Park South | 22FB06 | Residential | Installation | 60720 | 2022
20253-216164-01 | Dakota Electric Association | 15 | 25177 | Co-op | DMS1135 | 10.47 | Solar |  |  | Interconnected | Eagan | 55123 | Lebanon Hills | 16FB01 | Residential | Installation | 39530 | 2022 | 2022
20253-216164-01 | Dakota Electric Association | 15 | 25177 | Co-op | DMS1134 | 8.41 | Solar |  |  | Interconnected | Eagan | 55123 | Wescott West | 20FB06 | Residential | Installation | 37292 | 2022 | 2022
20253-216164-01 | Dakota Electric Association | 15 | 25177 | Co-op | DMS1190 | 11.31 | Solar |  |  | Interconnected | Burnsville | 55306 | Burnscott | 31FB03 | Residential | Installation | 61135.14 | 2022 | 2022
20253-216164-01 | Dakota Electric Association | 15 | 25177 | Co-op | DMS1139 | 9.07 | Solar |  |  | Interconnected | Burnsville | 55306 | Orchard Lake | 08FB02 | Residential | Installation | 39858 | 2022 | 2022
20253-216164-01 | Dakota Electric Association | 15 | 25177 | Co-op | DMS1152 | 6.96 | Solar |  |  | Interconnected | Lakeville | 55044 | Dodd Park North | 22FB07 | Residential | Installation | 48305 | 2022 | 2022
20253-216164-01 | Dakota Electric Association | 15 | 25177 | Co-op | DMS1153 | 5 | Storage |  |  | Interconnected | Lakeville | 55044 | Dodd Park North | 22FB07 | Residential |  |  | 2022 | 2022
20253-216164-01 | Dakota Electric Association | 15 | 25177 | Co-op | DMS1146 | 8.38 | Solar |  |  | Interconnected | Eagan | 55123 | Eagan | 06FB02 | Residential | Installation | 32142 | 2022 | 2022
20253-216164-01 | Dakota Electric Association | 15 | 25177 | Co-op | DMS1155 | 9.57 | Solar |  |  | Interconnected | Lakeville | 55044 | Ritter Park | 27FB04 | Residential | Installation | 41425 | 2022 | 2022
20253-216164-01 | Dakota Electric Association | 15 | 25177 | Co-op | DMS1189 | 40 | Solar |  |  | Interconnected | Lakeville | 55044 | Dakota Heights | 17FB03 | Commercial |  | 174640 | 2022 | 2023
20253-216164-01 | Dakota Electric Association | 15 | 25177 | Co-op | DMS1150 | 4.19 | Solar |  |  | Withdrawn | Eagan | 55122 | River Hills East | 09FB02 | Residential | Installation | 24903 | 2022
20253-216164-01 | Dakota Electric Association | 15 | 25177 | Co-op | DMS1219 | 12.76 | Solar |  |  | Interconnected | Cannon Falls | 55009 | Miesville | 07FB04 | Residential | Installation | 30000 | 2022 | 2023
20253-216164-01 | Dakota Electric Association | 15 | 25177 | Co-op | DMS1151 | 7.25 | Solar |  |  | Interconnected | Lakeville | 55044 | Lake Marion | 15FB01 | Residential | Installation | 47972 | 2022 | 2023
20253-216164-01 | Dakota Electric Association | 15 | 25177 | Co-op | DMS1176 | 11.6 | Solar |  |  | Interconnected | Apple Valley | 55124 | Fischer West | 11FB09 | Residential | Installation | 44400 | 2022 | 2023
20253-216164-01 | Dakota Electric Association | 15 | 25177 | Co-op | DMS1173 | 27 | Solar |  |  | Interconnected | Farmington | 55024 | Castle Rock | 04FB04 | Residential |  | 64000 | 2022 | 2024
20253-216164-01 | Dakota Electric Association | 15 | 25177 | Co-op | DMS1154 | 16 | Solar |  |  | Interconnected | Lakeville | 55044 | Lakeville | 25FB05 | Residential | Installation | 70189 | 2022 | 2022
20253-216164-01 | Dakota Electric Association | 15 | 25177 | Co-op | DMS1148 | 6 | Solar |  |  | Interconnected | Lakeville | 55044 | Dakota Heights | 17FB03 | Residential | Installation | 22720 | 2022 | 2022
20253-216164-01 | Dakota Electric Association | 15 | 25177 | Co-op | DMS1234 | 7.6 | Solar |  |  | Interconnected | Farmington | 55024 | Dodd Park South | 22FB03 | Residential | Installation | 23691 | 2022 | 2023
20253-216164-01 | Dakota Electric Association | 15 | 25177 | Co-op | DMS1149 | 8.03 | Solar |  |  | Interconnected | Burnsville | 55306 | Colonial Hills North | 13FB04 | Residential | Installation | 33200 | 2022 | 2023
20253-216164-01 | Dakota Electric Association | 15 | 25177 | Co-op | DMS1157 | 5.8 | Solar |  |  | Interconnected | Lakeville | 55044 | Fischer | 11FB12 | Residential |  |  | 2022 | 2023
20253-216164-01 | Dakota Electric Association | 15 | 25177 | Co-op | DMS1168 | 5.85 | Solar |  |  | Interconnected | Apple Valley | 55124 | Fischer East | 11FB06 | Residential | Installation | 40858 | 2022 | 2022
20253-216164-01 | Dakota Electric Association | 15 | 25177 | Co-op | DMS1159 | 6 | Solar |  |  | Interconnected | Rosemount | 55068 | Lakeville | 25FB02 | Residential | Installation | 23616 | 2022 | 2022
20253-216164-01 | Dakota Electric Association | 15 | 25177 | Co-op | DMS1160 | 12.8 | Solar |  |  | Interconnected | Lakeville | 55044 | Dakota Heights | 17FB02 | Residential | Installation | 75660 | 2022 | 2022
20253-216164-01 | Dakota Electric Association | 15 | 25177 | Co-op | DMS1169 | 8.7 | Solar |  |  | Interconnected | Lakeville | 55044 | Ritter Park | 27FB04 | Residential | Installation | 50270 | 2022 | 2022
20253-216164-01 | Dakota Electric Association | 15 | 25177 | Co-op | DMS1218 | 6.5 | Solar |  |  | Interconnected | Lakeville | 55044 | Dakota Heights | 17FB02 | Residential | Installation | 37995 | 2022 | 2023
20253-216164-01 | Dakota Electric Association | 15 | 25177 | Co-op | DMS1161 | 11.4 | Solar |  |  | Interconnected | Lakeville | 55044 | Ritter Park | 27FB05 | Residential | Installation | 45500 | 2022 | 2022
20253-216164-01 | Dakota Electric Association | 15 | 25177 | Co-op | DMS1163 | 4.48 | Solar |  |  | Interconnected | Lakeville | 55044 | Ritter Park | 27FB04 | Residential | Installation | 28280 | 2022 | 2022
20253-216164-01 | Dakota Electric Association | 15 | 25177 | Co-op | DMS1164 | 3.84 | Solar |  |  | Interconnected | Lakeville | 55044 | Lakeville | 25FB01 | Residential | Installation | 22220 | 2022 | 2022
20253-216164-01 | Dakota Electric Association | 15 | 25177 | Co-op | DMS1162 | 5.12 | Solar |  |  | Interconnected | Eagan | 55122 | River Hills East | 09FB02 | Residential | Installation | 31360 | 2022 | 2022
20253-216164-01 | Dakota Electric Association | 15 | 25177 | Co-op | DMS1167 | 6.4 | Solar |  |  | Interconnected | Eagan | 55122 | River Hills East | 09FB02 | Residential | Installation | 37240 | 2022 | 2022
20253-216164-01 | Dakota Electric Association | 15 | 25177 | Co-op | DMS1255 | 26.1 | Solar |  |  | Interconnected | Lakeville | 55044 | Lake Marion | 15FB01 | Residential |  | 125000 | 2022 | 2023
20253-216164-01 | Dakota Electric Association | 15 | 25177 | Co-op | DMS1175 | 9.28 | Solar |  |  | Interconnected | Eagan | 55122 | River Hills East | 09FB10 | Residential | Installation | 42548 | 2022 | 2023
20253-216164-01 | Dakota Electric Association | 15 | 25177 | Co-op | DMS1179 | 5.12 | Solar |  |  | Interconnected | Eagan | 55123 | LeMay Lake | 14FB03 | Residential | Installation | 29400 | 2022 | 2022
20253-216164-01 | Dakota Electric Association | 15 | 25177 | Co-op | DMS1166 | 10.24 | Solar |  |  | Interconnected | Eagan | 55123 | LeMay Lake | 14FB03 | Residential | Installation | 60140 | 2022 | 2022
20253-216164-01 | Dakota Electric Association | 15 | 25177 | Co-op | DMS1165 | 6.4 | Solar |  |  | Interconnected | Eagan | 55123 | Pilot Knob | 19FB04 | Residential | Installation | 37240 | 2022 | 2022
20253-216164-01 | Dakota Electric Association | 15 | 25177 | Co-op | DMS1222 | 5.8 | Solar |  |  | Interconnected | Burnsville | 55337 | Burnsville North | 05FB01 | Residential | Installation | 29200 | 2022 | 2023
20253-216164-01 | Dakota Electric Association | 15 | 25177 | Co-op | DMS1174 | 8.96 | Solar |  |  | Interconnected | Eagan | 55123 | Yankee Doodle North | 10FB03 | Residential | Installation | 52380 | 2022 | 2022
20253-216164-01 | Dakota Electric Association | 15 | 25177 | Co-op | DMS1180 | 10.24 | Solar |  |  | Interconnected | Eagan | 55122 | Pilot Knob | 19FB05 | Residential | Installation | 60140 | 2022 | 2022
20253-216164-01 | Dakota Electric Association | 15 | 25177 | Co-op | DMS1170 | 6.38 | Solar |  |  | Interconnected | Eagan | 55123 | Eagan | 06FB01 | Residential | Installation | 35945 | 2022 | 2022
20253-216164-01 | Dakota Electric Association | 15 | 25177 | Co-op | DMS1236 | 8.12 | Solar |  |  | Interconnected | Lakeville | 55044 | Lakeville | 25FB01 | Residential | Installation | 46421.05 | 2022 | 2023
20253-216164-01 | Dakota Electric Association | 15 | 25177 | Co-op | DMS1228 | 9.86 | Solar |  |  | Interconnected | Apple Valley | 55124 | Lakeville | 25FB04 | Residential | Installation | 54246.22 | 2022 | 2022
20253-216164-01 | Dakota Electric Association | 15 | 25177 | Co-op | DMS1191 | 7.04 | Solar |  |  | Interconnected | Lakeville | 55044 | Lakeville | 25FB03 | Residential | Installation | 46560 | 2022 | 2022
20253-216164-01 | Dakota Electric Association | 15 | 25177 | Co-op | DMS1192 | 5 | Storage |  |  | Interconnected | Lakeville | 55044 | Lakeville | 25FB03 | Residential |  |  | 2022 | 2022
20253-216164-01 | Dakota Electric Association | 15 | 25177 | Co-op | DMS1177 | 9.77 | Solar |  |  | Interconnected | Lakeville | 55044 | Dodd Park North | 22FB07 | Residential | Installation | 37184 | 2022 | 2022
20253-216164-01 | Dakota Electric Association | 15 | 25177 | Co-op | DMS1194 | 5.8 | Solar |  |  | Interconnected | Farmington | 55044 | Lakeville | 25FB04 | Residential | Installation | 12000 | 2022 | 2022
20253-216164-01 | Dakota Electric Association | 15 | 25177 | Co-op | DMS1186 | 4.35 | Solar |  |  | Interconnected | Eagan | 55123 | Lebanon Hills | 16FB01 | Residential | Installation | 20818 | 2022 | 2022
20253-216164-01 | Dakota Electric Association | 15 | 25177 | Co-op | DMS1183 | 11.71 | Solar |  |  | Interconnected | Eagan | 55123 | Lebanon Hills | 16FB04 | Residential | Installation | 6400 | 2022 | 2022
20253-216164-01 | Dakota Electric Association | 15 | 25177 | Co-op | DMS1184 | 4.48 | Solar |  |  | Interconnected | Lakeville | 55044 | Dodd Park North | 22FB07 | Residential | Installation | 28280 | 2022 | 2022
20253-216164-01 | Dakota Electric Association | 15 | 25177 | Co-op | DMS1185 | 7.68 | Solar |  |  | Interconnected | Eagan | 55122 | Pilot Knob | 19FB05 | Residential | Installation | 46560 | 2022 | 2022
20253-216164-01 | Dakota Electric Association | 15 | 25177 | Co-op | DMS1187 | 7.68 | Solar |  |  | Interconnected | Eagan | 55123 | LeMay Lake | 14FB03 | Residential | Installation | 44620 | 2022 | 2022
20253-216164-01 | Dakota Electric Association | 15 | 25177 | Co-op | DMS1188 | 5.76 | Solar |  |  | Interconnected | Eagan | 55123 | Lebanon Hills | 16FB03 | Residential | Installation | 22367 | 2022 | 2022
20253-216164-01 | Dakota Electric Association | 15 | 25177 | Co-op | DMS99999 | 4500 | Solar |  |  | Interconnected | Welch | 55089 | Ravenna | 30FB01 | Commercial |  |  | 2022 | 2024
20253-216164-01 | Dakota Electric Association | 15 | 25177 | Co-op | DMS1221 | 20.88 | Solar |  |  | Interconnected | Apple Valley | 55124 | Burnsville South | 05FB10 | Residential |  | 75000 | 2022 | 2023
20253-216164-01 | Dakota Electric Association | 15 | 25177 | Co-op | DMS1233 | 10 | Solar |  |  | Interconnected | Inver Grove Heights | 55077 | Yankee Doodle South | 10FB06 | Residential | Installation | 33600 | 2022 | 2023
20253-216164-01 | Dakota Electric Association | 15 | 25177 | Co-op | DMS1243 | 24.07 | Solar |  |  | Interconnected | Lakeville | 55044 | Lake Marion | 15FB01 | Residential |  | 119447 | 2022 | 2023
20253-216164-01 | Dakota Electric Association | 15 | 25177 | Co-op | DMS1193 | 13.262 | Solar |  |  | Interconnected | Lakeville | 55044 | Dakota Heights | 17FB04 | Residential | Installation | 46320 | 2022 | 2023
20253-216164-01 | Dakota Electric Association | 15 | 25177 | Co-op | DMS1213 | 5.51 | Solar |  |  | Interconnected | Apple Valley | 55124 | Fischer West | 11FB12 | Residential | Installation | 34265 | 2022 | 2023
20253-216164-01 | Dakota Electric Association | 15 | 25177 | Co-op | DMS1197 | 6.96 | Solar |  |  | Interconnected | Apple Valley | 55124 | Pilot Knob | 19FB04 | Residential | Installation | 24488 | 2022 | 2022
20253-216164-01 | Dakota Electric Association | 15 | 25177 | Co-op | DMS1196 | 8.96 | Solar |  |  | Interconnected | Lakeville | 55044 | Ritter Park | 27FB04 | Residential | Installation | 27000 | 2022 | 2023
20253-216164-01 | Dakota Electric Association | 15 | 25177 | Co-op | DMS1195 | 14.309 | Solar |  |  | Interconnected | Eagan | 55123 | Deerwood | 12FB05 | Residential | Installation | 62844 | 2022 | 2023
20253-216164-01 | Dakota Electric Association | 15 | 25177 | Co-op | DMS1216 | 20.01 | Solar |  |  | Interconnected | Inver Grove Heights | 55077 | Barnes Grove | 28FB03 | Residential |  | 75900 | 2022 | 2023
20253-216164-01 | Dakota Electric Association | 15 | 25177 | Co-op | DMS1200 | 3.84 | Solar |  |  | Interconnected | Eagan | 55123 | LeMay Lake | 14FB03 | Residential | Installation | 22220 | 2022 | 2023
20253-216164-01 | Dakota Electric Association | 15 | 25177 | Co-op | DMS1209 | 2.32 | Solar |  |  | Interconnected | Burnsville | 55337 | Burnsville South | 05FB02 | Residential | Installation | 11741 | 2022 | 2022
20253-216164-01 | Dakota Electric Association | 15 | 25177 | Co-op | DMS1204 | 14.21 | Solar |  |  | Interconnected | Rosemount | 55068 | Lebanon Hills | 16FB06 | Residential | Installation | 65360 | 2022 | 2023
20253-216164-01 | Dakota Electric Association | 15 | 25177 | Co-op | DMS1211 | 3.84 | Solar |  |  | Interconnected | Saint Paul | 55123 | LeMay Lake | 14FB03 | Residential | Installation | 22220 | 2022 | 2023
20253-216164-01 | Dakota Electric Association | 15 | 25177 | Co-op | DMS1198 | 4.48 | Solar |  |  | Interconnected | Lakeville | 55044 | Dodd Park North | 22FB07 | Residential | Installation | 26260 | 2022 | 2022
20253-216164-01 | Dakota Electric Association | 15 | 25177 | Co-op | DMS1199 | 7.68 | Solar |  |  | Interconnected | Lakeville | 55044 | Lakeville | 25FB03 | Residential | Installation | 46560 | 2022 | 2022
20253-216164-01 | Dakota Electric Association | 15 | 25177 | Co-op | DMS1202 | 11.89 | Solar |  |  | Withdrawn | Farmington | 55024 | Vermillion River | 24FB01 | Residential | Installation | 51058 | 2022
20253-216164-01 | Dakota Electric Association | 15 | 25177 | Co-op | DMS1201 | 5.04 | Solar |  |  | Interconnected | Lakeville | 55044 | Dodd Park North | 22FB07 | Residential | Installation | 24732 | 2022 | 2023
20253-216164-01 | Dakota Electric Association | 15 | 25177 | Co-op | DMS1203 | 3.9 | Solar |  |  | Interconnected | Lakeville | 55024 | Dodd Park South | 22FB01 | Residential | Installation | 19462 | 2022 | 2022
20253-216164-01 | Dakota Electric Association | 15 | 25177 | Co-op | DMS1217 | 10 | Solar |  |  | Interconnected | Apple Valley | 55124 | Fischer West | 11FB12 | Residential | Installation | 31262.4 | 2022 | 2022
20253-216164-01 | Dakota Electric Association | 15 | 25177 | Co-op | DMS1207 | 7.83 | Solar |  |  | Interconnected | Farmington | 55024 | Vermillion River | 24FB06 | Residential | Installation | 33260 | 2022 | 2023
20253-216164-01 | Dakota Electric Association | 15 | 25177 | Co-op | DMS1210 | 13.92 | Solar |  |  | Interconnected | Apple Valley | 55124 | River Hills East | 09FB04 | Residential | Installation | 28800 | 2022 | 2023
20253-216164-01 | Dakota Electric Association | 15 | 25177 | Co-op | DMS1208 | 12.56 | Solar |  |  | Interconnected | Burnsville | 55337 | Burnsville North | 05FB03 | Residential | Installation | 55288 | 2022 | 2023
20253-216164-01 | Dakota Electric Association | 15 | 25177 | Co-op | DMS1224 | 8.96 | Solar |  |  | Interconnected | Lakeville | 55044 | Dodd Park South | 22FB05 | Residential | Installation | 54320 | 2022 | 2023
20253-216164-01 | Dakota Electric Association | 15 | 25177 | Co-op | DMS1215 | 6.28 | Solar |  |  | Interconnected | Eagan | 55123 | Eagan | 06FB02 | Residential | Installation | 25582 | 2022 | 2023
20253-216164-01 | Dakota Electric Association | 15 | 25177 | Co-op | DMS1214 | 7.68 | Solar |  |  | Interconnected | Inver Grove Heights | 55077 | Lebanon Hills | 16FB02 | Residential | Installation | 46560 | 2022 | 2022
20253-216164-01 | Dakota Electric Association | 15 | 25177 | Co-op | DMS1227 | 5.22 | Solar |  |  | Interconnected | Burnsville | 55337 | Burnsville North | 05FB03 | Residential | Installation | 24886 | 2022 | 2023
20253-216164-01 | Dakota Electric Association | 15 | 25177 | Co-op | DMS1238 | 5 | Solar |  |  | Withdrawn | Burnsville | 55337 | Burnsville North | 05FB05 | Residential |  | 54760 | 2022
20253-216164-01 | Dakota Electric Association | 15 | 25177 | Co-op | DMS1235 | 6.96 | Solar |  |  | Interconnected | Eagan | 55123 | Wescott West | 20FB06 | Residential | Installation | 27196 | 2022 | 2023
20253-216164-01 | Dakota Electric Association | 15 | 25177 | Co-op | DMS1223 | 14.31 | Solar |  |  | Withdrawn | Eagan | 55123 | Pilot Knob | 19FB02 | Residential | Installation | 58330 | 2022
20253-216164-01 | Dakota Electric Association | 15 | 25177 | Co-op | DMS1231 | 9.57 | Solar |  |  | Interconnected | Eagan | 55122 | Yankee Doodle North | 10FB07 | Residential | Installation | 39717 | 2022 | 2023
20253-216164-01 | Dakota Electric Association | 15 | 25177 | Co-op | DMS1237 | 6.96 | Solar |  |  | Interconnected | Eagan | 55122 | River Hills East | 09FB03 | Residential | Installation | 29226 | 2022 | 2023
20253-216164-01 | Dakota Electric Association | 15 | 25177 | Co-op | DMS1240 | 7.25 | Solar |  |  | Interconnected | Farmington | 55024 | Dodd Park North | 22FB08 | Residential | Installation | 30000 | 2022 | 2023
20253-216164-01 | Dakota Electric Association | 15 | 25177 | Co-op | DMS1226 | 3.48 | Solar |  |  | Interconnected | Lakeville | 55044 | Dakota Heights | 17FB03 | Residential | Installation | 15148 | 2022 | 2023
20253-216164-01 | Dakota Electric Association | 15 | 25177 | Co-op | DMS1229 | 16 | Solar |  |  | Interconnected | Apple Valley | 55124 | Burnsville South | 05FB02 | Residential | Installation | 68973 | 2022 | 2023
20253-216164-01 | Dakota Electric Association | 15 | 25177 | Co-op | DMS1248 | 4.93 | Solar |  |  | Interconnected | Burnsville | 55337 | Burnsville South | 05FB08 | Residential | Installation | 15000 | 2022 | 2023
20253-216164-01 | Dakota Electric Association | 15 | 25177 | Co-op | DMS1230 | 6.67 | Solar |  |  | Interconnected | Lakeville | 55044 | Ritter Park | 27FB04 | Residential | Installation | 35000 | 2022 | 2023
20253-216164-01 | Dakota Electric Association | 15 | 25177 | Co-op | DMS1251 | 8.32 | Solar |  |  | Interconnected | Lakeville | 55044 | Lakeville | 25FB01 | Residential | Installation | 29264 | 2022 | 2023
20253-216164-01 | Dakota Electric Association | 15 | 25177 | Co-op | DMS1244 | 13.44 | Solar |  |  | Withdrawn | Lakeville | 55044 | Dodd Park North | 22FB07 | Residential | Installation | 62432 | 2022
20253-216164-01 | Dakota Electric Association | 15 | 25177 | Co-op | DMS1242 | 7.04 | Solar |  |  | Interconnected | Eagan | 55123 | Yankee Doodle North | 10FB03 | Residential | Installation | 14737 | 2022 | 2023
20253-216164-01 | Dakota Electric Association | 15 | 25177 | Co-op | DMS1249 | 5.61 | Solar |  |  | Interconnected | Eagan | 55123 | Wescott West | 20FB06 | Residential | Installation | 27500 | 2022 | 2023
20253-216164-01 | Dakota Electric Association | 15 | 25177 | Co-op | DMS1258 | 11.4 | Solar |  |  | Interconnected | Apple Valley | 55124 | Lakeville | 25FB04 | Residential | Installation | 53895 | 2022 | 2023
20253-216164-01 | Dakota Electric Association | 15 | 25177 | Co-op | DMS1239 | 13.8 | Solar |  |  | Interconnected | Apple Valley | 55124 | Lakeville | 25FB04 | Residential | Installation | 61000 | 2022 | 2023
20253-216164-01 | Dakota Electric Association | 15 | 25177 | Co-op | DMS1241 | 8.12 | Solar |  |  | Interconnected | Apple Valley | 55124 | Fischer East | 11FB04 | Residential | Installation | 34490 | 2022 | 2023
20253-216164-01 | Dakota Electric Association | 15 | 25177 | Co-op | DMS1245 | 10.15 | Solar |  |  | Interconnected | Burnsville | 55337 | Burnsville North | 05FB01 | Residential | Installation | 45513 | 2022 | 2023
20253-216164-01 | Dakota Electric Association | 15 | 25177 | Co-op | DMS1246 | 7.04 | Solar |  |  | Interconnected | Lakeville | 55044 | Dodd Park North | 22FB07 | Residential | Installation | 43120 | 2022 | 2023
20253-216164-01 | Dakota Electric Association | 15 | 25177 | Co-op | DMS1247 | 6.4 | Solar |  |  | Interconnected | Apple Valley | 55124 | Lakeville | 25FB04 | Residential | Installation | 39200 | 2022 | 2023
20253-216164-01 | Dakota Electric Association | 15 | 25177 | Co-op | DMS1311 | 23.03 | Solar |  |  | Interconnected | Eagan | 55122 | River Hills East | 09FB08 | Residential |  | 93500 | 2022 | 2023
20253-216164-01 | Dakota Electric Association | 15 | 25177 | Co-op | DMS1257 | 6.67 | Solar |  |  | Interconnected | Farmington | 55024 | Dodd Park South | 22FB03 | Residential | Installation | 49196 | 2022 | 2023
20253-216164-01 | Dakota Electric Association | 15 | 25177 | Co-op | DMS1263 | 7.25 | Solar |  |  | Interconnected | Eagan | 55123 | Eagan | 06FB04 | Residential | Installation | 32650.05 | 2022 | 2023
20253-216164-01 | Dakota Electric Association | 15 | 25177 | Co-op | DMS1250 | 6.38 | Solar |  |  | Interconnected | Apple Valley | 55124 | Fischer East | 11FB08 | Residential | Installation | 37889 | 2022 | 2023
20253-216164-01 | Dakota Electric Association | 15 | 25177 | Co-op | DMS1261 | 10.24 | Solar |  |  | Interconnected | Hastings | 55033 | Marshan | 18FB01 | Residential | Installation | 62080 | 2022 | 2023
20253-216164-01 | Dakota Electric Association | 15 | 25177 | Co-op | DMS1272 | 13.92 | Solar |  |  | Interconnected | Eagan | 55122 | Pilot Knob | 19FB05 | Residential | Installation | 79419 | 2022 | 2023
20253-216164-01 | Dakota Electric Association | 15 | 25177 | Co-op | DMS1253 | 3.77 | Solar |  |  | Interconnected | Apple Valley | 55124 | Pilot Knob | 19FB04 | Residential | Installation | 17044 | 2022 | 2023
20253-216164-01 | Dakota Electric Association | 15 | 25177 | Co-op | DMS1252 | 4.64 | Solar |  |  | Interconnected | Lakeville | 55044 | Dodd Park South | 22FB05 | Residential | Installation | 35181 | 2022 | 2023
20253-216164-01 | Dakota Electric Association | 15 | 25177 | Co-op | DMS1319 | 3.19 | Solar |  |  | Interconnected | Eagan | 55122 | River Hills East | 09FB10 | Residential | Installation | 25193 | 2022 | 2023
20253-216164-01 | Dakota Electric Association | 15 | 25177 | Co-op | DMS1302 | 6.38 | Solar |  |  | Interconnected | Lakeville | 55044 | Orchard Lake | 08FB04 | Residential | Installation | 55044 | 2022 | 2023
20253-216164-01 | Dakota Electric Association | 15 | 25177 | Co-op | DMS1256 | 4.64 | Solar |  |  | Interconnected | Lakeville | 55044 | Dakota Heights | 17FB05 | Residential | Installation | 24976 | 2022 | 2023
20253-216164-01 | Dakota Electric Association | 15 | 25177 | Co-op | DMS1254 | 7.25 | Solar |  |  | Interconnected | Farmington | 55024 | Dodd Park South | 22FB06 | Residential | Installation | 58960 | 2022 | 2023
20253-216164-01 | Dakota Electric Association | 15 | 25177 | Co-op | DMS1259 | 6.38 | Solar |  |  | Interconnected | Northfield | 55024 | Randolph | 32FB04 | Residential | Installation | 39236 | 2022 | 2023
20253-216164-01 | Dakota Electric Association | 15 | 25177 | Co-op | DMS1260 | 5 | Storage |  |  | Interconnected | Northfield | 55024 | Randolph | 32FB04 | Residential |  |  | 2022 | 2023
20253-216164-01 | Dakota Electric Association | 15 | 25177 | Co-op | DMS1271 | 11.6 | Solar |  |  | Interconnected | Lakeville | 55044 | Ritter Park | 27FB04 | Residential | Installation | 57802 | 2022 | 2023
20253-216164-01 | Dakota Electric Association | 15 | 25177 | Co-op | DMS1270 | 7.68 | Solar |  |  | Interconnected | Hastings | 55033 | Hastings | 03FB01 | Residential | Installation | 44620 | 2022 | 2023
20253-216164-01 | Dakota Electric Association | 15 | 25177 | Co-op | DMS1262 | 5.12 | Solar |  |  | Interconnected | Hastings | 55033 | Marshan | 18FB01 | Residential | Installation | 29400 | 2022 | 2023
20253-216164-01 | Dakota Electric Association | 15 | 25177 | Co-op | DMS1268 | 16.82 | Solar |  |  | Interconnected | Lakeville | 55044 | Lake Marion | 15FB01 | Residential | Installation | 43904 | 2022 | 2023
20253-216164-01 | Dakota Electric Association | 15 | 25177 | Co-op | DMS1264 | 3.48 | Solar |  |  | Interconnected | Eagan | 55122 | River Hills East | 09FB02 | Residential | Installation | 19370 | 2022 | 2023
20253-216164-01 | Dakota Electric Association | 15 | 25177 | Co-op | DMS1266 | 15.2 | Solar |  | X | Withdrawn | Burnsville | 55306 | Orchard Lake | 08FB01 | Residential | Installation | 98796 | 2022
20253-216164-01 | Dakota Electric Association | 15 | 25177 | Co-op | DMS1265 | 9.6 | Solar |  |  | Interconnected | Apple Valley | 55124 | Burnsville North | 05FB11 | Residential | Installation | 59655 | 2022 | 2023
20253-216164-01 | Dakota Electric Association | 15 | 25177 | Co-op | DMS1277 | 15 | Solar |  |  | Interconnected | Farmington | 55024 | Randolph | 32FB04 | Residential | Installation | 88000 | 2022 | 2024
20253-216164-01 | Dakota Electric Association | 15 | 25177 | Co-op | DMS1269 | 34.2 | Solar |  |  | Interconnected | Welch | 55089 | Miesville | 07FB03 | Residential | Installation | 99540 | 2022 | 2023
20253-216164-01 | Dakota Electric Association | 15 | 25177 | Co-op | DMS1273 | 6.4 | Solar |  |  | Interconnected | Hastings | 55033 | Marshan | 18FB01 | Residential | Installation | 39200 | 2022 | 2023
20253-216164-01 | Dakota Electric Association | 15 | 25177 | Co-op | DMS1279 | 11.6 | Solar |  |  | Interconnected | Rosemount | 55068 | Apple Valley | 21FB02 | Residential | Installation | 75000 | 2022 | 2023
20253-216164-01 | Dakota Electric Association | 15 | 25177 | Co-op | DMS1275 | 4.48 | Solar |  |  | Interconnected | Hastings | 55033 | Hastings | 03FB01 | Residential | Installation | 26260 | 2022 | 2023
20253-216164-01 | Dakota Electric Association | 15 | 25177 | Co-op | DMS1274 | 6 | Solar |  |  | Interconnected | Apple Valley | 55124 | Lakeville | 25FB06 | Residential | Installation | 26296 | 2022 | 2023
20253-216164-01 | Dakota Electric Association | 15 | 25177 | Co-op | DMS1276 | 18.85 | Solar |  |  | Interconnected | Burnsville | 55337 | Colonial Hills North | 13FB01 | Residential | Installation | 95333.33 | 2022 | 2023
20253-216164-01 | Dakota Electric Association | 15 | 25177 | Co-op | DMS1278 | 7.54 | Solar |  |  | Interconnected | Apple Valley | 55124 | Apple Valley | 21FB01 | Residential | Installation | 32240 | 2022 | 2023
20253-216164-01 | Dakota Electric Association | 15 | 25177 | Co-op | DMS1316 | 38.28 | Solar |  |  | Interconnected | Nininger | 55033 | Nininger | 29FB01 | Residential |  | 165913 | 2022 | 2023
20253-216164-01 | Dakota Electric Association | 15 | 25177 | Co-op | DMS1284 | 6.38 | Solar |  |  | Interconnected | Eagan | 55123 | Lebanon Hills | 16FB04 | Residential | Installation | 45805 | 2022 | 2023
20253-216164-01 | Dakota Electric Association | 15 | 25177 | Co-op | DMS1308 | 6.09 | Solar |  |  | Withdrawn | Saint Paul | 55124 | Fischer West | 11FB01 | Residential | Installation | 45421 | 2022
20253-216164-01 | Dakota Electric Association | 15 | 25177 | Co-op | DMS1283 | 6.96 | Solar |  |  | Interconnected | Farmington | 55024 | Vermillion River | 24FB06 | Residential | Installation | 48459 | 2022 | 2023
20253-216164-01 | Dakota Electric Association | 15 | 25177 | Co-op | DMS1280 | 6.96 | Solar |  |  | Interconnected | Eagan | 55123 | Lebanon Hills | 16FB04 | Residential | Installation | 50284 | 2022 | 2023
20253-216164-01 | Dakota Electric Association | 15 | 25177 | Co-op | DMS1305 | 8.7 | Solar |  |  | Interconnected | Burnsville | 55306 | Orchard Lake | 08FB04 | Residential | Installation | 59747 | 2022 | 2023
20253-216164-01 | Dakota Electric Association | 15 | 25177 | Co-op | DMS1281 | 4.64 | Solar |  |  | Interconnected | Lakeville | 55044 | Dodd Park South | 22FB04 | Residential | Installation | 35713 | 2022 | 2023
20253-216164-01 | Dakota Electric Association | 15 | 25177 | Co-op | DMS1282 | 7.68 | Solar |  |  | Interconnected | Eagan | 55123 | Pilot Knob | 19FB04 | Residential | Installation | 47822 | 2022 | 2023
20253-216164-01 | Dakota Electric Association | 15 | 25177 | Co-op | DMS1300 | 21.75 | Solar |  |  | Interconnected | Hastings | 55033 | Hastings | 03FB02 | Residential |  | 82500 | 2022 | 2023
20253-216164-01 | Dakota Electric Association | 15 | 25177 | Co-op | DMS1299 | 4.06 | Solar |  |  | Interconnected | Apple Valley | 55124 | Burnsville North | 05FB11 | Residential | Installation | 32910 | 2022 | 2023
20253-216164-01 | Dakota Electric Association | 15 | 25177 | Co-op | DMS1286 | 4.93 | Solar |  |  | Interconnected | Burnsville | 55337 | Burnsville North | 05FB01 | Residential | Installation | 37803 | 2022 | 2023
20253-216164-01 | Dakota Electric Association | 15 | 25177 | Co-op | DMS1285 | 5.22 | Solar |  |  | Interconnected | Apple Valley | 55124 | Fischer West | 11FB09 | Residential | Installation | 48333 | 2022 | 2023
20253-216164-01 | Dakota Electric Association | 15 | 25177 | Co-op | DMS1288 | 5.8 | Solar |  |  | Interconnected | Lakeville | 55044 | Dodd Park South | 22FB04 | Residential | Installation | 44461 | 2022 | 2023
20253-216164-01 | Dakota Electric Association | 15 | 25177 | Co-op | DMS1297 | 4.06 | Solar |  |  | Interconnected | Lakeville | 55044 | Kenrick | 26FB02 | Residential | Installation | 32553 | 2022 | 2023
20253-216164-01 | Dakota Electric Association | 15 | 25177 | Co-op | DMS1289 | 4.64 | Solar |  |  | Interconnected | Farmington | 55024 | Vermillion River | 24FB06 | Residential | Installation | 39035 | 2022 | 2023
20253-216164-01 | Dakota Electric Association | 15 | 25177 | Co-op | DMS1309 | 5.22 | Solar |  |  | Withdrawn | Lakeville | 55044 | Lakeville | 25FB03 | Residential | Installation | 41897 | 2022
20253-216164-01 | Dakota Electric Association | 15 | 25177 | Co-op | DMS1291 | 5.51 | Solar |  |  | Interconnected | Burnsville | 55337 | Burnsville South | 05FB08 | Residential | Installation | 40174 | 2022 | 2023
20253-216164-01 | Dakota Electric Association | 15 | 25177 | Co-op | DMS1301 | 6.09 | Solar |  |  | Interconnected | Eagan | 55122 | River Hills East | 09FB04 | Residential | Installation | 44046 | 2022 | 2023
20253-216164-01 | Dakota Electric Association | 15 | 25177 | Co-op | DMS1310 | 5.8 | Solar |  |  | Interconnected | Lakeville | 55044 | Kenrick | 26FB02 | Residential | Installation | 42652 | 2022 | 2023
20253-216164-01 | Dakota Electric Association | 15 | 25177 | Co-op | DMS1294 | 7.25 | Solar |  |  | Interconnected | Lakeville | 55044 | Lakeville | 25FB01 | Residential | Installation | 52646 | 2022 | 2023
20253-216164-01 | Dakota Electric Association | 15 | 25177 | Co-op | DMS1298 | 6.38 | Solar |  |  | Interconnected | Lakeville | 55044 | Orchard Lake | 08FB05 | Residential | Installation | 46186 | 2022 | 2023
20253-216164-01 | Dakota Electric Association | 15 | 25177 | Co-op | DMS1317 | 4.64 | Solar |  |  | Interconnected | Apple Valley | 55124 | Apple Valley | 21FB03 | Residential | Installation | 32613 | 2022 | 2023
20253-216164-01 | Dakota Electric Association | 15 | 25177 | Co-op | DMS1290 | 7.54 | Solar |  |  | Interconnected | Rosemount | 55068 | Apple Valley | 21FB02 | Residential | Installation | 54508 | 2022 | 2023
20253-216164-01 | Dakota Electric Association | 15 | 25177 | Co-op | DMS1296 | 4.64 | Solar |  |  | Interconnected | Lakeville | 55044 | Dodd Park South | 22FB04 | Residential | Installation | 33948 | 2022 | 2023
20253-216164-01 | Dakota Electric Association | 15 | 25177 | Co-op | DMS1293 | 9.57 | Solar |  |  | Interconnected | Rosemount | 55068 | Apple Valley | 21FB02 | Residential | Installation | 51318 | 2022 | 2023
20253-216164-01 | Dakota Electric Association | 15 | 25177 | Co-op | DMS1292 | 4.06 | Solar |  |  | Interconnected | Lakeville | 55044 | Ritter Park | 27FB04 | Residential | Installation | 29793 | 2022 | 2023
20253-216164-01 | Dakota Electric Association | 15 | 25177 | Co-op | DMS1304 | 4.93 | Solar |  |  | Interconnected | Lakeville | 55044 | Dodd Park North | 22FB07 | Residential | Installation | 36664 | 2022 | 2023
20253-216164-01 | Dakota Electric Association | 15 | 25177 | Co-op | DMS1295 | 12.18 | Solar |  |  | Interconnected | Burnsville | 55337 | Colonial Hills North | 13FB08 | Residential | Installation | 81524 | 2022 | 2023
20253-216164-01 | Dakota Electric Association | 15 | 25177 | Co-op | DMS1307 | 8.12 | Solar |  |  | Interconnected | Lakeville | 55044 | Dakota Heights | 17FB03 | Residential | Installation | 20000 | 2022 | 2023
20253-216164-01 | Dakota Electric Association | 15 | 25177 | Co-op | DMS1303 | 12.16 | Solar |  |  | Interconnected | Cannon Falls | 55009 | Miesville | 07FB04 | Residential | Installation | 71780 | 2022 | 2023
20253-216164-01 | Dakota Electric Association | 15 | 25177 | Co-op | DMS1306 | 6.38 | Solar |  |  | Interconnected | Rosemount | 55068 | Lebanon Hills | 16FB03 | Residential | Installation | 43997 | 2022 | 2023
20253-216164-01 | Dakota Electric Association | 15 | 25177 | Co-op | DMS1312 | 4.8 | Solar |  |  | Interconnected | Lakeville | 55044 | Dodd Park North | 22FB07 | Residential | Installation | 27465 | 2022 | 2023
20253-216164-01 | Dakota Electric Association | 15 | 25177 | Co-op | DMS1315 | 10.44 | Solar |  |  | Interconnected | Apple Valley | 55124 | Lakeville | 25FB04 | Residential | Installation | 43500 | 2022 | 2023
20253-216164-01 | Dakota Electric Association | 15 | 25177 | Co-op | DMS1313 | 4.35 | Solar |  |  | Interconnected | Rosemount | 55068 | Lakeville | 25FB05 | Residential | Installation | 34409 | 2022 | 2023
20253-216164-01 | Dakota Electric Association | 15 | 25177 | Co-op | DMS1314 | 4.64 | Solar |  |  | Interconnected | Lakeville | 55044 | Dodd Park North | 22FB07 | Residential | Installation | 31792 | 2022 | 2023
20253-216164-01 | Dakota Electric Association | 15 | 25177 | Co-op | DMS1318 | 5.8 | Solar |  |  | Interconnected | Lakeville | 55044 | Dodd Park North | 22FB07 | Residential | Installation | 42258 | 2022 | 2023
20253-216164-01 | Dakota Electric Association | 15 | 25177 | Co-op | DMS1320 | 7.83 | Solar |  |  | Interconnected | Lakeville | 55044 | Lakeville | 25FB01 | Residential | Installation | 61929 | 2022 | 2023
20253-216164-01 | Dakota Electric Association | 15 | 25177 | Co-op | DMS3737APP | 5.52 | Solar |  |  | Withdrawn | Eagan | 55122 | Deerwood | 12FB04 | Residential |  | 14000 | 2021
20253-216164-01 | Dakota Electric Association | 15 | 25177 | Co-op | DMS522 | 7.67 | Solar |  |  | Withdrawn | Lakeville | 55044 | Lake Marion | 15FB03 | Residential | Production | 30000 | 2021
20253-216164-01 | Dakota Electric Association | 15 | 25177 | Co-op | DMS532 | 6.96 | Solar |  |  | Interconnected | Inver Grove Heights | 55077 | Lebanon Hills | 16FB02 | Residential | Production | 27000 | 2021 | 2021
20253-216164-01 | Dakota Electric Association | 15 | 25177 | Co-op | DMS525 | 7.25 | Solar |  |  | Interconnected | Eagan | 55123 | Lebanon Hills | 16FB03 | Residential | Production | 31516 | 2021 | 2021
20253-216164-01 | Dakota Electric Association | 15 | 25177 | Co-op | DMS523 | 7.67 | Solar |  |  | Interconnected | Rosemount | 55068 | Lakeville | 25FB02 | Residential | Production | 38759 | 2021 | 2021
20253-216164-01 | Dakota Electric Association | 15 | 25177 | Co-op | DMS529 | 7.12 | Solar |  |  | Interconnected | Farmington | 55024 | Vermillion River | 24FB01 | Residential | Production | 36192 | 2021 | 2021
20253-216164-01 | Dakota Electric Association | 15 | 25177 | Co-op | DMS526 | 9.32 | Solar |  |  | Interconnected | Farmington | 55024 | Vermillion River | 24FB01 | Residential | Production | 47372 | 2021 | 2021
20253-216164-01 | Dakota Electric Association | 15 | 25177 | Co-op | DMS524 | 10 | Solar |  |  | Interconnected | Inver Grove Heights | 55077 | Lebanon Hills | 16FB02 | Residential | Production | 30000 | 2021 | 2022
20253-216164-01 | Dakota Electric Association | 15 | 25177 | Co-op | DMS527 | 6.38 | Solar |  |  | Interconnected | Hastings | 55033 | Hastings | 03FB02 | Residential | Production | 31045 | 2021 | 2021
20253-216164-01 | Dakota Electric Association | 15 | 25177 | Co-op | DMS564 | 7.6 | Solar |  |  | Interconnected | Eagan | 55123 | Eagan | 06FB04 | Residential | Production | 10208 | 2021 | 2021
20253-216164-01 | Dakota Electric Association | 15 | 25177 | Co-op | DMS528 | 6.38 | Solar |  |  | Interconnected | Eagan | 55123 | Lebanon Hills | 16FB04 | Residential | Production | 24881 | 2021 | 2021
20253-216164-01 | Dakota Electric Association | 15 | 25177 | Co-op | DMS536 | 10 | Solar |  |  | Interconnected | Farmington | 55024 | Vermillion River | 24FB06 | Residential | Production | 15776 | 2021 | 2021
20253-216164-01 | Dakota Electric Association | 15 | 25177 | Co-op | DMS542 | 11.4 | Solar |  |  | Interconnected | Lakeville | 55044 | Lake Marion | 15FB04 | Residential | Production | 43777 | 2021 | 2021
20253-216164-01 | Dakota Electric Association | 15 | 25177 | Co-op | DMS530 | 9.86 | Solar |  |  | Interconnected | Farmington | 55024 | Vermillion River | 24FB01 | Residential | Production | 51678 | 2021 | 2021
20253-216164-01 | Dakota Electric Association | 15 | 25177 | Co-op | DMS549 | 7.6 | Solar |  |  | Interconnected | Eagan | 55122 | Burnsville North | 05FB01 | Residential | Production | 32690.62 | 2021 | 2021
20253-216164-01 | Dakota Electric Association | 15 | 25177 | Co-op | DMS570 | 10 | Storage |  |  | Interconnected | Eagan | 55122 | Burnsville North | 05FB01 | Residential |  |  | 2021 | 2021
20253-216164-01 | Dakota Electric Association | 15 | 25177 | Co-op | DMS533 | 38 | Solar |  |  | Interconnected | Hastings | 55033 | Hastings | 03FB03 | Commercial |  | 109000 | 2021 | 2021
20253-216164-01 | Dakota Electric Association | 15 | 25177 | Co-op | DMS531 | 7.44 | Solar |  |  | Interconnected | Apple Valley | 55124 | Lakeville | 25FB06 | Residential | Production | 29721.25 | 2021 | 2021
20253-216164-01 | Dakota Electric Association | 15 | 25177 | Co-op | DMS534 | 5 | Solar |  |  | Interconnected | Eagan | 55122 | River Hills East | 09FB02 | Residential | Production | 34690 | 2021 | 2021
20253-216164-01 | Dakota Electric Association | 15 | 25177 | Co-op | DMS535 | 7.67 | Solar |  |  | Interconnected | Farmington | 55024 | Vermillion River | 24FB06 | Residential | Production | 41118 | 2021 | 2021
20253-216164-01 | Dakota Electric Association | 15 | 25177 | Co-op | DMS538 | 7.6 | Solar |  |  | Interconnected | Eagan | 55122 | Deerwood | 12FB01 | Residential | Production | 11136 | 2021 | 2021
20253-216164-01 | Dakota Electric Association | 15 | 25177 | Co-op | DMS572 | 12.91 | Solar |  |  | Interconnected | Lakeville | 55044 | Orchard Lake | 08FB03 | Residential | Production | 55000 | 2021 | 2021
20253-216164-01 | Dakota Electric Association | 15 | 25177 | Co-op | DMS650 | 11.6 | Solar |  |  | Interconnected | Eagan | 55123 | Lebanon Hills | 16FB04 | Residential | Production | 49000 | 2021 | 2021
20253-216164-01 | Dakota Electric Association | 15 | 25177 | Co-op | DMS537 | 10 | Solar |  |  | Interconnected | Apple Valley | 55124 | Lebanon Hills | 16FB06 | Residential | Production | 32208 | 2021 | 2021
20253-216164-01 | Dakota Electric Association | 15 | 25177 | Co-op | DMS539 | 5 | Solar |  |  | Interconnected | Lakeville | 55044 | Fischer West | 11FB12 | Residential | Production | 14967 | 2021 | 2021
20253-216164-01 | Dakota Electric Association | 15 | 25177 | Co-op | DMS579 | 9.15 | Solar |  |  | Interconnected | Lakeville | 55044 | Dodd Park | 22FB01 | Residential | Production | 30483.85 | 2021 | 2021
20253-216164-01 | Dakota Electric Association | 15 | 25177 | Co-op | DMS548 | 5.48 | Solar |  |  | Interconnected | Farmington | 55024 | Vermillion River | 24FB06 | Residential | Production | 27902 | 2021 | 2021
20253-216164-01 | Dakota Electric Association | 15 | 25177 | Co-op | DMS547 | 8.22 | Solar |  |  | Interconnected | Farmington | 55024 | Vermillion River | 24FB06 | Residential | Production | 42587 | 2021 | 2021
20253-216164-01 | Dakota Electric Association | 15 | 25177 | Co-op | DMS544 | 4.38 | Solar |  |  | Interconnected | Farmington | 55024 | Dodd Park | 22FB06 | Residential | Production | 22770 | 2021 | 2021
20253-216164-01 | Dakota Electric Association | 15 | 25177 | Co-op | DMS540 | 7.12 | Solar |  |  | Interconnected | Farmington | 55024 | Dodd Park | 22FB06 | Residential | Production | 36713 | 2021 | 2021
20253-216164-01 | Dakota Electric Association | 15 | 25177 | Co-op | DMS556 | 11.51 | Solar |  |  | Interconnected | Farmington | 55024 | Vermillion River | 24FB01 | Residential | Production | 61677 | 2021 | 2021
20253-216164-01 | Dakota Electric Association | 15 | 25177 | Co-op | DMS541 | 7.67 | Solar |  |  | Interconnected | Lakeville | 55044 | Dodd Park | 22FB06 | Residential | Production | 41118 | 2021 | 2021
20253-216164-01 | Dakota Electric Association | 15 | 25177 | Co-op | DMS543 | 7.12 | Solar |  |  | Interconnected | Lakeville | 55044 | Dodd Park | 22FB06 | Residential | Production | 36713 | 2021 | 2021
20253-216164-01 | Dakota Electric Association | 15 | 25177 | Co-op | DMS546 | 5.48 | Solar |  |  | Interconnected | Lakeville | 55024 | Dodd Park | 22FB06 | Residential | Production | 29370 | 2021 | 2021
20253-216164-01 | Dakota Electric Association | 15 | 25177 | Co-op | DMS545 | 10.96 | Solar |  |  | Interconnected | Lakeville | 55024 | Dodd Park | 22FB03 | Residential | Production | 58740 | 2021 | 2021
20253-216164-01 | Dakota Electric Association | 15 | 25177 | Co-op | DMS557 | 5.48 | Solar |  |  | Interconnected | Apple Valley | 55124 | Lakeville | 25FB04 | Residential | Production | 27902 | 2021 | 2021
20253-216164-01 | Dakota Electric Association | 15 | 25177 | Co-op | DMS573 | 9.07 | Solar |  |  | Interconnected | Eagan | 55123 | Eagan | 06FB05 | Residential | Production | 33066.2 | 2021 | 2021
20253-216164-01 | Dakota Electric Association | 15 | 25177 | Co-op | DMS551 | 11.4 | Solar |  |  | Interconnected | Apple Valley | 55124 | Apple Valley | 21FB02 | Residential | Production | 33130.32 | 2021 | 2021
20253-216164-01 | Dakota Electric Association | 15 | 25177 | Co-op | DMS560 | 9.32 | Solar |  |  | Interconnected | Lakeville | 55044 | Lakeville | 25FB03 | Residential | Production | 49929 | 2021 | 2021
20253-216164-01 | Dakota Electric Association | 15 | 25177 | Co-op | DMS561 | 7.67 | Solar |  |  | Interconnected | Farmington | 55024 | Dodd Park | 22FB06 | Residential | Production | 41118 | 2021 | 2021
20253-216164-01 | Dakota Electric Association | 15 | 25177 | Co-op | DMS571 | 7.12 | Solar |  |  | Interconnected | Farmington | 55024 | Dodd Park | 22FB06 | Residential | Production | 38181 | 2021 | 2021
20253-216164-01 | Dakota Electric Association | 15 | 25177 | Co-op | DMS558 | 6.58 | Solar |  |  | Interconnected | Farmington | 55024 | Vermillion River | 24FB06 | Residential | Production | 35244 | 2021 | 2021
20253-216164-01 | Dakota Electric Association | 15 | 25177 | Co-op | DMS559 | 8.22 | Solar |  |  | Interconnected | Lakeville | 55044 | Dodd Park | 22FB06 | Residential | Production | 44055 | 2021 | 2021
20253-216164-01 | Dakota Electric Association | 15 | 25177 | Co-op | DMS598 | 6.58 | Solar |  |  | Interconnected | Farmington | 55024 | Dodd Park | 22FB06 | Residential | Production | 35244 | 2021 | 2021
20253-216164-01 | Dakota Electric Association | 15 | 25177 | Co-op | DMS562 | 3.49 | Solar |  |  | Interconnected | Lakeville | 55044 | Dakota Heights | 17FB06 | Residential | Production | 18046 | 2021 | 2021
20253-216164-01 | Dakota Electric Association | 15 | 25177 | Co-op | DMS563 | 6.03 | Solar |  |  | Interconnected | Farmington | 55024 | Lakeville | 25FB01 | Residential | Production | 31581 | 2021 | 2021
20253-216164-01 | Dakota Electric Association | 15 | 25177 | Co-op | DMS580 | 8.22 | Solar |  |  | Interconnected | Farmington | 55024 | Lakeville | 25FB01 | Residential | Production | 42587 | 2021 | 2021
20253-216164-01 | Dakota Electric Association | 15 | 25177 | Co-op | DMS566 | 6.58 | Solar |  |  | Interconnected | Apple Valley | 55124 | Lakeville | 25FB04 | Residential | Production | 34452 | 2021 | 2021
20253-216164-01 | Dakota Electric Association | 15 | 25177 | Co-op | DMS565 | 6.58 | Solar |  |  | Interconnected | Lakeville | 55024 | Dodd Park | 22FB03 | Residential | Production | 34452 | 2021 | 2021
20253-216164-01 | Dakota Electric Association | 15 | 25177 | Co-op | DMS593 | 13.15 | Solar |  |  | Interconnected | Farmington | 55024 | Lakeville | 25FB01 | Residential | Production | 69020 | 2021 | 2021
20253-216164-01 | Dakota Electric Association | 15 | 25177 | Co-op | DMS576 | 6.03 | Solar |  |  | Interconnected | Farmington | 55024 | Dodd Park | 22FB06 | Residential | Production | 32307 | 2021 | 2021
20253-216164-01 | Dakota Electric Association | 15 | 25177 | Co-op | DMS578 | 7.67 | Solar |  |  | Interconnected | Farmington | 55024 | Vermillion River | 24FB06 | Residential | Production | 39650 | 2021 | 2021
20253-216164-01 | Dakota Electric Association | 15 | 25177 | Co-op | DMS582 | 4.93 | Solar |  |  | Interconnected | Farmington | 55024 | Lakeville | 25FB01 | Residential | Production | 25806 | 2021 | 2021
20253-216164-01 | Dakota Electric Association | 15 | 25177 | Co-op | DMS577 | 5.48 | Solar |  |  | Interconnected | Lakeville | 55024 | Lakeville | 25FB05 | Residential | Production | 28710 | 2021 | 2021
20253-216164-01 | Dakota Electric Association | 15 | 25177 | Co-op | DMS574 | 7.12 | Solar |  |  | Interconnected | Lakeville | 55044 | Lakeville | 25FB03 | Residential | Production | 36713 | 2021 | 2021
20253-216164-01 | Dakota Electric Association | 15 | 25177 | Co-op | DMS575 | 5.48 | Solar |  |  | Interconnected | Lakeville | 55068 | Lakeville | 25FB04 | Residential | Production | 27275 | 2021 | 2021
20253-216164-01 | Dakota Electric Association | 15 | 25177 | Co-op | DMS583 | 5.48 | Solar |  |  | Withdrawn | Lakeville | 55024 | Lakeville | 25FB03 | Residential | Production | 29370 | 2021
20253-216164-01 | Dakota Electric Association | 15 | 25177 | Co-op | DMS581 | 3.29 | Solar |  |  | Interconnected | Farmington | 55024 | Dodd Park | 22FB06 | Residential | Production | 16698 | 2021 | 2021
20253-216164-01 | Dakota Electric Association | 15 | 25177 | Co-op | DMS594 | 3 | Solar |  |  | Interconnected | Eagan | 55122 | Deerwood | 12FB04 | Residential | Production | 6960 | 2021 | 2021
20253-216164-01 | Dakota Electric Association | 15 | 25177 | Co-op | DMS601 | 15.2 | Solar |  |  | Interconnected | Burnsville | 55337 | Burnsville North | 05FB05 | Residential | Production | 78380 | 2021 | 2021
20253-216164-01 | Dakota Electric Association | 15 | 25177 | Co-op | DMS585 | 3.84 | Solar |  |  | Interconnected | Rosemount | 55068 | Lakeville | 25FB04 | Residential | Production | 21252 | 2021 | 2021
20253-216164-01 | Dakota Electric Association | 15 | 25177 | Co-op | DMS599 | 4.38 | Solar |  |  | Interconnected | Lakeville | 55024 | Dodd Park | 22FB03 | Residential | Production | 24288 | 2021 | 2021
20253-216164-01 | Dakota Electric Association | 15 | 25177 | Co-op | DMS586 | 5.48 | Solar |  |  | Interconnected | Apple Valley | 55124 | Lakeville | 25FB04 | Residential | Production | 29370 | 2021 | 2021
20253-216164-01 | Dakota Electric Association | 15 | 25177 | Co-op | DMS584 | 12.06 | Solar |  |  | Interconnected | Lakeville | 55044 | Dodd Park | 22FB03 | Residential | Production | 63146 | 2021 | 2021
20253-216164-01 | Dakota Electric Association | 15 | 25177 | Co-op | DMS587 | 6.96 | Solar |  |  | Interconnected | Lakeville | 55044 | Ritter Park | 27FB04 | Residential | Production | 28387 | 2021 | 2021
20253-216164-01 | Dakota Electric Association | 15 | 25177 | Co-op | DMS589 | 6 | Solar |  |  | Interconnected | Saint Paul | 55124 | Apple Valley | 21FB04 | Residential | Production | 34041 | 2021 | 2021
20253-216164-01 | Dakota Electric Association | 15 | 25177 | Co-op | DMS591 | 7.67 | Solar |  |  | Interconnected | Lakeville | 55044 | Kenrick | 26FB02 | Residential | Production | 39650 | 2021 | 2021
20253-216164-01 | Dakota Electric Association | 15 | 25177 | Co-op | DMS588 | 8.77 | Solar |  |  | Interconnected | Lakeville | 55044 | Ritter Park | 27FB04 | Residential | Production | 46992 | 2021 | 2021
20253-216164-01 | Dakota Electric Association | 15 | 25177 | Co-op | DMS592 | 7.12 | Solar |  |  | Interconnected | Lakeville | 55044 | Dodd Park | 22FB04 | Residential | Production | 38181 | 2021 | 2021
20253-216164-01 | Dakota Electric Association | 15 | 25177 | Co-op | DMS590 | 4.93 | Solar |  |  | Interconnected | Lakeville | 55044 | Dodd Park | 22FB04 | Residential | Production | 27324 | 2021 | 2021
20253-216164-01 | Dakota Electric Association | 15 | 25177 | Co-op | DMS628 | 34.2 | Solar |  |  | Interconnected | Lakeville | 55044 | Castle Rock | 04FB04 | Residential |  | 99450 | 2021 | 2021
20253-216164-01 | Dakota Electric Association | 15 | 25177 | Co-op | DMS602 | 5.8 | Solar |  |  | Interconnected | Eagan | 55123 | Lebanon Hills | 16FB04 | Residential | Production | 21701 | 2021 | 2021
20253-216164-01 | Dakota Electric Association | 15 | 25177 | Co-op | DMS596 | 7.12 | Solar |  |  | Interconnected | Lakeville | 55044 | Dodd Park | 22FB04 | Residential | Production | 36713 | 2021 | 2021
20253-216164-01 | Dakota Electric Association | 15 | 25177 | Co-op | DMS597 | 12.6 | Solar |  |  | Interconnected | Lakeville | 55044 | Dakota Heights | 17FB03 | Residential | Production | 67551 | 2021 | 2021
20253-216164-01 | Dakota Electric Association | 15 | 25177 | Co-op | DMS595 | 11.51 | Solar |  |  | Interconnected | Farmington | 55044 | Dodd Park | 22FB04 | Residential | Production | 61677 | 2021 | 2021
20253-216164-01 | Dakota Electric Association | 15 | 25177 | Co-op | DMS600 | 11.51 | Solar |  |  | Interconnected | Lakeville | 55044 | Ritter Park | 27FB04 | Residential | Production | 60209 | 2021 | 2021
20253-216164-01 | Dakota Electric Association | 15 | 25177 | Co-op | DMS612 | 5.22 | Solar |  |  | Interconnected | Eagan | 55122 | Deerwood | 12FB04 | Residential | Production | 35962 | 2021 | 2021
20253-216164-01 | Dakota Electric Association | 15 | 25177 | Co-op | DMS610 | 7.67 | Solar |  |  | Interconnected | Lakeville | 55044 | Dakota Heights | 17FB02 | Residential | Production | 39650 | 2021 | 2021
20253-216164-01 | Dakota Electric Association | 15 | 25177 | Co-op | DMS603 | 6.58 | Solar |  |  | Withdrawn | Lakeville | 55044 | Dodd Park | 22FB06 | Residential | Production | 33776 | 2021
20253-216164-01 | Dakota Electric Association | 15 | 25177 | Co-op | DMS606 | 8.03 | Solar |  |  | Interconnected | Apple Valley | 55124 | Burnsville South | 05FB02 | Residential | Production | 38787.35 | 2021 | 2021
20253-216164-01 | Dakota Electric Association | 15 | 25177 | Co-op | DMS604 | 7.67 | Solar |  |  | Interconnected | Lakeville | 55044 | Dodd Park | 22FB05 | Residential | Production | 39650 | 2021 | 2021
20253-216164-01 | Dakota Electric Association | 15 | 25177 | Co-op | DMS613 | 14.25 | Solar |  |  | Interconnected | Lakeville | 55044 | Dakota Heights | 17FB04 | Residential | Production | 76362 | 2021 | 2021
20253-216164-01 | Dakota Electric Association | 15 | 25177 | Co-op | DMS608 | 7.67 | Solar |  |  | Interconnected | Eagan | 55122 | Deerwood | 12FB02 | Residential | Production | 41118 | 2021 | 2021
20253-216164-01 | Dakota Electric Association | 15 | 25177 | Co-op | DMS605 | 6.03 | Solar |  |  | Interconnected | Farmington | 55024 | Vermillion River | 24FB06 | Residential | Production | 30839 | 2021 | 2021
20253-216164-01 | Dakota Electric Association | 15 | 25177 | Co-op | DMS607 | 4.38 | Solar |  |  | Interconnected | Farmington | 55024 | Vermillion River | 24FB06 | Residential | Production | 24288 | 2021 | 2021
20253-216164-01 | Dakota Electric Association | 15 | 25177 | Co-op | DMS609 | 6.03 | Solar |  |  | Withdrawn | Eagan | 55122 | Deerwood | 12FB01 | Residential | Production | 32307 | 2021
20253-216164-01 | Dakota Electric Association | 15 | 25177 | Co-op | DMS611 | 10.41 | Solar |  |  | Interconnected | Lakeville | 55044 | Dakota Heights | 17FB02 | Residential | Production | 54335 | 2021 | 2021
20253-216164-01 | Dakota Electric Association | 15 | 25177 | Co-op | DMS614 | 8.22 | Solar |  |  | Interconnected | Lakeville | 55044 | Dodd Park | 22FB05 | Residential | Production | 42587 | 2021 | 2021
20253-216164-01 | Dakota Electric Association | 15 | 25177 | Co-op | DMS621 | 3.48 | Solar |  |  | Interconnected | Eagan | 55122 | Deerwood | 12FB04 | Residential | Production | 14372 | 2021 | 2021
20253-216164-01 | Dakota Electric Association | 15 | 25177 | Co-op | DMS615 | 7.6 | Solar |  |  | Interconnected | Apple Valley | 55124 | Burnsville South | 05FB02 | Residential | Production | 23698.5 | 2021 | 2021
20253-216164-01 | Dakota Electric Association | 15 | 25177 | Co-op | DMS695 | 7.2 | Solar |  |  | Interconnected | Eagan | 55122 | Deerwood | 12FB02 | Residential | Production | 32000 | 2021 | 2021
20253-216164-01 | Dakota Electric Association | 15 | 25177 | Co-op | DMS1004 | 4.64 | Solar |  |  | Interconnected | Burnsville | 55306 | Orchard Lake | 08FB05 | Residential | Production | 26000 | 2021 | 2021
20253-216164-01 | Dakota Electric Association | 15 | 25177 | Co-op | DMS626 | 4.64 | Solar |  |  | Interconnected | Apple Valley | 55124 | Apple Valley | 21FB04 | Residential | Production | 30000 | 2021 | 2021
20253-216164-01 | Dakota Electric Association | 15 | 25177 | Co-op | DMS617 | 5.48 | Solar |  |  | Interconnected | Lakeville | 55044 | Ritter Park | 27FB04 | Residential | Production | 27902 | 2021 | 2021
20253-216164-01 | Dakota Electric Association | 15 | 25177 | Co-op | DMS619 | 10.96 | Solar |  |  | Interconnected | Apple Valley | 55124 | Burnsville South | 05FB02 | Residential | Production | 57272 | 2021 | 2021
20253-216164-01 | Dakota Electric Association | 15 | 25177 | Co-op | DMS620 | 7.67 | Solar |  |  | Interconnected | Eagan | 55122 | Deerwood | 12FB02 | Residential | Production | 43118 | 2021 | 2021
20253-216164-01 | Dakota Electric Association | 15 | 25177 | Co-op | DMS618 | 7.12 | Solar |  |  | Interconnected | Farmington | 55024 | Dodd Park | 22FB06 | Residential | Production | 38181 | 2021 | 2021
20253-216164-01 | Dakota Electric Association | 15 | 25177 | Co-op | DMS616 | 4.93 | Solar |  |  | Interconnected | Farmington | 55024 | Dodd Park | 22FB06 | Residential | Production | 27324 | 2021 | 2021
20253-216164-01 | Dakota Electric Association | 15 | 25177 | Co-op | DMS623 | 6.96 | Solar |  |  | Interconnected | Apple Valley | 55124 | Fischer East | 11FB08 | Residential | Production | 35150 | 2021 | 2021
20253-216164-01 | Dakota Electric Association | 15 | 25177 | Co-op | DMS624 | 5.51 | Solar |  |  | Interconnected | Burnsville | 55337 | Burnsville North | 05FB01 | Residential | Production | 21612 | 2021 | 2021
20253-216164-01 | Dakota Electric Association | 15 | 25177 | Co-op | DMS625 | 6.03 | Solar |  |  | Interconnected | Lakeville | 55044 | Lakeville | 25FB01 | Residential | Production | 32307 | 2021 | 2021
20253-216164-01 | Dakota Electric Association | 15 | 25177 | Co-op | DMS629 | 8.41 | Solar |  |  | Interconnected | Lakeville | 55044 | Dodd Park | 22FB04 | Residential | Production | 30032 | 2021 | 2021
20253-216164-01 | Dakota Electric Association | 15 | 25177 | Co-op | DMS634 | 3.77 | Solar |  |  | Interconnected | Apple Valley | 55124 | Lakeville | 25FB02 | Residential | Production | 19927 | 2021 | 2021
20253-216164-01 | Dakota Electric Association | 15 | 25177 | Co-op | DMS622 | 7.67 | Solar |  |  | Interconnected | Farmington | 55024 | Vermillion River | 24FB01 | Residential | Production | 40194 | 2021 | 2021
20253-216164-01 | Dakota Electric Association | 15 | 25177 | Co-op | DMS4351APP | 7.67 | Solar |  |  | Withdrawn | Farmington | 55024 | Vermillion River | 24FB01 | Residential | Production | 40194 | 2021
20253-216164-01 | Dakota Electric Association | 15 | 25177 | Co-op | DMS627 | 7.25 | Solar |  |  | Interconnected | Eagan | 55123 | Eagan | 06FB01 | Residential | Production | 35871 | 2021 | 2021
20253-216164-01 | Dakota Electric Association | 15 | 25177 | Co-op | DMS635 | 7.6 | Solar |  |  | Interconnected | Apple Valley | 55124 | Lakeville | 25FB06 | Residential | Production | 38500 | 2021 | 2021
20253-216164-01 | Dakota Electric Association | 15 | 25177 | Co-op | DMS4368APP | 7.6 | Solar |  |  | Withdrawn | Lakeville | 55044 | Dodd Park | 22FB03 | Residential | Production | 45760 | 2021 | 2022
20253-216164-01 | Dakota Electric Association | 15 | 25177 | Co-op | DMS636 | 6.58 | Solar |  |  | Interconnected | Hastings | 55033 | Marshan | 18FB01 | Residential | Production | 33776 | 2021 | 2021
20253-216164-01 | Dakota Electric Association | 15 | 25177 | Co-op | DMS752 | 10.44 | Solar |  |  | Withdrawn | Hastings | 55033 | Miesville | 07FB02 | Residential | Production | 39343 | 2021
20253-216164-01 | Dakota Electric Association | 15 | 25177 | Co-op | DMS640 | 33.6 | Solar |  |  | Interconnected | Welch | 55089 | Ravenna | 30FB03 | Residential |  | 118000 | 2021 | 2021
20253-216164-01 | Dakota Electric Association | 15 | 25177 | Co-op | DMS645 | 4.93 | Solar |  |  | Interconnected | Hastings | 55033 | Marshan | 18FB01 | Residential | Production | 27324 | 2021 | 2021
20253-216164-01 | Dakota Electric Association | 15 | 25177 | Co-op | DMS638 | 6.58 | Solar |  |  | Interconnected | Hastings | 55033 | Marshan | 18FB01 | Residential | Production | 35244 | 2021 | 2021
20253-216164-01 | Dakota Electric Association | 15 | 25177 | Co-op | DMS639 | 5.48 | Solar |  |  | Interconnected | Hastings | 55033 | Marshan | 18FB01 | Residential | Production | 29370 | 2021 | 2021
20253-216164-01 | Dakota Electric Association | 15 | 25177 | Co-op | DMS642 | 13.7 | Solar |  |  | Interconnected | Hastings | 55033 | Marshan | 18FB01 | Residential | Production | 71957 | 2021 | 2021
20253-216164-01 | Dakota Electric Association | 15 | 25177 | Co-op | DMS637 | 6.58 | Solar |  |  | Interconnected | Hastings | 55033 | Hastings | 03FB01 | Residential | Production | 34914 | 2021 | 2021
20253-216164-01 | Dakota Electric Association | 15 | 25177 | Co-op | DMS641 | 4.93 | Solar |  |  | Interconnected | Inver Grove Heights | 55077 | Lebanon Hills | 16FB02 | Residential | Production | 19980 | 2021 | 2021
20253-216164-01 | Dakota Electric Association | 15 | 25177 | Co-op | DMS680 | 5.48 | Solar |  |  | Interconnected | Eagan | 55122 | Deerwood | 12FB05 | Residential | Production | 29370 | 2021 | 2021
20253-216164-01 | Dakota Electric Association | 15 | 25177 | Co-op | DMS643 | 7.6 | Solar |  |  | Withdrawn | Apple Valley | 55124 | Apple Valley | 21FB01 | Residential | Production | 50401 | 2021
20253-216164-01 | Dakota Electric Association | 15 | 25177 | Co-op | DMS644 | 5 | Solar |  |  | Interconnected | Farmington | 55024 | Lakeville | 25FB01 | Residential | Production | 32142 | 2021 | 2021
20253-216164-01 | Dakota Electric Association | 15 | 25177 | Co-op | DMS669 | 5 | Solar |  |  | Interconnected | Eagan | 55123 | Yankee Doodle North | 10FB03 | Residential | Production | 32232 | 2021 | 2021
20253-216164-01 | Dakota Electric Association | 15 | 25177 | Co-op | DMS654 | 10 | Solar |  |  | Withdrawn | Burnsville | 55306 | Dakota Heights | 17FB01 | Residential | Production | 68140 | 2021
20253-216164-01 | Dakota Electric Association | 15 | 25177 | Co-op | DMS646 | 8.77 | Solar |  |  | Interconnected | Hastings | 55033 | Hastings | 03FB01 | Residential | Production | 45524 | 2021 | 2021
20253-216164-01 | Dakota Electric Association | 15 | 25177 | Co-op | DMS663 | 5 | Solar |  |  | Interconnected | Lakeville | 55044 | Fischer West | 11FB12 | Residential | Production | 21780 | 2021 | 2021
20253-216164-01 | Dakota Electric Association | 15 | 25177 | Co-op | DMS647 | 7.6 | Solar |  |  | Interconnected | Lakeville | 55044 | Ritter Park | 27FB04 | Residential | Production | 16400 | 2021 | 2021
20253-216164-01 | Dakota Electric Association | 15 | 25177 | Co-op | DMS648 | 5.22 | Solar |  |  | Interconnected | Rosemount | 55068 | Lebanon Hills | 16FB02 | Residential | Production | 19750 | 2021 | 2021
20253-216164-01 | Dakota Electric Association | 15 | 25177 | Co-op | DMS653 | 9.77 | Solar |  |  | Interconnected | Hastings | 55033 | Hastings | 03FB02 | Residential | Production | 36207.74 | 2021 | 2021
20253-216164-01 | Dakota Electric Association | 15 | 25177 | Co-op | DMS657 | 10 | Solar |  |  | Interconnected | Farmington | 55024 | Dodd Park | 22FB03 | Residential | Production | 48897 | 2021 | 2021
20253-216164-01 | Dakota Electric Association | 15 | 25177 | Co-op | DMS649 | 4.06 | Solar |  |  | Interconnected | Apple Valley | 55124 | Apple Valley | 21FB04 | Residential | Production | 23528 | 2021 | 2021
20253-216164-01 | Dakota Electric Association | 15 | 25177 | Co-op | DMS655 | 7.6 | Solar |  |  | Withdrawn | Burnsville | 55337 | Colonial Hills North | 13FB01 | Residential | Production | 23760 | 2021
20253-216164-01 | Dakota Electric Association | 15 | 25177 | Co-op | DMS651 | 6.38 | Solar |  |  | Interconnected | Hastings | 55033 | Nininger | 29FB03 | Residential | Production | 23916.72 | 2021 | 2021
20253-216164-01 | Dakota Electric Association | 15 | 25177 | Co-op | DMS661 | 9.6 | Solar |  |  | Interconnected | Rosemount | 55068 | Lebanon Hills | 16FB03 | Residential | Production | 22550 | 2021 | 2021
20253-216164-01 | Dakota Electric Association | 15 | 25177 | Co-op | DMS658 | 7.6 | Solar |  | X | Interconnected | Farmington | 55024 | Vermillion River | 24FB01 | Residential | Production | 46069.45 | 2021 | 2021
20253-216164-01 | Dakota Electric Association | 15 | 25177 | Co-op | DMS659 | 6 | Solar |  |  | Interconnected | Rosemount | 55068 | Lakeville | 25FB02 | Residential | Production | 14048 | 2021 | 2021
20253-216164-01 | Dakota Electric Association | 15 | 25177 | Co-op | DMS662 | 13.15 | Solar |  |  | Interconnected | Lakeville | 55044 | Ritter Park | 27FB04 | Residential | Production | 78624 | 2021 | 2021
20253-216164-01 | Dakota Electric Association | 15 | 25177 | Co-op | DMS666 | 7.6 | Solar |  |  | Interconnected | Eagan | 55122 | Eagan | 06FB03 | Residential | Production | 16400 | 2021 | 2022
20253-216164-01 | Dakota Electric Association | 15 | 25177 | Co-op | DMS664 | 3.8 | Solar |  |  | Interconnected | Eagan | 55123 | Eagan | 06FB01 | Residential | Production | 13860 | 2021 | 2022
20253-216164-01 | Dakota Electric Association | 15 | 25177 | Co-op | DMS671 | 16.75 | Solar |  |  | Interconnected | Welch | 55089 | Miesville | 07FB04 | Residential |  | 57531 | 2021 | 2021
20253-216164-01 | Dakota Electric Association | 15 | 25177 | Co-op | DMS656 | 4.93 | Solar |  |  | Interconnected | Burnsville | 55306 | Orchard Lake | 08FB03 | Residential | Production | 29808 | 2021 | 2021
20253-216164-01 | Dakota Electric Association | 15 | 25177 | Co-op | DMS674 | 5.22 | Solar |  |  | Interconnected | Burnsville | 55337 | Burnsville North | 05FB01 | Residential | Production | 20490 | 2021 | 2021
20253-216164-01 | Dakota Electric Association | 15 | 25177 | Co-op | DMS670 | 7 | Solar |  |  | Interconnected | Hastings | 55033 | Marshan | 18FB01 | Residential |  | 9000 | 2021 | 2021
20253-216164-01 | Dakota Electric Association | 15 | 25177 | Co-op | DMS683 | 5.8 | Solar |  |  | Interconnected | Hastings | 55033 | Empire | 23FB01 | Residential | Production | 15000 | 2021 | 2022
20253-216164-01 | Dakota Electric Association | 15 | 25177 | Co-op | DMS679 | 10.15 | Solar |  |  | Interconnected | Eagan | 55123 | Lebanon Hills | 16FB05 | Residential | Production | 10000 | 2021 | 2021
20253-216164-01 | Dakota Electric Association | 15 | 25177 | Co-op | DMS668 | 5 | Solar |  |  | Interconnected | Eagan | 55122 | River Hills East | 09FB03 | Residential | Production | 18037.5 | 2021 | 2021
20253-216164-01 | Dakota Electric Association | 15 | 25177 | Co-op | DMS660 | 11.4 | Solar |  |  | Interconnected | Lakeville | 55044 | Ritter Park | 27FB04 | Residential | Production | 25283.33 | 2021 | 2021
20253-216164-01 | Dakota Electric Association | 15 | 25177 | Co-op | DMS673 | 7.6 | Solar |  |  | Interconnected | Apple Valley | 55124 | Lakeville | 25FB06 | Residential | Production | 30900 | 2021 | 2021
20253-216164-01 | Dakota Electric Association | 15 | 25177 | Co-op | DMS748 | 10 | Storage |  |  | Interconnected | Apple Valley | 55124 | Lakeville | 25FB06 | Residential |  |  | 2021 | 2021
20253-216164-01 | Dakota Electric Association | 15 | 25177 | Co-op | DMS667 | 6.96 | Solar |  |  | Interconnected | Eagan | 55122 | Deerwood | 12FB05 | Residential | Production | 25766 | 2021 | 2021
20253-216164-01 | Dakota Electric Association | 15 | 25177 | Co-op | DMS665 | 8.02 | Solar |  |  | Interconnected | Lakeville | 55044 | Dodd Park | 22FB04 | Residential | Production | 33185 | 2021 | 2021
20253-216164-01 | Dakota Electric Association | 15 | 25177 | Co-op | DMS369 | 3.48 | Solar |  |  | Interconnected | Eagan | 55122 | Deerwood | 12FB02 | Residential | Production | 11928 | 2021 | 2021
20253-216164-01 | Dakota Electric Association | 15 | 25177 | Co-op | DMS685 | 6.09 | Solar |  |  | Interconnected | Apple Valley | 55124 | Lakeville | 25FB04 | Residential | Production | 10000 | 2021 | 2021
20253-216164-01 | Dakota Electric Association | 15 | 25177 | Co-op | DMS686 | 7.6 | Solar |  |  | Interconnected | Farmington | 55024 | Dodd Park | 22FB06 | Residential | Production | 32201 | 2021 | 2021
20253-216164-01 | Dakota Electric Association | 15 | 25177 | Co-op | DMS675 | 6 | Solar |  |  | Interconnected | Lakeville | 55044 | Lakeville | 25FB03 | Residential | Production | 24080 | 2021 | 2021
20253-216164-01 | Dakota Electric Association | 15 | 25177 | Co-op | DMS684 | 4.8 | Solar |  |  | Interconnected | Apple Valley | 55124 | Fischer East | 11FB04 | Residential | Production | 21050 | 2021 | 2021
20253-216164-01 | Dakota Electric Association | 15 | 25177 | Co-op | DMS676 | 7.6 | Solar |  |  | Interconnected | Eagan | 55123 | Eagan | 06FB04 | Residential | Production | 29359 | 2021 | 2021
20253-216164-01 | Dakota Electric Association | 15 | 25177 | Co-op | DMS4619APP | 5 | Solar |  |  | Withdrawn | Hampton | 55031 | Miesville | 07FB05 | Residential | Production | 28330 | 2021
20253-216164-01 | Dakota Electric Association | 15 | 25177 | Co-op | DMS688 | 6.96 | Solar |  |  | Interconnected | Burnsville | 55337 | Burnsville North | 05FB05 | Residential | Production | 31081 | 2021 | 2021
20253-216164-01 | Dakota Electric Association | 15 | 25177 | Co-op | DMS677 | 4.38 | Solar |  |  | Interconnected | Lakeville | 55044 | Lakeville | 25FB01 | Residential | Production | 25650 | 2021 | 2021
20253-216164-01 | Dakota Electric Association | 15 | 25177 | Co-op | DMS681 | 8.9 | Solar |  |  | Interconnected | Rosemount | 55068 | Lebanon Hills | 16FB02 | Residential | Production | 30900 | 2021 | 2021
20253-216164-01 | Dakota Electric Association | 15 | 25177 | Co-op | DMS682 | 4.08 | Solar |  |  | Interconnected | Lakeville | 55044 | Fischer West | 11FB12 | Residential | Production | 11938.39 | 2021 | 2021
20253-216164-01 | Dakota Electric Association | 15 | 25177 | Co-op | DMS730 | 7.6 | Solar |  |  | Withdrawn | Lakeville | 55044 | Lakeville | 25FB01 | Residential | Production | 24948 | 2021
20253-216164-01 | Dakota Electric Association | 15 | 25177 | Co-op | DMS691 | 7.6 | Solar |  |  | Interconnected | Farmington | 55024 | Dodd Park | 22FB06 | Residential | Production | 34923 | 2021 | 2022
20253-216164-01 | Dakota Electric Association | 15 | 25177 | Co-op | DMS678 | 5 | Solar |  |  | Withdrawn | Apple Valley | 55124 | Fischer West | 11FB09 | Residential | Production | 17820 | 2021
20253-216164-01 | Dakota Electric Association | 15 | 25177 | Co-op | DMS703 | 8.22 | Solar |  |  | Interconnected | Farmington | 55024 | Vermillion River | 24FB01 | Residential | Production | 47502 | 2021 | 2021
20253-216164-01 | Dakota Electric Association | 15 | 25177 | Co-op | DMS687 | 6.03 | Solar |  |  | Interconnected | Lakeville | 55044 | Lakeville | 25FB01 | Residential | Production | 34776 | 2021 | 2021
20253-216164-01 | Dakota Electric Association | 15 | 25177 | Co-op | DMS704 | 10.41 | Solar |  |  | Interconnected | Lakeville | 55044 | Lakeville | 25FB03 | Residential | Production | 55803 | 2021 | 2021
20253-216164-01 | Dakota Electric Association | 15 | 25177 | Co-op | DMS690 | 5.48 | Solar |  |  | Interconnected | Rosemount | 55068 | Lakeville | 25FB02 | Residential | Production | 33120 | 2021 | 2021
20253-216164-01 | Dakota Electric Association | 15 | 25177 | Co-op | DMS689 | 4.38 | Solar |  |  | Interconnected | Lakeville | 55044 | Lakeville | 25FB01 | Residential | Production | 27360 | 2021 | 2021
20253-216164-01 | Dakota Electric Association | 15 | 25177 | Co-op | DMS700 | 10 | Solar |  |  | Withdrawn | Burnsville | 55337 | River Hills West | 09FB05 | Residential | Production | 12992 | 2021
20253-216164-01 | Dakota Electric Association | 15 | 25177 | Co-op | DMS697 | 5.48 | Solar |  |  | Interconnected | Farmington | 55024 | Vermillion River | 24FB06 | Residential | Production | 31464 | 2021 | 2021
20253-216164-01 | Dakota Electric Association | 15 | 25177 | Co-op | DMS693 | 8.37 | Solar |  |  | Interconnected | Eagan | 55123 | Wescott West | 20FB04 | Residential | Production | 28272 | 2021 | 2021
20253-216164-01 | Dakota Electric Association | 15 | 25177 | Co-op | DMS692 | 7.54 | Solar |  |  | Interconnected | Burnsville | 55337 | Colonial Hills South | 13FB06 | Residential | Production | 20000 | 2021 | 2021
20253-216164-01 | Dakota Electric Association | 15 | 25177 | Co-op | DMS694 | 6 | Solar |  |  | Interconnected | Eagan | 55122 | Burnsville North | 05FB01 | Residential | Production | 8700 | 2021 | 2021
20253-216164-01 | Dakota Electric Association | 15 | 25177 | Co-op | DMS699 | 11.02 | Solar |  |  | Interconnected | Eagan | 55122 | Pilot Knob | 19FB05 | Residential | Production | 35264 | 2021 | 2021
20253-216164-01 | Dakota Electric Association | 15 | 25177 | Co-op | DMS889 | 15 | Solar |  |  | Interconnected | Farmington | 55024 | Vermillion River | 24FB02 | Residential | Production | 20000 | 2021 | 2022
20253-216164-01 | Dakota Electric Association | 15 | 25177 | Co-op | DMS696 | 9.32 | Solar |  |  | Interconnected | Lakeville | 55044 | Lakeville | 25FB03 | Residential | Production | 54054 | 2021 | 2021
20253-216164-01 | Dakota Electric Association | 15 | 25177 | Co-op | DMS701 | 13.92 | Solar |  |  | Interconnected | Lakeville | 55044 | Orchard Lake | 08FB06 | Residential | Production | 56299 | 2021 | 2021
20253-216164-01 | Dakota Electric Association | 15 | 25177 | Co-op | DMS698 | 4.93 | Solar |  |  | Interconnected | Lakeville | 55044 | Dodd Park | 22FB04 | Residential | Production | 28152 | 2021 | 2021
20253-216164-01 | Dakota Electric Association | 15 | 25177 | Co-op | DMS710 | 9.42 | Solar |  |  | Interconnected | Burnsville | 55337 | Colonial Hills South | 13FB06 | Residential | Production | 45000 | 2021 | 2021
20253-216164-01 | Dakota Electric Association | 15 | 25177 | Co-op | DMS711 | 7.83 | Solar |  |  | Interconnected | Apple Valley | 55124 | Fischer East | 11FB08 | Residential | Production | 31497.51 | 2021 | 2022
20253-216164-01 | Dakota Electric Association | 15 | 25177 | Co-op | DMS724 | 4.88 | Solar |  |  | Interconnected | Apple Valley | 55124 | Burnsville South | 05FB02 | Residential | Production | 26000 | 2021 | 2021
20253-216164-01 | Dakota Electric Association | 15 | 25177 | Co-op | DMS713 | 6 | Solar |  |  | Interconnected | Eagan | 55123 | Pilot Knob | 19FB01 | Residential | Production | 21000 | 2021 | 2021
20253-216164-01 | Dakota Electric Association | 15 | 25177 | Co-op | DMS707 | 5.93 | Solar |  |  | Interconnected | Eagan | 55123 | Eagan | 06FB05 | Residential | Production | 10000 | 2021 | 2021
20253-216164-01 | Dakota Electric Association | 15 | 25177 | Co-op | DMS705 | 8.02 | Solar |  |  | Interconnected | Burnsville | 55306 | Orchard Lake | 08FB01 | Residential | Production | 33000 | 2021 | 2022
20253-216164-01 | Dakota Electric Association | 15 | 25177 | Co-op | DMS706 | 7.6 | Solar |  |  | Interconnected | Apple Valley | 55124 | Apple Valley | 21FB06 | Residential | Production | 47622 | 2021 | 2021
20253-216164-01 | Dakota Electric Association | 15 | 25177 | Co-op | DMS709 | 4.64 | Solar |  |  | Interconnected | Eagan | 55123 | Lebanon Hills | 16FB01 | Residential | Production | 18793 | 2021 | 2021
20253-216164-01 | Dakota Electric Association | 15 | 25177 | Co-op | DMS715 | 8.12 | Solar |  |  | Interconnected | Apple Valley | 55124 | Apple Valley | 21FB06 | Residential | Production | 54327 | 2021 | 2021
20253-216164-01 | Dakota Electric Association | 15 | 25177 | Co-op | DMS736 | 10 | Storage |  |  | Interconnected | Apple Valley | 55124 | Apple Valley | 21FB06 | Residential |  |  | 2021 | 2021
20253-216164-01 | Dakota Electric Association | 15 | 25177 | Co-op | DMS708 | 3.48 | Solar |  |  | Interconnected | Eagan | 55122 | Pilot Knob | 19FB01 | Residential | Production | 18326 | 2021 | 2021
20253-216164-01 | Dakota Electric Association | 15 | 25177 | Co-op | DMS718 | 7.25 | Solar |  |  | Interconnected | Lakeville | 55044 | Orchard Lake | 08FB03 | Residential | Production | 32550 | 2021 | 2021
20253-216164-01 | Dakota Electric Association | 15 | 25177 | Co-op | DMS712 | 11.89 | Solar |  |  | Interconnected | Lakeville | 55044 | Dakota Heights | 17FB04 | Residential | Production | 58514 | 2021 | 2021
20253-216164-01 | Dakota Electric Association | 15 | 25177 | Co-op | DMS742 | 12 | Solar |  |  | Interconnected | Farmington | 55024 | Castle Rock | 04FB04 | Residential | Production | 10000 | 2021 | 2021
20253-216164-01 | Dakota Electric Association | 15 | 25177 | Co-op | DMS799 | 11.4 | Solar |  |  | Interconnected | Lakeville | 55044 | Lake Marion | 15FB01 | Residential | Production | 55000 | 2021 | 2022
20253-216164-01 | Dakota Electric Association | 15 | 25177 | Co-op | DMS745 | 3.8 | Solar |  |  | Interconnected | Apple Valley | 55124 | Lakeville | 25FB05 | Residential | Production | 24121 | 2021 | 2021
20253-216164-01 | Dakota Electric Association | 15 | 25177 | Co-op | DMS719 | 7.25 | Solar |  |  | Interconnected | Eagan | 55122 | Deerwood | 12FB05 | Residential | Production | 29250 | 2021 | 2021
20253-216164-01 | Dakota Electric Association | 15 | 25177 | Co-op | DMS856 | 11.02 | Solar |  |  | Interconnected | Eagan | 55123 | Eagan | 06FB02 | Residential | Production | 15000 | 2021 | 2021
20253-216164-01 | Dakota Electric Association | 15 | 25177 | Co-op | DMS741 | 4.64 | Solar |  |  | Interconnected | Eagan | 55122 | River Hills East | 09FB03 | Residential | Production | 19477 | 2021 | 2021
20253-216164-01 | Dakota Electric Association | 15 | 25177 | Co-op | DMS717 | 8.7 | Solar |  |  | Interconnected | Apple Valley | 55124 | Burnsville North | 05FB11 | Residential | Production | 31270 | 2021 | 2021
20253-216164-01 | Dakota Electric Association | 15 | 25177 | Co-op | DMS716 | 9.07 | Solar |  |  | Interconnected | Eagan | 55123 | Eagan | 06FB01 | Residential | Production | 30841 | 2021 | 2021
20253-216164-01 | Dakota Electric Association | 15 | 25177 | Co-op | DMS728 | 4.95 | Solar |  |  | Withdrawn | Eagan | 55122 | Deerwood | 12FB04 | Residential | Production | 9243.75 | 2021
20253-216164-01 | Dakota Electric Association | 15 | 25177 | Co-op | DMS723 | 7.6 | Solar |  |  | Interconnected | Eagan | 55123 | Lebanon Hills | 16FB01 | Residential | Production | 25000 | 2021 | 2021
20253-216164-01 | Dakota Electric Association | 15 | 25177 | Co-op | DMS720 | 17.01 | Solar |  |  | Interconnected | Hampton | 55031 | Randolph | 32FB04 | Residential | Production | 82321 | 2021 | 2021
20253-216164-01 | Dakota Electric Association | 15 | 25177 | Co-op | DMS721 | 5 | Solar |  |  | Withdrawn | Hastings | 55033 | Hastings | 03FB04 | Residential | Production | 19165 | 2021
20253-216164-01 | Dakota Electric Association | 15 | 25177 | Co-op | DMS4756APP | 5 | Solar |  |  | Withdrawn | Apple Valley | 55124 | Lebanon Hills | 16FB06 | Residential | Production | 8352 | 2021
20253-216164-01 | Dakota Electric Association | 15 | 25177 | Co-op | DMS873 | 4.93 | Solar |  |  | Interconnected | Apple Valley | 55124 | Burnsville North | 05FB11 | Residential | Production | 16712 | 2021 | 2022
20253-216164-01 | Dakota Electric Association | 15 | 25177 | Co-op | DMS722 | 6.09 | Solar |  |  | Interconnected | Apple Valley | 55124 | Fischer East | 11FB08 | Residential | Production | 33214.47 | 2021 | 2021
20253-216164-01 | Dakota Electric Association | 15 | 25177 | Co-op | DMS744 | 5.24 | Solar |  |  | Interconnected | Apple Valley | 55124 | Burnsville North | 05FB03 | Residential | Production | 18706.11 | 2021 | 2021
20253-216164-01 | Dakota Electric Association | 15 | 25177 | Co-op | DMS794 | 7.6 | Solar |  |  | Active Application | Eagan | 55123 | Pilot Knob | 19FB04 | Residential | Production | 30000 | 2021
20253-216164-01 | Dakota Electric Association | 15 | 25177 | Co-op | DMS725 | 5 | Solar |  |  | Interconnected | Saint Paul | 55123 | Eagan | 06FB04 | Residential | Production | 39210 | 2021 | 2022
20253-216164-01 | Dakota Electric Association | 15 | 25177 | Co-op | DMS731 | 39 | Solar |  |  | Interconnected | Northfield | 55057 | Castle Rock | 04FB01 | Commercial |  | 99500 | 2021 | 2021
20253-216164-01 | Dakota Electric Association | 15 | 25177 | Co-op | DMS732 | 5.22 | Solar |  |  | Interconnected | Apple Valley | 55124 | Fischer East | 11FB08 | Residential | Production | 22797 | 2021 | 2021
20253-216164-01 | Dakota Electric Association | 15 | 25177 | Co-op | DMS726 | 10.12 | Solar |  |  | Interconnected | Farmington | 55024 | Empire | 23FB02 | Residential | Production | 49268 | 2021 | 2021
20253-216164-01 | Dakota Electric Association | 15 | 25177 | Co-op | DMS727 | 7.67 | Solar |  |  | Interconnected | Eagan | 55122 | Deerwood | 12FB01 | Residential | Production | 30000 | 2021 | 2021
20253-216164-01 | Dakota Electric Association | 15 | 25177 | Co-op | DMS737 | 9.28 | Solar |  |  | Interconnected | Saint Paul | 55124 | Fischer West | 11FB09 | Residential | Production | 45000 | 2021 | 2021
20253-216164-01 | Dakota Electric Association | 15 | 25177 | Co-op | DMS735 | 1.77 | Solar |  |  | Interconnected | Lakeville | 55044 | Ritter Park | 27FB04 | Residential |  | 2250 | 2021 | 2021
20253-216164-01 | Dakota Electric Association | 15 | 25177 | Co-op | DMS729 | 5.22 | Solar |  |  | Interconnected | Inver Grove Heights | 55077 | Lebanon Hills | 16FB03 | Residential | Production | 17558 | 2021 | 2021
20253-216164-01 | Dakota Electric Association | 15 | 25177 | Co-op | DMS740 | 18.27 | Solar |  |  | Interconnected | Marshan | 55033 | Hastings | 03FB02 | Commercial |  | 46620 | 2021 | 2021
20253-216164-01 | Dakota Electric Association | 15 | 25177 | Co-op | DMS739 | 5 | Solar |  |  | Interconnected | Eagan | 55123 | Eagan | 06FB01 | Residential | Production | 14000 | 2021 | 2021
20253-216164-01 | Dakota Electric Association | 15 | 25177 | Co-op | DMS738 | 5.23 | Solar |  |  | Interconnected | Farmington | 55024 | Lakeville | 25FB01 | Residential | Production | 26785 | 2021 | 2021
20253-216164-01 | Dakota Electric Association | 15 | 25177 | Co-op | DMS734 | 9.07 | Solar |  |  | Interconnected | Lakeville | 55044 | Dodd Park | 22FB04 | Residential | Production | 27324 | 2021 | 2022
20253-216164-01 | Dakota Electric Association | 15 | 25177 | Co-op | DMS733 | 7.67 | Solar |  |  | Interconnected | Burnsville | 55306 | Dakota Heights | 17FB01 | Residential | Production | 26781 | 2021 | 2021
20253-216164-01 | Dakota Electric Association | 15 | 25177 | Co-op | DMS751 | 15.2 | Solar |  |  | Interconnected | Lakeville | 55044 | Orchard Lake | 08FB03 | Residential | Production | 56272 | 2021 | 2022
20253-216164-01 | Dakota Electric Association | 15 | 25177 | Co-op | DMS755 | 4.93 | Solar |  |  | Interconnected | Eagan | 55123 | LeMay Lake | 14FB03 | Residential | Production | 21257 | 2021 | 2021
20253-216164-01 | Dakota Electric Association | 15 | 25177 | Co-op | DMS747 | 6.09 | Solar |  |  | Interconnected | Lakeville | 55044 | Lake Marion | 15FB03 | Residential | Production | 22688 | 2021 | 2021
20253-216164-01 | Dakota Electric Association | 15 | 25177 | Co-op | DMS743 | 7.6 | Solar |  |  | Interconnected | Apple Valley | 55124 | Fischer West | 11FB12 | Residential | Production | 49860 | 2021 | 2022
20253-216164-01 | Dakota Electric Association | 15 | 25177 | Co-op | DMS754 | 6.09 | Solar |  |  | Interconnected | Eagan | 55123 | Lebanon Hills | 16FB01 | Residential | Production | 21520.15 | 2021 | 2022
20253-216164-01 | Dakota Electric Association | 15 | 25177 | Co-op | DMS746 | 6 | Solar |  |  | Interconnected | Lakeville | 55044 | Orchard Lake | 08FB03 | Residential | Production | 37764 | 2021 | 2022
20253-216164-01 | Dakota Electric Association | 15 | 25177 | Co-op | DMS750 | 10 | Solar |  |  | Interconnected | Lakeville | 55044 | Dodd Park | 22FB03 | Residential | Production | 35340 | 2021 | 2021
20253-216164-01 | Dakota Electric Association | 15 | 25177 | Co-op | DMS753 | 11.02 | Solar |  |  | Interconnected | Lakeville | 55044 | Orchard Lake | 08FB04 | Residential | Production | 44100 | 2021 | 2022
20253-216164-01 | Dakota Electric Association | 15 | 25177 | Co-op | DMS758 | 7.6 | Solar |  |  | Withdrawn | Rosemount | 55068 | Lebanon Hills | 16FB03 | Residential | Production | 54800 | 2021
20253-216164-01 | Dakota Electric Association | 15 | 25177 | Co-op | DMS757 | 5.8 | Solar |  |  | Interconnected | Burnsville | 55337 | River Hills West | 09FB01 | Residential | Production | 25376 | 2021 | 2021
20253-216164-01 | Dakota Electric Association | 15 | 25177 | Co-op | DMS792 | 8.72 | Solar |  |  | Interconnected | Apple Valley | 55124 | Burnsville North | 05FB11 | Residential | Production | 35900 | 2021 | 2021
20253-216164-01 | Dakota Electric Association | 15 | 25177 | Co-op | DMS877 | 3.8 | Solar |  |  | Withdrawn | Eagan | 55122 | Deerwood | 12FB01 | Residential | Production | 24750 | 2021
20253-216164-01 | Dakota Electric Association | 15 | 25177 | Co-op | DMS759 | 6 | Solar |  |  | Withdrawn | Burnsville | 55337 | River Hills West | 09FB05 | Residential | Production | 40530 | 2021
20253-216164-01 | Dakota Electric Association | 15 | 25177 | Co-op | DMS778 | 10 | Solar |  |  | Interconnected | Eagan | 55122 | Deerwood | 12FB04 | Residential | Production | 45919 | 2021 | 2022
20253-216164-01 | Dakota Electric Association | 15 | 25177 | Co-op | DMS772 | 10.41 | Solar |  |  | Interconnected | Lakeville | 55044 | Ritter Park | 27FB04 | Residential | Production | 60606 | 2021 | 2021
20253-216164-01 | Dakota Electric Association | 15 | 25177 | Co-op | DMS771 | 6.03 | Solar |  |  | Interconnected | Lakeville | 55044 | Ritter Park | 27FB04 | Residential | Production | 34776 | 2021 | 2021
20253-216164-01 | Dakota Electric Association | 15 | 25177 | Co-op | DMS773 | 6.03 | Solar |  |  | Interconnected | Lakeville | 55044 | Ritter Park | 27FB04 | Residential | Production | 36432 | 2021 | 2021
20253-216164-01 | Dakota Electric Association | 15 | 25177 | Co-op | DMS777 | 4.35 | Solar |  |  | Interconnected | Eagan | 55123 | Lebanon Hills | 16FB04 | Residential | Production | 18777 | 2021 | 2021
20253-216164-01 | Dakota Electric Association | 15 | 25177 | Co-op | DMS871 | 40 | Solar |  |  | Withdrawn | Hastings | 55033 | Marshan | 18FB01 | Residential |  | 125559 | 2021
20253-216164-01 | Dakota Electric Association | 15 | 25177 | Co-op | DMS774 | 10.41 | Solar |  |  | Interconnected | Lakeville | 55044 | Ritter Park | 27FB04 | Residential | Production | 62244 | 2021 | 2021
20253-216164-01 | Dakota Electric Association | 15 | 25177 | Co-op | DMS776 | 8.37 | Solar |  |  | Interconnected | Lakeville | 55044 | Dodd Park | 22FB04 | Residential | Production | 45826 | 2021 | 2021
20253-216164-01 | Dakota Electric Association | 15 | 25177 | Co-op | DMS810 | 20 | Solar |  |  | Interconnected | Burnsville | 55337 | River Hills West | 09FB05 | Residential | Production | 87813 | 2021 | 2022
20253-216164-01 | Dakota Electric Association | 15 | 25177 | Co-op | DMS762 | 7.6 | Solar |  |  | Interconnected | Lakeville | 55044 | Dodd Park | 22FB03 | Residential | Production | 44529 | 2021 | 2022
20253-216164-01 | Dakota Electric Association | 15 | 25177 | Co-op | DMS775 | 9.86 | Solar |  |  | Interconnected | Eagan | 55123 | Lebanon Hills | 16FB04 | Residential | Production | 38240 | 2021 | 2021
20253-216164-01 | Dakota Electric Association | 15 | 25177 | Co-op | DMS816 | 6.02 | Solar |  |  | Interconnected | Lakeville | 55044 | Lakeville | 25FB01 | Residential | Production | 35132 | 2021 | 2022
20253-216164-01 | Dakota Electric Association | 15 | 25177 | Co-op | DMS760 | 5.22 | Solar |  |  | Interconnected | Eagan | 55123 | Yankee Doodle North | 10FB03 | Residential | Production | 18600 | 2021 | 2021
20253-216164-01 | Dakota Electric Association | 15 | 25177 | Co-op | DMS791 | 7.6 | Solar |  |  | Withdrawn | Apple Valley | 55124 | Burnsville North | 05FB11 | Residential | Production | 38311 | 2021
20253-216164-01 | Dakota Electric Association | 15 | 25177 | Co-op | DMS767 | 9.86 | Solar |  |  | Interconnected | Lakeville | 55044 | Kenrick | 26FB02 | Residential | Production | 57330 | 2021 | 2021
20253-216164-01 | Dakota Electric Association | 15 | 25177 | Co-op | DMS764 | 3.29 | Solar |  |  | Interconnected | Farmington | 55024 | Dodd Park | 22FB03 | Residential | Production | 18810 | 2021 | 2021
20253-216164-01 | Dakota Electric Association | 15 | 25177 | Co-op | DMS770 | 6.03 | Solar |  |  | Interconnected | Lakeville | 55044 | Ritter Park | 27FB04 | Residential | Production | 34776 | 2021 | 2021
20253-216164-01 | Dakota Electric Association | 15 | 25177 | Co-op | DMS766 | 7.12 | Solar |  |  | Interconnected | Lakeville | 55044 | Kenrick | 26FB02 | Residential | Production | 42588 | 2021 | 2021
20253-216164-01 | Dakota Electric Association | 15 | 25177 | Co-op | DMS768 | 3.84 | Solar |  |  | Interconnected | Lakeville | 55044 | Dodd Park | 22FB06 | Residential | Production | 23940 | 2021 | 2021
20253-216164-01 | Dakota Electric Association | 15 | 25177 | Co-op | DMS765 | 6.58 | Solar |  |  | Interconnected | Farmington | 55024 | Dodd Park | 22FB06 | Residential | Production | 38088 | 2021 | 2021
20253-216164-01 | Dakota Electric Association | 15 | 25177 | Co-op | DMS763 | 6.03 | Solar |  |  | Interconnected | Farmington | 55024 | Dodd Park | 22FB06 | Residential | Production | 34776 | 2021 | 2021
20253-216164-01 | Dakota Electric Association | 15 | 25177 | Co-op | DMS796 | 12.6 | Solar |  |  | Interconnected | Lakeville | 55044 | Dodd Park | 22FB06 | Residential | Production | 75348 | 2021 | 2021
20253-216164-01 | Dakota Electric Association | 15 | 25177 | Co-op | DMS781 | 6.58 | Solar |  |  | Interconnected | Lakeville | 55044 | Dakota Heights | 17FB02 | Residential | Production | 38088 | 2021 | 2021
20253-216164-01 | Dakota Electric Association | 15 | 25177 | Co-op | DMS761 | 7.12 | Solar |  |  | Interconnected | Farmington | 55024 | Dodd Park | 22FB03 | Residential | Production | 42588 | 2021 | 2021
20253-216164-01 | Dakota Electric Association | 15 | 25177 | Co-op | DMS769 | 6.38 | Solar |  |  | Interconnected | Apple Valley | 55124 | Fischer East | 11FB08 | Residential | Production | 26455 | 2021 | 2021
20253-216164-01 | Dakota Electric Association | 15 | 25177 | Co-op | DMS784 | 7.6 | Solar |  |  | Withdrawn | Lakeville | 55068 | Lakeville | 25FB03 | Residential | Production | 26020 | 2021
20253-216164-01 | Dakota Electric Association | 15 | 25177 | Co-op | DMS833 | 21.4 | Solar |  |  | Interconnected | Welch | 55089 | Miesville | 07FB03 | Residential | Production | 62890 | 2021 | 2021
20253-216164-01 | Dakota Electric Association | 15 | 25177 | Co-op | DMS801 | 6 | Solar |  |  | Withdrawn | Rosemount | 55068 | Dodd Park | 22FB02 | Residential | Production | 30555 | 2021
20253-216164-01 | Dakota Electric Association | 15 | 25177 | Co-op | DMS780 | 10 | Solar |  |  | Interconnected | Eagan | 55123 | Yankee Doodle North | 10FB03 | Residential | Production | 34410 | 2021 | 2021
20253-216164-01 | Dakota Electric Association | 15 | 25177 | Co-op | DMS779 | 3.14 | Solar |  |  | Interconnected | Apple Valley | 55124 | Fischer East | 11FB04 | Residential | Production | 13230.77 | 2021 | 2022
20253-216164-01 | Dakota Electric Association | 15 | 25177 | Co-op | DMS782 | 7.67 | Solar |  |  | Interconnected | Apple Valley | 55124 | Lakeville | 25FB04 | Residential | Production | 45864 | 2021 | 2021
20253-216164-01 | Dakota Electric Association | 15 | 25177 | Co-op | DMS793 | 4.93 | Solar |  |  | Interconnected | Lakeville | 55044 | Kenrick | 26FB02 | Residential | Production | 29808 | 2021 | 2021
20253-216164-01 | Dakota Electric Association | 15 | 25177 | Co-op | DMS783 | 8.22 | Solar |  |  | Interconnected | Lakeville | 55044 | Lakeville | 25FB03 | Residential | Production | 49140 | 2021 | 2021
20253-216164-01 | Dakota Electric Association | 15 | 25177 | Co-op | DMS798 | 8.77 | Solar |  |  | Interconnected | Lakeville | 55044 | Fischer West | 11FB12 | Residential | Production | 52416 | 2021 | 2021
20253-216164-01 | Dakota Electric Association | 15 | 25177 | Co-op | DMS795 | 7.12 | Solar |  |  | Interconnected | Lakeville | 55044 | Lakeville | 25FB04 | Residential | Production | 42588 | 2021 | 2021
20253-216164-01 | Dakota Electric Association | 15 | 25177 | Co-op | DMS790 | 8.77 | Solar |  |  | Interconnected | Lakeville | 55044 | Kenrick | 26FB02 | Residential | Production | 52416 | 2021 | 2021
20253-216164-01 | Dakota Electric Association | 15 | 25177 | Co-op | DMS797 | 3.84 | Solar |  |  | Interconnected | Lakeville | 55044 | Kenrick | 26FB02 | Residential | Production | 22230 | 2021 | 2021
20253-216164-01 | Dakota Electric Association | 15 | 25177 | Co-op | DMS787 | 13.7 | Solar |  |  | Interconnected | Farmington | 55024 | Vermillion River | 24FB01 | Residential | Production | 80262 | 2021 | 2021
20253-216164-01 | Dakota Electric Association | 15 | 25177 | Co-op | DMS785 | 5.58 | Solar |  |  | Interconnected | Apple Valley | 55124 | Burnsville North | 05FB11 | Residential | Production | 33072 | 2021 | 2022
20253-216164-01 | Dakota Electric Association | 15 | 25177 | Co-op | DMS848 | 7.6 | Solar |  |  | Interconnected | Hastings | 55033 | Hastings | 03FB03 | Residential | Production | 47311 | 2021 | 2022
20253-216164-01 | Dakota Electric Association | 15 | 25177 | Co-op | DMS815 | 7.12 | Solar |  |  | Interconnected | Lakeville | 55044 | Fischer West | 11FB12 | Residential | Production | 42588 | 2021 | 2021
20253-216164-01 | Dakota Electric Association | 15 | 25177 | Co-op | DMS789 | 9.32 | Solar |  |  | Interconnected | Lakeville | 55044 | Dodd Park | 22FB05 | Residential |  | 54054 | 2021 | 2021
20253-216164-01 | Dakota Electric Association | 15 | 25177 | Co-op | DMS786 | 13.15 | Solar |  |  | Interconnected | Lakeville | 55044 | Dodd Park | 22FB03 | Residential | Production | 76986 | 2021 | 2021
20253-216164-01 | Dakota Electric Association | 15 | 25177 | Co-op | DMS800 | 7.67 | Solar |  |  | Interconnected | Lakeville | 55044 | Dodd Park | 22FB01 | Residential |  | 44226 | 2021 | 2021
20253-216164-01 | Dakota Electric Association | 15 | 25177 | Co-op | DMS817 | 9.31 | Solar |  |  | Interconnected | Burnsville | 55306 | Orchard Lake | 08FB01 | Residential | Production | 10000 | 2021 | 2022
20253-216164-01 | Dakota Electric Association | 15 | 25177 | Co-op | DMS819 | 10 | Solar |  |  | Interconnected | Apple Valley | 55124 | Fischer West | 11FB09 | Residential | Production | 27900 | 2021 | 2021
20253-216164-01 | Dakota Electric Association | 15 | 25177 | Co-op | DMS818 | 11.51 | Solar |  |  | Interconnected | Lakeville | 55044 | Dodd Park | 22FB06 | Residential | Production | 68796 | 2021 | 2021
20253-216164-01 | Dakota Electric Association | 15 | 25177 | Co-op | DMS788 | 13.05 | Solar |  |  | Interconnected | Lakeville | 55044 | Dakota Heights | 17FB03 | Residential | Production | 42484 | 2021 | 2022
20253-216164-01 | Dakota Electric Association | 15 | 25177 | Co-op | DMS837 | 10 | Solar |  |  | Interconnected | Farmington | 55024 | Vermillion River | 24FB02 | Residential | Production | 29146 | 2021 | 2022
20253-216164-01 | Dakota Electric Association | 15 | 25177 | Co-op | DMS806 | 6.03 | Solar |  |  | Interconnected | Farmington | 55024 | Lakeville | 25FB01 | Residential | Production | 34776 | 2021 | 2021
20253-216164-01 | Dakota Electric Association | 15 | 25177 | Co-op | DMS807 | 4.93 | Solar |  |  | Interconnected | Farmington | 55024 | Lakeville | 25FB05 | Residential | Production | 29808 | 2021 | 2021
20253-216164-01 | Dakota Electric Association | 15 | 25177 | Co-op | DMS812 | 9.86 | Solar |  |  | Interconnected | Farmington | 55024 | Dodd Park | 22FB06 | Residential | Production | 58968 | 2021 | 2021
20253-216164-01 | Dakota Electric Association | 15 | 25177 | Co-op | DMS804 | 6.58 | Solar |  |  | Interconnected | Lakeville | 55044 | Fischer West | 11FB12 | Residential | Production | 39744 | 2021 | 2021
20253-216164-01 | Dakota Electric Association | 15 | 25177 | Co-op | DMS814 | 3.84 | Solar |  |  | Interconnected | Lakeville | 55044 | Dodd Park | 22FB04 | Residential | Production | 23940 | 2021 | 2021
20253-216164-01 | Dakota Electric Association | 15 | 25177 | Co-op | DMS811 | 9.86 | Solar |  |  | Interconnected | Lakeville | 55044 | Kenrick | 26FB02 | Residential | Production | 57330 | 2021 | 2021
20253-216164-01 | Dakota Electric Association | 15 | 25177 | Co-op | DMS813 | 3.29 | Solar |  |  | Interconnected | Lakeville | 55044 | Dodd Park | 22FB04 | Residential | Production | 18810 | 2021 | 2021
20253-216164-01 | Dakota Electric Association | 15 | 25177 | Co-op | DMS809 | 3.29 | Solar |  |  | Interconnected | Lakeville | 55044 | Dodd Park | 22FB04 | Residential | Production | 20520 | 2021 | 2021
20253-216164-01 | Dakota Electric Association | 15 | 25177 | Co-op | DMS808 | 6.58 | Solar |  |  | Interconnected | Farmington | 55024 | Vermillion River | 24FB06 | Residential | Production | 38088 | 2021 | 2021
20253-216164-01 | Dakota Electric Association | 15 | 25177 | Co-op | DMS802 | 6.38 | Solar |  |  | Interconnected | Lakeville | 55044 | Dodd Park | 22FB03 | Residential | Production | 27491 | 2021 | 2021
20253-216164-01 | Dakota Electric Association | 15 | 25177 | Co-op | DMS803 | 7.67 | Solar |  |  | Interconnected | Lakeville | 55044 | Lakeville | 25FB01 | Residential | Production | 44226 | 2021 | 2021
20253-216164-01 | Dakota Electric Association | 15 | 25177 | Co-op | DMS805 | 4.38 | Solar |  |  | Interconnected | Farmington | 55024 | Lakeville | 25FB01 | Residential | Production | 27360 | 2021 | 2022
20253-216164-01 | Dakota Electric Association | 15 | 25177 | Co-op | DMS827 | 9.07 | Solar |  |  | Interconnected | Lakeville | 55044 | Ritter Park | 27FB04 | Residential | Production | 49939 | 2021 | 2021
20253-216164-01 | Dakota Electric Association | 15 | 25177 | Co-op | DMS825 | 10.12 | Solar |  |  | Interconnected | Eagan | 55122 | Deerwood | 12FB01 | Residential | Production | 30688 | 2021 | 2021
20253-216164-01 | Dakota Electric Association | 15 | 25177 | Co-op | DMS821 | 6.67 | Solar |  |  | Interconnected | Apple Valley | 55124 | Fischer West | 11FB09 | Residential | Production | 41717 | 2021 | 2021
20253-216164-01 | Dakota Electric Association | 15 | 25177 | Co-op | DMS823 | 7.12 | Solar |  |  | Interconnected | Apple Valley | 55124 | Lakeville | 25FB05 | Residential | Production | 41652 | 2021 | 2021
20253-216164-01 | Dakota Electric Association | 15 | 25177 | Co-op | DMS820 | 4.93 | Solar |  |  | Interconnected | Farmington | 55024 | Vermillion River | 24FB06 | Residential | Production | 28152 | 2021 | 2021
20253-216164-01 | Dakota Electric Association | 15 | 25177 | Co-op | DMS822 | 8.22 | Solar |  |  | Interconnected | Farmington | 55024 | Dodd Park | 22FB03 | Residential | Production | 49140 | 2021 | 2021
20253-216164-01 | Dakota Electric Association | 15 | 25177 | Co-op | DMS826 | 20 | Solar |  |  | Withdrawn | Northfield | 55057 | Castle Rock | 04FB04 | Residential | Production | 99724 | 2021
20253-216164-01 | Dakota Electric Association | 15 | 25177 | Co-op | DMS824 | 10 | Solar |  |  | Interconnected | Farmington | 55024 | Vermillion River | 24FB01 | Residential | Production | 29470.5 | 2021 | 2021
20253-216164-01 | Dakota Electric Association | 15 | 25177 | Co-op | DMS861 | 7.97 | Solar |  |  | Interconnected | Eagan | 55122 | River Hills East | 09FB02 | Residential | Production | 30000 | 2021 | 2022
20253-216164-01 | Dakota Electric Association | 15 | 25177 | Co-op | DMS838 | 20 | Solar |  |  | Interconnected | Burnsville | 55306 | Orchard Lake | 08FB03 | Residential | Production | 69324 | 2021 | 2022
20253-216164-01 | Dakota Electric Association | 15 | 25177 | Co-op | DMS835 | 15 | Solar |  |  | Interconnected | Lakeville | 55044 | Ritter Park | 27FB04 | Residential | Production | 45066 | 2021 | 2021
20253-216164-01 | Dakota Electric Association | 15 | 25177 | Co-op | DMS843 | 8.22 | Solar |  |  | Interconnected | Lakeville | 55044 | Lakeville | 25FB03 | Residential | Production | 47502 | 2021 | 2021
20253-216164-01 | Dakota Electric Association | 15 | 25177 | Co-op | DMS836 | 7.12 | Solar |  |  | Interconnected | Lakeville | 55044 | Dodd Park | 22FB06 | Residential | Production | 42588 | 2021 | 2021
20253-216164-01 | Dakota Electric Association | 15 | 25177 | Co-op | DMS842 | 3.29 | Solar |  |  | Interconnected | Farmington | 55024 | Vermillion River | 24FB06 | Residential | Production | 18810 | 2021 | 2022
20253-216164-01 | Dakota Electric Association | 15 | 25177 | Co-op | DMS832 | 14.21 | Solar |  |  | Interconnected | Rosemount | 55068 | Lebanon Hills | 16FB06 | Residential | Production | 42875 | 2021 | 2021
20253-216164-01 | Dakota Electric Association | 15 | 25177 | Co-op | DMS840 | 8.22 | Solar |  |  | Interconnected | Lakeville | 55044 | Dodd Park | 22FB01 | Residential | Production | 49140 | 2021 | 2021
20253-216164-01 | Dakota Electric Association | 15 | 25177 | Co-op | DMS841 | 7.12 | Solar |  |  | Interconnected | Rosemount | 55068 | Dodd Park | 22FB02 | Residential | Production | 41400 | 2021 | 2021
20253-216164-01 | Dakota Electric Association | 15 | 25177 | Co-op | DMS834 | 10.73 | Solar |  |  | Interconnected | Lakeville | 55044 | Ritter Park | 27FB04 | Residential | Production | 42172 | 2021 | 2021
20253-216164-01 | Dakota Electric Association | 15 | 25177 | Co-op | DMS839 | 5.8 | Solar |  |  | Interconnected | Eagan | 55122 | River Hills East | 09FB02 | Residential | Production | 30355 | 2021 | 2022
20253-216164-01 | Dakota Electric Association | 15 | 25177 | Co-op | DMS855 | 11.47 | Solar |  |  | Interconnected | Apple Valley | 55124 | Lakeville | 25FB06 | Residential | Production | 35000 | 2021 | 2021
20253-216164-01 | Dakota Electric Association | 15 | 25177 | Co-op | DMS829 | 6.96 | Solar |  |  | Interconnected | Eagan | 55122 | Deerwood | 12FB01 | Residential | Production | 30000 | 2021 | 2022
20253-216164-01 | Dakota Electric Association | 15 | 25177 | Co-op | DMS991 | 30 | Solar |  |  | Interconnected | Webster | 55088 | Lake Marion | 15FB04 | Residential | Production | 98000 | 2021 | 2022
20253-216164-01 | Dakota Electric Association | 15 | 25177 | Co-op | DMS831 | 6.38 | Solar |  |  | Interconnected | Eagan | 55123 | Lebanon Hills | 16FB03 | Residential | Production | 32868 | 2021 | 2021
20253-216164-01 | Dakota Electric Association | 15 | 25177 | Co-op | DMS828 | 4.93 | Solar |  |  | Interconnected | Farmington | 55024 | Dodd Park | 22FB06 | Residential | Production | 28152 | 2021 | 2021
20253-216164-01 | Dakota Electric Association | 15 | 25177 | Co-op | DMS830 | 7.67 | Solar |  |  | Interconnected | Lakeville | 55044 | Lakeville | 25FB04 | Residential | Production | 44226 | 2021 | 2021
20253-216164-01 | Dakota Electric Association | 15 | 25177 | Co-op | DMS849 | 38.4 | Solar |  |  | Interconnected | Northfield | 55057 | Castle Rock | 04FB04 | Residential | Production | 129000 | 2021 | 2022
20253-216164-01 | Dakota Electric Association | 15 | 25177 | Co-op | DMS702 | 5 | Solar |  |  | Withdrawn | Hampton | 55301 | Miesville | 07FB05 | Residential | Production | 30855 | 2021
20253-216164-01 | Dakota Electric Association | 15 | 25177 | Co-op | DMS844 | 11.6 | Solar |  |  | Interconnected | Eagan | 55123 | Deerwood | 12FB02 | Residential | Production | 49400 | 2021 | 2022
20253-216164-01 | Dakota Electric Association | 15 | 25177 | Co-op | DMS846 | 5.22 | Solar |  |  | Interconnected | Burnsville | 55337 | Colonial Hills North | 13FB09 | Residential | Production | 20380 | 2021 | 2022
20253-216164-01 | Dakota Electric Association | 15 | 25177 | Co-op | DMS847 | 5.48 | Solar |  |  | Interconnected | Eagan | 55123 | Eagan | 06FB05 | Residential | Production | 31464 | 2021 | 2021
20253-216164-01 | Dakota Electric Association | 15 | 25177 | Co-op | DMS864 | 15.66 | Solar |  |  | Interconnected | Apple Valley | 55124 | Fischer East | 11FB04 | Residential | Production | 65550 | 2021 | 2021
20253-216164-01 | Dakota Electric Association | 15 | 25177 | Co-op | DMS845 | 9.42 | Solar |  |  | Interconnected | Inver Grove Heights | 55077 | Eagan | 06FB05 | Residential | Production | 50886 | 2021 | 2021
20253-216164-01 | Dakota Electric Association | 15 | 25177 | Co-op | DMS880 | 10 | Solar |  |  | Interconnected | Burnsville | 55306 | Burnscott | 31FB03 | Residential | Production | 51025 | 2021 | 2022
20253-216164-01 | Dakota Electric Association | 15 | 25177 | Co-op | DMS851 | 7.67 | Solar |  |  | Interconnected | Apple Valley | 55124 | Fischer West | 11FB10 | Residential | Production | 45864 | 2021 | 2021
20253-216164-01 | Dakota Electric Association | 15 | 25177 | Co-op | DMS852 | 3.29 | Solar |  |  | Interconnected | Apple Valley | 55124 | Burnsville South | 05FB02 | Residential | Production | 18810 | 2021 | 2021
20253-216164-01 | Dakota Electric Association | 15 | 25177 | Co-op | DMS853 | 7.67 | Solar |  |  | Interconnected | Burnsville | 55306 | Burnsville North | 05FB03 | Residential | Production | 45864 | 2021 | 2022
20253-216164-01 | Dakota Electric Association | 15 | 25177 | Co-op | DMS854 | 8.77 | Solar |  |  | Interconnected | Eagan | 55123 | Lebanon Hills | 16FB02 | Residential |  | 52416 | 2021 | 2021
20253-216164-01 | Dakota Electric Association | 15 | 25177 | Co-op | DMS850 | 10 | Solar |  |  | Interconnected | Eagan | 55122 | Deerwood | 12FB02 | Residential | Production | 28500 | 2021 | 2021
20253-216164-01 | Dakota Electric Association | 15 | 25177 | Co-op | DMS874 | 6.58 | Solar |  |  | Interconnected | Apple Valley | 55124 | Fischer East | 11FB08 | Residential | Production | 39744 | 2021 | 2022
20253-216164-01 | Dakota Electric Association | 15 | 25177 | Co-op | DMS875 | 10.41 | Solar |  |  | Interconnected | Apple Valley | 55124 | Fischer East | 11FB08 | Residential | Production | 62244 | 2021 | 2022
20253-216164-01 | Dakota Electric Association | 15 | 25177 | Co-op | DMS872 | 6.03 | Solar |  |  | Interconnected | Lakeville | 55044 | Dodd Park | 22FB04 | Residential | Production | 36432 | 2021 | 2022
20253-216164-01 | Dakota Electric Association | 15 | 25177 | Co-op | DMS883 | 3.8 | Solar |  |  | Interconnected | Eagan | 55123 | Eagan | 06FB05 | Residential | Production | 39997 | 2021 | 2022
20253-216164-01 | Dakota Electric Association | 15 | 25177 | Co-op | DMS870 | 6.38 | Solar |  |  | Interconnected | Apple Valley | 55124 | Fischer West | 11FB01 | Residential | Production | 39880 | 2021 | 2022
20253-216164-01 | Dakota Electric Association | 15 | 25177 | Co-op | DMS869 | 5.8 | Solar |  |  | Interconnected | Eagan | 55123 | Lebanon Hills | 16FB04 | Residential | Production | 44167 | 2021 | 2021
20253-216164-01 | Dakota Electric Association | 15 | 25177 | Co-op | DMS865 | 4.93 | Solar |  |  | Interconnected | Rosemount | 55068 | Lebanon Hills | 16FB03 | Residential | Production | 29808 | 2021 | 2021
20253-216164-01 | Dakota Electric Association | 15 | 25177 | Co-op | DMS868 | 6.03 | Solar |  |  | Interconnected | Apple Valley | 55124 | Burnsville South | 05FB02 | Residential | Production | 34776 | 2021 | 2022
20253-216164-01 | Dakota Electric Association | 15 | 25177 | Co-op | DMS867 | 12.56 | Solar |  |  | Interconnected | Farmington | 55024 | Dodd Park | 22FB06 | Residential | Production | 43156 | 2021 | 2022
20253-216164-01 | Dakota Electric Association | 15 | 25177 | Co-op | DMS866 | 8.99 | Solar |  |  | Interconnected | Apple Valley | 55124 | Burnsville North | 05FB03 | Residential | Production | 51983 | 2021 | 2022
20253-216164-01 | Dakota Electric Association | 15 | 25177 | Co-op | DMS888 | 11.4 | Solar |  |  | Interconnected | Eagan | 55122 | Pilot Knob | 19FB04 | Residential | Production | 70000 | 2021 | 2022
20253-216164-01 | Dakota Electric Association | 15 | 25177 | Co-op | DMS986 | 10 | Storage |  |  | Interconnected | Eagan | 55122 | Pilot Knob | 19FB04 | Residential |  |  | 2021 | 2022
20253-216164-01 | Dakota Electric Association | 15 | 25177 | Co-op | DMS863 | 8.77 | Solar |  |  | Interconnected | Lakeville | 55044 | Lakeville | 25FB05 | Residential | Production | 52416 | 2021 | 2022
20253-216164-01 | Dakota Electric Association | 15 | 25177 | Co-op | DMS859 | 4.64 | Solar |  |  | Interconnected | Lakeville | 55044 | Dodd Park | 22FB04 | Residential | Production | 17160 | 2021 | 2022
20253-216164-01 | Dakota Electric Association | 15 | 25177 | Co-op | DMS862 | 12.55 | Solar |  |  | Interconnected | Lakeville | 55044 | Dodd Park | 22FB01 | Residential | Production | 35000 | 2021 | 2022
20253-216164-01 | Dakota Electric Association | 15 | 25177 | Co-op | DMS857 | 8.37 | Solar |  |  | Interconnected | Eagan | 55122 | Deerwood | 12FB04 | Residential | Production | 29128 | 2021 | 2022
20253-216164-01 | Dakota Electric Association | 15 | 25177 | Co-op | DMS858 | 5.22 | Solar |  |  | Withdrawn | Eagan | 55123 | Eagan | 06FB04 | Residential | Production | 20437 | 2021
20253-216164-01 | Dakota Electric Association | 15 | 25177 | Co-op | DMS860 | 6.38 | Solar |  |  | Interconnected | Farmington | 55024 | Vermillion River | 24FB06 | Residential | Production | 22000 | 2021 | 2022
20253-216164-01 | Dakota Electric Association | 15 | 25177 | Co-op | DMS884 | 7.83 | Solar |  |  | Interconnected | Lakeville | 55044 | Dodd Park | 22FB04 | Residential | Production | 32719 | 2021 | 2022
20253-216164-01 | Dakota Electric Association | 15 | 25177 | Co-op | DMS882 | 4.64 | Solar |  |  | Interconnected | Apple Valley | 55124 | Fischer West | 11FB10 | Residential | Production | 12800 | 2021 | 2022
20253-216164-01 | Dakota Electric Association | 15 | 25177 | Co-op | DMS881 | 7.68 | Solar |  |  | Interconnected | Lakeville | 55044 | Dodd Park | 22FB04 | Residential | Production | 34000 | 2021 | 2022
20253-216164-01 | Dakota Electric Association | 15 | 25177 | Co-op | DMS890 | 5.22 | Solar |  |  | Interconnected | Lakeville | 55044 | Dakota Heights | 17FB02 | Residential | Production | 24000 | 2021 | 2022
20253-216164-01 | Dakota Electric Association | 15 | 25177 | Co-op | DMS1006 | 5.12 | Storage |  |  | Interconnected | Lakeville | 55044 | Dakota Heights | 17FB02 | Residential |  |  | 2021 | 2022
20253-216164-01 | Dakota Electric Association | 15 | 25177 | Co-op | DMS878 | 3.8 | Solar |  |  | Interconnected | Apple Valley | 55124 | Fischer West | 11FB09 | Residential | Production | 41008 | 2021 | 2022
20253-216164-01 | Dakota Electric Association | 15 | 25177 | Co-op | DMS879 | 11.89 | Solar |  |  | Interconnected | Eagan | 55123 | Lebanon Hills | 16FB04 | Residential | Production | 45000 | 2021 | 2022
20253-216164-01 | Dakota Electric Association | 15 | 25177 | Co-op | DMS876 | 14.65 | Solar |  |  | Interconnected | Eagan | 55122 | Deerwood | 12FB02 | Residential | Production | 44688 | 2021 | 2022
20253-216164-01 | Dakota Electric Association | 15 | 25177 | Co-op | DMS887 | 4.35 | Solar |  |  | Interconnected | Eagan | 55122 | Pilot Knob | 19FB05 | Residential | Production | 17806 | 2021 | 2022
20253-216164-01 | Dakota Electric Association | 15 | 25177 | Co-op | DMS886 | 10 | Solar |  |  | Interconnected | Lakeville | 55044 | Dodd Park | 22FB03 | Residential | Production | 37080 | 2021 | 2022
20253-216164-01 | Dakota Electric Association | 15 | 25177 | Co-op | DMS945 | 10.44 | Solar |  |  | Interconnected | Eagan | 55123 | Lebanon Hills | 16FB01 | Residential | Production | 57255 | 2021 | 2022
20253-216164-01 | Dakota Electric Association | 15 | 25177 | Co-op | DMS893 | 13.92 | Solar |  |  | Interconnected | Farmington | 55024 | Castle Rock | 04FB04 | Residential | Production | 51433 | 2021 | 2022
20253-216164-01 | Dakota Electric Association | 15 | 25177 | Co-op | DMS934 | 6.96 | Solar |  |  | Interconnected | Eagan | 55122 | Pilot Knob | 19FB05 | Residential | Production | 32304 | 2021 | 2022
20253-216164-01 | Dakota Electric Association | 15 | 25177 | Co-op | DMS905 | 6 | Solar |  |  | Interconnected | Lakeville | 55044 | Ritter Park | 27FB04 | Residential | Production | 33172.97 | 2021 | 2022
20253-216164-01 | Dakota Electric Association | 15 | 25177 | Co-op | DMS885 | 8.41 | Solar |  |  | Interconnected | Burnsville | 55337 | Burnsville North | 05FB01 | Residential | Production | 18145 | 2021 | 2022
20253-216164-01 | Dakota Electric Association | 15 | 25177 | Co-op | DMS894 | 6.38 | Solar |  |  | Interconnected | Hastings | 55033 | Hastings | 03FB01 | Residential | Production | 26641 | 2021 | 2022
20253-216164-01 | Dakota Electric Association | 15 | 25177 | Co-op | DMS901 | 4.38 | Solar |  |  | Interconnected | Eagan | 55123 | Wescott West | 20FB04 | Residential | Production | 27360 | 2021 | 2022
20253-216164-01 | Dakota Electric Association | 15 | 25177 | Co-op | DMS895 | 4.38 | Solar |  |  | Interconnected | Lakeville | 55044 | Lakeville | 25FB03 | Residential | Production | 25650 | 2021 | 2022
20253-216164-01 | Dakota Electric Association | 15 | 25177 | Co-op | DMS926 | 6.58 | Solar |  |  | Interconnected | Burnsville | 55306 | Dakota Heights | 17FB01 | Residential | Production | 38088 | 2021 | 2022
20253-216164-01 | Dakota Electric Association | 15 | 25177 | Co-op | DMS900 | 4.93 | Solar |  |  | Interconnected | Apple Valley | 55124 | Fischer East | 11FB04 | Residential | Production | 19000 | 2021 | 2022
20253-216164-01 | Dakota Electric Association | 15 | 25177 | Co-op | DMS896 | 6.67 | Solar |  |  | Interconnected | Eagan | 55122 | Eagan | 06FB02 | Residential | Production | 26350 | 2021 | 2022
20253-216164-01 | Dakota Electric Association | 15 | 25177 | Co-op | DMS897 | 10.73 | Solar |  |  | Interconnected | Farmington | 55024 | Dodd Park | 22FB06 | Residential | Production | 41135 | 2021 | 2022
20253-216164-01 | Dakota Electric Association | 15 | 25177 | Co-op | DMS898 | 8.12 | Solar |  |  | Interconnected | Lakeville | 55044 | Lakeville | 25FB03 | Residential | Production | 33680 | 2021 | 2022
20253-216164-01 | Dakota Electric Association | 15 | 25177 | Co-op | DMS899 | 11.02 | Solar |  |  | Interconnected | Inver Grove Heights | 55077 | Barnes Grove | 28FB01 | Residential | Production | 44390 | 2021 | 2021
20253-216164-01 | Dakota Electric Association | 15 | 25177 | Co-op | DMS902 | 5.22 | Solar |  |  | Interconnected | Eagan | 55123 | Eagan | 06FB05 | Residential | Production | 14400 | 2021 | 2022
20253-216164-01 | Dakota Electric Association | 15 | 25177 | Co-op | DMS916 | 9.86 | Solar |  |  | Interconnected | Lakeville | 55044 | Ritter Park | 27FB04 | Residential | Production | 56938 | 2021 | 2022
20253-216164-01 | Dakota Electric Association | 15 | 25177 | Co-op | DMS906 | 3.19 | Solar |  |  | Interconnected | Inver Grove Heights | 55077 | Barnes Grove | 28FB03 | Residential | Production | 9000 | 2021 | 2022
20253-216164-01 | Dakota Electric Association | 15 | 25177 | Co-op | DMS911 | 10.41 | Solar |  |  | Interconnected | Rosemount | 55068 | Dodd Park | 22FB02 | Residential | Production | 62244 | 2021 | 2022
20253-216164-01 | Dakota Electric Association | 15 | 25177 | Co-op | DMS915 | 5 | Solar |  |  | Interconnected | Eagan | 55122 | River Hills East | 09FB03 | Residential | Production | 16492 | 2021 | 2022
20253-216164-01 | Dakota Electric Association | 15 | 25177 | Co-op | DMS930 | 13.92 | Solar |  |  | Withdrawn | Inver Grove Heights | 55077 | Barnes Grove | 28FB01 | Residential |  | 87809 | 2021
20253-216164-01 | Dakota Electric Association | 15 | 25177 | Co-op | DMS988 | 7.68 | Storage |  |  | Withdrawn | Inver Grove Heights | 55077 | Barnes Grove | 28FB01 | Residential |  |  | 2021
20253-216164-01 | Dakota Electric Association | 15 | 25177 | Co-op | DMS908 | 5 | Solar |  |  | Interconnected | Eagan | 55123 | Lebanon Hills | 16FB03 | Residential | Production | 16588 | 2021 | 2022
20253-216164-01 | Dakota Electric Association | 15 | 25177 | Co-op | DMS5409APP | 7.7 | Solar |  |  | Withdrawn | Rosemount | 55068 | Lebanon Hills | 16FB03 | Residential | Production | 29172 | 2021
20253-216164-01 | Dakota Electric Association | 15 | 25177 | Co-op | DMS914 | 11.4 | Solar |  |  | Interconnected | Farmington | 55024 | Dodd Park | 22FB03 | Residential | Production | 38316 | 2021 | 2022
20253-216164-01 | Dakota Electric Association | 15 | 25177 | Co-op | DMS912 | 9.1 | Solar |  |  | Interconnected | Eagan | 55122 | Deerwood | 12FB05 | Residential | Production | 36600 | 2021 | 2022
20253-216164-01 | Dakota Electric Association | 15 | 25177 | Co-op | DMS913 | 11.31 | Solar |  |  | Interconnected | Eagan | 55123 | Wescott West | 20FB04 | Residential | Production | 45393 | 2021 | 2022
20253-216164-01 | Dakota Electric Association | 15 | 25177 | Co-op | DMS910 | 8.12 | Solar |  |  | Interconnected | Lakeville | 55044 | Ritter Park | 27FB04 | Residential | Production | 30440 | 2021 | 2022
20253-216164-01 | Dakota Electric Association | 15 | 25177 | Co-op | DMS907 | 8.12 | Solar |  |  | Interconnected | Apple Valley | 55124 | Fischer West | 11FB12 | Residential | Production | 30740 | 2021 | 2022
20253-216164-01 | Dakota Electric Association | 15 | 25177 | Co-op | DMS953 | 13.61 | Solar |  |  | Interconnected | Lakeville | 55044 | Ritter Park | 27FB04 | Residential | Production | 39971 | 2021 | 2022
20253-216164-01 | Dakota Electric Association | 15 | 25177 | Co-op | DMS927 | 12.18 | Solar |  |  | Interconnected | Burnsville | 55306 | Orchard Lake | 08FB01 | Residential | Production | 60837 | 2021 | 2022
20253-216164-01 | Dakota Electric Association | 15 | 25177 | Co-op | DMS923 | 6.67 | Solar |  |  | Interconnected | Eagan | 55122 | Deerwood | 12FB01 | Residential | Production | 15000 | 2021 | 2022
20253-216164-01 | Dakota Electric Association | 15 | 25177 | Co-op | DMS924 | 5.51 | Solar |  |  | Interconnected | Burnsville | 55337 | Colonial Hills South | 13FB06 | Residential | Production | 20643 | 2021 | 2022
20253-216164-01 | Dakota Electric Association | 15 | 25177 | Co-op | DMS939 | 7.6 | Solar |  |  | Interconnected | Lakeville | 55044 | Kenrick | 26FB02 | Residential | Production | 43591.22 | 2021 | 2022
20253-216164-01 | Dakota Electric Association | 15 | 25177 | Co-op | DMS918 | 4.64 | Solar |  |  | Interconnected | Burnsville | 55337 | Burnsville North | 05FB01 | Residential | Production | 20773 | 2021 | 2022
20253-216164-01 | Dakota Electric Association | 15 | 25177 | Co-op | DMS925 | 34.9 | Solar |  |  | Interconnected | Northfield | 55057 | Castle Rock | 04FB02 | Commercial |  | 129800 | 2021 | 2022
20253-216164-01 | Dakota Electric Association | 15 | 25177 | Co-op | DMS921 | 6.09 | Solar |  |  | Interconnected | Lakeville | 55044 | Dodd Park | 22FB04 | Residential | Production | 23438 | 2021 | 2022
20253-216164-01 | Dakota Electric Association | 15 | 25177 | Co-op | DMS919 | 5.22 | Solar |  |  | Interconnected | Eagan | 55122 | Deerwood | 12FB02 | Residential | Production | 24688 | 2021 | 2022
20253-216164-01 | Dakota Electric Association | 15 | 25177 | Co-op | DMS922 | 7.54 | Solar |  |  | Interconnected | Lakeville | 55044 | Dodd Park | 22FB06 | Residential | Production | 41558 | 2021 | 2022
20253-216164-01 | Dakota Electric Association | 15 | 25177 | Co-op | DMS935 | 12.56 | Solar |  |  | Interconnected | Eagan | 55123 | Yankee Doodle North | 10FB07 | Residential | Production | 45273 | 2021 | 2022
20253-216164-01 | Dakota Electric Association | 15 | 25177 | Co-op | DMS920 | 6.09 | Solar |  |  | Interconnected | Lakeville | 55044 | Dodd Park | 22FB05 | Residential | Production | 26908 | 2021 | 2022
20253-216164-01 | Dakota Electric Association | 15 | 25177 | Co-op | DMS917 | 6.67 | Solar |  |  | Interconnected | Eagan | 55123 | Lebanon Hills | 16FB05 | Residential | Production | 33997 | 2021 | 2022
20253-216164-01 | Dakota Electric Association | 15 | 25177 | Co-op | DMS936 | 4.93 | Solar |  |  | Interconnected | Lakeville | 55044 | Lakeville | 25FB03 | Residential | Production | 28152 | 2021 | 2022
20253-216164-01 | Dakota Electric Association | 15 | 25177 | Co-op | DMS966 | 6.96 | Solar |  |  | Interconnected | Lakeville | 55044 | Dakota Heights | 17FB04 | Residential | Production | 28578 | 2021 | 2022
20253-216164-01 | Dakota Electric Association | 15 | 25177 | Co-op | DMS932 | 4.35 | Solar |  |  | Interconnected | Burnsville | 55337 | Burnsville North | 05FB01 | Residential | Production | 17877 | 2021 | 2022
20253-216164-01 | Dakota Electric Association | 15 | 25177 | Co-op | DMS929 | 18.14 | Solar |  |  | Withdrawn | Inver Grove Heights | 55077 | Lebanon Hills | 16FB01 | Residential | Production | 64064 | 2021
20253-216164-01 | Dakota Electric Association | 15 | 25177 | Co-op | DMS970 | 15.2 | Solar |  |  | Interconnected | Eagan | 55122 | Deerwood | 12FB05 | Residential | Production | 32800 | 2021 | 2022
20253-216164-01 | Dakota Electric Association | 15 | 25177 | Co-op | DMS933 | 10 | Solar |  |  | Interconnected | Hastings | 55033 | Marshan | 18FB04 | Residential | Production | 25000 | 2021 | 2022
20253-216164-01 | Dakota Electric Association | 15 | 25177 | Co-op | DMS931 | 14.65 | Solar |  |  | Interconnected | Inver Grove Heights | 55077 | Barnes Grove | 28FB03 | Residential | Production | 51500 | 2021 | 2022
20253-216164-01 | Dakota Electric Association | 15 | 25177 | Co-op | DMS961 | 13.63 | Solar |  |  | Interconnected | Inver Grove Heights | 55077 | Lebanon Hills | 16FB03 | Residential | Production | 57650 | 2021 | 2022
20253-216164-01 | Dakota Electric Association | 15 | 25177 | Co-op | DMS928 | 8.41 | Solar |  |  | Interconnected | Apple Valley | 55124 | Fischer East | 11FB08 | Residential | Production | 42079 | 2021 | 2022
20253-216164-01 | Dakota Electric Association | 15 | 25177 | Co-op | DMS971 | 10 | Solar |  |  | Interconnected | Burnsville | 55337 | Burnsville North | 05FB05 | Residential | Production | 30680 | 2021 | 2022
20253-216164-01 | Dakota Electric Association | 15 | 25177 | Co-op | DMS943 | 6.96 | Solar |  |  | Interconnected | Lakeville | 55044 | Dakota Heights | 17FB04 | Residential | Production | 27725 | 2021 | 2022
20253-216164-01 | Dakota Electric Association | 15 | 25177 | Co-op | DMS949 | 8.37 | Solar |  |  | Interconnected | Inver Grove Heights | 55077 | Yankee Doodle South | 10FB06 | Residential | Production | 39606 | 2021 | 2022
20253-216164-01 | Dakota Electric Association | 15 | 25177 | Co-op | DMS982 | 8.7 | Solar |  |  | Interconnected | Burnsville | 55337 | Burnsville North | 05FB05 | Residential | Production | 32496 | 2021 | 2022
20253-216164-01 | Dakota Electric Association | 15 | 25177 | Co-op | DMS972 | 8.7 | Solar |  |  | Interconnected | Hastings | 55033 | Marshan | 18FB02 | Residential | Production | 40909 | 2021 | 2023
20253-216164-01 | Dakota Electric Association | 15 | 25177 | Co-op | DMS960 | 6.96 | Solar |  |  | Interconnected | Apple Valley | 55124 | Burnsville South | 05FB02 | Residential | Production | 34811 | 2021 | 2022
20253-216164-01 | Dakota Electric Association | 15 | 25177 | Co-op | DMS981 | 7.32 | Solar |  |  | Interconnected | Apple Valley | 55124 | Pilot Knob | 19FB04 | Residential | Production | 28620 | 2021 | 2022
20253-216164-01 | Dakota Electric Association | 15 | 25177 | Co-op | DMS980 | 6.38 | Solar |  |  | Interconnected | Lakeville | 55044 | Lakeville | 25FB01 | Residential | Production | 25791 | 2021 | 2022
20253-216164-01 | Dakota Electric Association | 15 | 25177 | Co-op | DMS973 | 8.41 | Solar |  |  | Interconnected | Eagan | 55122 | Deerwood | 12FB02 | Residential | Production | 36516 | 2021 | 2022
20253-216164-01 | Dakota Electric Association | 15 | 25177 | Co-op | DMS968 | 6.38 | Solar |  |  | Interconnected | Lakeville | 55044 | Fischer West | 11FB12 | Residential | Production | 33109 | 2021 | 2022
20253-216164-01 | Dakota Electric Association | 15 | 25177 | Co-op | DMS969 | 6.09 | Solar |  |  | Interconnected | Apple Valley | 55124 | Apple Valley | 21FB03 | Residential | Production | 34241 | 2021 | 2022
20253-216164-01 | Dakota Electric Association | 15 | 25177 | Co-op | DMS952 | 6.09 | Solar |  |  | Interconnected | Apple Valley | 55124 | River Hills West | 09FB05 | Residential | Production | 23189 | 2021 | 2022
20253-216164-01 | Dakota Electric Association | 15 | 25177 | Co-op | DMS978 | 7.25 | Solar |  |  | Interconnected | Eagan | 55123 | Lebanon Hills | 16FB03 | Residential | Production | 32096 | 2021 | 2022
20253-216164-01 | Dakota Electric Association | 15 | 25177 | Co-op | DMS974 | 3.48 | Solar |  |  | Active Application | Apple Valley | 55124 | Lakeville | 25FB06 | Residential | Production | 15524 | 2021
20253-216164-01 | Dakota Electric Association | 15 | 25177 | Co-op | DMS977 | 7.83 | Solar |  |  | Interconnected | Lakeville | 55044 | Dodd Park | 22FB06 | Residential | Production | 30821 | 2021 | 2022
20253-216164-01 | Dakota Electric Association | 15 | 25177 | Co-op | DMS975 | 8.12 | Solar |  |  | Interconnected | Eagan | 55123 | Yankee Doodle North | 10FB03 | Residential | Production | 33326 | 2021 | 2022
20253-216164-01 | Dakota Electric Association | 15 | 25177 | Co-op | DMS955 | 12.18 | Solar |  |  | Interconnected | Burnsville | 55337 | Burnsville South | 05FB06 | Residential | Production | 77548 | 2021 | 2022
20253-216164-01 | Dakota Electric Association | 15 | 25177 | Co-op | DMS979 | 5.8 | Solar |  |  | Interconnected | Lakeville | 55044 | Dodd Park | 22FB04 | Residential | Production | 24330 | 2021 | 2022
20253-216164-01 | Dakota Electric Association | 15 | 25177 | Co-op | DMS976 | 10.15 | Solar |  |  | Interconnected | Rosemount | 55068 | Lebanon Hills | 16FB06 | Residential | Production | 77871 | 2021 | 2022
20253-216164-01 | Dakota Electric Association | 15 | 25177 | Co-op | DMS989 | 3.84 | Storage |  |  | Interconnected | Rosemount | 55068 | Lebanon Hills | 16FB06 | Residential |  |  | 2021 | 2022
20253-216164-01 | Dakota Electric Association | 15 | 25177 | Co-op | DMS947 | 9.28 | Solar |  |  | Interconnected | Lakeville | 55044 | Lakeville | 25FB03 | Residential | Production | 34007 | 2021 | 2022
20253-216164-01 | Dakota Electric Association | 15 | 25177 | Co-op | DMS967 | 14.79 | Solar |  |  | Interconnected | Burnsville | 55337 | Burnsville South | 05FB08 | Residential | Production | 70554 | 2021 | 2022
20253-216164-01 | Dakota Electric Association | 15 | 25177 | Co-op | DMS965 | 6.38 | Solar |  |  | Interconnected | Eagan | 55123 | Lebanon Hills | 16FB01 | Residential | Production | 23856 | 2021 | 2022
20253-216164-01 | Dakota Electric Association | 15 | 25177 | Co-op | DMS964 | 7.83 | Solar |  |  | Interconnected | Lakeville | 55044 | Dodd Park | 22FB04 | Residential | Production | 30821 | 2021 | 2022
20253-216164-01 | Dakota Electric Association | 15 | 25177 | Co-op | DMS950 | 8.41 | Solar |  |  | Interconnected | Apple Valley | 55124 | Apple Valley | 21FB01 | Residential | Production | 33295 | 2021 | 2022
20253-216164-01 | Dakota Electric Association | 15 | 25177 | Co-op | DMS944 | 3.48 | Solar |  |  | Interconnected | Apple Valley | 55124 | Pilot Knob | 19FB04 | Residential | Production | 15574 | 2021 | 2022
20253-216164-01 | Dakota Electric Association | 15 | 25177 | Co-op | DMS963 | 4.93 | Solar |  |  | Interconnected | Farmington | 55024 | Vermillion River | 24FB01 | Residential | Production | 26079 | 2021 | 2022
20253-216164-01 | Dakota Electric Association | 15 | 25177 | Co-op | DMS962 | 5.51 | Solar |  |  | Interconnected | Lakeville | 55024 | Lakeville | 25FB03 | Residential | Production | 23449 | 2021 | 2022
20253-216164-01 | Dakota Electric Association | 15 | 25177 | Co-op | DMS946 | 4.35 | Solar |  |  | Interconnected | Lakeville | 55044 | Dodd Park | 22FB04 | Residential | Production | 28975 | 2021 | 2022
20253-216164-01 | Dakota Electric Association | 15 | 25177 | Co-op | DMS958 | 7.83 | Solar |  |  | Interconnected | Farmington | 55024 | Empire | 23FB01 | Residential | Production | 52453 | 2021 | 2022
20253-216164-01 | Dakota Electric Association | 15 | 25177 | Co-op | DMS942 | 6.96 | Solar |  |  | Withdrawn | Burnsville | 55337 | Burnsville South | 05FB08 | Residential | Production | 35350 | 2021
20253-216164-01 | Dakota Electric Association | 15 | 25177 | Co-op | DMS957 | 7.25 | Solar |  |  | Interconnected | Eagan | 55122 | Deerwood | 12FB01 | Residential | Production | 27620 | 2021 | 2022
20253-216164-01 | Dakota Electric Association | 15 | 25177 | Co-op | DMS959 | 8.7 | Solar |  |  | Interconnected | Burnsville | 55337 | Colonial Hills South | 13FB06 | Residential | Production | 35000 | 2021 | 2022
20253-216164-01 | Dakota Electric Association | 15 | 25177 | Co-op | DMS956 | 4.35 | Solar |  |  | Interconnected | Lakeville | 55044 | Dodd Park | 22FB04 | Residential | Production | 22263 | 2021 | 2022
20253-216164-01 | Dakota Electric Association | 15 | 25177 | Co-op | DMS938 | 26.6 | Solar |  |  | Withdrawn | Farmington | 55044 | Lake Marion | 15FB01 | Residential | Production | 240166 | 2021
20253-216164-01 | Dakota Electric Association | 15 | 25177 | Co-op | DMS954 | 10.44 | Solar |  |  | Interconnected | Eagan | 55123 | Wescott West | 20FB06 | Residential | Production | 40120 | 2021 | 2022
20253-216164-01 | Dakota Electric Association | 15 | 25177 | Co-op | DMS948 | 6.96 | Solar |  |  | Interconnected | Eagan | 55123 | Eagan | 06FB04 | Residential | Production | 37122 | 2021 | 2022
20253-216164-01 | Dakota Electric Association | 15 | 25177 | Co-op | DMS951 | 5.8 | Solar |  |  | Interconnected | Elko | 55020 | Lake Marion | 15FB04 | Residential | Production | 30860 | 2021 | 2022
20253-216164-01 | Dakota Electric Association | 15 | 25177 | Co-op | DMS941 | 11.4 | Solar |  |  | Interconnected | Lakeville | 55044 | Ritter Park | 27FB04 | Residential | Production | 39072 | 2021 | 2022
20253-216164-01 | Dakota Electric Association | 15 | 25177 | Co-op | DMS940 | 19.72 | Solar |  |  | Interconnected | Cannon Falls | 55009 | Byllesby | 02FB01 | Residential | Production | 100871 | 2021 | 2023
20253-216164-01 | Dakota Electric Association | 15 | 25177 | Co-op | APP3177 | 3.8 | Solar |  |  | Withdrawn | Burnsville | 55337 |  |  | Residential |  | 25008 | 2020
20253-216164-01 | Dakota Electric Association | 15 | 25177 | Co-op | DMS401 | 3.8 | Solar |  |  | Interconnected | Rosemount | 55068 | Dodd Park | 22FB02 | Residential | Production | 6320 | 2020 | 2021
20253-216164-01 | Dakota Electric Association | 15 | 25177 | Co-op | DMS509 | 6.03 | Solar |  |  | Interconnected | Lakeville | 55044 | Dakota Heights | 17FB02 | Residential | Production | 30146 | 2020 | 2021
20253-216164-01 | Dakota Electric Association | 15 | 25177 | Co-op | DMS436 | 4.93 | Solar |  |  | Interconnected | Farmington | 55024 | Vermillion River | 24FB06 | Residential | Production | 25024 | 2020 | 2021
20253-216164-01 | Dakota Electric Association | 15 | 25177 | Co-op | DMS375 | 10 | Solar |  |  | Interconnected | Farmington | 55024 | Dodd Park | 22FB03 | Residential | Production | 24656 | 2020 | 2020
20253-216164-01 | Dakota Electric Association | 15 | 25177 | Co-op | DMS504 | 4.38 | Solar |  |  | Interconnected | Lakeville | 55024 | Dodd Park | 22FB06 | Residential | Production | 24288 | 2020 | 2021
20253-216164-01 | Dakota Electric Association | 15 | 25177 | Co-op | DMS333 | 6 | Solar |  |  | Interconnected | Apple Valley | 55124 | Burnsville South | 05FB02 | Residential | Production | 17312.8 | 2020 | 2020
20253-216164-01 | Dakota Electric Association | 15 | 25177 | Co-op | DMS447 | 7.6 | Solar |  |  | Interconnected | Eagan | 55123 | Eagan | 06FB01 | Residential | Production | 10672 | 2020 | 2021
20253-216164-01 | Dakota Electric Association | 15 | 25177 | Co-op | DMS446 | 5.48 | Solar |  |  | Interconnected | Eagan | 55123 | Lebanon Hills | 16FB04 | Residential | Production | 27275 | 2020 | 2021
20253-216164-01 | Dakota Electric Association | 15 | 25177 | Co-op | DMS340 | 5 | Solar |  |  | Interconnected | Apple Valley | 55124 | Burnsville South | 05FB02 | Residential | Production | 36404 | 2020 | 2020
20253-216164-01 | Dakota Electric Association | 15 | 25177 | Co-op | DMS402 | 6.38 | Solar |  |  | Interconnected | Burnsville | 55306 | Colonial Hills North | 13FB04 | Residential | Production | 25322 | 2020 | 2020
20253-216164-01 | Dakota Electric Association | 15 | 25177 | Co-op | DMS428 | 5.48 | Solar |  |  | Interconnected | Farmington | 55024 | Vermillion River | 24FB06 | Residential | Production | 26448 | 2020 | 2021
20253-216164-01 | Dakota Electric Association | 15 | 25177 | Co-op | DMS341 | 0.88 | Solar |  |  | Interconnected | Lakeville | 55044 | Ritter Park | 26FB04 | Residential |  | 1400 | 2020 | 2020
20253-216164-01 | Dakota Electric Association | 15 | 25177 | Co-op | DMS354 | 5 | Solar |  |  | Interconnected | Apple Valley | 55124 | Apple Valley | 21FB03 | Residential | Production | 34853 | 2020 | 2020
20253-216164-01 | Dakota Electric Association | 15 | 25177 | Co-op | DMS294 | 8.58 | Solar |  |  | Interconnected | Eagan | 55123 | Eagan | 06FB06 | Residential | Production | 26769.6 | 2020 | 2020
20253-216164-01 | Dakota Electric Association | 15 | 25177 | Co-op | DMS468 | 6.58 | Solar |  |  | Interconnected | Eagan | 55123 | Lebanon Hills | 16FB01 | Residential | Production | 33017 | 2020 | 2021
20253-216164-01 | Dakota Electric Association | 15 | 25177 | Co-op | DMS342 | 11.52 | Solar |  |  | Interconnected | Lakeville | 55044 | Ritter Park | 27FB04 | Residential | Production | 15932 | 2020 | 2021
20253-216164-01 | Dakota Electric Association | 15 | 25177 | Co-op | DMS502 | 5.48 | Solar |  |  | Interconnected | Lakeville | 55044 | Fischer West | 11FB12 | Residential | Production | 28710 | 2020 | 2021
20253-216164-01 | Dakota Electric Association | 15 | 25177 | Co-op | DMS440 | 5.48 | Solar |  |  | Interconnected | Lakeville | 55044 | Lakeville | 25FB01 | Residential | Production | 23776 | 2020 | 2020
20253-216164-01 | Dakota Electric Association | 15 | 25177 | Co-op | DMS319 | 10 | Solar |  |  | Interconnected | Eagan | 55123 | Pilot Knob | 19FB04 | Residential | Production | 33683 | 2020 | 2020
20253-216164-01 | Dakota Electric Association | 15 | 25177 | Co-op | DMS405 | 4.35 | Solar |  |  | Interconnected | Eagan | 55123 | Eagan | 06FB05 | Residential | Production | 18254 | 2020 | 2020
20253-216164-01 | Dakota Electric Association | 15 | 25177 | Co-op | DMS343 | 3.8 | Solar |  |  | Interconnected | Apple Valley | 55124 | Fischer West | 11FB12 | Residential | Production | 18129 | 2020 | 2020
20253-216164-01 | Dakota Electric Association | 15 | 25177 | Co-op | DMS459 | 8.22 | Solar |  |  | Interconnected | Eagan | 55123 | Eagan | 06FB01 | Residential | Production | 41630 | 2020 | 2021
20253-216164-01 | Dakota Electric Association | 15 | 25177 | Co-op | DMS507 | 8.77 | Solar |  |  | Interconnected | Lakeville | 55044 | Dodd Park | 22FB03 | Residential | Production | 44501 | 2020 | 2021
20253-216164-01 | Dakota Electric Association | 15 | 25177 | Co-op | DMS435 | 8.22 | Solar |  |  | Interconnected | Lakeville | 55044 | Dodd Park | 22FB05 | Residential | Production | 43065 | 2020 | 2020
20253-216164-01 | Dakota Electric Association | 15 | 25177 | Co-op | DMS460 | 5.31 | Solar |  |  | Interconnected | Eagan | 55123 | Eagan | 06FB05 | Residential | Production | 14000 | 2020 | 2021
20253-216164-01 | Dakota Electric Association | 15 | 25177 | Co-op | DMS412 | 4.38 | Solar |  |  | Interconnected | Lakeville | 55044 | Dakota Heights | 17FB04 | Residential | Production | 22080 | 2020 | 2020
20253-216164-01 | Dakota Electric Association | 15 | 25177 | Co-op | DMS420 | 7.12 | Solar |  |  | Interconnected | Lakeville | 55044 | Lakeville | 25FB03 | Residential | Production | 36192 | 2020 | 2020
20253-216164-01 | Dakota Electric Association | 15 | 25177 | Co-op | DMS441 | 7.67 | Solar |  |  | Interconnected | Lakeville | 55044 | Lakeville | 25FB03 | Residential | Production | 37584 | 2020 | 2020
20253-216164-01 | Dakota Electric Association | 15 | 25177 | Co-op | DMS505 | 3.29 | Solar |  |  | Interconnected | Apple Valley | 55124 | Apple Valley | 21FB01 | Residential | Production | 18216 | 2020 | 2021
20253-216164-01 | Dakota Electric Association | 15 | 25177 | Co-op | DMS472 | 5.52 | Solar |  |  | Interconnected | Farmington | 55024 | Dodd Park | 22FB06 | Residential | Production | 21344 | 2020 | 2020
20253-216164-01 | Dakota Electric Association | 15 | 25177 | Co-op | DMS470 | 8.7 | Solar |  |  | Interconnected | Lakeville | 55044 | Ritter Park | 27FB04 | Residential | Production | 35759 | 2020 | 2020
20253-216164-01 | Dakota Electric Association | 15 | 25177 | Co-op | DMS456 | 7.6 | Solar |  |  | Interconnected | Burnsville | 55337 | Colonial Hills South | 13FB06 | Residential | Production | 27500 | 2020 | 2021
20253-216164-01 | Dakota Electric Association | 15 | 25177 | Co-op | DMS469 | 6.09 | Solar |  |  | Interconnected | Eagan | 55123 | Lebanon Hills | 16FB04 | Residential | Production | 22522 | 2020 | 2021
20253-216164-01 | Dakota Electric Association | 15 | 25177 | Co-op | DMS368 | 4.93 | Solar |  |  | Interconnected | Burnsville | 55306 | Orchard Lake | 08FB02 | Residential | Production | 24729 | 2020 | 2020
20253-216164-01 | Dakota Electric Association | 15 | 25177 | Co-op | APP3100 | 7.6 | Solar |  |  | Withdrawn | Montgomery | 56069 |  |  | Residential |  | 47398 | 2020
20253-216164-01 | Dakota Electric Association | 15 | 25177 | Co-op | DMS467 | 10 | Solar |  |  | Interconnected | Eagan | 55123 | Eagan | 06FB02 | Residential | Production | 30065 | 2020 | 2021
20253-216164-01 | Dakota Electric Association | 15 | 25177 | Co-op | DMS497 | 10.44 | Solar |  |  | Interconnected | Eagan | 55121 | Yankee Doodle North | 10FB07 | Residential | Production | 39843 | 2020 | 2021
20253-216164-01 | Dakota Electric Association | 15 | 25177 | Co-op | DMS448 | 3.8 | Solar |  |  | Interconnected | Eagan | 55123 | Eagan | 06FB05 | Residential | Production | 13068 | 2020 | 2021
20253-216164-01 | Dakota Electric Association | 15 | 25177 | Co-op | DMS288 | 3.8 | Solar |  |  | Interconnected | Lakeville | 55044 | Dakota Heights | 17FB03 | Residential | Production | 16376 | 2020 | 2021
20253-216164-01 | Dakota Electric Association | 15 | 25177 | Co-op | DMS365 | 7.92 | Solar |  |  | Interconnected | Lakeville | 55044 | Orchard Lake | 08FB06 | Residential | Production | 34168 | 2020 | 2020
20253-216164-01 | Dakota Electric Association | 15 | 25177 | Co-op | DMS327 | 7.6 | Solar |  |  | Interconnected | Hampton | 55031 | Empire | 23FB02 | Residential | Production | 28702.8 | 2020 | 2020
20253-216164-01 | Dakota Electric Association | 15 | 25177 | Co-op | DMS352 | 6 | Solar |  |  | Interconnected | Eagan | 55122 | Deerwood | 12FB05 | Residential | Production | 23350 | 2020 | 2020
20253-216164-01 | Dakota Electric Association | 15 | 25177 | Co-op | DMS455 | 8.77 | Solar |  |  | Interconnected | Apple Valley | 55124 | Lakeville | 25FB03 | Residential | Production | 44501 | 2020 | 2021
20253-216164-01 | Dakota Electric Association | 15 | 25177 | Co-op | DMS491 | 4.38 | Solar |  |  | Interconnected | Lakeville | 55044 | Lakeville | 25FB03 | Residential | Production | 24288 | 2020 | 2021
20253-216164-01 | Dakota Electric Association | 15 | 25177 | Co-op | DMS349 | 22.8 | Solar |  |  | Interconnected | Farmington | 55024 | Vermillion River | 24FB02 | Residential | Production | 85218 | 2020 | 2020
20253-216164-01 | Dakota Electric Association | 15 | 25177 | Co-op | DMS452 | 11.6 | Solar |  |  | Interconnected | Lakeville | 55044 | Dodd Park | 22FB05 | Residential | Production | 36800 | 2020 | 2020
20253-216164-01 | Dakota Electric Association | 15 | 25177 | Co-op | DMS431 | 10 | Solar |  |  | Interconnected | Apple Valley | 55124 | Fischer West | 11FB05 | Residential | Production | 36812 | 2020 | 2021
20253-216164-01 | Dakota Electric Association | 15 | 25177 | Co-op | DMS315 | 20 | Solar |  |  | Interconnected | Inver Grove Heights | 55077 | Eagan | 06FB02 | Residential | Production | 59350 | 2020 | 2020
20253-216164-01 | Dakota Electric Association | 15 | 25177 | Co-op | DMS417 | 6 | Solar |  |  | Interconnected | Apple Valley | 55124 | Fischer West | 11FB09 | Residential | Production | 31702 | 2020 | 2021
20253-216164-01 | Dakota Electric Association | 15 | 25177 | Co-op | DMS488 | 7.6 | Solar |  |  | Interconnected | Burnsville | 55306 | Dakota Heights | 17FB01 | Residential | Production | 58450 | 2020 | 2021
20253-216164-01 | Dakota Electric Association | 15 | 25177 | Co-op | DMS418 | 12.91 | Solar |  |  | Interconnected | Lakeville | 55044 | Dodd Park | 22FB04 | Residential | Production | 40000 | 2020 | 2020
20253-216164-01 | Dakota Electric Association | 15 | 25177 | Co-op | DMS376 | 12.06 | Solar |  |  | Interconnected | Lakeville | 55044 | Ritter Park | 27FB04 | Residential | Production | 59856 | 2020 | 2020
20253-216164-01 | Dakota Electric Association | 15 | 25177 | Co-op | DMS475 | 3.84 | Solar |  |  | Interconnected | Lakeville | 55044 | Dakota Heights | 17FB03 | Residential | Production | 19734 | 2020 | 2021
20253-216164-01 | Dakota Electric Association | 15 | 25177 | Co-op | DMS433 | 5.48 | Solar |  |  | Interconnected | Eagan | 55123 | Lebanon Hills | 16FB03 | Residential | Production | 26448 | 2020 | 2021
20253-216164-01 | Dakota Electric Association | 15 | 25177 | Co-op | DMS479 | 3.8 | Solar |  |  | Interconnected | Apple Valley | 55124 | Lakeville | 25FB06 | Residential | Production | 6032 | 2020 | 2021
20253-216164-01 | Dakota Electric Association | 15 | 25177 | Co-op | DMS393 | 5.22 | Solar |  |  | Interconnected | Apple Valley | 55124 | Burnsville North | 05FB11 | Residential | Production | 21643 | 2020 | 2020
20253-216164-01 | Dakota Electric Association | 15 | 25177 | Co-op | DMS392 | 7.67 | Solar |  |  | Interconnected | Lakeville | 55044 | Ritter Park | 27FB04 | Residential | Production | 38976 | 2020 | 2020
20253-216164-01 | Dakota Electric Association | 15 | 25177 | Co-op | DMS463 | 12.06 | Solar |  |  | Interconnected | Saint Paul | 55123 | Lebanon Hills | 16FB04 | Residential | Production | 63162 | 2020 | 2021
20253-216164-01 | Dakota Electric Association | 15 | 25177 | Co-op | DMS471 | 10.96 | Solar |  |  | Interconnected | Lakeville | 55044 | Dodd Park | 22FB05 | Residential | Production | 57420 | 2020 | 2021
20253-216164-01 | Dakota Electric Association | 15 | 25177 | Co-op | DMS416 | 5.22 | Solar |  |  | Interconnected | Eagan | 55122 | River Hills East | 09FB03 | Residential | Production | 21500 | 2020 | 2020
20253-216164-01 | Dakota Electric Association | 15 | 25177 | Co-op | DMS316 | 7.6 | Solar |  |  | Withdrawn | Lakeville | 55044 | Ritter Park | 27FB03 | Residential | Production | 25358.16 | 2020
20253-216164-01 | Dakota Electric Association | 15 | 25177 | Co-op | DMS429 | 8.22 | Solar |  |  | Interconnected | Lakeville | 55024 | Dodd Park | 22FB03 | Residential | Production | 41760 | 2020 | 2020
20253-216164-01 | Dakota Electric Association | 15 | 25177 | Co-op | DMS474 | 7.6 | Solar |  |  | Interconnected | Eagan | 55123 | Pilot Knob | 19FB02 | Residential | Production | 31806 | 2020 | 2021
20253-216164-01 | Dakota Electric Association | 15 | 25177 | Co-op | DMS495 | 4.64 | Solar |  |  | Interconnected | Apple Valley | 55124 | Fischer West | 11FB10 | Residential | Production | 21865 | 2020 | 2021
20253-216164-01 | Dakota Electric Association | 15 | 25177 | Co-op | DMS336 | 8.02 | Solar |  |  | Interconnected | Lakeville | 55044 | Dodd Park | 22FB04 | Residential | Production | 31073 | 2020 | 2020
20253-216164-01 | Dakota Electric Association | 15 | 25177 | Co-op | DMS363 | 9.77 | Solar |  |  | Interconnected | Hastings | 55033 | Marshan | 18FB01 | Residential | Production | 40382 | 2020 | 2020
20253-216164-01 | Dakota Electric Association | 15 | 25177 | Co-op | DMS364 | 5 | Solar |  |  | Interconnected | Apple Valley | 55124 | Fischer West | 11FB09 | Residential | Production | 31244 | 2020 | 2020
20253-216164-01 | Dakota Electric Association | 15 | 25177 | Co-op | DMS324 | 8.7 | Solar |  |  | Interconnected | Eagan | 55122 | Deerwood | 12FB03 | Residential | Production | 33025 | 2020 | 2020
20253-216164-01 | Dakota Electric Association | 15 | 25177 | Co-op | DMS462 | 6.57 | Solar |  |  | Interconnected | Rosemount | 55068 | Lebanon Hills | 16FB03 | Residential | Production | 20000 | 2020 | 2020
20253-216164-01 | Dakota Electric Association | 15 | 25177 | Co-op | DMS506 | 6.58 | Solar |  |  | Interconnected | Lakeville | 55044 | Fischer West | 11FB12 | Residential | Production | 34452 | 2020 | 2021
20253-216164-01 | Dakota Electric Association | 15 | 25177 | Co-op | DMS503 | 4.93 | Solar |  |  | Interconnected | Lakeville | 55044 | Fischer West | 11FB12 | Residential | Production | 27324 | 2020 | 2021
20253-216164-01 | Dakota Electric Association | 15 | 25177 | Co-op | DMS438 | 7.67 | Solar |  |  | Interconnected | Lakeville | 55044 | Dodd Park | 22FB04 | Residential | Production | 38976 | 2020 | 2020
20253-216164-01 | Dakota Electric Association | 15 | 25177 | Co-op | DMS408 | 5.48 | Solar |  |  | Interconnected | Lakeville | 55044 | Dakota Heights | 17FB03 | Residential | Production | 28448 | 2020 | 2020
20253-216164-01 | Dakota Electric Association | 15 | 25177 | Co-op | DMS390 | 6.58 | Solar |  |  | Interconnected | Lakeville | 55044 | Dodd Park | 22FB06 | Residential | Production | 33408 | 2020 | 2020
20253-216164-01 | Dakota Electric Association | 15 | 25177 | Co-op | DMS345 | 7.32 | Solar |  |  | Interconnected | Apple Valley | 55124 | Fischer East | 11FB03 | Residential | Production | 27899 | 2020 | 2020
20253-216164-01 | Dakota Electric Association | 15 | 25177 | Co-op | DMS377 | 7.6 | Solar |  |  | Interconnected | Apple Valley | 55124 | Burnsville North | 05FB09 | Residential | Production | 46661 | 2020 | 2021
20253-216164-01 | Dakota Electric Association | 15 | 25177 | Co-op | DMS426 | 8.77 | Solar |  |  | Interconnected | Lakeville | 55044 | Dodd Park | 22FB04 | Residential | Production | 44544 | 2020 | 2020
20253-216164-01 | Dakota Electric Association | 15 | 25177 | Co-op | DMS513 | 9.86 | Solar |  |  | Withdrawn | Lakeville | 55044 | Fischer West | 11FB12 | Residential | Production | 51678 | 2020
20253-216164-01 | Dakota Electric Association | 15 | 25177 | Co-op | DMS395 | 6.96 | Solar |  |  | Interconnected | Burnsville | 55337 | Burnsville South | 05FB08 | Residential | Production | 25637 | 2020 | 2020
20253-216164-01 | Dakota Electric Association | 15 | 25177 | Co-op | DMS404 | 7.6 | Solar |  |  | Interconnected | Hastings | 55033 | Hastings | 03FB01 | Residential | Production | 46761 | 2020 | 2021
20253-216164-01 | Dakota Electric Association | 15 | 25177 | Co-op | DMS317 | 3.77 | Solar |  |  | Interconnected | Apple Valley | 55124 | Apple Valley | 21FB06 | Residential | Production | 18996 | 2020 | 2020
20253-216164-01 | Dakota Electric Association | 15 | 25177 | Co-op | DMS355 | 7.2 | Solar |  |  | Interconnected | Lakeville | 55044 | Dakota Heights | 17FB01 | Residential | Production | 31569 | 2020 | 2020
20253-216164-01 | Dakota Electric Association | 15 | 25177 | Co-op | DMS362 | 6.98 | Solar |  |  | Interconnected | Lakeville | 55044 | Dakota Heights | 17FB06 | Residential | Production | 26230 | 2020 | 2020
20253-216164-01 | Dakota Electric Association | 15 | 25177 | Co-op | DMS427 | 8.22 | Solar |  |  | Interconnected | Apple Valley | 55124 | Fischer East | 11FB10 | Residential | Production | 40368 | 2020 | 2020
20253-216164-01 | Dakota Electric Association | 15 | 25177 | Co-op | DMS521 | 5.22 | Solar |  |  | Interconnected | Apple Valley | 55124 | Fischer East | 11FB04 | Residential | Production | 24922 | 2020 | 2021
20253-216164-01 | Dakota Electric Association | 15 | 25177 | Co-op | DMS478 | 5.48 | Solar |  |  | Interconnected | Rosemount | 55068 | Lakeville | 25FB02 | Residential | Production | 27275 | 2020 | 2021
20253-216164-01 | Dakota Electric Association | 15 | 25177 | Co-op | DMS493 | 7.67 | Solar |  |  | Interconnected | Lakeville | 55044 | Dakota Heights | 17FB02 | Residential | Production | 38759 | 2020 | 2021
20253-216164-01 | Dakota Electric Association | 15 | 25177 | Co-op | DMS465 | 14.25 | Solar |  |  | Interconnected | Lakeville | 55044 | Ritter Park | 27FB04 | Residential | Production | 73211 | 2020 | 2021
20253-216164-01 | Dakota Electric Association | 15 | 25177 | Co-op | APP3083 | 5 | Solar |  |  | Withdrawn | Milaca | 56353 |  |  | Residential |  | 33248 | 2020
20253-216164-01 | Dakota Electric Association | 15 | 25177 | Co-op | DMS477 | 8.77 | Solar |  |  | Interconnected | Lakeville | 55044 | Ritter Park | 27FB04 | Residential | Production | 44501 | 2020 | 2021
20253-216164-01 | Dakota Electric Association | 15 | 25177 | Co-op | DMS552 | 4.72 | Solar |  |  | Interconnected | Eagan | 55122 | Deerwood | 12FB04 | Residential | Production | 15000 | 2020 | 2021
20253-216164-01 | Dakota Electric Association | 15 | 25177 | Co-op | DMS328 | 10.25 | Solar |  |  | Interconnected | Apple Valley | 55124 | Burnsville North | 05FB09 | Residential | Production | 36736 | 2020 | 2020
20253-216164-01 | Dakota Electric Association | 15 | 25177 | Co-op | DMS445 | 5.48 | Solar |  |  | Interconnected | Farmington | 55024 | Vermillion River | 24FB01 | Residential | Production | 26448 | 2020 | 2021
20253-216164-01 | Dakota Electric Association | 15 | 25177 | Co-op | DMS515 | 8.22 | Solar |  |  | Interconnected | Lakeville | 55044 | Lakeville | 25FB03 | Residential | Production | 43065 | 2020 | 2021
20253-216164-01 | Dakota Electric Association | 15 | 25177 | Co-op | DMS492 | 3.29 | Solar |  |  | Interconnected | Lakeville | 55044 | Lakeville | 25FB01 | Residential | Production | 16698 | 2020 | 2021
20253-216164-01 | Dakota Electric Association | 15 | 25177 | Co-op | DMS398 | 10.96 | Solar |  |  | Interconnected | Apple Valley | 55124 | Fischer West | 11FB08 | Residential | Production | 55680 | 2020 | 2021
20253-216164-01 | Dakota Electric Association | 15 | 25177 | Co-op | DMS511 | 6.03 | Solar |  |  | Interconnected | Farmington | 55024 | Vermillion River | 24FB06 | Residential | Production | 29232 | 2020 | 2021
20253-216164-01 | Dakota Electric Association | 15 | 25177 | Co-op | DMS421 | 9.32 | Solar |  |  | Interconnected | Lakeville | 55044 | Ritter Park | 27FB04 | Residential | Production | 45936 | 2020 | 2020
20253-216164-01 | Dakota Electric Association | 15 | 25177 | Co-op | DMS510 | 3.84 | Solar |  |  | Interconnected | Lakeville | 55044 | Fischer West | 11FB12 | Residential | Production | 19734 | 2020 | 2021
20253-216164-01 | Dakota Electric Association | 15 | 25177 | Co-op | DMS458 | 7.12 | Solar |  |  | Interconnected | Eagan | 55123 | Pilot Knob | 19FB04 | Residential | Production | 35888 | 2020 | 2021
20253-216164-01 | Dakota Electric Association | 15 | 25177 | Co-op | DMS384 | 9.32 | Solar |  |  | Interconnected | Lakeville | 55044 | Dodd Park | 22FB04 | Residential | Production | 45936 | 2020 | 2020
20253-216164-01 | Dakota Electric Association | 15 | 25177 | Co-op | DMS553 | 8.22 | Solar |  |  | Withdrawn | Lakeville | 55044 | Ritter Park | 27FB04 | Residential | Production | 43065 | 2020
20253-216164-01 | Dakota Electric Association | 15 | 25177 | Co-op | DMS313 | 16.24 | Solar |  |  | Interconnected | Prior Lake | 55372 | Kenrick | 26FB04 | Residential | Production | 56392 | 2020 | 2020
20253-216164-01 | Dakota Electric Association | 15 | 25177 | Co-op | DMS520 | 3.8 | Solar |  |  | Interconnected | Apple Valley | 55124 | Fischer East | 11FB04 | Residential | Production | 15410 | 2020 | 2021
20253-216164-01 | Dakota Electric Association | 15 | 25177 | Co-op | DMS321 | 8.12 | Solar |  |  | Interconnected | Lakeville | 55044 | Ritter Park | 27FB03 | Residential | Production | 38190 | 2020 | 2020
20253-216164-01 | Dakota Electric Association | 15 | 25177 | Co-op | DMS322 | 7.6 | Solar |  |  | Interconnected | Eagan | 55123 | Lebanon Hills | 16FB04 | Residential | Production | 27400 | 2020 | 2020
20253-216164-01 | Dakota Electric Association | 15 | 25177 | Co-op | DMS437 | 3.29 | Solar |  |  | Interconnected | Lakeville | 55044 | Dodd Park | 22FB06 | Residential | Production | 17664 | 2020 | 2020
20253-216164-01 | Dakota Electric Association | 15 | 25177 | Co-op | DMS331 | 11.4 | Solar |  | X | Interconnected | Eagan | 55122 | River Hills East | 09FB03 | Residential | Production | 36500 | 2020 | 2020
20253-216164-01 | Dakota Electric Association | 15 | 25177 | Co-op | DMS323 | 10 | Solar |  |  | Interconnected | Farmington | 55024 | Vermillion River | 24FB06 | Residential | Production | 24750 | 2020 | 2020
20253-216164-01 | Dakota Electric Association | 15 | 25177 | Co-op | DMS498 | 5.48 | Solar |  |  | Interconnected | Lakeville | 55044 | Fischer West | 11FB12 | Residential | Production | 28710 | 2020 | 2021
20253-216164-01 | Dakota Electric Association | 15 | 25177 | Co-op | DMS410 | 4.93 | Solar |  |  | Interconnected | Eagan | 55123 | Lebanon Hills | 16FB03 | Residential | Production | 26496 | 2020 | 2021
20253-216164-01 | Dakota Electric Association | 15 | 25177 | Co-op | DMS451 | 3.8 | Solar |  |  | Interconnected | Rosemount | 55068 | Lebanon Hills | 16FB03 | Residential | Production | 27779 | 2020 | 2021
20253-216164-01 | Dakota Electric Association | 15 | 25177 | Co-op | DMS353 | 6.09 | Solar |  |  | Interconnected | Burnsville | 55306 | Orchard Lake | 08FB01 | Residential | Production | 22000 | 2020 | 2020
20253-216164-01 | Dakota Electric Association | 15 | 25177 | Co-op | DMS444 | 7.12 | Solar |  |  | Interconnected | Eagan | 55123 | Lebanon Hills | 16FB02 | Residential | Production | 36192 | 2020 | 2021
20253-216164-01 | Dakota Electric Association | 15 | 25177 | Co-op | DMS457 | 6.92 | Solar |  |  | Interconnected | Eagan | 55123 | Eagan | 06FB01 | Residential |  | 25015 | 2020 | 2021
20253-216164-01 | Dakota Electric Association | 15 | 25177 | Co-op | DMS449 | 4.93 | Solar |  |  | Interconnected | Lakeville | 55044 | Dakota Heights | 17FB04 | Residential | Production | 25024 | 2020 | 2020
20253-216164-01 | Dakota Electric Association | 15 | 25177 | Co-op | DMS309 | 5 | Solar |  |  | Interconnected | Eagan | 55123 | LeMay Lake | 14FB03 | Residential | Production | 16484 | 2020 | 2020
20253-216164-01 | Dakota Electric Association | 15 | 25177 | Co-op | DMS372 | 6 | Solar |  |  | Interconnected | Inver Grove Heights | 55077 | Lebanon Hills | 16FB02 | Residential | Production | 18054 | 2020 | 2020
20253-216164-01 | Dakota Electric Association | 15 | 25177 | Co-op | DMS346 | 6.09 | Solar |  |  | Interconnected | Eagan | 55122 | River Hills East | 09FB02 | Residential | Production | 24182 | 2020 | 2020
20253-216164-01 | Dakota Electric Association | 15 | 25177 | Co-op | DMS411 | 4.38 | Solar |  |  | Interconnected | Lakeville | 55044 | Lakeville | 25FB01 | Residential | Production | 22080 | 2020 | 2020
20253-216164-01 | Dakota Electric Association | 15 | 25177 | Co-op | DMS512 | 9.32 | Solar |  |  | Interconnected | Lakeville | 55044 | Ritter Park | 27FB04 | Residential | Production | 47372 | 2020 | 2021
20253-216164-01 | Dakota Electric Association | 15 | 25177 | Co-op | DMS344 | 7.44 | Solar |  |  | Withdrawn | Randolph | 55065 | Randolph | 32FB02 | Residential | Production | 35777 | 2020
20253-216164-01 | Dakota Electric Association | 15 | 25177 | Co-op | DMS318 | 7.32 | Solar |  |  | Interconnected | Farmington | 55024 | Dodd Park | 22FB03 | Residential | Production | 29376 | 2020 | 2020
20253-216164-01 | Dakota Electric Association | 15 | 25177 | Co-op | DMS320 | 10 | Solar |  |  | Interconnected | Northfield | 55057 | Castle Rock | 04FB02 | Residential | Production | 34420 | 2020 | 2020
20253-216164-01 | Dakota Electric Association | 15 | 25177 | Co-op | DMS403 | 5 | Solar |  |  | Interconnected | Lakeville | 55044 | Lakeville | 25FB01 | Residential | Production | 24276 | 2020 | 2021
20253-216164-01 | Dakota Electric Association | 15 | 25177 | Co-op | DMS567 | 1.68 | Solar |  |  | Interconnected | Hastings | 55033 | Nininger | 29FB01 | Residential | Production |  | 2020 | 2020
20253-216164-01 | Dakota Electric Association | 15 | 25177 | Co-op | DMS374 | 7.6 | Solar |  |  | Interconnected | Eagan | 55123 | Eagan | 06FB03 | Residential | Production | 21063 | 2020 | 2020
20253-216164-01 | Dakota Electric Association | 15 | 25177 | Co-op | DMS423 | 10.41 | Solar |  |  | Interconnected | Lakeville | 55044 | Dodd Park | 22FB06 | Residential | Production | 51504 | 2020 | 2020
20253-216164-01 | Dakota Electric Association | 15 | 25177 | Co-op | DMS442 | 9.32 | Solar |  |  | Interconnected | Eagan | 55123 | Eagan | 06FB05 | Residential | Production | 47372 | 2020 | 2021
20253-216164-01 | Dakota Electric Association | 15 | 25177 | Co-op | DMS432 | 6.03 | Solar |  |  | Interconnected | Apple Valley | 55124 | Apple Valley | 21FB04 | Residential | Production | 29232 | 2020 | 2020
20253-216164-01 | Dakota Electric Association | 15 | 25177 | Co-op | DMS519 | 3.8 | Solar |  |  | Interconnected | Apple Valley | 55124 | Fischer East | 11FB04 | Residential | Production | 16762.25 | 2020 | 2021
20253-216164-01 | Dakota Electric Association | 15 | 25177 | Co-op | DMS357 | 7.83 | Solar |  |  | Interconnected | Lakeville | 55044 | Dakota Heights | 17FB04 | Residential | Production | 34568 | 2020 | 2020
20253-216164-01 | Dakota Electric Association | 15 | 25177 | Co-op | DMS400 | 7.25 | Solar |  |  | Interconnected | Lakeville | 55044 | Dakota Heights | 17FB05 | Residential | Production | 27000 | 2020 | 2021
20253-216164-01 | Dakota Electric Association | 15 | 25177 | Co-op | DMS466 | 6.03 | Solar |  |  | Interconnected | Lakeville | 55044 | Kenrick | 26FB02 | Residential | Production | 30146 | 2020 | 2021
20253-216164-01 | Dakota Electric Association | 15 | 25177 | Co-op | DMS518 | 10.41 | Solar |  |  | Interconnected | Lakeville | 55044 | Dakota Heights | 17FB02 | Residential | Production | 56549 | 2020 | 2021
20253-216164-01 | Dakota Electric Association | 15 | 25177 | Co-op | DMS330 | 11.4 | Solar |  |  | Interconnected | Apple Valley | 55124 | Apple Valley | 21FB03 | Residential | Production | 71697 | 2020 | 2020
20253-216164-01 | Dakota Electric Association | 15 | 25177 | Co-op | DMS476 | 3.84 | Solar |  |  | Interconnected | Lakeville | 55024 | Lakeville | 25FB01 | Residential | Production | 19734 | 2020 | 2021
20253-216164-01 | Dakota Electric Association | 15 | 25177 | Co-op | DMS500 | 6.58 | Solar |  |  | Interconnected | Apple Valley | 55124 | Lebanon Hills | 16FB03 | Residential | Production | 34452 | 2020 | 2021
20253-216164-01 | Dakota Electric Association | 15 | 25177 | Co-op | DMS434 | 6.58 | Solar |  |  | Interconnected | Lakeville | 55044 | Lakeville | 25FB03 | Residential | Production | 32016 | 2020 | 2021
20253-216164-01 | Dakota Electric Association | 15 | 25177 | Co-op | DMS367 | 10.44 | Solar |  |  | Interconnected | Hastings | 55033 | Hastings | 03FB02 | Residential | Production | 38628 | 2020 | 2020
20253-216164-01 | Dakota Electric Association | 15 | 25177 | Co-op | DMS496 | 8.85 | Solar |  |  | Interconnected | Apple Valley | 55124 | Burnsville South | 05FB02 | Residential | Production | 27000 | 2020 | 2021
20253-216164-01 | Dakota Electric Association | 15 | 25177 | Co-op | DMS419 | 7.12 | Solar |  |  | Interconnected | Farmington | 55024 | Vermillion River | 24FB01 | Residential | Production | 36192 | 2020 | 2021
20253-216164-01 | Dakota Electric Association | 15 | 25177 | Co-op | DMS413 | 10.73 | Solar |  |  | Interconnected | Eagan | 55122 | Deerwood | 12FB05 | Residential | Production | 44839 | 2020 | 2020
20253-216164-01 | Dakota Electric Association | 15 | 25177 | Co-op | DMS487 | 10.47 | Solar |  |  | Interconnected | Eagan | 55123 | Lebanon Hills | 16FB04 | Residential | Production | 39000 | 2020 | 2021
20253-216164-01 | Dakota Electric Association | 15 | 25177 | Co-op | DMS314 | 7.6 | Solar |  |  | Interconnected | Apple Valley | 55124 | Lakeville | 25FB06 | Residential | Production | 15000 | 2020 | 2020
20253-216164-01 | Dakota Electric Association | 15 | 25177 | Co-op | DMS382 | 8.77 | Solar |  |  | Interconnected | Lakeville | 55044 | Dodd Park | 22FB05 | Residential | Production | 43152 | 2020 | 2020
20253-216164-01 | Dakota Electric Association | 15 | 25177 | Co-op | DMS366 | 6 | Solar |  |  | Interconnected | Apple Valley | 55124 | Burnsville North | 05FB11 | Residential | Production | 18054 | 2020 | 2020
20253-216164-01 | Dakota Electric Association | 15 | 25177 | Co-op | DMS422 | 11.51 | Solar |  |  | Interconnected | Lakeville | 55044 | Dodd Park | 22FB06 | Residential | Production | 58464 | 2020 | 2020
20253-216164-01 | Dakota Electric Association | 15 | 25177 | Co-op | DMS443 | 4.93 | Solar |  |  | Interconnected | Lakeville | 55044 | Dodd Park | 22FB03 | Residential | Production | 26496 | 2020 | 2020
20253-216164-01 | Dakota Electric Association | 15 | 25177 | Co-op | DMS501 | 21.46 | Solar |  |  | Interconnected | Apple Valley | 55124 | Burnsville South | 05FB02 | Commercial |  | 80516 | 2020 | 2021
20253-216164-01 | Dakota Electric Association | 15 | 25177 | Co-op | DMS348 | 5 | Solar |  |  | Interconnected | Apple Valley | 55124 | Fischer West | 11FB05 | Residential | Production | 18500 | 2020 | 2020
20253-216164-01 | Dakota Electric Association | 15 | 25177 | Co-op | DMS464 | 5.48 | Solar |  |  | Interconnected | Apple Valley | 55124 | Fischer West | 11FB03 | Residential | Production | 27840 | 2020 | 2021
20253-216164-01 | Dakota Electric Association | 15 | 25177 | Co-op | DMS371 | 5.22 | Solar |  |  | Interconnected | Eagan | 55123 | Wescott West | 20FB06 | Residential | Production | 20380 | 2020 | 2020
20253-216164-01 | Dakota Electric Association | 15 | 25177 | Co-op | DMS361 | 5 | Solar |  |  | Interconnected | Farmington | 55024 | Vermillion River | 24FB01 | Residential | Production | 34485 | 2020 | 2021
20253-216164-01 | Dakota Electric Association | 15 | 25177 | Co-op | DMS383 | 10.41 | Solar |  |  | Interconnected | Farmington | 55024 | Vermillion River | 24FB01 | Residential | Production | 51504 | 2020 | 2021
20253-216164-01 | Dakota Electric Association | 15 | 25177 | Co-op | DMS351 | 3.84 | Solar |  |  | Interconnected | Eagan | 55122 | Deerwood | 12FB05 | Residential | Production | 21120 | 2020 | 2020
20253-216164-01 | Dakota Electric Association | 15 | 25177 | Co-op | DMS482 | 6.03 | Solar |  |  | Interconnected | Rosemount | 55068 | Lakeville | 25FB02 | Residential | Production | 31581 | 2020 | 2021
20253-216164-01 | Dakota Electric Association | 15 | 25177 | Co-op | DMS430 | 6 | Solar |  |  | Interconnected | Apple Valley | 55124 | Burnsville North | 05FB09 | Residential | Production | 39930 | 2020 | 2021
20253-216164-01 | Dakota Electric Association | 15 | 25177 | Co-op | DMS359 | 5.51 | Solar |  |  | Interconnected | Apple Valley | 55124 | Fischer West | 11FB12 | Residential | Production | 27015 | 2020 | 2020
20253-216164-01 | Dakota Electric Association | 15 | 25177 | Co-op | DMS385 | 4.93 | Solar |  |  | Interconnected | Farmington | 55024 | Vermillion River | 24FB01 | Residential | Production | 26496 | 2020 | 2021
20253-216164-01 | Dakota Electric Association | 15 | 25177 | Co-op | DMS360 | 2.9 | Solar |  |  | Interconnected | Farmington | 55024 | Vermillion River | 24FB01 | Residential | Production | 15516 | 2020 | 2020
20253-216164-01 | Dakota Electric Association | 15 | 25177 | Co-op | DMS568 | 9.77 | Solar |  |  | Interconnected | Burnsville | 55337 | Burnsville South | 05FB04 | Residential | Production | 61154 | 2020 | 2020
20253-216164-01 | Dakota Electric Association | 15 | 25177 | Co-op | DMS569 | 10 | Storage |  |  | Interconnected | Burnsville | 55337 | Burnsville South | 05FB04 | Residential | Production |  | 2020 | 2021
20253-216164-01 | Dakota Electric Association | 15 | 25177 | Co-op | DMS516 | 4.38 | Solar |  |  | Interconnected | Lakeville | 55044 | Fischer West | 11FB12 | Residential | Production | 22770 | 2020 | 2021
20253-216164-01 | Dakota Electric Association | 15 | 25177 | Co-op | APP3510 | 3.8 | Solar |  |  | Withdrawn | Eagan | 55122 | Deerwood | 12FB02 | Residential | Production | 12432 | 2020
20253-216164-01 | Dakota Electric Association | 15 | 25177 | Co-op | DMS289 | 4.64 | Solar |  |  | Interconnected | Apple Valley | 55124 | Burnsville North | 05FB03 | Residential | Production | 10560 | 2020 | 2020
20253-216164-01 | Dakota Electric Association | 15 | 25177 | Co-op | DMS378 | 7.54 | Solar |  |  | Interconnected | Eagan | 55123 | Yankee Doodle North | 10FB03 | Residential | Production | 22356 | 2020 | 2020
20253-216164-01 | Dakota Electric Association | 15 | 25177 | Co-op | DMS415 | 5 | Solar |  |  | Interconnected | Lakeville | 55044 | Ritter Park | 27FB04 | Residential | Production | 41144 | 2020 | 2021
20253-216164-01 | Dakota Electric Association | 15 | 25177 | Co-op | DMS485 | 15 | Solar |  |  | Withdrawn | Inver Grove Heights | 55077 | Lebanon Hills | 16FB02 | Residential | Production | 46992 | 2020
20253-216164-01 | Dakota Electric Association | 15 | 25177 | Co-op | DMS484 | 8.77 | Solar |  |  | Interconnected | Lakeville | 55044 | Kenrick | 26FB02 | Residential | Production | 44501 | 2020 | 2021
20253-216164-01 | Dakota Electric Association | 15 | 25177 | Co-op | DMS335 | 9.45 | Solar |  |  | Interconnected | Apple Valley | 55337 | Apple Valley | 21FB06 | Residential | Production | 31658 | 2020 | 2020
20253-216164-01 | Dakota Electric Association | 15 | 25177 | Co-op | DMS514 | 3.29 | Solar |  |  | Interconnected | Eagan | 55123 | Lebanon Hills | 16FB02 | Residential | Production | 16698 | 2020 | 2021
20253-216164-01 | Dakota Electric Association | 15 | 25177 | Co-op | DMS381 | 20 | Solar |  |  | Interconnected | Northfield | 55057 | Lake Marion | 15FB04 | Residential | Production | 67569.2 | 2020 | 2021
20253-216164-01 | Dakota Electric Association | 15 | 25177 | Co-op | DMS439 | 9.86 | Solar |  |  | Interconnected | Farmington | 55024 | Lakeville | 25FB01 | Residential | Production | 50112 | 2020 | 2021
20253-216164-01 | Dakota Electric Association | 15 | 25177 | Co-op | DMS461 | 7.67 | Solar |  |  | Withdrawn | Lakeville | 55044 | Lakeville | 25FB03 | Residential | Production | 38759 | 2020
20253-216164-01 | Dakota Electric Association | 15 | 25177 | Co-op | DMS325 | 4.88 | Solar |  |  | Interconnected | Apple Valley | 55124 | Fischer East | 11FB06 | Residential | Production | 16644 | 2020 | 2020
20253-216164-01 | Dakota Electric Association | 15 | 25177 | Co-op | DMS329 | 3.8 | Solar |  |  | Interconnected | Rosemount | 55068 | Fischer East | 11FB08 | Residential | Production | 22397 | 2020 | 2020
20253-216164-01 | Dakota Electric Association | 15 | 25177 | Co-op | DMS490 | 7.67 | Solar |  |  | Interconnected | Lakeville | 55044 | Lakeville | 25FB03 | Residential | Production | 38976 | 2020 | 2021
20253-216164-01 | Dakota Electric Association | 15 | 25177 | Co-op | DMS554 | 7.6 | Solar |  |  | Withdrawn | Burnsville | 55306 | Orchard Lake | 08FB05 | Residential | Production | 38000 | 2020
20253-216164-01 | Dakota Electric Association | 15 | 25177 | Co-op | DMS425 | 6.03 | Solar |  |  | Interconnected | Farmington | 55024 | Dodd Park | 22FB06 | Residential | Production | 30624 | 2020 | 2021
20253-216164-01 | Dakota Electric Association | 15 | 25177 | Co-op | DMS350 | 17.6 | Solar |  |  | Interconnected | Farmington | 55024 | Vermillion River | 24FB02 | Residential | Production | 68783 | 2020 | 2020
20253-216164-01 | Dakota Electric Association | 15 | 25177 | Co-op | DMS499 | 4.93 | Solar |  |  | Interconnected | Rosemount | 55068 | Fischer East | 11FB03 | Residential | Production | 25806 | 2020 | 2021
20253-216164-01 | Dakota Electric Association | 15 | 25177 | Co-op | DMS338 | 8.7 | Solar |  |  | Interconnected | Farmington | 55024 | Dodd Park | 22FB06 | Residential | Production | 38340 | 2020 | 2020
20253-216164-01 | Dakota Electric Association | 15 | 25177 | Co-op | DMS396 | 5.9 | Solar |  |  | Interconnected | Lakeville | 55044 | Kenrick | 26FB02 | Residential | Production | 23550 | 2020 | 2021
20253-216164-01 | Dakota Electric Association | 15 | 25177 | Co-op | DMS424 | 7.12 | Solar |  |  | Interconnected | Lakeville | 55044 | Dodd Park | 22FB06 | Residential | Production | 34800 | 2020 | 2020
20253-216164-01 | Dakota Electric Association | 15 | 25177 | Co-op | DMS379 | 4.93 | Solar |  |  | Interconnected | Lakeville | 55024 | Lakeville | 25FB05 | Residential | Production | 26496 | 2020 | 2020
20253-216164-01 | Dakota Electric Association | 15 | 25177 | Co-op | DMS508 | 13.8 | Solar |  |  | Interconnected | Burnsville | 55337 | Colonial Hills North | 13FB01 | Residential | Production | 40755 | 2020 | 2021
20253-216164-01 | Dakota Electric Association | 15 | 25177 | Co-op | DMS334 | 3.8 | Solar |  |  | Interconnected | Eagan | 55123 | Lebanon Hills | 16FB03 | Residential | Production | 17750 | 2020 | 2020
20253-216164-01 | Dakota Electric Association | 15 | 25177 | Co-op | DMS409 | 7.83 | Solar |  |  | Interconnected | Lakeville | 55068 | Lakeville | 25FB03 | Residential | Production | 31400 | 2020 | 2020
20253-216164-01 | Dakota Electric Association | 15 | 25177 | Co-op | DMS486 | 11.31 | Solar |  |  | Interconnected | Eagan | 55123 | Eagan | 06FB05 | Residential | Production | 39650 | 2020 | 2021
20253-216164-01 | Dakota Electric Association | 15 | 25177 | Co-op | DMS380 | 7.12 | Solar |  |  | Interconnected | Lakeville | 55044 | Dodd Park | 22FB04 | Residential | Production | 34800 | 2020 | 2020
20253-216164-01 | Dakota Electric Association | 15 | 25177 | Co-op | DMS480 | 7.6 | Solar |  |  | Interconnected | Burnsville | 55337 | Burnsville North | 05FB01 | Residential | Production | 36356 | 2020 | 2021
20253-216164-01 | Dakota Electric Association | 15 | 25177 | Co-op | DMS555 | 6 | Solar |  |  | Interconnected | Eagan | 55122 | River Hills East | 09FB03 | Residential | Production | 18400 | 2020 | 2021
20253-216164-01 | Dakota Electric Association | 15 | 25177 | Co-op | DMS387 | 5.8 | Solar |  |  | Interconnected | Eagan | 55123 | Eagan | 06FB01 | Residential | Production | 21451 | 2020 | 2020
20253-216164-01 | Dakota Electric Association | 15 | 25177 | Co-op | DMS494 | 7.12 | Solar |  |  | Interconnected | Lakeville | 55024 | Lakeville | 25FB01 | Residential | Production | 37323 | 2020 | 2021
20253-216164-01 | Dakota Electric Association | 15 | 25177 | Co-op | DMS481 | 6.03 | Solar |  |  | Interconnected | Lakeville | 55044 | Kenrick | 26FB02 | Residential | Production | 30146 | 2020 | 2021
20253-216164-01 | Dakota Electric Association | 15 | 25177 | Co-op | DMS358 | 6.38 | Solar |  |  | Interconnected | Apple Valley | 55124 | Lakeville | 25FB02 | Residential | Production | 25563 | 2020 | 2020
20253-216164-01 | Dakota Electric Association | 15 | 25177 | Co-op | DMS386 | 10.41 | Solar |  |  | Interconnected | Farmington | 55024 | Dodd Park | 22FB03 | Residential | Production | 51504 | 2020 | 2020
20253-216164-01 | Dakota Electric Association | 15 | 25177 | Co-op | DMS517 | 9.86 | Solar |  |  | Interconnected | Apple Valley | 55124 | Fischer East | 11FB08 | Residential | Production | 48720 | 2020 | 2021
20253-216164-01 | Dakota Electric Association | 15 | 25177 | Co-op | DMS399 | 8.7 | Solar |  |  | Interconnected | Lakeville | 55044 | Kenrick | 26FB02 | Residential | Production | 40657 | 2020 | 2020
20253-216164-01 | Dakota Electric Association | 15 | 25177 | Co-op | DMS454 | 6.03 | Solar |  |  | Interconnected | Lakeville | 55024 | Dodd Park | 22FB06 | Residential | Production | 30146 | 2020 | 2021
20253-216164-01 | Dakota Electric Association | 15 | 25177 | Co-op | DMS406 | 7.67 | Solar |  |  | Interconnected | Eagan | 55123 | Eagan | 06FB01 | Residential | Production | 37584 | 2020 | 2021
20253-216164-01 | Dakota Electric Association | 15 | 25177 | Co-op | DMS388 | 9.32 | Solar |  |  | Interconnected | Farmington | 55024 | Dodd Park | 22FB06 | Residential | Production | 45936 | 2020 | 2020
20253-216164-01 | Dakota Electric Association | 15 | 25177 | Co-op | DMS407 | 4.93 | Solar |  |  | Interconnected | Lakeville | 55044 | Dodd Park | 22FB06 | Residential | Production | 26496 | 2020 | 2020
20253-216164-01 | Dakota Electric Association | 15 | 25177 | Co-op | DMS489 | 3.8 | Solar |  |  | Interconnected | Lakeville | 55044 | Fischer West | 11FB12 | Residential | Production | 10857 | 2020 | 2021
20253-216164-01 | Dakota Electric Association | 15 | 25177 | Co-op | DMS391 | 3.29 | Solar |  |  | Interconnected | Lakeville | 55044 | Dakota Heights | 17FB03 | Residential | Production | 17664 | 2020 | 2020
20253-216164-01 | Dakota Electric Association | 15 | 25177 | Co-op | DMS307 | 6 | Solar |  |  | Interconnected | Eagan | 55122 | River Hills West | 09FB04 | Residential | Production | 23000 | 2020 | 2020
20253-216164-01 | Dakota Electric Association | 15 | 25177 | Co-op | DMS397 | 5.48 | Solar |  |  | Interconnected | Farmington | 55024 | Lakeville | 25FB01 | Residential | Production | 27840 | 2020 | 2021
20253-216164-01 | Dakota Electric Association | 15 | 25177 | Co-op | DMS394 | 6.09 | Solar |  |  | Interconnected | Farmington | 55024 | Vermillion River | 24FB01 | Residential | Production | 23286 | 2020 | 2020
20253-216164-01 | Dakota Electric Association | 15 | 25177 | Co-op | DMS414 | 10 | Solar |  |  | Interconnected | Farmington | 55024 | Vermillion River | 24FB01 | Residential | Production | 50636 | 2020 | 2021
20253-216164-01 | Dakota Electric Association | 15 | 25177 | Co-op | DMS473 | 6.49 | Solar |  |  | Interconnected | Burnsville | 55337 | Burnsville North | 05FB01 | Residential | Production | 29865 | 2020 | 2021
20253-216164-01 | Dakota Electric Association | 15 | 25177 | Co-op | DMS389 | 7.54 | Solar |  |  | Interconnected | Lakeville | 55044 | Lake Marion | 15FB04 | Residential | Production | 27847 | 2020 | 2020
20253-216164-01 | Dakota Electric Association | 15 | 25177 | Co-op | DMS308 | 3.12 | Solar |  |  | Interconnected | Apple Valley | 55124 | Fischer West | 11FB10 | Residential | Production | 15660 | 2020 | 2020
20253-216164-01 | Dakota Electric Association | 15 | 25177 | Co-op | DMS450 | 7.95 | Solar |  |  | Interconnected | Eagan | 55123 | Yankee Doodle North | 10FB03 | Residential | Production | 32000 | 2020 | 2020
20253-216164-01 | Dakota Electric Association | 15 | 25177 | Co-op | DMS326 | 7.25 | Solar |  |  | Interconnected | Northfield | 55057 | Castle Rock | 04FB01 | Residential | Production | 21503 | 2020 | 2020
20253-216164-01 | Dakota Electric Association | 15 | 25177 | Co-op | DMS356 | 9.28 | Solar |  |  | Interconnected | Eagan | 55123 | Lebanon Hills | 16FB03 | Residential | Production | 35795 | 2020 | 2020
20253-216164-01 | Dakota Electric Association | 15 | 25177 | Co-op | DMS373 | 13.8 | Solar |  |  | Interconnected | Apple Valley | 55124 | Pilot Knob | 19FB04 | Residential | Production | 41840 | 2020 | 2020
20253-216164-01 | Dakota Electric Association | 15 | 25177 | Co-op | DMS339 | 10.12 | Solar |  |  | Interconnected | Rosemount | 55068 | Lebanon Hills | 16FB03 | Residential | Production | 34500 | 2020 | 2020
20253-216164-01 | Dakota Electric Association | 15 | 25177 | Co-op | DMS453 | 7.67 | Solar |  |  | Interconnected | Inver Grove Heights | 55077 | Wescott West | 20FB04 | Residential | Production | 40194 | 2020 | 2021
20253-216164-01 | Dakota Electric Association | 15 | 25177 | Co-op | DMS337 | 0.001 | Solar |  |  | Interconnected | Lakeville | 55044 | Orchard Lake | 08FB03 | Residential |  | 6000 | 2020 | 2020
20253-216164-01 | Dakota Electric Association | 15 | 25177 | Co-op | DMS225 | 4.8 | Solar |  |  | Interconnected | Apple Valley | 55124 | Apple Valley | 21FB01 | Residential | Production |  | 2019 | 2021
20253-216164-01 | Dakota Electric Association | 15 | 25177 | Co-op | DMS283 | 15.4 | Solar |  |  | Interconnected | Lakeville | 55044 | Vermillion River | 24FB04 | Residential | Production | 31865 | 2019 | 2020
20253-216164-01 | Dakota Electric Association | 15 | 25177 | Co-op | DMS279 | 6.96 | Solar |  |  | Interconnected | Lakeville | 55044 | Lake Marion | 15FB01 | Residential | Production | 30091 | 2019 | 2020
20253-216164-01 | Dakota Electric Association | 15 | 25177 | Co-op | DMS281 | 6.96 | Solar |  |  | Interconnected | Burnsville | 55337 | Burnsville | 05FB01 | Residential | Production | 28567 | 2019 | 2020
20253-216164-01 | Dakota Electric Association | 15 | 25177 | Co-op | DMS199 | 4.8 | Solar |  |  | Interconnected | Lakeville | 55044 | Fischer | 11FB12 | Residential | Production | 29925 | 2019 | 2020
20253-216164-01 | Dakota Electric Association | 15 | 25177 | Co-op | DMS278 | 5.31 | Solar |  |  | Interconnected | Lakeville | 55024 | Dodd Park | 22FB06 | Residential | Production | 10000 | 2019 | 2020
20253-216164-01 | Dakota Electric Association | 15 | 25177 | Co-op | DMS258 | 17.6 | Solar |  |  | Interconnected | Hastings | 55033 | Miesville | 07FB01 | Residential | Production | 73120 | 2019 | 2020
20253-216164-01 | Dakota Electric Association | 15 | 25177 | Co-op | DMS259 | 16 | Solar |  |  | Interconnected | Hastings | 55033 | Hastings | 03FB02 | Residential | Production | 30000 | 2019 | 2020
20253-216164-01 | Dakota Electric Association | 15 | 25177 | Co-op | DMS273 | 7.6 | Solar |  |  | Interconnected | Eagan | 55123 | Yankee Doodle | 10FB07 | Residential | Production | 10000 | 2019 | 2020
20253-216164-01 | Dakota Electric Association | 15 | 25177 | Co-op | DMS274 | 5.52 | Solar |  |  | Interconnected | Eagan | 55122 | Eagan | 06FB05 | Residential | Production | 10000 | 2019 | 2020
20253-216164-01 | Dakota Electric Association | 15 | 25177 | Co-op | DMS277 | 17.6 | Solar |  |  | Interconnected | Hastings | 55033 | Empire | 23FB02 | Residential | Production | 73605 | 2019 | 2020
20253-216164-01 | Dakota Electric Association | 15 | 25177 | Co-op | DMS284 | 4.72 | Solar |  |  | Interconnected | Lakeville | 55044 | Ritter Park | 27FB04 | Residential | Production | 7000 | 2019 | 2020
20253-216164-01 | Dakota Electric Association | 15 | 25177 | Co-op | DMS285 | 5 | Solar |  |  | Interconnected | Lakeville | 55044 | Ritter Park | 27FB04 | Residential | Production | 20486 | 2019 | 2020
20253-216164-01 | Dakota Electric Association | 15 | 25177 | Co-op | DMS245 | 7.6 | Solar |  |  | Interconnected | Apple Valley | 55124 | Burnsville | 05FB09 | Residential | Production | 4000 | 2019 | 2020
20253-216164-01 | Dakota Electric Association | 15 | 25177 | Co-op | DMS230 | 7.92 | Solar |  |  | Interconnected | Lakeville | 55044 | Dodd Park | 22FB05 | Residential | Production | 23341.5 | 2019 | 2020
20253-216164-01 | Dakota Electric Association | 15 | 25177 | Co-op | DMS287 | 3.8 | Solar |  |  | Interconnected | Burnsville | 55337 | Burnsville | 05FB02 | Residential | Production | 15834 | 2019 | 2020
20253-216164-01 | Dakota Electric Association | 15 | 25177 | Co-op | DMS269 | 3.8 | Solar |  |  | Interconnected | Eagan | 55123 | Eagan | 06FB06 | Residential | Production | 17150 | 2019 | 2020
20253-216164-01 | Dakota Electric Association | 15 | 25177 | Co-op | DMS202 | 5 | Solar |  |  | Interconnected | Northfield | 55057 | Lake Marion | 15FB04 | Residential | Production | 25000 | 2019 | 2020
20253-216164-01 | Dakota Electric Association | 15 | 25177 | Co-op | DMS286 | 5 | Solar |  |  | Interconnected | Burnsville | 55337 | Burnsville | 05FB01 | Residential | Production | 19305 | 2019 | 2020
20253-216164-01 | Dakota Electric Association | 15 | 25177 | Co-op | DMS198 | 5.06 | Solar |  |  | Interconnected | Apple Valley | 55124 | Pilot Knob | 19FB04 | Residential | Production | 23760 | 2019 | 2020
20253-216164-01 | Dakota Electric Association | 15 | 25177 | Co-op | DMS271 | 14.16 | Solar |  |  | Interconnected | Apple Valley | 55124 | Lakeville | 25FB06 | Residential | Production | 49862 | 2019 | 2020
20253-216164-01 | Dakota Electric Association | 15 | 25177 | Co-op | DMS261 | 6 | Solar |  |  | Interconnected | Eagan | 55122 | Deerwood | 12FB02 | Residential | Production | 21437 | 2019 | 2020
20253-216164-01 | Dakota Electric Association | 15 | 25177 | Co-op | DMS242 | 6 | Solar |  |  | Interconnected | Apple Valley | 55124 | Lakeville | 25FB06 | Residential | Production | 26850 | 2019 | 2020
20253-216164-01 | Dakota Electric Association | 15 | 25177 | Co-op | DMS276 | 6.09 | Solar |  |  | Interconnected | Burnsville | 55306 | Orchard Lake | 08FB01 | Residential | Production | 25902 | 2019 | 2020
20253-216164-01 | Dakota Electric Association | 15 | 25177 | Co-op | DMS231 | 7.6 | Solar |  |  | Interconnected | Apple Valley | 55124 | Fischer | 11FB10 | Residential | Production | 23341 | 2019 | 2020
20253-216164-01 | Dakota Electric Association | 15 | 25177 | Co-op | DMS266 | 12.76 | Solar |  |  | Interconnected | Lakeville | 55044 | Lake Marion | 15FB01 | Residential | Production | 64599 | 2019 | 2020
20253-216164-01 | Dakota Electric Association | 15 | 25177 | Co-op | DMS260 | 4.06 | Solar |  |  | Interconnected | Burnsville | 55306 | Orchard Lake | 08FB01 | Residential | Production | 11100 | 2019 | 2020
20253-216164-01 | Dakota Electric Association | 15 | 25177 | Co-op | DMS272 | 5.605 | Solar |  |  | Interconnected | Apple Valley | 55124 | River Hills | 09FB04 | Residential | Production | 21652 | 2019 | 2020
20253-216164-01 | Dakota Electric Association | 15 | 25177 | Co-op | DMS263 | 3.8 | Solar |  |  | Interconnected | Burnsville | 55306 | Orchard Lake | 08FB04 | Residential | Production | 16995 | 2019 | 2020
20253-216164-01 | Dakota Electric Association | 15 | 25177 | Co-op | DMS220 | 6 | Solar |  |  | Interconnected | Eagan | 55122 | Deerwood | 12FB02 | Residential | Production | 19002 | 2019 | 2019
20253-216164-01 | Dakota Electric Association | 15 | 25177 | Co-op | DMS196 | 10 | Solar |  |  | Withdrawn | Farmington | 55024 | Castle Rock | 04FB04 | Residential | Production |  | 2019
20253-216164-01 | Dakota Electric Association | 15 | 25177 | Co-op | APP2300 | 4000 | Hydro |  |  | Withdrawn | Cannon Falls | 55009 | Byllesby | 02FB | Utility |  |  | 2019
20253-216164-01 | Dakota Electric Association | 15 | 25177 | Co-op | DMS181 | 6.38 | Solar |  |  | Withdrawn | Lakeville | 55044 | Ritter Park | 27FB04 | Residential | Production |  | 2019
20253-216164-01 | Dakota Electric Association | 15 | 25177 | Co-op | DMS305 | 12.98 | Solar |  |  | Withdrawn | Hastings | 55033 | Miesville | 07FB02 | Residential | Production |  | 2018
20253-216164-01 | Dakota Electric Association | 15 | 25177 | Co-op | DMS306 | 16.225 | Solar |  |  | Withdrawn | Hastings | 55033 | Miesville | 07FB02 | Residential | Production |  | 2018
20253-216164-01 | Dakota Electric Association | 15 | 25177 | Co-op | DMS297 | 3000 | Solar |  |  | Interconnected | Farmington | 55024 | Vermillion River | 24FB01 | Utility |  |  | 2019 | 2019
20253-216164-01 | Dakota Electric Association | 15 | 25177 | Co-op | APP2301 | 10000 | Storage |  |  | Withdrawn | Marshan | 55033 | Marshan | 18FB | Commercial |  |  | 2019
20253-216164-01 | Dakota Electric Association | 15 | 25177 | Co-op | APP2302 | 10000 | Solar |  |  | Withdrawn | Hastings | 55033 | Nininger | 29FB | Commercial |  |  | 2019
20253-216164-01 | Dakota Electric Association | 15 | 25177 | Co-op | DMS256 | 10 | Solar |  |  | Interconnected | Apple Valley | 55124 | Lakeville | 25FB02 | Residential | Production | 29707 | 2019 | 2019
20253-216164-01 | Dakota Electric Association | 15 | 25177 | Co-op | DMS268 | 6 | Solar |  |  | Interconnected | Burnsville | 55306 | Colonial Hills | 13FB04 | Residential | Production | 24908 | 2019 | 2019
20253-216164-01 | Dakota Electric Association | 15 | 25177 | Co-op | DMS237 | 6.24 | Solar |  |  | Interconnected | Eagan | 55122 | River Hills | 09FB01 | Residential | Production | 33280 | 2019 | 2019
20253-216164-01 | Dakota Electric Association | 15 | 25177 | Co-op | DMS275 | 9.57 | Solar |  |  | Interconnected | Eagan | 55123 | Eagan | 06FB05 | Residential | Production | 35780 | 2019 | 2019
20253-216164-01 | Dakota Electric Association | 15 | 25177 | Co-op | DMS267 | 7.6 | Solar |  |  | Interconnected | Lakeville | 55044 | Ritter Park | 27FB04 | Residential | Production | 24276 | 2019 | 2019
20253-216164-01 | Dakota Electric Association | 15 | 25177 | Co-op | DMS264 | 15.2 | Solar |  |  | Interconnected | Hampton | 55031 | Miesville | 07FB05 | Residential | Production | 45749 | 2019 | 2019
20253-216164-01 | Dakota Electric Association | 15 | 25177 | Co-op | DMS280 | 5.48 | Solar |  |  | Interconnected | Burnsville | 55337 | Burnsville | 05FB08 | Residential | Production | 22040 | 2019 | 2019
20253-216164-01 | Dakota Electric Association | 15 | 25177 | Co-op | DMS270 | 5.9 | Solar |  |  | Interconnected | Eagan | 55123 | Yankee Doodle | 10FB07 | Residential | Production | 27232 | 2019 | 2019
20253-216164-01 | Dakota Electric Association | 15 | 25177 | Co-op | DMS265 | 9.44 | Solar |  |  | Interconnected | Eagan | 55123 | Wescott Park | 20FB06 | Residential | Production | 32216 | 2019 | 2019
20253-216164-01 | Dakota Electric Association | 15 | 25177 | Co-op | DMS262 | 10 | Solar |  |  | Interconnected | Farmington | 55024 | Vermillion River | 24FB01 | Residential | Production | 39118 | 2019 | 2019
20253-216164-01 | Dakota Electric Association | 15 | 25177 | Co-op | DMS254 | 18 | Solar |  |  | Interconnected | Lakeville | 55044 | Lake Marion | 15FB03 | Residential | Production | 62025 | 2019 | 2019
20253-216164-01 | Dakota Electric Association | 15 | 25177 | Co-op | DMS252 | 6 | Solar |  |  | Interconnected | Eagan | 55121 | Deerwood | 12FB05 | Residential | Production | 26849 | 2019 | 2019
20253-216164-01 | Dakota Electric Association | 15 | 25177 | Co-op | DMS244 | 7.6 | Solar |  |  | Interconnected | Inver Grove Heights | 55075 | Yankee Doodle | 10FB06 | Residential | Production | 28607 | 2019 | 2019
20253-216164-01 | Dakota Electric Association | 15 | 25177 | Co-op | DMS243 | 15.2 | Solar |  |  | Interconnected | Rosemount | 55068 | Pilot Knob | 19FB04 | Residential | Production | 60000 | 2019 | 2019
20253-216164-01 | Dakota Electric Association | 15 | 25177 | Co-op | DMS241 | 7.6 | Solar |  |  | Interconnected | Eagan | 55123 | Lebannon Hills | 16FB01 | Residential | Production | 28780 | 2019 | 2019
20253-216164-01 | Dakota Electric Association | 15 | 25177 | Co-op | DMS238 | 5 | Solar |  |  | Interconnected | Farmington | 55024 | Vermillion River | 24FB02 | Residential | Production | 19984 | 2019 | 2019
20253-216164-01 | Dakota Electric Association | 15 | 25177 | Co-op | DMS311 | 5 | Storage |  |  | Interconnected | Lakeville | 55044 | Dodd Park | 22FB04 | Residential |  | 10000 | 2019 | 2019
20253-216164-01 | Dakota Electric Association | 15 | 25177 | Co-op | DMS310 | 3.8 | Solar |  |  | Interconnected | Lakeville | 55044 | Dodd Park | 22FB04 | Residential | Production | 18725 | 2019 | 2019
20253-216164-01 | Dakota Electric Association | 15 | 25177 | Co-op | DMS282 | 22.8 | Solar |  |  | Interconnected | Farmington | 55024 | Castle Rock | 04FB04 | Residential | Production | 33181 | 2019 | 2019
20253-216164-01 | Dakota Electric Association | 15 | 25177 | Co-op | DMS240 | 7.6 | Solar |  |  | Interconnected | Eagan | 55123 | Eagan | 06FB02 | Residential | Production | 15000 | 2019 | 2019
20253-216164-01 | Dakota Electric Association | 15 | 25177 | Co-op | DMS251 | 22.8 | Solar |  |  | Interconnected | Hastings | 55033 | Hastings | 03FB02 | Residential | Production | 40000 | 2019 | 2019
20253-216164-01 | Dakota Electric Association | 15 | 25177 | Co-op | DMS255 | 5.9 | Solar |  |  | Interconnected | Apple Valley | 55124 | Lakeville | 25FB06 | Residential | Production | 28853 | 2019 | 2019
20253-216164-01 | Dakota Electric Association | 15 | 25177 | Co-op | DMS257 | 7.6 | Solar |  |  | Interconnected | Lakeville | 55044 | Ritter Park | 27FB03 | Residential | Production | 31821 | 2019 | 2019
20253-216164-01 | Dakota Electric Association | 15 | 25177 | Co-op | DMS239 | 12 | Solar |  |  | Interconnected | Lakeville | 55044 | Dodd Park | 22FB01 | Residential | Production | 45267 | 2019 | 2019
20253-216164-01 | Dakota Electric Association | 15 | 25177 | Co-op | DMS253 | 6 | Solar |  |  | Interconnected | Farmington | 55024 | Dodd Park | 22FB06 | Residential | Production | 25032 | 2019 | 2019
20253-216164-01 | Dakota Electric Association | 15 | 25177 | Co-op | DMS249 | 17.4 | Solar |  |  | Interconnected | Burnsville | 55337 | Burnsville | 05FB01 | Residential | Production | 82974 | 2019 | 2019
20253-216164-01 | Dakota Electric Association | 15 | 25177 | Co-op | DMS232 | 6 | Solar |  |  | Interconnected | Rosemount | 55068 | Lebannon Hills | 16FB03 | Residential | Production | 25140 | 2019 | 2019
20253-216164-01 | Dakota Electric Association | 15 | 25177 | Co-op | DMS246 | 11.4 | Solar |  |  | Interconnected | Hastings | 55033 | Marshan | 18FB01 | Residential | Production | 19200 | 2019 | 2019
20253-216164-01 | Dakota Electric Association | 15 | 25177 | Co-op | DMS248 | 22.8 | Solar |  |  | Interconnected | Lakeville | 55044 | Lake Marion | 15FB01 | Residential | Production | 34200 | 2019 | 2019
20253-216164-01 | Dakota Electric Association | 15 | 25177 | Co-op | DMS217 | 14 | Solar |  |  | Interconnected | Eagan | 55123 | Eagan | 06FB05 | Residential | Production | 40000 | 2019 | 2019
20253-216164-01 | Dakota Electric Association | 15 | 25177 | Co-op | DMS250 | 15.2 | Solar |  |  | Interconnected | Apple Valley | 55124 | Apple Valley | 21FB01 | Residential | Production | 65099 | 2019 | 2019
20253-216164-01 | Dakota Electric Association | 15 | 25177 | Co-op | DMS236 | 3.8 | Solar |  |  | Interconnected | Inver Grove Heights | 55077 | Yankee Doodle | 10FB06 | Residential | Production | 11454 | 2019 | 2019
20253-216164-01 | Dakota Electric Association | 15 | 25177 | Co-op | DMS234 | 7.6 | Solar |  |  | Interconnected | Lakeville | 55044 | Dodd Park | 22FB60 | Residential | Production | 29547 | 2019 | 2019
20253-216164-01 | Dakota Electric Association | 15 | 25177 | Co-op | DMS227 | 7.6 | Solar |  |  | Interconnected | Eagan | 55122 | Pilot Knob | 19FB05 | Residential | Production | 36137 | 2019 | 2019
20253-216164-01 | Dakota Electric Association | 15 | 25177 | Co-op | DMS197 | 8.8 | Solar |  |  | Interconnected | Burnsville | 55306 | Dakota Heights | 17FB01 | Residential | Production | 40428 | 2019 | 2019
20253-216164-01 | Dakota Electric Association | 15 | 25177 | Co-op | DMS226 | 7.6 | Solar |  |  | Interconnected | Burnsville | 55337 | Orchard Lake | 08FB01 | Residential | Production | 34390 | 2019 | 2019
20253-216164-01 | Dakota Electric Association | 15 | 25177 | Co-op | DMS224 | 10 | Solar |  |  | Interconnected | Inver Grove Heights | 55077 | Eagan | 06FB05 | Residential | Production | 31740 | 2019 | 2019
20253-216164-01 | Dakota Electric Association | 15 | 25177 | Co-op | DMS206 | 6.38 | Solar |  |  | Interconnected | Apple Valley | 55124 | Apple Valley | 21FB06 | Residential | Production | 27216 | 2019 | 2019
20253-216164-01 | Dakota Electric Association | 15 | 25177 | Co-op | DMS209 | 11.4 | Solar |  |  | Interconnected | Lakeville | 55044 | Lake Marion | 15FB03 | Residential | Production | 46800 | 2019 | 2019
20253-216164-01 | Dakota Electric Association | 15 | 25177 | Co-op | DMS207 | 7.68 | Solar |  |  | Interconnected | Apple Valley | 55124 | Apple Valley | 21FB06 | Residential | Production | 28537 | 2019 | 2019
20253-216164-01 | Dakota Electric Association | 15 | 25177 | Co-op | DMS223 | 6 | Solar |  |  | Interconnected | Northfield | 55057 | Castle Rock | 04FB02 | Residential | Production | 20491 | 2019 | 2019
20253-216164-01 | Dakota Electric Association | 15 | 25177 | Co-op | DMS228 | 3.8 | Solar |  |  | Interconnected | Eagan | 55123 | Lemay Lake | 14FB03 | Residential | Production | 19750 | 2019 | 2019
20253-216164-01 | Dakota Electric Association | 15 | 25177 | Co-op | DMS247 | 11.6 | Solar |  |  | Interconnected | Burnsville | 55306 | Orchard Lake | 08FB01 | Residential | Production | 31504 | 2019 | 2019
20253-216164-01 | Dakota Electric Association | 15 | 25177 | Co-op | DMS222 | 8.64 | Solar |  |  | Interconnected | Lakeville | 55044 | Ritter Park | 27FB04 | Residential | Production | 36337 | 2019 | 2019
20253-216164-01 | Dakota Electric Association | 15 | 25177 | Co-op | DMS233 | 5 | Solar |  |  | Interconnected | Apple Valley | 55124 | Burnsville | 05FB11 | Residential | Production | 35839 | 2019 | 2019
20253-216164-01 | Dakota Electric Association | 15 | 25177 | Co-op | DMS166 | 4.5 | Solar |  |  | Interconnected | Apple Valley | 55124 | Burnsville | 05FB02 | Residential | Production | 20025 | 2019 | 2019
20253-216164-01 | Dakota Electric Association | 15 | 25177 | Co-op | DMS215 | 6.96 | Solar |  |  | Interconnected | Eagan | 55122 | Deerwood | 12FB05 | Residential | Production | 29047 | 2019 | 2019
20253-216164-01 | Dakota Electric Association | 15 | 25177 | Co-op | DMS190 | 6.1 | Solar |  |  | Interconnected | Eagan | 55122 | Deerwood | 12FB04 | Residential | Production | 13000 | 2019 | 2019
20253-216164-01 | Dakota Electric Association | 15 | 25177 | Co-op | DMS218 | 7.6 | Solar |  |  | Interconnected | Eagan | 55123 | Lebannon Hills | 16FB05 | Residential | Production | 25740 | 2019 | 2019
20253-216164-01 | Dakota Electric Association | 15 | 25177 | Co-op | DMS210 | 7.6 | Solar |  |  | Interconnected | Farmington | 55024 | Lakeville | 25FB01 | Residential | Production | 35000 | 2019 | 2019
20253-216164-01 | Dakota Electric Association | 15 | 25177 | Co-op | DMS204 | 5.8 | Solar |  |  | Interconnected | Eagan | 55121 | Lebannon Hills | 16FB01 | Residential | Production | 23240 | 2019 | 2019
20253-216164-01 | Dakota Electric Association | 15 | 25177 | Co-op | DMS194 | 7.6 | Solar |  |  | Interconnected | Lakeville | 55044 | Orchard Lake | 08FB03 | Residential | Production | 31000 | 2019 | 2019
20253-216164-01 | Dakota Electric Association | 15 | 25177 | Co-op | DMS219 | 10 | Solar |  |  | Interconnected | Eagan | 55123 | Deerwood | 12FB05 | Residential | Production | 37290 | 2019 | 2019
20253-216164-01 | Dakota Electric Association | 15 | 25177 | Co-op | DMS205 | 7.25 | Solar |  |  | Interconnected | Apple Valley | 55124 | Burnsville | 05FB11 | Residential | Production | 31000 | 2019 | 2019
20253-216164-01 | Dakota Electric Association | 15 | 25177 | Co-op | DMS185 | 36 | Solar |  |  | Interconnected | Miesville | 55033 | Miesville | 07FB01 | Residential | Production | 234000 | 2019 | 2019
20253-216164-01 | Dakota Electric Association | 15 | 25177 | Co-op | DMS192 | 6 | Solar |  |  | Interconnected | Apple Valley | 55124 | Apple Valley | 21FB04 | Residential | Production | 21000 | 2019 | 2019
20253-216164-01 | Dakota Electric Association | 15 | 25177 | Co-op | DMS165 | 8.6 | Solar |  |  | Interconnected | Eagan | 55122 | Lemay Lake | 14FB03 | Residential | Production | 32485 | 2019 | 2019
20253-216164-01 | Dakota Electric Association | 15 | 25177 | Co-op | DMS221 | 7.6 | Solar |  |  | Interconnected | Rosemount | 55068 | Lebannon Hills | 16FB06 | Residential | Production | 33000 | 2019 | 2019
20253-216164-01 | Dakota Electric Association | 15 | 25177 | Co-op | DMS187 | 10 | Solar |  |  | Interconnected | Eagan | 55121 | Lebannon Hills | 16FB05 | Residential | Production | 15000 | 2019 | 2019
20253-216164-01 | Dakota Electric Association | 15 | 25177 | Co-op | DMS208 | 9.57 | Solar |  |  | Interconnected | Farmington | 55024 | Vermillion River | 24FB02 | Residential | Production | 36000 | 2019 | 2019
20253-216164-01 | Dakota Electric Association | 15 | 25177 | Co-op | DMS170 | 10 | Solar |  |  | Interconnected | Eagan | 55123 | Deerwood | 12FB02 | Residential | Production | 39873 | 2019 | 2019
20253-216164-01 | Dakota Electric Association | 15 | 25177 | Co-op | DMS216 | 7.6 | Solar |  |  | Interconnected | Farmington | 55024 | Vermillion River | 24FB06 | Residential | Production | 24270 | 2019 | 2019
20253-216164-01 | Dakota Electric Association | 15 | 25177 | Co-op | DMS182 | 5.8 | Solar |  |  | Interconnected | Apple Valley | 55124 | Fischer | 11FB04 | Residential | Production | 24876 | 2019 | 2019
20253-216164-01 | Dakota Electric Association | 15 | 25177 | Co-op | DMS180 | 6.1 | Solar |  |  | Interconnected | Apple Valley | 55124 | Burnsville | 05FB09 | Residential | Production | 22732 | 2019 | 2019
20253-216164-01 | Dakota Electric Association | 15 | 25177 | Co-op | DMS211 | 5.3 | Solar |  |  | Interconnected | Apple Valley | 55124 | Fischer | 11FB12 | Residential | Production | 18525 | 2019 | 2019
20253-216164-01 | Dakota Electric Association | 15 | 25177 | Co-op | DMS229 | 4.64 | Solar |  |  | Interconnected | Apple Valley | 55124 | Fischer | 11FB04 | Residential | Production | 25409 | 2019 | 2019
20253-216164-01 | Dakota Electric Association | 15 | 25177 | Co-op | DMS213 | 6 | Solar |  |  | Interconnected | Apple Valley | 55124 | Burnsville | 05FB09 | Residential | Production | 21000 | 2019 | 2019
20253-216164-01 | Dakota Electric Association | 15 | 25177 | Co-op | DMS212 | 5.3 | Solar |  |  | Interconnected | Lakeville | 55044 | Fischer | 11FB12 | Residential | Production | 16545 | 2019 | 2019
20253-216164-01 | Dakota Electric Association | 15 | 25177 | Co-op | DMS171 | 8.7 | Solar |  |  | Interconnected | Eagan | 55121 | Deerwood | 12FB02 | Residential | Production | 40428 | 2019 | 2019
20253-216164-01 | Dakota Electric Association | 15 | 25177 | Co-op | DMS163 | 4.8 | Solar |  |  | Interconnected | Apple Valley | 55124 | Lakeville | 25FB06 | Residential | Production | 21654 | 2019 | 2019
20253-216164-01 | Dakota Electric Association | 15 | 25177 | Co-op | DMS193 | 7.6 | Solar |  |  | Interconnected | Apple Valley | 55124 | Lakeville | 25FB06 | Residential | Production | 30000 | 2019 | 2019
20253-216164-01 | Dakota Electric Association | 15 | 25177 | Co-op | DMS191 | 2.7 | Solar |  |  | Interconnected | Eagan | 55123 | Eagan | 06FB01 | Commercial |  | 10000 | 2019 | 2019
20253-216164-01 | Dakota Electric Association | 15 | 25177 | Co-op | DMS186 | 6 | Solar |  |  | Interconnected | Farmington | 55024 | Vermillion River | 24FB01 | Residential | Production | 25000 | 2019 | 2019
20253-216164-01 | Dakota Electric Association | 15 | 25177 | Co-op | DMS200 | 5 | Solar |  |  | Interconnected | Burnsville | 55306 | Colonial Hills | 13FB04 | Residential | Production | 30000 | 2019 | 2019
20253-216164-01 | Dakota Electric Association | 15 | 25177 | Co-op | DMS214 | 11.73 | Solar |  |  | Interconnected | Lakeville | 55044 | Ritter Park | 27FB03 | Residential | Production | 45546 | 2018 | 2019
20253-216164-01 | Dakota Electric Association | 15 | 25177 | Co-op | DMS312 | 8.99 | Solar |  |  | Interconnected | Apple Valley | 55124 | Lakeville | 25FB06 | Residential | Production | 44266 | 2019 | 2019
20253-216164-01 | Dakota Electric Association | 15 | 25177 | Co-op | DMS203 | 10.08 | Solar |  |  | Interconnected | Rosemount | 55068 | Lebannon Hills | 16FB01 | Residential | Production | 36471 | 2018 | 2019
20253-216164-01 | Dakota Electric Association | 15 | 25177 | Co-op | DMS183 | 19 | Solar |  |  | Interconnected | Hastings | 55033 | Hastings | 03FB04 | Residential | Production | 67710 | 2019 | 2019
20253-216164-01 | Dakota Electric Association | 15 | 25177 | Co-op | DMS169 | 6 | Solar |  |  | Interconnected | Lakeville | 55044 | Dodd Park | 22FB03 | Residential | Production | 22000 | 2019 | 2019
20253-216164-01 | Dakota Electric Association | 15 | 25177 | Co-op | DMS164 | 6.38 | Solar |  |  | Interconnected | Lakeville | 55044 | Ritter Park | 27FB04 | Residential | Production | 18666 | 2018 | 2019
20253-216164-01 | Dakota Electric Association | 15 | 25177 | Co-op | DMS189 | 7.6 | Solar |  |  | Interconnected | Lakeville | 55044 | Dodd Park | 22FB01 | Residential | Production | 25959 | 2019 | 2019
20253-216164-01 | Dakota Electric Association | 15 | 25177 | Co-op | DMS195 | 5 | Solar |  |  | Interconnected | Lakeville | 55044 | Orchard Lake | 08FB04 | Residential | Production | 19000 | 2019 | 2019
20253-216164-01 | Dakota Electric Association | 15 | 25177 | Co-op | DMS188 | 11.4 | Solar |  |  | Interconnected | Apple Valley | 55124 | Apple Valley | 21FB01 | Residential | Production | 32980 | 2019 | 2019
20253-216164-01 | Dakota Electric Association | 15 | 25177 | Co-op | DMS178 | 10 | Solar |  |  | Interconnected | Eagan | 55123 | Eagan | 06FB01 | Residential | Production | 33000 | 2018 | 2019
20253-216164-01 | Dakota Electric Association | 15 | 25177 | Co-op | DMS184 | 9.9 | Solar |  |  | Interconnected | Apple Valley | 55124 | Fischer | 11FB09 | Residential | Production | 35462 | 2018 | 2019
20253-216164-01 | Dakota Electric Association | 15 | 25177 | Co-op | DMS167 | 36 | Solar |  |  | Interconnected | Lakeville | 55044 | Fischer | 11FB12 | Commercial |  | 80000 | 2018 | 2019
20253-216164-01 | Dakota Electric Association | 15 | 25177 | Co-op | DMS173 | 36 | Solar |  |  | Interconnected | Lakeville | 55044 | Fischer | 11FB12 | Commercial |  | 80000 | 2019 | 2019
20253-216164-01 | Dakota Electric Association | 15 | 25177 | Co-op | DMS172 | 4.97 | Solar |  |  | Interconnected | Rosemount | 55068 | Lakeville | 25FB02 | Residential | Production | 15000 | 2018 | 2019
20253-216164-01 | Dakota Electric Association | 15 | 25177 | Co-op | DMS153 | 18.3 | Solar |  |  | Interconnected | Hastings | 55033 | Marshan | 18FB02 | Residential | Production | 60300 | 2018 | 2019
20253-216164-01 | Dakota Electric Association | 15 | 25177 | Co-op | DMS176 | 7.15 | Solar |  |  | Interconnected | Lakeville | 55044 | Dakota Heights | 17FB04 | Residential | Production | 24560 | 2018 | 2019
20253-216164-01 | Dakota Electric Association | 15 | 25177 | Co-op | DMS174 | 6.48 | Solar |  |  | Interconnected | Eagan | 55122 | Yankee Doodle | 10FB03 | Residential | Production | 24324 | 2018 | 2019
20253-216164-01 | Dakota Electric Association | 15 | 25177 | Co-op | DMS293 | 9.43 | Solar |  |  | Interconnected | Farmington | 55024 | Vermillion River | 24FB06 | Residential | Production | 33047 | 2018 | 2019
20253-216164-01 | Dakota Electric Association | 15 | 25177 | Co-op | DMS292 | 11.16 | Solar |  |  | Interconnected | Elko | 55020 | Lake Marion | 15FB04 | Residential | Production | 36187 | 2018 | 2019
20253-216164-01 | Dakota Electric Association | 15 | 25177 | Co-op | DMS291 | 3.25 | Solar |  |  | Interconnected | Eagan | 55123 | Lebannon Hills | 16FB04 | Residential | Production | 13259 | 2018 | 2019
20253-216164-01 | Dakota Electric Association | 15 | 25177 | Co-op | DMS201 | 2.88 | Solar |  |  | Interconnected | Hastings | 55033 | Marshan | 18FB02 | Residential | Production | 11165 | 2018 | 2019
20253-216164-01 | Dakota Electric Association | 15 | 25177 | Co-op | DMS175 | 13.8 | Solar |  |  | Interconnected | Lakeville | 55044 | Orchard Lake | 08FB03 | Residential | Production | 53766 | 2018 | 2019
20253-216164-01 | Dakota Electric Association | 15 | 25177 | Co-op | DMS154 | 2000 | Solar |  |  | Interconnected | Hampton | 55065 | Randolph | 32FB05 | Utility |  |  | 2017 | 2018
20253-216164-01 | Dakota Electric Association | 15 | 25177 | Co-op | DMS123 | 6.09 | Solar |  |  | Interconnected | Eagan | 55123 | Lebannon Hills | 16FB02 | Residential | Production | 22651 | 2018 | 2018
20253-216164-01 | Dakota Electric Association | 15 | 25177 | Co-op | DMS160 | 15.2 | Solar |  |  | Interconnected | Hastings | 55124 | Marshan | 18FB02 | Residential | Production | 49989 | 2018 | 2018
20253-216164-01 | Dakota Electric Association | 15 | 25177 | Co-op | DMS157 | 10 | Solar |  |  | Interconnected | Inver Grove Heights | 55024 | Wescott Park | 20FB04 | Residential | Production | 30200 | 2018 | 2018
20253-216164-01 | Dakota Electric Association | 15 | 25177 | Co-op | DMS161 | 6.615 | Solar |  |  | Interconnected | Burnsville | 55123 | Orchard Lake | 08FB03 | Residential | Production | 22676 | 2018 | 2018
20253-216164-01 | Dakota Electric Association | 15 | 25177 | Co-op | DMS150 | 4.4 | Solar |  |  | Interconnected | Lakeville | 55024 | Lake Marion | 15FB04 | Residential | Production | 19975 | 2018 | 2018
20253-216164-01 | Dakota Electric Association | 15 | 25177 | Co-op | DMS158 | 5 | Solar |  |  | Interconnected | Burnsville | 55337 | River Hills | 09FB01 | Residential | Production | 10000 | 2018 | 2018
20253-216164-01 | Dakota Electric Association | 15 | 25177 | Co-op | DMS162 | 20 | Solar |  |  | Interconnected | Rosemount | 55123 | Lebannon Hills | 16FB06 | Residential | Production | 61440 | 2018 | 2018
20253-216164-01 | Dakota Electric Association | 15 | 25177 | Co-op | DMS179 | 36 | Solar |  |  | Interconnected | Burnsville | 55077 | Burnscott | 31FB01 | Commercial |  | 1e+05 | 2018 | 2018
20253-216164-01 | Dakota Electric Association | 15 | 25177 | Co-op | DMS155 | 8.41 | Solar |  |  | Interconnected | Hastings | 55123 | Nininger | 29FB01 | Residential | Production | 35362 | 2018 | 2018
20253-216164-01 | Dakota Electric Association | 15 | 25177 | Co-op | DMS152 | 11.4 | Solar |  |  | Interconnected | Eagan | 55123 | Lebannon Hills | 16FB03 | Residential | Production | 35658 | 2018 | 2018
20253-216164-01 | Dakota Electric Association | 15 | 25177 | Co-op | DMS151 | 11.4 | Solar |  |  | Interconnected | Eagan | 55124 | River Hills | 09FB04 | Residential | Production | 34697 | 2018 | 2018
20253-216164-01 | Dakota Electric Association | 15 | 25177 | Co-op | DMS149 | 7.6 | Solar |  |  | Interconnected | Inver Grove Heights | 55123 | Lebannon Hills | 16FB02 | Residential | Production | 27030 | 2018 | 2018
20253-216164-01 | Dakota Electric Association | 15 | 25177 | Co-op | DMS145 | 7.6 | Solar |  |  | Interconnected | Apple Valley | 55123 | Apple Valley | 21FB06 | Residential | Production | 26832 | 2018 | 2018
20253-216164-01 | Dakota Electric Association | 15 | 25177 | Co-op | DMS144 | 10 | Solar |  |  | Interconnected | Burnsville | 55337 | Burnsville | 05FB05 | Residential | Production | 35248 | 2018 | 2018
20253-216164-01 | Dakota Electric Association | 15 | 25177 | Co-op | DMS147 | 10 | Solar |  |  | Interconnected | Burnsville | 55306 | Burnsville | 05FB01 | Residential | Production | 36649 | 2018 | 2018
20253-216164-01 | Dakota Electric Association | 15 | 25177 | Co-op | DMS146 | 5 | Solar |  |  | Interconnected | Lakeville | 55123 | Kenrick | 26FB02 | Residential | Production | 23600 | 2018 | 2018
20253-216164-01 | Dakota Electric Association | 15 | 25177 | Co-op | DMS142 | 7.6 | Solar |  |  | Interconnected | Burnsville | 55306 | Dakota Heights | 17FB01 | Residential | Production | 21000 | 2018 | 2018
20253-216164-01 | Dakota Electric Association | 15 | 25177 | Co-op | DMS148 | 7.6 | Solar |  |  | Interconnected | Farmington | 55123 | Dodd Park | 22FB03 | Residential | Production | 26585 | 2018 | 2018
20253-216164-01 | Dakota Electric Association | 15 | 25177 | Co-op | DMS143 | 7.6 | Solar |  |  | Interconnected | Farmington | 55123 | Empire | 23FB02 | Residential | Production | 30845 | 2018 | 2018
20253-216164-01 | Dakota Electric Association | 15 | 25177 | Co-op | DMS139 | 10 | Solar |  |  | Interconnected | Hastings | 55123 | Nininger | 29FB03 | Residential | Production | 30463 | 2018 | 2018
20253-216164-01 | Dakota Electric Association | 15 | 25177 | Co-op | DMS140 | 5 | Solar |  |  | Interconnected | Lakeville | 55123 | Dodd Park | 22FB05 | Residential | Production | 18597 | 2018 | 2018
20253-216164-01 | Dakota Electric Association | 15 | 25177 | Co-op | DMS141 | 3.8 | Solar |  |  | Interconnected | Eagan | 55123 | Lebannon Hills | 16FB04 | Residential | Production | 20965 | 2018 | 2018
20253-216164-01 | Dakota Electric Association | 15 | 25177 | Co-op | DMS177 | 11.4 | Solar |  |  | Interconnected | Elko | 55020 | Lake Marion | 15FB04 | Residential | Production | 42697 | 2018 | 2018
20253-216164-01 | Dakota Electric Association | 15 | 25177 | Co-op | DMS138 | 20 | Solar |  |  | Interconnected | Inver Grove Heights | 55077 | Wescott Park | 20FB04 | Residential | Production | 53400 | 2018 | 2018
20253-216164-01 | Dakota Electric Association | 15 | 25177 | Co-op | DMS135 | 7.6 | Solar |  |  | Interconnected | Apple Valley | 55124 | Apple Valley | 21FB03 | Residential | Production | 31700 | 2018 | 2018
20253-216164-01 | Dakota Electric Association | 15 | 25177 | Co-op | DMS132 | 7.82 | Solar |  |  | Interconnected | Lakeville | 55024 | Ritter Park | 27FB04 | Residential | Production | 18500 | 2018 | 2018
20253-216164-01 | Dakota Electric Association | 15 | 25177 | Co-op | DMS131 | 7.6 | Solar |  |  | Interconnected | Apple Valley | 55077 | Pilot Knob | 19FB04 | Residential | Production | 35050 | 2018 | 2018
20253-216164-01 | Dakota Electric Association | 15 | 25177 | Co-op | DMS130 | 12 | Solar |  |  | Interconnected | Northfield | 55057 | Castle Rock | 04FB02 | Residential | Production | 35000 | 2018 | 2018
20253-216164-01 | Dakota Electric Association | 15 | 25177 | Co-op | DMS134 | 7.6 | Solar |  |  | Interconnected | Farmington | 55123 | Vermillion River | 24FB01 | Residential | Production | 22500 | 2018 | 2018
20253-216164-01 | Dakota Electric Association | 15 | 25177 | Co-op | DMS126 | 7.6 | Solar |  |  | Interconnected | Lakeville | 55124 | Dakota Heights | 17FB02 | Residential | Production | 33000 | 2018 | 2018
20253-216164-01 | Dakota Electric Association | 15 | 25177 | Co-op | DMS124 | 15.2 | Solar |  |  | Interconnected | Eagan | 55123 | Deerwood | 12FB02 | Residential | Production | 35869 | 2018 | 2018
20253-216164-01 | Dakota Electric Association | 15 | 25177 | Co-op | DMS125 | 10 | Solar |  |  | Interconnected | Apple Valley | 55077 | Burnsville | 05FB09 | Residential | Production | 30837 | 2018 | 2018
20253-216164-01 | Dakota Electric Association | 15 | 25177 | Co-op | DMS122 | 7.6 | Solar |  |  | Interconnected | Eagan | 55123 | Lebannon Hills | 16FB02 | Residential | Production | 25805 | 2018 | 2018
20253-216164-01 | Dakota Electric Association | 15 | 25177 | Co-op | DMS129 | 5.88 | Solar |  |  | Interconnected | Eagan | 55077 | Lemay Lake | 14FB04 | Residential | Production | 20884 | 2018 | 2018
20253-216164-01 | Dakota Electric Association | 15 | 25177 | Co-op | DMS128 | 7.6 | Solar |  |  | Interconnected | Apple Valley | 55124 | Apple Valley | 21FB02 | Residential | Production | 21300 | 2017 | 2018
20253-216164-01 | Dakota Electric Association | 15 | 25177 | Co-op | DMS127 | 10 | Solar |  |  | Interconnected | Burnsville | 55337 | Burnsville | 05FB05 | Residential | Production | 34878 | 2018 | 2018
20253-216164-01 | Dakota Electric Association | 15 | 25177 | Co-op | DMS119 | 7.6 | Solar |  |  | Interconnected | Apple Valley | 55124 | Fischer | 11FB04 | Residential | Production | 12975 | 2017 | 2018
20253-216164-01 | Dakota Electric Association | 15 | 25177 | Co-op | DMS118 | 10 | Solar |  |  | Interconnected | Inver Grove Heights | 55124 | Lebannon Hills | 17FB03 | Residential | Production | 15333 | 2017 | 2018
20253-216164-01 | Dakota Electric Association | 15 | 25177 | Co-op | DMS117 | 34.2 | Solar |  |  | Interconnected | Eagan | 55124 | Lebannon Hills | 16FB03 | Commercial |  | 98088 | 2017 | 2018
20253-216164-01 | Dakota Electric Association | 15 | 25177 | Co-op | DMS78 | 1000 | Solar |  |  | Interconnected | Hastings | 55033 | Marshan | 18FB01 | Utility |  |  | 2016 | 2017
20253-216164-01 | Dakota Electric Association | 15 | 25177 | Co-op | DMS81 | 15.2 | Solar |  |  | Interconnected | Hampton | 55031 | Empire | 23FB04 | Residential | Production | 48000 | 2017 | 2017
20253-216164-01 | Dakota Electric Association | 15 | 25177 | Co-op | DMS302 | 8 | Solar |  | X | Interconnected | Hampton | 55031 | Empire | 23FB04 | Residential | Production | 38000 | 2017 | 2017
20253-216164-01 | Dakota Electric Association | 15 | 25177 | Co-op | DMS114 | 7.6 | Solar |  |  | Interconnected | Hampton | 55031 | Randolph | 32FB02 | Residential | Production | 30000 | 2017 | 2017
20253-216164-01 | Dakota Electric Association | 15 | 25177 | Co-op | DMS133 | 10 | Solar |  |  | Interconnected | New Market | 55044 | Lake Marion | 15FB01 | Residential | Production | 33562 | 2017 | 2017
20253-216164-01 | Dakota Electric Association | 15 | 25177 | Co-op | DMS113 | 10 | Solar |  |  | Interconnected | Eagan | 55123 | Lebannon Hills | 16FB05 | Residential | Production | 28940 | 2017 | 2017
20253-216164-01 | Dakota Electric Association | 15 | 25177 | Co-op | DMS110 | 37.8 | Solar |  |  | Interconnected | Lakeville | 55044 | Ritter Park | 27FB02 | Commercial |  | 140185 | 2017 | 2017
20253-216164-01 | Dakota Electric Association | 15 | 25177 | Co-op | DMS109 | 6 | Solar |  |  | Interconnected | Lakeville | 55044 | Dakota Heights | 17FB02 | Residential | Production | 18000 | 2017 | 2017
20253-216164-01 | Dakota Electric Association | 15 | 25177 | Co-op | DMS108 | 5 | Solar |  |  | Interconnected | Apple Valley | 55124 | Burnsville | 05FB09 | Residential | Production | 17280 | 2017 | 2017
20253-216164-01 | Dakota Electric Association | 15 | 25177 | Co-op | DMS107 | 3.8 | Solar |  |  | Interconnected | Eagan | 55122 | Pilot Knob | 19FB05 | Residential | Production | 16995 | 2017 | 2017
20253-216164-01 | Dakota Electric Association | 15 | 25177 | Co-op | DMS105 | 11.4 | Solar |  |  | Interconnected | Northfield | 55057 | Castle Rock | 04FB02 | Residential | Production | 13500 | 2017 | 2017
20253-216164-01 | Dakota Electric Association | 15 | 25177 | Co-op | DMS104 | 7.6 | Solar |  |  | Interconnected | Burnsville | 55337 | Burnsville | 05FB05 | Residential | Production | 28788 | 2017 | 2017
20253-216164-01 | Dakota Electric Association | 15 | 25177 | Co-op | DMS103 | 15.2 | Solar |  |  | Interconnected | Apple Valley | 55124 | Apple Valley | 21FB03 | Residential | Production | 52670 | 2017 | 2017
20253-216164-01 | Dakota Electric Association | 15 | 25177 | Co-op | DMS102 | 7.6 | Solar |  |  | Interconnected | Eagan | 55123 | Eagan | 06FB04 | Residential | Production | 23326 | 2017 | 2017
20253-216164-01 | Dakota Electric Association | 15 | 25177 | Co-op | DMS101 | 7.6 | Solar |  |  | Interconnected | Apple Valley | 55124 | Fischer | 11FB12 | Residential | Production | 28767 | 2017 | 2017
20253-216164-01 | Dakota Electric Association | 15 | 25177 | Co-op | DMS99 | 7.6 | Solar |  |  | Interconnected | Apple Valley | 55124 | Fischer | 11FB12 | Residential | Production | 21707 | 2017 | 2017
20253-216164-01 | Dakota Electric Association | 15 | 25177 | Co-op | DMS290 | 10 | Solar |  |  | Interconnected | Lakeville | 55044 | Lakeville | 25FB04 | Residential | Production | 36264 | 2017 | 2017
20253-216164-01 | Dakota Electric Association | 15 | 25177 | Co-op | DMS98 | 7.6 | Solar |  |  | Interconnected | Eagan | 55122 | River Hills | 09FB03 | Residential | Production | 24180 | 2017 | 2017
20253-216164-01 | Dakota Electric Association | 15 | 25177 | Co-op | DMS97 | 6 | Solar |  |  | Interconnected | Burnsville | 55337 | Colonial Hills | 13FB01 | Residential | Production | 21603 | 2017 | 2017
20253-216164-01 | Dakota Electric Association | 15 | 25177 | Co-op | DMS96 | 3 | Solar |  |  | Interconnected | Eagan | 55123 | Lebannon Hills | 16FB01 | Residential | Production | 9300 | 2017 | 2017
20253-216164-01 | Dakota Electric Association | 15 | 25177 | Co-op | DMS94 | 15.2 | Solar |  |  | Interconnected | Farmington | 55024 | Kenrick | 24FB06 | Residential | Production | 44000 | 2017 | 2017
20253-216164-01 | Dakota Electric Association | 15 | 25177 | Co-op | DMS93 | 11.4 | Solar |  |  | Interconnected | Inver Grove Heights | 55075 | Yankee Doodle | 10FB06 | Residential | Production | 42304 | 2017 | 2017
20253-216164-01 | Dakota Electric Association | 15 | 25177 | Co-op | DMS95 | 11.4 | Solar |  |  | Interconnected | New Market | 55044 | Lake Marion | 15FB01 | Residential | Production | 34650 | 2017 | 2017
20253-216164-01 | Dakota Electric Association | 15 | 25177 | Co-op | DMS92 | 7.6 | Solar |  |  | Interconnected | Inver Grove Heights | 55077 | Yankee Doodle | 10FB06 | Residential | Production | 18349 | 2017 | 2017
20253-216164-01 | Dakota Electric Association | 15 | 25177 | Co-op | DMS91 | 7.6 | Solar |  |  | Interconnected | Sciota | 55057 | Castle Rock | 04FB02 | Residential | Production | 27500 | 2017 | 2017
20253-216164-01 | Dakota Electric Association | 15 | 25177 | Co-op | DMS90 | 5 | Solar |  |  | Interconnected | Apple Valley | 55124 | Fischer | 11FB08 | Residential | Production | 13400 | 2017 | 2017
20253-216164-01 | Dakota Electric Association | 15 | 25177 | Co-op | DMS89 | 7.6 | Solar |  |  | Interconnected | Apple Valley | 55124 | Apple Valley | 21FB04 | Residential | Production | 25625 | 2017 | 2017
20253-216164-01 | Dakota Electric Association | 15 | 25177 | Co-op | DMS88 | 15.2 | Solar |  |  | Interconnected | Inver Grove Heights | 55077 | Lebannon Hills | 16FB01 | Residential | Production | 60480 | 2017 | 2017
20253-216164-01 | Dakota Electric Association | 15 | 25177 | Co-op | DMS87 | 6 | Solar |  |  | Interconnected | Inver Grove Heights | 55077 | Wescott Park | 20FB04 | Residential | Production | 22475 | 2017 | 2017
20253-216164-01 | Dakota Electric Association | 15 | 25177 | Co-op | DMS86 | 10 | Solar |  |  | Interconnected | Apple Valley | 55124 | Burnsville | 05FB03 | Residential | Production | 31910 | 2017 | 2017
20253-216164-01 | Dakota Electric Association | 15 | 25177 | Co-op | DMS83 | 6 | Solar |  |  | Interconnected | Apple Valley | 55124 | Burnsville | 05FB03 | Residential | Production | 24900 | 2017 | 2017
20253-216164-01 | Dakota Electric Association | 15 | 25177 | Co-op | DMS85 | 10 | Solar |  |  | Interconnected | Lakeville | 55044 | Dodd Park | 22FB01 | Residential | Production | 35249 | 2016 | 2017
20253-216164-01 | Dakota Electric Association | 15 | 25177 | Co-op | DMS84 | 2.97 | Solar |  |  | Interconnected | Apple Valley | 55124 | Fischer | 11FB04 | Residential | Production | 15057 | 2017 | 2017
20253-216164-01 | Dakota Electric Association | 15 | 25177 | Co-op | DMS79 | 10 | Solar |  |  | Interconnected | Marshan | 55033 | Marshan | 18FB04 | Residential | Production | 25300 | 2017 | 2017
20253-216164-01 | Dakota Electric Association | 15 | 25177 | Co-op | DMS77 | 7.6 | Solar |  |  | Interconnected | Northfield | 55057 | Castle Rock | 04FB04 | Residential | Production | 39000 | 2017 | 2017
20253-216164-01 | Dakota Electric Association | 15 | 25177 | Co-op | DMS75 | 10 | Solar |  |  | Interconnected | Eagan | 55123 | Lebannon Hills | 16FB04 | Residential | Production | 25000 | 2017 | 2017
20253-216164-01 | Dakota Electric Association | 15 | 25177 | Co-op | DMS82 | 32.8 | Solar |  |  | Interconnected | Ravenna | 55033 | Marshan | 18FB01 | Residential |  | 70000 | 2015 | 2017
20253-216164-01 | Dakota Electric Association | 15 | 25177 | Co-op | DMS81000 | 15.2 | Solar |  |  | Interconnected | Hampton | 55031 | Empire | 23FB04 | Residential | Production | 48000 | 2017 | 2017
20253-216164-01 | Dakota Electric Association | 15 | 25177 | Co-op | DMS73 | 20 | Solar |  |  | Interconnected | Eagan | 55123 | Deerwood | 12FB01 | Residential | Production | 42500 | 2016 | 2017
20253-216164-01 | Dakota Electric Association | 15 | 25177 | Co-op | DMS72 | 11.4 | Solar |  |  | Interconnected | Hampton | 55031 | Empire | 23FB03 | Residential | Production | 42500 | 2016 | 2017
20253-216164-01 | Dakota Electric Association | 15 | 25177 | Co-op | DMS71 | 23.94 | Solar |  |  | Interconnected | Empire | 55024 | Vermillion | 24FB02 | Residential | Production | 60000 | 2016 | 2017
20253-216164-01 | Dakota Electric Association | 15 | 25177 | Co-op | DMS34 | 9.98 | Solar |  |  | Interconnected | Randolph | 55065 | Castle Rock | 04FB02 | Residential | Production | 31355 | 2015 | 2016
20253-216164-01 | Dakota Electric Association | 15 | 25177 | Co-op | DMS44 | 10 | Solar |  |  | Interconnected | Burnsville | 55337 | Burnsville | 05FB03 | Residential | Production | 33750 | 2015 | 2016
20253-216164-01 | Dakota Electric Association | 15 | 25177 | Co-op | DMS38 | 7.6 | Solar |  |  | Interconnected | Eureka | 55024 | Castle Rock | 04FB04 | Residential | Production | 29700 | 2016 | 2016
20253-216164-01 | Dakota Electric Association | 15 | 25177 | Co-op | DMS53 | 5 | Solar |  |  | Interconnected | Vermillion | 55085 | Hastings | 03FB03 | Residential | Production | 15800 | 2016 | 2016
20253-216164-01 | Dakota Electric Association | 15 | 25177 | Co-op | DMS42 | 20 | Solar |  |  | Interconnected | Castle Rock | 55031 | Empire | 23FB03 | Residential | Production | 77800 | 2015 | 2016
20253-216164-01 | Dakota Electric Association | 15 | 25177 | Co-op | DMS49 | 6 | Solar |  |  | Interconnected | Lakeville | 55044 | Dodd Park | 22FB06 | Residential | Production | 24400 | 2016 | 2016
20253-216164-01 | Dakota Electric Association | 15 | 25177 | Co-op | DMS22000 | 1.12 | Solar |  |  | Interconnected | Rosemount | 55068 | Lebannon Hills | 16FB06 | Residential |  |  | 2016 | 2016
20253-216164-01 | Dakota Electric Association | 15 | 25177 | Co-op | DMS54 | 6 | Solar |  |  | Interconnected | Eagan | 55123 | Lebannon Hills | 16FB04 | Residential | Production | 22608 | 2015 | 2016
20253-216164-01 | Dakota Electric Association | 15 | 25177 | Co-op | DMS62 | 6 | Solar |  |  | Interconnected | Eagan | 55122 | Deerwood | 12FB05 | Residential | Production | 26000 | 2016 | 2016
20253-216164-01 | Dakota Electric Association | 15 | 25177 | Co-op | DMS55 | 10 | Solar |  |  | Interconnected | Welch | 55089 | Ravenna | 30FB03 | Residential | Production | 37500 | 2016 | 2016
20253-216164-01 | Dakota Electric Association | 15 | 25177 | Co-op | DMS57 | 5 | Solar |  |  | Interconnected | Burnsville | 55306 | Orchard Lake | 08FB01 | Residential | Production | 22850 | 2016 | 2016
20253-216164-01 | Dakota Electric Association | 15 | 25177 | Co-op | DMS52 | 5 | Solar |  |  | Interconnected | Burnsville | 55337 | Burnsville | 05FB06 | Residential | Production | 18800 | 2016 | 2016
20253-216164-01 | Dakota Electric Association | 15 | 25177 | Co-op | DMS58 | 7.6 | Solar |  |  | Interconnected | Farmington | 55024 | Vermillion River | 24FB06 | Residential | Production | 18525 | 2016 | 2016
20253-216164-01 | Dakota Electric Association | 15 | 25177 | Co-op | DMS56 | 133.2 | Solar |  |  | Interconnected | Eagan | 55122 | Lemay Lake | 14FB05 | Commercial |  | 150000 | 2016 | 2016
20253-216164-01 | Dakota Electric Association | 15 | 25177 | Co-op | DMS61 | 6 | Solar |  |  | Interconnected | Eagan | 55122 | Deerwood | 12FB05 | Residential | Production | 21801 | 2016 | 2016
20253-216164-01 | Dakota Electric Association | 15 | 25177 | Co-op | DMS60 | 10 | Solar |  |  | Interconnected | Welch | 55089 | Miesville | 07FB03 | Residential | Production |  | 2016 | 2016
20253-216164-01 | Dakota Electric Association | 15 | 25177 | Co-op | DMS63 | 8.1 | Solar |  |  | Interconnected | Lakeville | 55044 | Dodd Park | 22FB05 | Residential | Production | 37000 | 2016 | 2016
20253-216164-01 | Dakota Electric Association | 15 | 25177 | Co-op | DMS67 | 6 | Solar |  |  | Interconnected | Apple Valley | 55124 | Yankee Doodle | 11FB08 | Residential | Production | 23000 | 2016 | 2016
20253-216164-01 | Dakota Electric Association | 15 | 25177 | Co-op | DMS68 | 7.68 | Solar |  |  | Interconnected | Apple Valley | 55124 | Apple Valley | 21FB01 | Residential | Production | 30799 | 2016 | 2016
20253-216164-01 | Dakota Electric Association | 15 | 25177 | Co-op | DMS66 | 1.92 | Solar |  |  | Interconnected | Lakeville | 55044 | Orchard Lake | 08FB06 | Residential | Production | 8899 | 2016 | 2016
20253-216164-01 | Dakota Electric Association | 15 | 25177 | Co-op | DMS69 | 6.02 | Solar |  |  | Interconnected | Burnsville | 55306 | Orchard Lake | 08FB01 | Residential | Production | 25752 | 2016 | 2016
20253-216164-01 | Dakota Electric Association | 15 | 25177 | Co-op | DMS70 | 7.29 | Solar |  |  | Interconnected | Rosemount | 55068 | Apple Valley | 21FB02 | Residential | Production | 42000 | 2016 | 2016
20253-216164-01 | Dakota Electric Association | 15 | 25177 | Co-op | DMS4 | 3.84 | Solar |  |  | Interconnected | Eagan | 55122 | River Hills East | 9FB03 | Residential | Production | 17034 | 2015 | 2015
20253-216164-01 | Dakota Electric Association | 15 | 25177 | Co-op | DMS17 | 11.4 | Solar |  |  | Interconnected | Welch | 55089 | Miesville | 7FB04 | Residential | Production | 53395 | 2015 | 2015
20253-216164-01 | Dakota Electric Association | 15 | 25177 | Co-op | DMS19 | 7.955 | Solar |  |  | Interconnected | Inver Grove Heights | 55077 | Yankee Doodle | 10FB06 | Residential | Production | 33000 | 2014 | 2015
20253-216164-01 | Dakota Electric Association | 15 | 25177 | Co-op | DMS21 | 4.8 | Solar |  |  | Interconnected | Burnsville | 55306 | Dakota Heights | 17FB01 | Residential | Production | 25000 | 2014 | 2015
20253-216164-01 | Dakota Electric Association | 15 | 25177 | Co-op | DMS22 | 12 | Solar |  |  | Interconnected | Rosemount | 55068 | Lebanon Hills | 16FB06 | Residential | Production | 40425 | 2015 | 2015
20253-216164-01 | Dakota Electric Association | 15 | 25177 | Co-op | DMS23 | 6 | Solar |  |  | Interconnected | Burnsville | 55337 | River Hills | 9FB05 | Residential | Production | 21300 | 2014 | 2015
20253-216164-01 | Dakota Electric Association | 15 | 25177 | Co-op | DMS24 | 10 | Solar |  |  | Interconnected | Northfield | 55057 | Castle Rock | 4FB04 | Residential | Production | 34300 | 2015 | 2015
20253-216164-01 | Dakota Electric Association | 15 | 25177 | Co-op | DMS25 | 7.2 | Solar |  |  | Interconnected | Lakeville | 55044 | Ritter Park | 27FB03 | Residential | Production | 35000 | 2015 | 2015
20253-216164-01 | Dakota Electric Association | 15 | 25177 | Co-op | DMS26 | 10.8 | Solar |  |  | Interconnected | Welch | 55089 | Miesville | 7FB02 | Residential | Production | 53000 | 2015 | 2015
20253-216164-01 | Dakota Electric Association | 15 | 25177 | Co-op | DMS27 | 10 | Solar |  |  | Interconnected | Apple Valley | 55124 | Pilot Knob | 19FB04 | Residential | Production | 25891 | 2015 | 2015
20253-216164-01 | Dakota Electric Association | 15 | 25177 | Co-op | DMS45 | 7.6 | Solar |  |  | Interconnected | Welch | 55089 | Ravenna | 30FB04 | Residential | Production | 37195 | 2015 | 2015
20253-216164-01 | Dakota Electric Association | 15 | 25177 | Co-op | DMS48 | 7.6 | Solar |  |  | Interconnected | Rosemount | 55068 | Lebanon Hills | 16FB06 | Residential | Production | 26064 | 2015 | 2015
20253-216164-01 | Dakota Electric Association | 15 | 25177 | Co-op | DMS46 | 10 | Solar |  |  | Interconnected | Hastings | 55033 | Marshan | 18FB01 | Residential | Production | 15000 | 2015 | 2015
20253-216164-01 | Dakota Electric Association | 15 | 25177 | Co-op | DMS47 | 10 | Solar |  |  | Interconnected | Northfield | 55057 | Castle Rock | 4FB02 | Residential | Production | 40121 | 2015 | 2015
20253-216164-01 | Dakota Electric Association | 15 | 25177 | Co-op | DMS41 | 5.16 | Solar |  |  | Interconnected | Randolph | 55065 | Byllesby | 2FB04 | Residential | Production | 19135 | 2015 | 2015
20253-216164-01 | Dakota Electric Association | 15 | 25177 | Co-op | DMS33 | 15.2 | Solar |  |  | Interconnected | Welch | 55089 | Miesville | 7FB03 | Residential | Production | 54310 | 2015 | 2015
20253-216164-01 | Dakota Electric Association | 15 | 25177 | Co-op | DMS40 | 36 | Solar |  |  | Interconnected | Cannon Falls | 55009 | Miesville | 7FB05 | Residential | Production | 174778 | 2015 | 2015
20253-216164-01 | Dakota Electric Association | 15 | 25177 | Co-op | DMS36 | 9.98 | Solar |  |  | Interconnected | Northfield | 55057 | Castle Rock | 4FB02 | Residential | Production | 30020 | 2015 | 2015
20253-216164-01 | Dakota Electric Association | 15 | 25177 | Co-op | DMS43 | 11.4 | Solar |  |  | Interconnected | Northfield | 55057 | Lake Marion | 15FB04 | Residential | Production | 41000 | 2015 | 2015
20253-216164-01 | Dakota Electric Association | 15 | 25177 | Co-op | DMS35 | 7.68 | Solar |  |  | Interconnected | Rosemount | 55068 | Lebanon Hills | 16FB06 | Residential | Production | 40376 | 2015 | 2015
20253-216164-01 | Dakota Electric Association | 15 | 25177 | Co-op | DMS115 | 18 | Solar |  |  | Interconnected | Farmington | 55024 | Vermillion River | 24FB02 | Utility |  |  | 2014 | 2014
20253-216164-01 | Dakota Electric Association | 15 | 25177 | Co-op | DMS14 | 40 | Solar |  |  | Interconnected | Greenvale | 55057 | Castle Rock | 4FB04 | Commercial |  |  | 2013 | 2014
20253-216164-01 | Dakota Electric Association | 15 | 25177 | Co-op | DMS9222 | 1.72 | Solar |  |  | Interconnected | Eagan | 55122 | Eagan | 6FB06 | Commercial |  |  | 2014 | 2014
20253-216164-01 | Dakota Electric Association | 15 | 25177 | Co-op | DMS7 | 7.31 | Solar |  |  | Interconnected | Hampton | 55031 | Miesville | 7FB04 | Residential |  |  | 2013 | 2013
20253-216164-01 | Dakota Electric Association | 15 | 25177 | Co-op | DMS10 | 45.36 | Solar |  |  | Interconnected | Eagan | 55122 | Yankee Doodle | 10FB04 | Commercial |  |  | 2013 | 2013
20253-216164-01 | Dakota Electric Association | 15 | 25177 | Co-op | DMS11 | 5.59 | Solar |  |  | Interconnected | Lakeville | 55044 | Lake Marion | 15FB01 | Residential |  |  | 2013 | 2013
20253-216164-01 | Dakota Electric Association | 15 | 25177 | Co-op | DMS12 | 3 | Solar |  |  | Interconnected | Burnsville | 55337 | Burnsville | 5FB03 | Residential |  |  | 2013 | 2013
20253-216164-01 | Dakota Electric Association | 15 | 25177 | Co-op | DMS13 | 30 | Solar |  |  | Interconnected | Eagan | 55122 | Yankee Doodle | 10FB05 | Commercial |  |  | 2013 | 2013
20253-216164-01 | Dakota Electric Association | 15 | 25177 | Co-op | DMS20016 | 7.5 | Solar |  |  | Interconnected | Marshan | 55033 | Miesville | 7FB01 | Residential |  |  | 2011 | 2012
20253-216164-01 | Dakota Electric Association | 15 | 25177 | Co-op | DMS3 | 10 | Wind |  |  | Interconnected | Webster | 55088 | Lake Marion | 15FB04 | Residential |  |  | 2011 | 2012
20253-216164-01 | Dakota Electric Association | 15 | 25177 | Co-op | DMS1 | 10.32 | Solar |  |  | Interconnected | Farmington | 55024 | Vermillion River | 24FB01 | Residential |  |  | 2012 | 2012
20253-216164-01 | Dakota Electric Association | 15 | 25177 | Co-op | DMS6 | 12.9 | Solar |  |  | Interconnected | Douglas | 55033 | Marshan | 18FB03 | Residential |  |  | 2012 | 2012
20253-216164-01 | Dakota Electric Association | 15 | 25177 | Co-op | DMS5 | 5 | Solar |  |  | Interconnected | Burnsville | 55337 | Burnsville South | 5FB08 | Commercial |  |  | 2012 | 2012
20253-216164-01 | Dakota Electric Association | 15 | 25177 | Co-op | DMS303 | 6 | Solar |  |  | Interconnected | Eagan | 55122 | Deerwood | 12FB01 | Residential | Production | 21524 | 2016 | 2016
20253-216164-01 | Dakota Electric Association | 15 | 25177 | Co-op | DMS24016 | 6 | Solar |  |  | Interconnected | Eagan | 55122 | Deerwood | 12FB01 | Residential |  |  | 2011 | 2011
20253-216164-01 | Dakota Electric Association | 15 | 25177 | Co-op | DMS24017 | 5.16 | Solar |  |  | Decommissioned | Lakeville | 55044 | Fischer West | 11FB02 | Residential |  |  | 2011 | 2011 | 2023
20253-216164-01 | Dakota Electric Association | 15 | 25177 | Co-op | DMS10012 | 4.8 | Solar |  |  | Interconnected | Marshan | 55033 | Marshan | 18FB01 | Residential |  |  | 2009 | 2010
20253-216164-01 | Dakota Electric Association | 15 | 25177 | Co-op | DMS23218 | 7 | Solar |  |  | Interconnected | Welch | 55089 | Miesville | 7FB04 | Residential |  |  | 2009 | 2010
20253-216164-01 | Dakota Electric Association | 15 | 25177 | Co-op | DMS23219 | 15 | Wind |  |  | Interconnected | Webster | 55088 | Lake Marion | 15FB04 | Commercial |  |  | 2010 | 2010
20253-216164-01 | Dakota Electric Association | 15 | 25177 | Co-op | DMS22416 | 3.8 | Solar |  |  | Interconnected | Lakeville | 55044 | Dakota Heights | 17FB05 | Commercial |  |  | 2009 | 2010
20253-216164-01 | Dakota Electric Association | 15 | 25177 | Co-op | DMS298 | 3 | Solar |  |  | Interconnected | Lakeville | 55044 | Dakota Heights | 17FB05 | Commercial |  |  | 2009 | 2010
20253-216164-01 | Dakota Electric Association | 15 | 25177 | Co-op | DMS23221 | 3 | Solar |  |  | Interconnected | Ravenna | 55033 | Miesville | 7FB02 | Residential |  |  | 2010 | 2010
20253-216164-01 | Dakota Electric Association | 15 | 25177 | Co-op | DMS304 | 4 | Solar |  |  | Interconnected | Vermillion | 55033 | Hastings | 3FB04 | Commercial |  |  | 2008 | 2010
20253-216164-01 | Dakota Electric Association | 15 | 25177 | Co-op | DMS9225 | 5 | Solar |  |  | Interconnected | Lakeville | 55044 | Dodd Park | 22FB05 | Residential |  |  | 2008 | 2009
20253-216164-01 | Dakota Electric Association | 15 | 25177 | Co-op | DMS9229 | 10 | Wind |  |  | Interconnected | Randolph | 55065 | Byllesby | 2FB04 | Residential |  |  | 2009 | 2009
20253-216164-01 | Dakota Electric Association | 15 | 25177 | Co-op | DMS9226 | 4.5 | Solar |  |  | Interconnected | Eagan | 55123 | Lebanon Hills | 16FB01 | Residential |  |  | 2009 | 2009
20253-216164-01 | Dakota Electric Association | 15 | 25177 | Co-op | DMS9224 | 20 | Wind |  |  | Interconnected | Vermillion | 55033 | Hastings | 3FB04 | Commercial |  |  | 2008 | 2009
20253-216164-01 | Dakota Electric Association | 15 | 25177 | Co-op | DMS5212 | 6 | Solar |  |  | Interconnected | Eagan | 55123 | Yankee Doodle | 10FB03 | Residential |  |  | 2009 | 2009
20253-216164-01 | Dakota Electric Association | 15 | 25177 | Co-op | DMS23216 | 1.71 | Solar |  |  | Interconnected | Rosemount | 55068 | Lebanon Hills | 16FB03 | Residential |  |  | 2009 | 2009
20253-216164-01 | Dakota Electric Association | 15 | 25177 | Co-op | DMS23217 | 2.7 | Solar |  |  | Interconnected | Burnsville | 55337 | Burnsville North | 5FB05 | Residential |  |  | 2009 | 2009
20253-216164-01 | Dakota Electric Association | 15 | 25177 | Co-op | DMS23220 | 4.18 | Solar |  |  | Interconnected | Eagan | 55123 | Dodd Park | 22FB02 | Residential |  |  | 2009 | 2009
20253-216164-01 | Dakota Electric Association | 15 | 25177 | Co-op | DMS9223 | 3 | Solar |  |  | Interconnected | Vermillion | 55033 | Hastings | 3FB04 | Commercial |  |  | 2008 | 2008
20253-216164-01 | Dakota Electric Association | 15 | 25177 | Co-op | DMS10013 | 39.5 | Wind |  |  | Decommissioned | Nininger | 55033 | Hastings | 3FB04 | Commercial |  |  | 2007 | 2008 | 2022
20253-216164-01 | Dakota Electric Association | 15 | 25177 | Co-op | DMS19218 | 5 | Solar |  |  | Interconnected | Farmington | 55024 | Lake Marion | 15FB03 | Residential |  |  | 2008 | 2008
20253-216164-01 | Dakota Electric Association | 15 | 25177 | Co-op | DMS9219 | 1.8 | Solar |  |  | Interconnected | Eagan | 55123 | Eagan | 6FB01 | Residential |  |  | 2006 | 2007
20253-216164-01 | Dakota Electric Association | 15 | 25177 | Co-op | DMS28 | 2.1 | Solar |  |  | Interconnected | Apple Valley | 55124 | Apple Valley | 21FB02 | Residential |  |  | 2006 | 2007
20253-216164-01 | Dakota Electric Association | 15 | 25177 | Co-op | DMS9221 | 2.7 | Solar |  |  | Interconnected | Burnsville | 55337 | Burnsville North | 5FB01 | Residential |  |  | 2007 | 2007
20253-216164-01 | Dakota Electric Association | 15 | 25177 | Co-op | DMS19216 | 2.2 | Solar |  |  | Interconnected | Apple Valley | 55124 | Apple Valley | 21FB01 | Commercial |  |  |  | 2007
20253-216164-01 | Dakota Electric Association | 15 | 25177 | Co-op | DMS19217 | 20 | Wind |  |  | Interconnected | Apple Valley | 55124 | Apple Valley | 21FB01 | Commercial |  |  |  | 2007
20253-216164-01 | Dakota Electric Association | 15 | 25177 | Co-op | DMS9227 | 2.8 | Solar |  |  | Interconnected | Apple Valley | 55124 | Pilot Knob | 19FB04 | Residential |  |  | 2006 | 2006
20253-216164-01 | Dakota Electric Association | 15 | 25177 | Co-op | DMS9231 | 20 | Wind |  |  | Decommissioned | Welch | 55089 | Miesville | 7FB03 | Residential |  |  | 2005 | 2006 | 2022
20253-216164-01 | Dakota Electric Association | 15 | 25177 | Co-op | DMS9228 | 38 | Wind |  |  | Interconnected | Rosemount | 55068 | Lebanon Hills Sub | 16FB02 | Residential |  |  | 2002 | 2002
20253-216164-01 | Dakota Electric Association | 15 | 25177 | Co-op | DMS10011 | 12 | Wind |  |  | Interconnected | Marshan | 55033 | Marshan | 18FB01 | Residential |  |  |  | 2001
20253-216164-01 | Dakota Electric Association | 15 | 25177 | Co-op | DMS9232 | 20 | Wind |  |  | Interconnected | Eureka | 55024 | Castle Rock | 4FB04 | Residential
20253-216164-01 | Dakota Electric Association | 15 | 25177 | Co-op | DMS9220 | 8.4 | Solar |  |  | Interconnected | Burnsville | 55337 | Burnsville North | 5FB06 | Commercial
20252-215756-01 | Delano Municipal Utility | 146 | 5015 | Muni | 6022 | 39.9 | Solar |  |  | Interconnected | Delano | 55328 | A | South East | Commercial |  | 111278 | 2017 | 2017
20252-215756-01 | Delano Municipal Utility | 146 | 5015 | Muni | NOVA2700 | 5 | Solar |  |  | Interconnected | Delano | 55328 | A | East | Residential |  | 9152 | 2019 | 2020
20252-215756-01 | Delano Municipal Utility | 146 | 5015 | Muni | NOVA2743 | 13.92 | Solar |  |  | Withdrawn | Delano | 55328 | A | Southwest | Residential |  | 45326 | 2020
20252-215756-01 | Delano Municipal Utility | 146 | 5015 | Muni | NOVA2856 | 4.35 | Solar |  |  | Interconnected | Delano | 55328 | A | North | Residential |  | 17246 | 2020 | 2020
20252-215756-01 | Delano Municipal Utility | 146 | 5015 | Muni | NOVA3805 | 3.8 | Solar |  |  | Withdrawn | Delano | 55328 | A | North | Residential |  | 21979 | 2020
20252-215756-01 | Delano Municipal Utility | 146 | 5015 | Muni | NOVA5118 | 6.61 | Solar |  |  | Interconnected | Delano | 55328 | A | Southeast | Residential |  | 34760 | 2021 | 2021
20252-215756-01 | Delano Municipal Utility | 146 | 5015 | Muni | NOVA5213 | 4.64 | Solar |  |  | Interconnected | Delano | 55328 | A | Southwest | Residential |  | 20185 | 2021 | 2021
20252-215756-01 | Delano Municipal Utility | 146 | 5015 | Muni | NOVA5282 | 6.38 | Solar |  |  | Interconnected | Delano | 55328 | A | Southwest | Residential |  | 26141 | 2021 | 2022
20252-215756-01 | Delano Municipal Utility | 146 | 5015 | Muni | NOVA5857 | 6.96 | Solar |  |  | Interconnected | Delano | 55328 | A | East | Residential |  | 25538 | 2022 | 2022
20252-215756-01 | Delano Municipal Utility | 146 | 5015 | Muni | NOVA6060 | 6.59 | Solar |  |  | Active Application | Delano | 55328 | A | East | Residential |  | 24912 | 2022
20252-215756-01 | Delano Municipal Utility | 146 | 5015 | Muni | NOVA6626 | 40 | Solar |  |  | Interconnected | Delano | 55328 | A | Southeast | Industrial |  | 174640 | 2022 | 2023
20252-215756-01 | Delano Municipal Utility | 146 | 5015 | Muni | NOVA6660 | 40 | Solar |  |  | Interconnected | Delano | 55328 | A | Northeast | Commercial |  | 174640 | 2022 | 2023
20252-215756-01 | Delano Municipal Utility | 146 | 5015 | Muni | NOVA6806 | 16.82 | Solar |  |  | Interconnected | Delano | 55328 | A | Northeast | Residential |  | 50000 | 2023 | 2023
20252-215756-01 | Delano Municipal Utility | 146 | 5015 | Muni | NOVA7092 | 9.86 | Solar |  |  | Interconnected | Delano | 55328 | A | Southwest | Residential |  | 43588.05 | 2022 | 2023
20252-215756-01 | Delano Municipal Utility | 146 | 5015 | Muni | NOVA8046 | 19.5 | Solar |  |  | Active Application | Delano | 55328 | A | South | Commercial |  | 79200 | 2023
20252-215756-01 | Delano Municipal Utility | 146 | 5015 | Muni | NOVA8337 | 3.84 | Solar |  |  | Interconnected | Delano | 55328 | B | Southwest | Residential |  | 17136 | 2023 | 2023
20252-215756-01 | Delano Municipal Utility | 146 | 5015 | Muni | NOVA8761 | 38 | Solar |  |  | Interconnected | Delano | 55328 | B | Southwest | Residential |  | 94750 | 2023 | 2024
20252-215756-01 | Delano Municipal Utility | 146 | 5015 | Muni | NOVA10531 | 4.48 | Solar |  |  | Interconnected | Delano | 55328 | B | Southwest | Residential |  | 23331 | 2024 | 2024
20252-215756-01 | Delano Municipal Utility | 146 | 5015 | Muni | NOVA10540 | 9.6 | Solar |  |  | Interconnected | Delano | 55328 | B | Southwest | Residential |  | 51652.5 | 2024 | 2024
20252-215756-01 | Delano Municipal Utility | 146 | 5015 | Muni | NOVA10543 | 8.96 | Solar |  |  | Interconnected | Delano | 55328 | B | Southwest | Residential |  | 46511.5 | 2024 | 2024
20252-215756-01 | Delano Municipal Utility | 146 | 5015 | Muni | NOVA10545 | 8.32 | Solar |  |  | Interconnected | Delano | 55328 | A | Southwest | Residential |  | 43512 | 2024 | 2024
20252-215756-01 | Delano Municipal Utility | 146 | 5015 | Muni | NOVA10554 | 8.32 | Solar |  |  | Interconnected | Delano | 55328 | B | Southwest | Residential |  | 44765.5 | 2024 | 2024
20252-215756-01 | Delano Municipal Utility | 146 | 5015 | Muni | NOVA10560 | 8.96 | Solar |  |  | Interconnected | Delano | 55328 | B | Southwest | Residential |  | 46511.5 | 2024 | 2024
20252-215756-01 | Delano Municipal Utility | 146 | 5015 | Muni | NOVA10561 | 5.12 | Solar |  |  | Interconnected | Delano | 55328 | B | Northwest | Residential |  | 26916.5 | 2024 | 2024
20252-215756-01 | Delano Municipal Utility | 146 | 5015 | Muni | NOVA12299 | 7.26 | Solar |  |  | Active Application | Delano | 55328 | A | East | Residential |  | 27684 | 2024
20252-215849-01 | East Central Energy | 16 | 5574 | Co-op | 6772100 | 2.56 | Solar |  |  | Interconnected |  |  | Long Siding | 3726-34-0010 | Residential |  |  |  | 2007
20252-215849-01 | East Central Energy | 16 | 5574 | Co-op | 201496202 | 0.3 | Solar |  |  | Decommissioned |  |  | Bardon | 4716-21-0072 | Residential |  |  |  | 2007 | 2022
20252-215849-01 | East Central Energy | 16 | 5574 | Co-op | 734902 | 2.04 | Solar |  |  | Interconnected |  |  | Long Siding | 3725-35-0004 | Residential |  |  |  | 2007
20252-215849-01 | East Central Energy | 16 | 5574 | Co-op | 11021300 | 2.73 | Solar |  |  | Interconnected |  |  | Sandstone | 4418-33-0047 | Residential |  |  |  | 2008
20252-215849-01 | East Central Energy | 16 | 5574 | Co-op | 10259100 | 2.88 | Solar |  |  | Interconnected |  |  | Maser | 4321-21-0028 | Residential |  |  |  | 2008
20252-215849-01 | East Central Energy | 16 | 5574 | Co-op | 8910100 | 4 | Solar |  |  | Interconnected |  |  | Rush City | 3722-15-4308 | Residential |  |  |  | 2008
20252-215849-01 | East Central Energy | 16 | 5574 | Co-op | 982078803 | 4.08 | Solar |  |  | Interconnected |  |  | Shafer | 3519-33-0011 | Residential |  |  |  | 2008
20252-215849-01 | East Central Energy | 16 | 5574 | Co-op | 206876600 | 6.9 | Solar |  |  | Interconnected |  |  | Milaca Tr1 | 3927-27-0024 | Residential |  |  |  | 2009
20252-215849-01 | East Central Energy | 16 | 5574 | Co-op | 200075300 | 3.15 | Solar |  |  | Decommissioned |  |  | Langola | 3832-15-0007 | Residential |  |  |  | 2009 | 2022
20252-215849-01 | East Central Energy | 16 | 5574 | Co-op | 201878601 | 5.18 | Solar |  |  | Interconnected |  |  | Mora | 4124-26-0044 | Residential |  |  |  | 2009
20252-215849-01 | East Central Energy | 16 | 5574 | Co-op | 11326900 | 7.68 | Solar |  |  | Interconnected |  |  | Mora | 4223-34-0060 | Residential |  |  |  | 2010
20252-215849-01 | East Central Energy | 16 | 5574 | Co-op | 1197801 | 10.08 | Solar |  |  | Interconnected |  |  | North Branch Transformer 1 | 3522-29-0001 | Residential |  |  |  | 2010
20252-215849-01 | East Central Energy | 16 | 5574 | Co-op | 201512500 | 0.49 | Solar |  |  | Interconnected |  |  | Dairyland | 3925-03-0013 | Commercial |  |  |  | 2011
20252-215849-01 | East Central Energy | 16 | 5574 | Co-op | 5747801 | 11.5 | Solar |  |  | Interconnected |  |  | Shafer | 3623-03-1901 | Residential |  |  |  | 2011
20252-215849-01 | East Central Energy | 16 | 5574 | Co-op | 970905800 | 31.5 | Solar |  |  | Interconnected |  |  | Hinckley | 4316-35-0096 | Commercial |  |  |  | 2011
20252-215849-01 | East Central Energy | 16 | 5574 | Co-op | 11190100 | 6.16 | Solar |  |  | Interconnected |  |  | Hinckley | 3219-07-0006 | Commercial |  |  |  | 2011
20252-215849-01 | East Central Energy | 16 | 5574 | Co-op | 982294201 | 4 | Solar |  |  | Interconnected |  |  | Ogilvie | 3925-03-0013 | Residential |  |  |  | 2011
20252-215849-01 | East Central Energy | 16 | 5574 | Co-op | 4418800 | 7.16 | Solar |  |  | Interconnected |  |  | Cambridge | 3627-04-0013 | Residential |  |  |  | 2011
20252-215849-01 | East Central Energy | 16 | 5574 | Co-op | 7759100 | 5.76 | Solar |  |  | Interconnected |  |  | Long Siding | 3722-10-0007 | Residential |  |  |  | 2011
20252-215849-01 | East Central Energy | 16 | 5574 | Co-op | 203118200 | 0.75 | Solar |  |  | Interconnected |  |  | Braham 2 | 4123-32-0014 | Commercial |  |  |  | 2011
20252-215849-01 | East Central Energy | 16 | 5574 | Co-op | 10791201 | 2.4 | Solar |  |  | Interconnected |  |  | Mora | 3820-23-0012 | Residential |  |  |  | 2011
20252-215849-01 | East Central Energy | 16 | 5574 | Co-op | 206831200 | 1.92 | Solar |  |  | Interconnected |  |  | Pine City Tr2 | 3920-21-0017 | Residential |  |  |  | 2011
20252-215849-01 | East Central Energy | 16 | 5574 | Co-op | 200880405 | 21.42 | Solar |  |  | Interconnected |  |  | Pine City Tr2 | 4117-10-0009 | Residential |  |  |  | 2013
20252-215849-01 | East Central Energy | 16 | 5574 | Co-op | 11129902 | 5 | Solar |  |  | Interconnected |  |  | Sandstone | 4117-10-0009 | Commercial |  |  |  | 2013
20252-215849-01 | East Central Energy | 16 | 5574 | Co-op | 2841502 | 6 | Solar |  |  | Interconnected |  |  | North Branch Transformer 1 | 3422-13-0004 | Residential |  |  |  | 2013
20252-215849-01 | East Central Energy | 16 | 5574 | Co-op | 205564503 | 6.6 | Solar |  |  | Interconnected |  |  | Long Siding | 3725-16-0012 | Residential |  |  |  | 2014
20252-215849-01 | East Central Energy | 16 | 5574 | Co-op | 207107500 | 3 | Solar |  |  | Interconnected |  |  | Dalbo | 3731-03-0711 | Residential |  |  |  | 2014
20252-215849-01 | East Central Energy | 16 | 5574 | Co-op | 200196101 | 19.2 | Solar |  |  | Interconnected |  |  | Rush City | 3721-03-0401 | Residential |  |  |  | 2014
20252-215849-01 | East Central Energy | 16 | 5574 | Co-op | 5964102 | 7.42 | Solar |  |  | Interconnected |  |  | Harris | 3522-03-0002 | Residential |  |  |  | 2014
20252-215849-01 | East Central Energy | 16 | 5574 | Co-op | 201831400 | 17.25 | Solar |  |  | Interconnected |  |  | Harris | 3622-21-0203 | Residential |  |  |  | 2014
20252-215849-01 | East Central Energy | 16 | 5574 | Co-op | 3872000 | 8.56 | Solar |  |  | Interconnected |  |  | Mayhew | 4221-16-0056 | Residential |  |  |  | 2015
20252-215849-01 | East Central Energy | 16 | 5574 | Co-op | 207112700 | 10.08 | Solar |  |  | Interconnected |  |  | Rush City | 3622-04-0021 | Residential |  |  |  | 2015
20252-215849-01 | East Central Energy | 16 | 5574 | Co-op | 982152101 | 1 | Solar |  |  | Interconnected |  |  | Sandstone | 4218-10-0003 | Residential |  |  |  | 2015
20252-215849-01 | East Central Energy | 16 | 5574 | Co-op | 11090201 | 14 | Solar |  |  | Interconnected |  |  | Sandstone | 4118-03-0047 | Residential |  |  |  | 2015
20252-215849-01 | East Central Energy | 16 | 5574 | Co-op | 62200 | 8.4 | Solar |  |  | Interconnected |  |  | Pine City Tr2 | 3920-18-0001 | Residential |  |  |  | 2015
20252-215849-01 | East Central Energy | 16 | 5574 | Co-op | 8768902 | 18 | Solar |  |  | Interconnected |  |  | North Branch Transformer 2 | 4418-23-0053 | Residential |  |  |  | 2015
20252-215849-01 | East Central Energy | 16 | 5574 | Co-op | 201443300 | 5.975 | Solar |  |  | Interconnected |  |  | Carlton | 3520-18-0201 | Residential |  |  |  | 2015
20252-215849-01 | East Central Energy | 16 | 5574 | Co-op | 201763000 | 3.99 | Solar |  |  | Interconnected |  |  | Sandstone | 4717-03-0021 | Residential |  |  |  | 2015
20252-215849-01 | East Central Energy | 16 | 5574 | Co-op | 206932500 | 5 | Solar |  |  | Interconnected |  |  | Pine City Tr2 | 3920-29-0027 | Residential |  |  |  | 2016
20252-215849-01 | East Central Energy | 16 | 5574 | Co-op | 7595800 | 7.8 | Solar |  |  | Interconnected |  |  | Minden | 3630-30-0025 | Residential |  |  |  | 2016
20252-215849-01 | East Central Energy | 16 | 5574 | Co-op | 10259004 | 19.76 | Solar |  |  | Interconnected |  |  | Amnicon | 4124-22-0052 | Commercial |  |  |  | 2016
20252-215849-01 | East Central Energy | 16 | 5574 | Co-op | 2111501 | 5.2 | Solar |  |  | Interconnected |  |  | Pine City Tr2 | 3419-19-0003 | Residential |  |  |  | 2016
20252-215849-01 | East Central Energy | 16 | 5574 | Co-op | 7982301 | 7.98 | Solar |  |  | Interconnected |  |  | Shafer | 3820-24-0005 | Residential |  |  |  | 2016
20252-215849-01 | East Central Energy | 16 | 5574 | Co-op | 188400 | 16.9 | Solar |  |  | Interconnected |  |  | Shafer | 3319-30-0005 | Residential |  |  |  | 2016
20252-215849-01 | East Central Energy | 16 | 5574 | Co-op | 4898300 | 8.82 | Solar |  |  | Interconnected |  |  | Milaca Tr2 | 3721-33-0006 | Commercial |  |  |  | 2016
20252-215849-01 | East Central Energy | 16 | 5574 | Co-op | 207047300 | 17.1 | Solar |  |  | Interconnected |  |  | Harris | 3827-25-B030 | Residential |  |  |  | 2016
20252-215849-01 | East Central Energy | 16 | 5574 | Co-op | 5236804 | 7.8 | Solar |  |  | Interconnected |  |  | Rush City | 3622-15-2501 | Residential |  |  |  | 2016
20252-215849-01 | East Central Energy | 16 | 5574 | Co-op | 5956001 | 9.24 | Solar |  |  | Interconnected |  |  | Shafer | 3219-06-0001 | Residential |  |  |  | 2016
20252-215849-01 | East Central Energy | 16 | 5574 | Co-op | 204411800 | 15.6 | Solar |  |  | Interconnected |  |  | Rush City | 3622-03-0020 | Residential |  |  |  | 2016
20252-215849-01 | East Central Energy | 16 | 5574 | Co-op | 206905200 | 15.2 | Solar |  |  | Interconnected |  |  | Denham | 4422-12-0019 | Commercial |  |  |  | 2016
20252-215849-01 | East Central Energy | 16 | 5574 | Co-op | 201670200 | 7.6 | Solar |  |  | Interconnected |  |  | Pine City Tr2 | 3821-16-0019 | Residential |  |  |  | 2016
20252-215849-01 | East Central Energy | 16 | 5574 | Co-op | 8237801 | 7.2 | Solar |  |  | Interconnected |  |  | North Branch Transformer 2 | 3521-29-2010 | Residential |  |  |  | 2016
20252-215849-01 | East Central Energy | 16 | 5574 | Co-op | 6908400 | 6.5 | Solar |  |  | Interconnected |  |  | Shafer | 3319-30-0010 | Residential |  |  |  | 2016
20252-215849-01 | East Central Energy | 16 | 5574 | Co-op | 5102900 | 7.8 | Solar |  |  | Interconnected |  |  | Langola | 3831-14-0007 | Residential |  |  |  | 2016
20252-215849-01 | East Central Energy | 16 | 5574 | Co-op | 11124400 | 9 | Solar |  |  | Interconnected |  |  | Mora | 4023-31-0029 | Residential |  |  |  | 2016
20252-215849-01 | East Central Energy | 16 | 5574 | Co-op | 8309400 | 8.55 | Solar |  |  | Interconnected |  |  | Shafer | 3219-06-1301 | Residential |  |  |  | 2017
20252-215849-01 | East Central Energy | 16 | 5574 | Co-op | 158000 | 11.7 | Solar |  |  | Interconnected |  |  | Shafer | 3319-19-0701 | Residential |  |  |  | 2016
20252-215849-01 | East Central Energy | 16 | 5574 | Co-op | 8819200 | 9.72 | Solar |  |  | Interconnected |  |  | North Branch Transformer 1 | 3521-22-0032 | Residential |  |  |  | 2017
20252-215849-01 | East Central Energy | 16 | 5574 | Co-op | 206073000 | 22.68 | Solar |  |  | Interconnected |  |  | Milaca Tr1 | 3826-23-0030 | Residential |  |  |  | 2017
20252-215849-01 | East Central Energy | 16 | 5574 | Co-op | 3155401 | 7.68 | Solar |  |  | Interconnected |  |  | Shafer | 3420-22-0038 | Residential |  |  |  | 2017
20252-215849-01 | East Central Energy | 16 | 5574 | Co-op | 206213107 | 17.5 | Solar |  |  | Interconnected |  |  | Cambridge | 3523-11-0031 | Residential |  |  |  | 2017
20252-215849-01 | East Central Energy | 16 | 5574 | Co-op | 201673400 | 10 | Solar |  |  | Interconnected |  |  | Gilman | 3829-31-0010 | Residential |  |  |  | 2017
20252-215849-01 | East Central Energy | 16 | 5574 | Co-op | 2407601 | 21 | Solar |  |  | Interconnected |  |  | Pine City Tr2 | 3820-32-0002 | Residential |  |  |  | 2017
20252-215849-01 | East Central Energy | 16 | 5574 | Co-op | 205990101 | 39.5 | Solar |  |  | Interconnected |  |  | Gilman | 3929-20-0009 | Residential |  |  |  | 2017
20252-215849-01 | East Central Energy | 16 | 5574 | Co-op | 201744403 | 12.9 | Solar |  |  | Interconnected |  |  | North Branch Transformer 1 | 3522-14-0020 | Residential |  |  |  | 2017
20252-215849-01 | East Central Energy | 16 | 5574 | Co-op | 201813002 | 4.3 | Solar |  |  | Interconnected |  |  | Bardon | 4716-15-0067 | Residential |  |  |  | 2017
20252-215849-01 | East Central Energy | 16 | 5574 | Co-op | 204652903 | 5.2 | Solar |  |  | Interconnected |  |  | Mora | 3922-07-0076 | Residential |  |  |  | 2017
20252-215849-01 | East Central Energy | 16 | 5574 | Co-op | 727001 | 10.73 | Solar |  |  | Interconnected |  |  | Cambridge Ind Transformer 2 | 3523-04-2501 | Residential |  |  |  | 2017
20252-215849-01 | East Central Energy | 16 | 5574 | Co-op | 2057302 | 2 | Solar |  |  | Interconnected |  |  | Braham 1 | 3723-03-0001 | Residential |  |  |  | 2017
20252-215849-01 | East Central Energy | 16 | 5574 | Co-op | 3456301 | 8.2 | Solar |  |  | Interconnected |  |  | Minden | 3630-35-0006 | Residential |  |  |  | 2017
20252-215849-01 | East Central Energy | 16 | 5574 | Co-op | 5320104 | 3.78 | Solar |  |  | Interconnected |  |  | Gilman | 3928-05-0001 | Residential |  |  |  | 2017
20252-215849-01 | East Central Energy | 16 | 5574 | Co-op | 1846001 | 6.4 | Solar |  |  | Interconnected |  |  | Pine City Tr1 | 3922-13-0072 | Residential |  |  |  | 2017
20252-215849-01 | East Central Energy | 16 | 5574 | Co-op | 981253802 | 18.9 | Solar |  |  | Interconnected |  |  | Gilman | 3828-09-0007 | Residential |  |  |  | 2018
20252-215849-01 | East Central Energy | 16 | 5574 | Co-op | 206942600 | 38 | Solar |  |  | Interconnected |  |  | Duelm | 3629-35-0101 | Residential |  |  |  | 2018
20252-215849-01 | East Central Energy | 16 | 5574 | Co-op | 10161401 | 3.78 | Solar |  |  | Interconnected |  |  | Hinckley | 4322-34-0048 | Residential |  |  |  | 2018
20252-215849-01 | East Central Energy | 16 | 5574 | Co-op | 201728501 | 11.7 | Solar |  |  | Interconnected |  |  | Hinckley | 4717-20-0016 | Residential |  |  |  | 2018
20252-215849-01 | East Central Energy | 16 | 5574 | Co-op | 207512900 | 13 | Solar |  |  | Interconnected |  |  | Langola | 3831-14-0011 | Residential |  |  |  | 2018
20252-215849-01 | East Central Energy | 16 | 5574 | Co-op | 207150500 | 7.6 | Solar |  |  | Interconnected |  |  | Langola | 4420-29-0032 | Residential |  |  |  | 2018
20252-215849-01 | East Central Energy | 16 | 5574 | Co-op | 2146400 | 24 | Solar |  |  | Interconnected |  |  | Langola | 3831-23-0005 | Residential |  |  |  | 2018
20252-215849-01 | East Central Energy | 16 | 5574 | Co-op | 200138902 | 18 | Solar |  |  | Interconnected |  |  | Langola | 3832-04-0006 | Residential |  |  |  | 2018
20252-215849-01 | East Central Energy | 16 | 5574 | Co-op | 206775801 | 5.11 | Solar |  |  | Interconnected |  |  | Duelm | 3729-35-0046 | Residential |  |  |  | 2018
20252-215849-01 | East Central Energy | 16 | 5574 | Co-op | 981441800 | 9.28 | Solar |  |  | Interconnected |  |  | Shafer | 3419-17-0011 | Residential |  |  |  | 2018
20252-215849-01 | East Central Energy | 16 | 5574 | Co-op | 551300 | 36 | Solar |  |  | Interconnected |  |  | Braham 1 | 3724-11-0001 | Residential |  |  |  | 2018
20252-215849-01 | East Central Energy | 16 | 5574 | Co-op | 11235400 | 7.68 | Solar |  |  | Interconnected |  |  | Mora | 4024-21-0008 | Residential |  |  |  | 2018
20252-215849-01 | East Central Energy | 16 | 5574 | Co-op | 980792500 | 12.6 | Solar |  |  | Interconnected |  |  | Ogilvie | 3825-18-0010 | Residential |  |  |  | 2018
20252-215849-01 | East Central Energy | 16 | 5574 | Co-op | 991393700 | 33.3 | Solar |  |  | Interconnected |  |  | Minden | 3630-24-0301 | Commercial |  |  |  | 2018
20252-215849-01 | East Central Energy | 16 | 5574 | Co-op | 204729301 | 11.8 | Solar |  |  | Interconnected |  |  | Milaca Tr2 | 3826-30-4110 | Residential |  |  |  | 2018
20252-215849-01 | East Central Energy | 16 | 5574 | Co-op | 203992401 | 8.64 | Solar |  |  | Interconnected |  |  | Shafer | 3320-36-0126 | Residential |  |  |  | 2018
20252-215849-01 | East Central Energy | 16 | 5574 | Co-op | 179600 | 20.16 | Solar |  |  | Interconnected |  |  | Ogilvie | 3925-13-0002 | Residential |  |  |  | 2018
20252-215849-01 | East Central Energy | 16 | 5574 | Co-op | 982899700 | 6 | Solar |  |  | Interconnected |  |  | Mora | 4123-04-0019 | Residential |  |  |  | 2018
20252-215849-01 | East Central Energy | 16 | 5574 | Co-op | 5761501 | 10.4 | Solar |  |  | Interconnected |  |  | Cambridge | 3623-36-0057 | Residential |  |  |  | 2018
20252-215849-01 | East Central Energy | 16 | 5574 | Co-op | 207233900 | 5.2 | Solar |  |  | Interconnected |  |  | Maser | 4321-28-0004 | Residential |  |  |  | 2018
20252-215849-01 | East Central Energy | 16 | 5574 | Co-op | 206106500 | 6.8 | Solar |  |  | Interconnected |  |  | Milaca Tr1 | 3726-18-0014 | Residential |  |  |  | 2018
20252-215849-01 | East Central Energy | 16 | 5574 | Co-op | 4326001 | 11.28 | Solar |  |  | Interconnected |  |  | Cambridge | 3723-29-0009 | Residential |  |  |  | 2018
20252-215849-01 | East Central Energy | 16 | 5574 | Co-op | 207512500 | 7.7 | Solar |  |  | Interconnected |  |  | Carlton | 4817-30-0076 | Residential |  |  |  | 2018
20252-215849-01 | East Central Energy | 16 | 5574 | Co-op | 200452601 | 10.8 | Solar |  |  | Interconnected |  |  | Pine City Tr1 | 3922-02-0049 | Residential |  |  |  | 2018
20252-215849-01 | East Central Energy | 16 | 5574 | Co-op | 6162702 | 39.2 | Solar |  |  | Interconnected |  |  | Langola | 3832-36-0001 | Residential |  |  |  | 2018
20252-215849-01 | East Central Energy | 16 | 5574 | Co-op | 5683402 | 13 | Solar |  |  | Interconnected |  |  | Pine City Tr2 | 3820-18-0006 | Residential |  |  |  | 2018
20252-215849-01 | East Central Energy | 16 | 5574 | Co-op | 200046702 | 26.88 | Solar |  |  | Interconnected |  |  | Pine City Tr2 | 3922-27-0020 | Residential |  |  |  | 2018
20252-215849-01 | East Central Energy | 16 | 5574 | Co-op | 206965200 | 11.06 | Solar |  |  | Interconnected |  |  | Mora | 4024-10-1137 | Residential |  |  |  | 2018
20252-215849-01 | East Central Energy | 16 | 5574 | Co-op | 7822402 | 24 | Solar |  |  | Interconnected |  |  | Duelm | 3629-14-0601 | Residential |  |  |  | 2018
20252-215849-01 | East Central Energy | 16 | 5574 | Co-op | 908205 | 24 | Solar |  |  | Interconnected |  |  | Duelm | 3629-14-0006 | Commercial |  |  |  | 2018
20252-215849-01 | East Central Energy | 16 | 5574 | Co-op | 207581000 | 38 | Solar |  |  | Interconnected |  |  | Sandstone | 4319-02-0022 | Residential |  |  |  | 2018
20252-215849-01 | East Central Energy | 16 | 5574 | Co-op | 207486100 | 19.5 | Solar |  |  | Interconnected |  |  | North Branch Transformer 1 | 3522-15-0301 | Residential |  |  |  | 2018
20252-215849-01 | East Central Energy | 16 | 5574 | Co-op | 201699100 | 38 | Solar |  |  | Interconnected |  |  | Duelm | 3628-30-0011 | Commercial |  |  |  | 2018
20252-215849-01 | East Central Energy | 16 | 5574 | Co-op | 207023000 | 14.6 | Solar |  |  | Interconnected |  |  | Long Siding | 3628-13-0012 | Residential |  |  |  | 2018
20252-215849-01 | East Central Energy | 16 | 5574 | Co-op | 7270301 | 7.8 | Solar |  |  | Interconnected |  |  | Rush City | 3722-22-0046 | Residential |  |  |  | 2018
20252-215849-01 | East Central Energy | 16 | 5574 | Co-op | 981943601 | 2.8 | Solar |  |  | Interconnected |  |  | Duelm | 3528-01-0018 | Residential |  |  |  | 2018
20252-215849-01 | East Central Energy | 16 | 5574 | Co-op | 206274903 | 32.4 | Solar |  |  | Interconnected |  |  | North Branch Transformer 1 | 3521-08-0016 | Commercial |  |  | 2019 | 2019
20252-215849-01 | East Central Energy | 16 | 5574 | Co-op | 1121802 | 4.8 | Solar |  |  | Interconnected |  |  | Cambridge | 3622-30-0005 | Residential |  |  | 2019 | 2019
20252-215849-01 | East Central Energy | 16 | 5574 | Co-op | 5920301 | 13.6 | Solar |  |  | Interconnected |  |  | Milaca Tr1 | 3827-27-0009 | Commercial |  |  | 2019 | 2019
20252-215849-01 | East Central Energy | 16 | 5574 | Co-op | 8229702 | 11.4 | Solar |  |  | Interconnected |  |  | Shafer | 3420-21-0003 | Residential |  |  | 2019 | 2019
20252-215849-01 | East Central Energy | 16 | 5574 | Co-op | 970901806 | 9.44 | Solar |  |  | Interconnected |  |  | Mora | 4024-29-0025 | Residential |  |  | 2018 | 2019
20252-215849-01 | East Central Energy | 16 | 5574 | Co-op | 531303 | 7.2 | Solar |  |  | Interconnected |  |  | Cambridge Transformer 2 | 3624-23-0003 | Residential |  |  | 2019 | 2019
20252-215849-01 | East Central Energy | 16 | 5574 | Co-op | 205461100 | 6 | Solar |  |  | Interconnected |  |  | Sandstone | 4319-10-0048 | Residential |  |  | 2019 | 2019
20252-215849-01 | East Central Energy | 16 | 5574 | Co-op | 206181805 | 7.6 | Solar |  |  | Interconnected |  |  | Pine City Tr2 | 3922-20-0016 | Residential |  |  | 2019 | 2019
20252-215849-01 | East Central Energy | 16 | 5574 | Co-op | 3919600 | 10.44 | Solar |  |  | Interconnected |  |  | Harris | 3621-12-0002 | Residential |  |  | 2019 | 2019
20252-215849-01 | East Central Energy | 16 | 5574 | Co-op | 509102 | 9.44 | Solar |  |  | Interconnected |  |  | Dalbo | 3624-21-0009 | Residential |  |  | 2018 | 2019
20252-215849-01 | East Central Energy | 16 | 5574 | Co-op | 6392308 | 9.75 | Solar |  |  | Interconnected |  |  | Harris | 3521-05-0005 | Residential |  |  | 2019 | 2019
20252-215849-01 | East Central Energy | 16 | 5574 | Co-op | 205772700 | 7.68 | Solar |  |  | Interconnected |  |  | Carlton | 4717-20-0095 | Residential |  |  | 2019 | 2019
20252-215849-01 | East Central Energy | 16 | 5574 | Co-op | 8414102 | 10 | Solar |  |  | Interconnected |  |  | Cambridge Transformer 2 | 3623-29-R106 | Residential |  |  | 2019 | 2019
20252-215849-01 | East Central Energy | 16 | 5574 | Co-op | 8002701 | 5.52 | Solar |  |  | Interconnected |  |  | Shafer | 3420-22-0059 | Residential |  |  | 2019 | 2019
20252-215849-01 | East Central Energy | 16 | 5574 | Co-op | 200655101 | 22.5 | Solar |  |  | Interconnected |  |  | Langola | 3831-14-0010 | Residential |  |  | 2019 | 2019
20252-215849-01 | East Central Energy | 16 | 5574 | Co-op | 9072505 | 6.96 | Solar |  |  | Interconnected |  |  | Shafer | 3419-08-0008 | Residential |  |  | 2019 | 2019
20252-215849-01 | East Central Energy | 16 | 5574 | Co-op | 6891600 | 20 | Solar |  |  | Interconnected |  |  | Pine City TR2 | 3821-30-0006 | Residential |  |  | 2019 | 2019
20252-215849-01 | East Central Energy | 16 | 5574 | Co-op | 8050601 | 15.08 | Solar |  |  | Interconnected |  |  | North Branch Transformer 1 | 3522-14-0003 | Residential |  |  | 2018 | 2019
20252-215849-01 | East Central Energy | 16 | 5574 | Co-op | 8919309 | 10 | Solar |  |  | Interconnected |  |  | Shafer | 3420-16-0014 | Residential |  |  | 2019 | 2019
20252-215849-01 | East Central Energy | 16 | 5574 | Co-op | 8300300 | 20.28 | Solar |  |  | Interconnected |  |  | Rush City | 3722-22-0006 | Residential |  |  | 2019 | 2019
20252-215849-01 | East Central Energy | 16 | 5574 | Co-op | 203681900 | 12 | Solar |  |  | Interconnected |  |  | Bardon | 4716-17-0095 | Residential |  |  | 2019 | 2019
20252-215849-01 | East Central Energy | 16 | 5574 | Co-op | 200373102 | 24 | Solar |  |  | Interconnected |  |  | Shafer | 3320-13-0028 | Residential |  |  | 2019 | 2019
20252-215849-01 | East Central Energy | 16 | 5574 | Co-op | 981650401 | 12 | Solar |  |  | Interconnected |  |  | North Branch Transformer 1 | 3422-22-0008 | Residential |  |  | 2019 | 2019
20252-215849-01 | East Central Energy | 16 | 5574 | Co-op | 200897304 | 5 | Solar |  |  | Interconnected |  |  | Cambridge Ind Transformer 2 | 3623-34-N011 | Residential |  |  | 2019 | 2019
20252-215849-01 | East Central Energy | 16 | 5574 | Co-op | 1426200 | 10.4 | Solar |  |  | Interconnected |  |  | Milaca TR 2 | 3925-31-0001 | Residential |  |  | 2019 | 2019
20252-215849-01 | East Central Energy | 16 | 5574 | Co-op | 207647900 | 22.8 | Solar |  |  | Interconnected |  |  | Harris | 3622-27-3401 | Commercial |  |  | 2019 | 2019
20252-215849-01 | East Central Energy | 16 | 5574 | Co-op | 5862103 | 17.6 | Solar |  |  | Interconnected |  |  | North Branch Transformer 1 | 3522-14-0005 | Residential |  |  | 2019 | 2019
20252-215849-01 | East Central Energy | 16 | 5574 | Co-op | 981772100 | 33.3 | Solar |  |  | Interconnected |  |  | Mayhew | 3731-26-0014 | Commercial |  |  | 2019 | 2019
20252-215849-01 | East Central Energy | 16 | 5574 | Co-op | 206811900 | 4.06 | Solar |  |  | Interconnected |  |  | Dairyland | 4217-36-0012 | Residential |  |  | 2019 | 2020
20252-215849-01 | East Central Energy | 16 | 5574 | Co-op | 10288909 | 7.6 | Solar |  |  | Interconnected |  |  | Sandstone | 4318-30-0006 | Residential |  |  | 2019 | 2019
20252-215849-01 | East Central Energy | 16 | 5574 | Co-op | 201648201 | 30 | Solar |  |  | Interconnected |  |  | Mayhew | 3729-30-0011 | Residential |  |  | 2019 | 2020
20252-215849-01 | East Central Energy | 16 | 5574 | Co-op | 6863600 | 11.4 | Solar |  |  | Interconnected |  |  | Mayhew | 3731-25-0010 | Residential |  |  | 2019 | 2020
20252-215849-01 | East Central Energy | 16 | 5574 | Co-op | 200202605 | 19.8 | Solar |  |  | Interconnected |  |  | Ogilvie | 3824-10-0017 | Residential |  |  | 2019 | 2020
20252-215849-01 | East Central Energy | 16 | 5574 | Co-op | 1357706 | 18 | Solar |  |  | Interconnected |  |  | Pine City TR2 | 3920-29-0036 | Residential |  |  | 2019 | 2020
20252-215849-01 | East Central Energy | 16 | 5574 | Co-op | 3246803 | 5 | Solar |  |  | Decommissioned |  |  | Pine City TR2 | 3921-30-0007 | Residential |  |  | 2019 | 2020 | 2021
20252-215849-01 | East Central Energy | 16 | 5574 | Co-op | 203707601 | 12 | Solar |  |  | Interconnected |  |  | Pine City TR2 | 3822-24-0007 | Residential |  |  | 2019 | 2020
20252-215849-01 | East Central Energy | 16 | 5574 | Co-op | 3510000 | 10 | Solar |  |  | Interconnected |  |  | Braham 1 | 3923-10-0002 | Residential |  |  | 2019 | 2020
20252-215849-01 | East Central Energy | 16 | 5574 | Co-op | 201707600 | 16 | Solar |  |  | Interconnected |  |  | Harris | 3622-14-0021 | Residential |  |  | 2019 | 2020
20252-215849-01 | East Central Energy | 16 | 5574 | Co-op | 5839300 | 18 | Solar |  |  | Interconnected |  |  | Adrian Robinson | 3720-07-0002 | Residential |  |  | 2019 | 2020
20252-215849-01 | East Central Energy | 16 | 5574 | Co-op | 8714400 | 17.6 | Solar |  |  | Interconnected |  |  | Langola | 3832-11-1301 | Residential |  |  | 2019 | 2020
20252-215849-01 | East Central Energy | 16 | 5574 | Co-op | 1316900 | 8.38 | Solar |  |  | Interconnected |  |  | Gilman | 4028-28-0004 | Residential |  |  | 2019 | 2020
20252-215849-01 | East Central Energy | 16 | 5574 | Co-op | 992186100 | 11 | Solar |  |  | Interconnected |  |  | Milaca Tr2 | 3826-22-0006 | Residential |  |  | 2020 | 2020
20252-215849-01 | East Central Energy | 16 | 5574 | Co-op | 7658100 | 5.9 | Solar |  |  | Interconnected |  |  | Harris | 3621-33-0026 | Residential |  |  | 2019 | 2020
20252-215849-01 | East Central Energy | 16 | 5574 | Co-op | 207095201 | 30 | Solar |  |  | Interconnected |  |  | Gilman | 3929-33-0017 | Residential |  |  | 2019 | 2020
20252-215849-01 | East Central Energy | 16 | 5574 | Co-op | 200869005 | 17.6 | Solar |  |  | Interconnected |  |  | Mora | 4025-25-0154 | Residential |  |  | 2019 | 2020
20252-215849-01 | East Central Energy | 16 | 5574 | Co-op | 1919203 | 3.8 | Solar |  |  | Interconnected |  |  | Ogilvie | 3924-29-0019 | Residential |  |  | 2019 | 2020
20252-215849-01 | East Central Energy | 16 | 5574 | Co-op | 991947702 | 11.4 | Solar |  |  | Interconnected |  |  | Braham 2 | 3822-27-0701 | Residential |  |  | 2020 | 2020
20252-215849-01 | East Central Energy | 16 | 5574 | Co-op | 8794804 | 7.6 | Solar |  |  | Interconnected |  |  | Pine City TR2 | 3821-18-0008 | Residential |  |  | 2019 | 2020
20252-215849-01 | East Central Energy | 16 | 5574 | Co-op | 200660404 | 11.4 | Solar |  |  | Interconnected |  |  | Milaca TR 1 | 3827-14-0024 | Residential |  |  | 2020 | 2020
20252-215849-01 | East Central Energy | 16 | 5574 | Co-op | 992151201 | 5 | Solar |  |  | Interconnected |  |  | Milaca TR 2 | 3826-05-0009 | Residential |  |  | 2020 | 2020
20252-215849-01 | East Central Energy | 16 | 5574 | Co-op | 205617002 | 15.2 | Solar |  |  | Interconnected |  |  | Long Siding | 3627-30-0007 | Residential |  |  | 2020 | 2020
20252-215849-01 | East Central Energy | 16 | 5574 | Co-op | 7785100 | 10 | Solar |  |  | Interconnected |  |  | Shafer | 3320-01-0009 | Residential |  |  | 2019 | 2020
20252-215849-01 | East Central Energy | 16 | 5574 | Co-op | 981874001 | 7.6 | Solar |  |  | Interconnected |  |  | North Branch Transformer 2 | 3421-02-0601 | Residential |  |  | 2020 | 2020
20252-215849-01 | East Central Energy | 16 | 5574 | Co-op | 200137302 | 6 | Solar |  |  | Interconnected |  |  | Cambridge Ind Transformer 2 | 3422-17-0010 | Residential |  |  | 2020 | 2020
20252-215849-01 | East Central Energy | 16 | 5574 | Co-op | 981441000 | 10 | Solar |  |  | Interconnected |  |  | Braham 1 | 3723-20-0013 | Residential |  |  | 2020 | 2020
20252-215849-01 | East Central Energy | 16 | 5574 | Co-op | 205376500 | 9 | Solar |  |  | Interconnected |  |  | Cambridge | 3622-29-0026 | Residential |  |  | 2020 | 2020
20252-215849-01 | East Central Energy | 16 | 5574 | Co-op | 194301 | 38.5 | Solar |  |  | Interconnected |  |  | Langola | 3831-08-0008 | Residential |  |  | 2020 | 2020
20252-215849-01 | East Central Energy | 16 | 5574 | Co-op | 1175901 | 11.16 | Solar |  |  | Interconnected |  |  | Shafer | 3320-14-0002 | Residential |  |  | 2020 | 2020
20252-215849-01 | East Central Energy | 16 | 5574 | Co-op | 207455100 | 6 | Solar |  |  | Interconnected |  |  | Grindstone | 4021-36-0070 | Residential |  |  | 2020 | 2020
20252-215849-01 | East Central Energy | 16 | 5574 | Co-op | 207704801 | 7.54 | Solar |  |  | Interconnected |  |  | Dalbo | 3624-30-0013 | Residential |  |  | 2020 | 2020
20252-215849-01 | East Central Energy | 16 | 5574 | Co-op | 207690301 | 10.44 | Solar |  |  | Interconnected |  |  | Cambridge Ind Transformer 2 | 3523-05-F223 | Residential |  |  | 2020 | 2020
20252-215849-01 | East Central Energy | 16 | 5574 | Co-op | 200574802 | 10 | Solar |  |  | Interconnected |  |  | North Branch Transformer 1 | 3521-09-6011 | Residential |  |  | 2020 | 2020
20252-215849-01 | East Central Energy | 16 | 5574 | Co-op | 8483900 | 5 | Solar |  |  | Interconnected |  |  | Milaca TR 1 | 3726-03-0003 | Residential |  |  | 2020 | 2020
20252-215849-01 | East Central Energy | 16 | 5574 | Co-op | 207756700 | 23.1 | Solar |  |  | Interconnected |  |  | Isle | 4225-14-0153 | Residential |  |  | 2020 | 2020
20252-215849-01 | East Central Energy | 16 | 5574 | Co-op | 7639703 | 20 | Solar |  |  | Interconnected |  |  | Milaca TR2 | 3827-25-K173 | Commercial |  |  | 2020 | 2020
20252-215849-01 | East Central Energy | 16 | 5574 | Co-op | 35306 | 4.53 | Solar |  |  | Interconnected |  |  | Milaca TR1 | 3827-35-L003 | Residential |  |  | 2020 | 2020
20252-215849-01 | East Central Energy | 16 | 5574 | Co-op | 10105001 | 9.86 | Solar |  | X | Interconnected |  |  | Sandstone | 4318-06-0032 | Residential |  |  | 2020 | 2020
20252-215849-01 | East Central Energy | 16 | 5574 | Co-op | 203457903 | 6.28 | Solar |  |  | Interconnected |  |  | Dalbo | 3624-10-0009 | Residential |  |  | 2020 | 2020
20252-215849-01 | East Central Energy | 16 | 5574 | Co-op | 4649901 | 3.8 | Solar |  |  | Interconnected |  |  | Dalbo | 3625-26-0022 | Residential |  |  | 2020 | 2020
20252-215849-01 | East Central Energy | 16 | 5574 | Co-op | 8592703 | 17.4 | Solar |  |  | Interconnected |  |  | North Branch Transformer 1 | 3422-10-0009 | Residential |  |  | 2020 | 2020
20252-215849-01 | East Central Energy | 16 | 5574 | Co-op | 2307402 | 15.7 | Solar |  |  | Interconnected |  |  | Mayhew | 3731-11-0116 | Residential |  |  | 2020 | 2020
20252-215849-01 | East Central Energy | 16 | 5574 | Co-op | 852202 | 17.6 | Solar |  |  | Interconnected |  |  | Cambridge | 3623-07-0011 | Residential |  |  | 2020 | 2020
20252-215849-01 | East Central Energy | 16 | 5574 | Co-op | 206804400 | 39.2 | Solar |  |  | Interconnected |  |  | Gilamn | 3830-14-0009 | Commercial |  |  | 2020 | 2020
20252-215849-01 | East Central Energy | 16 | 5574 | Co-op | 970147006 | 6.28 | Solar |  |  | Interconnected |  |  | Duelm | 3528-06-0015 | Residential |  |  | 2020 | 2020
20252-215849-01 | East Central Energy | 16 | 5574 | Co-op | 981943601 | 1.5 | Wind |  |  | Interconnected |  |  | Duelm | 3528-01-0018 | Residential |  |  |  | 2018
20252-215849-01 | East Central Energy | 16 | 5574 | Co-op | 205791200 | 35 | Wind |  |  | Interconnected |  |  | North Branch Transformer 1 | 3422-16-0018 | Commercial |  |  |  | 2005
20252-215849-01 | East Central Energy | 16 | 5574 | Co-op | 201496202 | 4 | Wind |  |  | Decommissioned |  |  | Bardon | 4716-21-0072 | Residential |  |  |  | 2007 | 2022
20252-215849-01 | East Central Energy | 16 | 5574 | Co-op | 607703 | 3.6 | Wind |  |  | Interconnected |  |  | Ogilvie | 3824-14-1204 | Commercial |  |  |  | 2008
20252-215849-01 | East Central Energy | 16 | 5574 | Co-op | 970404000 | 20 | Wind |  |  | Interconnected |  |  | Long Siding | 3627-17-0013 | Residential |  |  |  | 2009
20252-215849-01 | East Central Energy | 16 | 5574 | Co-op | 6957600 | 20 | Wind |  |  | Interconnected |  |  | Oak Park | 3728-18-0001 | Residential |  |  |  | 2011
20252-215849-01 | East Central Energy | 16 | 5574 | Co-op | 207038900 | 39.9 | Wind |  |  | Decommissioned |  |  | Denham | 4421-02-0049 | Commercial |  |  |  | 2012 | 2019
20252-215849-01 | East Central Energy | 16 | 5574 | Co-op | 205348500 | 30 | Wind |  |  | Decommissioned |  |  | Cambridge Transformer 2 | 4420-08-0068 | Residential |  |  |  | 2012 | 2022
20252-215849-01 | East Central Energy | 16 | 5574 | Co-op | 207013200 | 39.9 | Wind |  |  | Decommissioned |  |  | Milaca Tr1 | 3725-18-0202 | Residential |  |  |  | 2013 | 2021
20252-215849-01 | East Central Energy | 16 | 5574 | Co-op | 970905800 | 3.7 | Wind |  |  | Interconnected |  |  | Hinckley | 4316-35-0096 | Commercial |  |  |  | 2011
20252-215849-01 | East Central Energy | 16 | 5574 | Co-op | 17440 | 150 | Biogas |  |  | Interconnected |  |  |  | Dalbo sub, feeder 2 | Commercial |  |  |  | 2011
20252-215849-01 | East Central Energy | 16 | 5574 | Co-op | 207651200 | 8.55 | Solar |  |  | Interconnected |  |  | Mora | Feeder #2 | Residential |  |  | 2020 | 2021
20252-215849-01 | East Central Energy | 16 | 5574 | Co-op | 8721910 | 6 | Solar |  |  | Interconnected |  |  | Pine City #2 | Feeder #4 | Residential |  |  | 2020 | 2021
20252-215849-01 | East Central Energy | 16 | 5574 | Co-op | 207762200 | 28.8 | Solar |  |  | Interconnected |  |  | North Branch #1 | Feeder #5 | Residential |  |  | 2020 | 2021
20252-215849-01 | East Central Energy | 16 | 5574 | Co-op | 6379307 | 10 | Solar |  |  | Interconnected |  |  | Braham | Feeder #7 | Residential |  |  | 2020 | 2021
20252-215849-01 | East Central Energy | 16 | 5574 | Co-op | 207786900 | 152 | Solar |  |  | Interconnected |  |  | Milaca Tr1 | Feeder #4 | Commercial |  |  | 2020 | 2021
20252-215849-01 | East Central Energy | 16 | 5574 | Co-op | 207787000 | 200 | Solar |  |  | Interconnected |  |  | Milaca Tr1 | Feeder #10 | Commercial |  |  | 2020 | 2021
20252-215849-01 | East Central Energy | 16 | 5574 | Co-op | NOVA4034 | 20 | Solar |  |  | Interconnected | Milaca | 56353 | Milaca #1 | Milaca 10 | Residential |  | 47000 | 2021 | 2021
20252-215849-01 | East Central Energy | 16 | 5574 | Co-op | NOVA4037 | 3.8 | Solar |  |  | Interconnected | Milaca | 56353 | Milaca #2 | Milaca 1 | Residential |  | 21420 | 2021 | 2021
20252-215849-01 | East Central Energy | 16 | 5574 | Co-op | NOVA4052 | 3.8 | Solar |  |  | Interconnected | Harris | 55032 | Harris | Harris 4 | Residential |  | 22973 | 2021 | 2021
20252-215849-01 | East Central Energy | 16 | 5574 | Co-op | NOVA4057 | 7.6 | Solar |  |  | Interconnected | Milaca | 56353 | Milaca #1 | Milaca 6 | Residential |  | 12528 | 2021 | 2021
20252-215849-01 | East Central Energy | 16 | 5574 | Co-op | NOVA4085 | 5 | Solar |  |  | Interconnected | Rice | 56367 | Mayhew | Mayhew 2 | Residential |  | 24998 | 2021 | 2021
20252-215849-01 | East Central Energy | 16 | 5574 | Co-op | NOVA4126 | 15.95 | Solar |  |  | Interconnected | Grasston | 55030 | Pine City #2 | Pine City 3 | Residential |  | 59211 | 2021 | 2021
20252-215849-01 | East Central Energy | 16 | 5574 | Co-op | NOVA4155 | 10.6 | Solar |  |  | Interconnected | Grasston | 55030 | Pine City #2 | Pine City 3 | Residential |  | 35000 | 2021 | 2021
20252-215849-01 | East Central Energy | 16 | 5574 | Co-op | NOVA4218 | 15.2 | Solar |  |  | Interconnected | Lindstrom | 55045 | Shafer | Shafer 4 | Residential |  | 24986.81 | 2021 | 2024
20252-215849-01 | East Central Energy | 16 | 5574 | Co-op | NOVA4227 | 7.67 | Solar |  |  | Withdrawn | North Branch | 55056 |  |  |  |  | 11517 | 2021
20252-215849-01 | East Central Energy | 16 | 5574 | Co-op | NOVA4239 | 6 | Solar |  |  | Interconnected | Milaca | 56353 | Milaca #2 | Milaca 3 | Residential |  | 12000 | 2021 | 2021
20252-215849-01 | East Central Energy | 16 | 5574 | Co-op | NOVA4250 | 6.98 | Solar |  |  | Interconnected | Milaca | 56353 | Milaca #1 | Milaca 9 | Residential |  | 41921 | 2021 | 2021
20252-215849-01 | East Central Energy | 16 | 5574 | Co-op | NOVA4271 | 10 | Solar |  |  | Interconnected | Foley | 56329 | Duelm | Duelm 2 | Residential |  | 20500 | 2021 | 2021
20252-215849-01 | East Central Energy | 16 | 5574 | Co-op | NOVA4275 | 6.38 | Solar |  |  | Withdrawn | North Branch | 55056 |  |  |  |  | 11517 | 2021
20252-215849-01 | East Central Energy | 16 | 5574 | Co-op | NOVA4298 | 10.73 | Solar |  |  | Interconnected | Askov | 55704 | Sandstone | Sandstone 3 | Residential |  | 34000 | 2021 | 2021
20252-215849-01 | East Central Energy | 16 | 5574 | Co-op | NOVA4300 | 9.28 | Solar |  |  | Withdrawn | Rock Creek | 55063 | Pine City #2 | Pine City 4 | Residential |  | 50000 | 2021
20252-215849-01 | East Central Energy | 16 | 5574 | Co-op | NOVA4353 | 7.6 | Solar |  |  | Interconnected | Milaca | 56353 | Milaca #1 | Milaca 9 | Residential |  | 31006 | 2021 | 2021
20252-215849-01 | East Central Energy | 16 | 5574 | Co-op | NOVA4386 | 5.22 | Solar |  |  | Interconnected | Cambridge | 55008 | Cambridge #1 | Cambridge 8 | Residential |  | 26641 | 2021 | 2021
20252-215849-01 | East Central Energy | 16 | 5574 | Co-op | NOVA4395 | 5 | Solar |  |  | Withdrawn | Pine City | 55063 | Pine City #1 | Pine City 9 | Residential |  | 33440 | 2021
20252-215849-01 | East Central Energy | 16 | 5574 | Co-op | NOVA4404 | 11.4 | Solar |  |  | Interconnected | Harris | 55032 | North Branch #2 | North Branch 6 | Residential |  | 45000 | 2021 | 2021
20252-215849-01 | East Central Energy | 16 | 5574 | Co-op | NOVA4420 | 5 | Solar |  |  | Interconnected | Pine City | 55063 | Pine City #1 | Pine City 7 | Residential |  | 36480 | 2021 | 2021
20252-215849-01 | East Central Energy | 16 | 5574 | Co-op | NOVA4429 | 3.8 | Solar |  |  | Withdrawn | Cambridge | 55008 | Cambridge Industrial #2 | Cambridge Industrial 22 | Residential |  | 22880 | 2021
20252-215849-01 | East Central Energy | 16 | 5574 | Co-op | NOVA4437 | 3.8 | Solar |  |  | Interconnected | Milaca | 56353 | Milaca #2 | Milaca 3 | Residential |  | 34000 | 2021 | 2021
20252-215849-01 | East Central Energy | 16 | 5574 | Co-op | NOVA4444 | 4.18 | Solar |  |  | Interconnected | Oak Park | 56357 | Oak Park | Oak Park 4 | Residential |  | 15601 | 2021 | 2021
20252-215849-01 | East Central Energy | 16 | 5574 | Co-op | NOVA4465 | 39.99 | Solar |  |  | Interconnected | Sauk Rapids | 56379 | Duelm | Duelm 3 | Residential |  | 105418.8 | 2021 | 2021
20252-215849-01 | East Central Energy | 16 | 5574 | Co-op | NOVA4474 | 22.8 | Solar |  | X | Interconnected | Cambridge | 55008 | Cambridge #1 | Cambridge 5 | Residential |  | 78000 | 2021 | 2021
20252-215849-01 | East Central Energy | 16 | 5574 | Co-op | NOVA4479 | 10 | Solar |  |  | Interconnected | Mora | 55051 | Ogilvie | Ogilvie 1 | Residential |  | 74218 | 2021 | 2021
20252-215849-01 | East Central Energy | 16 | 5574 | Co-op | NOVA4481 | 7.7 | Solar |  |  | Interconnected | Rush City | 55069 | Rush City | Rush City 2 | Residential |  | 47480 | 2021 | 2022
20252-215849-01 | East Central Energy | 16 | 5574 | Co-op | NOVA4516 | 10 | Solar |  |  | Interconnected | Holyoke | 55749 | Summit | Summit 3 | Residential |  | 35700 | 2021 | 2021
20252-215849-01 | East Central Energy | 16 | 5574 | Co-op | NOVA4517 | 10.44 | Solar |  |  | Interconnected | Milaca | 56353 | Milaca #2 | Milaca 1 | Residential |  | 39893 | 2021 | 2021
20252-215849-01 | East Central Energy | 16 | 5574 | Co-op | NOVA4532 | 21 | Solar |  |  | Interconnected | Stanchfield | 55080 | Braham #1 | Braham 7 | Residential |  | 10000 | 2021 | 2021
20252-215849-01 | East Central Energy | 16 | 5574 | Co-op | NOVA4539 | 5 | Solar |  |  | Interconnected | Cambridge | 55008 | Cambridge Industrial #2 | Cambridge Industrial 22 | Residential |  | 28330 | 2021 | 2021
20252-215849-01 | East Central Energy | 16 | 5574 | Co-op | NOVA4550 | 10 | Solar |  |  | Interconnected | Carlton | 55718 | Carlton | Carlton 2 | Residential |  | 25382 | 2021 | 2021
20252-215849-01 | East Central Energy | 16 | 5574 | Co-op | NOVA4557 | 9.8 | Solar |  | X | Interconnected | Rock Creek | 55063 | Pine City #2 | Pine City 4 | Residential |  | 50000 | 2021 | 2021
20252-215849-01 | East Central Energy | 16 | 5574 | Co-op | NOVA4569 | 24 | Solar |  |  | Interconnected | Stanchfield | 55080 | Dalbo | Dalbo 4 | Residential |  | 34283 | 2021 | 2021
20252-215849-01 | East Central Energy | 16 | 5574 | Co-op | NOVA4573 | 12.6 | Solar |  |  | Interconnected | Princeton | 55371 | Dalbo | Dalbo 2 | Residential |  | 10000 | 2021 | 2021
20252-215849-01 | East Central Energy | 16 | 5574 | Co-op | NOVA4578 | 39.9 | Solar |  |  | Interconnected | Finlayson | 55375 | Harry Maser | Harry Maser 3 | Commercial |  | 138100 | 2021 | 2021
20252-215849-01 | East Central Energy | 16 | 5574 | Co-op | NOVA4585 | 5 | Solar |  |  | Interconnected | Milaca | 56353 | Milaca #1 | Milaca 6 | Residential |  | 6960 | 2021 | 2022
20252-215849-01 | East Central Energy | 16 | 5574 | Co-op | NOVA4598 | 15.2 | Solar |  |  | Interconnected | Foreston | 56330 | Oak Park | Oak Park 4 | Residential |  | 63850 | 2021 | 2021
20252-215849-01 | East Central Energy | 16 | 5574 | Co-op | NOVA4602 | 10 | Solar |  |  | Interconnected | Stanchfield | 55080 | Rush City | Rush City 6 | Commercial |  | 39000 | 2021 | 2021
20252-215849-01 | East Central Energy | 16 | 5574 | Co-op | NOVA4613 | 6.67 | Solar |  |  | Interconnected | North Branch | 55056 | North Branch #1 | North Branch 4 | Residential |  | 10000 | 2021 | 2021
20252-215849-01 | East Central Energy | 16 | 5574 | Co-op | NOVA4615 | 7.83 | Solar |  |  | Interconnected | Pine City | 55063 | Pine City #2 | Pine City 4 | Residential |  | 10000 | 2021 | 2021
20252-215849-01 | East Central Energy | 16 | 5574 | Co-op | NOVA4621 | 11.51 | Solar |  |  | Interconnected | Foreston | 56330 | Oak Park | Oak Park 3 | Residential |  | 35000 | 2021 | 2022
20252-215849-01 | East Central Energy | 16 | 5574 | Co-op | NOVA4649 | 9.77 | Solar |  |  | Interconnected | Foley | 56329 | Mayhew | Mayhew 4 | Residential |  | 38312 | 2021 | 2021
20252-215849-01 | East Central Energy | 16 | 5574 | Co-op | NOVA4656 | 3.49 | Solar |  |  | Interconnected | Harris | 55032 | Harris | Harris 2 | Residential |  | 14965 | 2021 | 2021
20252-215849-01 | East Central Energy | 16 | 5574 | Co-op | NOVA4663 | 3.8 | Solar |  |  | Withdrawn | Wahkon | 56386 | Isle | Isle 5 | Residential |  | 5981.25 | 2021
20252-215849-01 | East Central Energy | 16 | 5574 | Co-op | NOVA4664 | 17.4 | Solar |  |  | Interconnected | Cambridge | 55008 | Cambridge Industrial #2 | Cambridge Industrial 21 | Residential |  | 45414 | 2021 | 2021
20252-215849-01 | East Central Energy | 16 | 5574 | Co-op | NOVA4697 | 17.6 | Solar |  |  | Withdrawn | Foley | 56329 | Gilman | Gilman 2 | Residential |  | 70000 | 2021
20252-215849-01 | East Central Energy | 16 | 5574 | Co-op | NOVA4717 | 8.99 | Solar |  |  | Interconnected | North Branch | 55056 | Harris | Harris 4 | Residential |  | 44042 | 2021 | 2021
20252-215849-01 | East Central Energy | 16 | 5574 | Co-op | NOVA4718 | 6.41 | Solar |  |  | Withdrawn | Braham | 55006 | Braham #2 | Braham 3 | Residential |  | 10208 | 2021
20252-215849-01 | East Central Energy | 16 | 5574 | Co-op | NOVA4744 | 8.12 | Solar |  |  | Interconnected | Cambridge | 55008 | Cambridge #1 | Cambridge 5 | Residential |  | 37950 | 2021 | 2021
20252-215849-01 | East Central Energy | 16 | 5574 | Co-op | NOVA4763 | 13.26 | Solar |  | X | Interconnected | North Branch | 55056 | North Branch #2 | North Branch 6 | Residential |  | 73744.37 | 2021 | 2022
20252-215849-01 | East Central Energy | 16 | 5574 | Co-op | NOVA4783 | 6.98 | Solar |  |  | Interconnected | Royalton | 56373 | Langola | Langola 5 | Residential |  | 36872 | 2021 | 2021
20252-215849-01 | East Central Energy | 16 | 5574 | Co-op | NOVA4786 | 5.58 | Solar |  |  | Interconnected | North Branch | 55056 | North Branch #1 | North Branch 4 | Residential |  | 27953 | 2021 | 2021
20252-215849-01 | East Central Energy | 16 | 5574 | Co-op | NOVA4791 | 10 | Solar |  |  | Interconnected | Foley | 56329 | Duelm | Duelm 3 | Residential |  | 27300 | 2021 | 2021
20252-215849-01 | East Central Energy | 16 | 5574 | Co-op | NOVA4810 | 19.14 | Solar |  |  | Interconnected | Cambridge | 55008 | Cambridge Industrial #2 | Cambridge Industrial 21 | Residential |  | 77794 | 2021 | 2021
20252-215849-01 | East Central Energy | 16 | 5574 | Co-op | NOVA4820 | 14 | Solar |  |  | Interconnected | Mora | 55051 | Mora | Mora 1 | Residential |  | 64852 | 2021 | 2022
20252-215849-01 | East Central Energy | 16 | 5574 | Co-op | NOVA4837 | 10 | Solar |  |  | Withdrawn | Sandstone | 55072 | Sandstone | Sandstone 3 | Residential |  | 4000 | 2021
20252-215849-01 | East Central Energy | 16 | 5574 | Co-op | NOVA4839 | 36.4 | Solar |  | X | Interconnected | North Branch | 55056 | North Branch #1 | North Branch 4 | Residential |  | 105895 | 2021 | 2021
20252-215849-01 | East Central Energy | 16 | 5574 | Co-op | NOVA4839-S | 15 | Storage |  |  | Interconnected | North Branch | 55056 | North Branch #1 | North Branch 4 | Residential |  | 105895 | 2021 | 2021
20252-215849-01 | East Central Energy | 16 | 5574 | Co-op | NOVA4851 | 13 | Solar |  |  | Interconnected | Cambridge | 55008 | Cambridge #2 | Cambridge 3 | Residential |  | 42920 | 2021 | 2021
20252-215849-01 | East Central Energy | 16 | 5574 | Co-op | NOVA4860 | 5 | Solar |  |  | Interconnected | Ogilvie | 56358 | Ogilvie | Ogilvie 3 | Residential |  | 38640 | 2021 | 2023
20252-215849-01 | East Central Energy | 16 | 5574 | Co-op | NOVA4862 | 11.8 | Solar |  |  | Interconnected | Brook Park | 55007 | Hinckley | Hinckley 3 | Residential |  | 74983 | 2021 | 2022
20252-215849-01 | East Central Energy | 16 | 5574 | Co-op | NOVA4864 | 15.2 | Solar |  | X | Withdrawn | Oak Park | 56357 | Longsiding | Longsiding 2 | Residential |  | 90802 | 2021
20252-215849-01 | East Central Energy | 16 | 5574 | Co-op | NOVA4892 | 12 | Solar |  |  | Interconnected | Cambridge | 55008 | Dalbo | Dalbo 4 | Residential |  | 38400 | 2021 | 2021
20252-215849-01 | East Central Energy | 16 | 5574 | Co-op | NOVA4895 | 13.6 | Solar |  |  | Interconnected | Harris | 55032 | Cambridge #1 | Cambridge 6 | Residential |  | 49780 | 2021 | 2021
20252-215849-01 | East Central Energy | 16 | 5574 | Co-op | NOVA4911 | 9 | Solar |  |  | Interconnected | North Branch | 55056 | North Branch #2 | North Branch 6 | Residential |  | 14000 | 2021 | 2022
20252-215849-01 | East Central Energy | 16 | 5574 | Co-op | NOVA4912 | 39.9 | Solar |  |  | Active Application | Brook Park | 55007 | Hinckley | Hinckley 3 | Residential |  | 54973.28 | 2021
20252-215849-01 | East Central Energy | 16 | 5574 | Co-op | NOVA4917 | 15.2 | Solar |  |  | Interconnected | Harris | 55032 | Harris | Harris 4 | Residential |  | 53975 | 2021 | 2021
20252-215849-01 | East Central Energy | 16 | 5574 | Co-op | NOVA4922 | 15.2 | Solar |  |  | Interconnected | Cambridge | 55008 | Cambridge #1 | Cambridge 6 | Residential |  | 74700 | 2021 | 2022
20252-215849-01 | East Central Energy | 16 | 5574 | Co-op | NOVA4924 | 9.28 | Solar |  |  | Interconnected | North Branch | 55056 | North Branch #1 | North Branch 4 | Residential |  | 31984 | 2021 | 2021
20252-215849-01 | East Central Energy | 16 | 5574 | Co-op | NOVA4925 | 11.21 | Solar |  | X | Withdrawn | North Branch | 55056 |  |  |  |  | 23039.4 | 2021
20252-215849-01 | East Central Energy | 16 | 5574 | Co-op | NOVA4941 | 13.63 | Solar |  |  | Interconnected | Mora | 55051 | Mora | Mora 1 | Residential |  | 50000 | 2021 | 2022
20252-215849-01 | East Central Energy | 16 | 5574 | Co-op | NOVA4952 | 6.96 | Solar |  |  | Interconnected | Sauk Rapids | 56397 | Minden | Minden 6 | Residential |  | 37589 | 2021 | 2022
20252-215849-01 | East Central Energy | 16 | 5574 | Co-op | NOVA4954 | 30 | Solar |  |  | Interconnected | Milaca | 56353 | Milaca #1 | Milaca 4 | Residential |  | 84640 | 2021 | 2022
20252-215849-01 | East Central Energy | 16 | 5574 | Co-op | NOVA4958 | 5.8 | Solar |  |  | Interconnected | Harris | 55032 | Cambridge Industrial #2 | Cambridge Industrial 22 | Residential |  | 34918 | 2021 | 2021
20252-215849-01 | East Central Energy | 16 | 5574 | Co-op | NOVA4962 | 7.6 | Solar |  |  | Withdrawn | Sandstone | 55072 | Hinckley | Hinckley 1 | Residential |  | 42240 | 2021
20252-215849-01 | East Central Energy | 16 | 5574 | Co-op | NOVA4965 | 7.54 | Solar |  |  | Interconnected | Mora | 55051 | Ogilvie | Ogilvie 4 | Residential |  | 47054 | 2021 | 2022
20252-215849-01 | East Central Energy | 16 | 5574 | Co-op | NOVA4975 | 8.12 | Solar |  |  | Interconnected | Center City | 55012 | Shafer | Shafer 2 | Residential |  | 31265 | 2021 | 2021
20252-215849-01 | East Central Energy | 16 | 5574 | Co-op | NOVA4976 | 15.2 | Solar |  | X | Interconnected | Oak Park | 56357 | Longsiding | Longsiding 2 | Residential |  | 90802 | 2021 | 2022
20252-215849-01 | East Central Energy | 16 | 5574 | Co-op | NOVA4981 | 2.9 | Solar |  |  | Interconnected | Braham | 55006 | Braham #2 | Braham 3 | Commercial |  | 10700 | 2021 | 2023
20252-215849-01 | East Central Energy | 16 | 5574 | Co-op | NOVA4998 | 35 | Solar |  |  | Interconnected | Cambridge | 55008 | Cambridge #1 | Cambridge 8 | Commercial |  | 66041 | 2021 | 2022
20252-215849-01 | East Central Energy | 16 | 5574 | Co-op | NOVA5001 | 11.4 | Solar |  |  | Interconnected | Onamia | 56359 | Milaca #1 | Milaca 10 | Residential |  | 33732 | 2021 | 2022
20252-215849-01 | East Central Energy | 16 | 5574 | Co-op | NOVA5003 | 18.27 | Solar |  |  | Interconnected | Grasston | 55030 | Hinckley | Hinckley 3 | Residential |  | 73225 | 2021 | 2022
20252-215849-01 | East Central Energy | 16 | 5574 | Co-op | NOVA5004 | 10 | Solar |  |  | Interconnected | Pine City | 55063 | Pine City #2 | Pine City 3 | Residential |  | 48527 | 2021 | 2022
20252-215849-01 | East Central Energy | 16 | 5574 | Co-op | NOVA5005 | 9.86 | Solar |  |  | Interconnected | North Branch | 55056 | North Branch #1 | North Branch 4 | Residential |  | 15000 | 2021 | 2022
20252-215849-01 | East Central Energy | 16 | 5574 | Co-op | NOVA5007 | 8.12 | Solar |  | X | Interconnected | Milaca | 56353 | Milaca #1 | Milaca 11 | Residential |  | 53275 | 2021 | 2022
20252-215849-01 | East Central Energy | 16 | 5574 | Co-op | NOVA5011 | 2.32 | Solar |  |  | Interconnected | North Branch | 55056 | North Branch #2 | North Branch 6 | Residential |  | 10508 | 2021 | 2021
20252-215849-01 | East Central Energy | 16 | 5574 | Co-op | NOVA5017 | 15.2 | Solar |  |  | Withdrawn | North Branch | 55056 | North Branch #1 | North Branch 4 | Residential |  | 64189 | 2021
20252-215849-01 | East Central Energy | 16 | 5574 | Co-op | NOVA5018 | 10.73 | Solar |  |  | Interconnected | Harris | 55032 | Harris | Harris 4 | Residential |  | 50350 | 2021 | 2022
20252-215849-01 | East Central Energy | 16 | 5574 | Co-op | NOVA5034 | 10 | Solar |  |  | Interconnected | Grasston | 55030 | Pine City #2 | Pine City 3 | Residential |  | 10000 | 2021 | 2022
20252-215849-01 | East Central Energy | 16 | 5574 | Co-op | NOVA5036 | 11.02 | Solar |  |  | Interconnected | Braham | 55006 | Braham #1 | Braham 7 | Residential |  | 38900 | 2021 | 2021
20252-215849-01 | East Central Energy | 16 | 5574 | Co-op | NOVA5039 | 11.4 | Solar |  |  | Interconnected | Willow River | 55795 | Denham | Denham 2 | Residential |  | 61803 | 2021 | 2022
20252-215849-01 | East Central Energy | 16 | 5574 | Co-op | NOVA5047 | 10 | Solar |  |  | Interconnected | Isle | 56342 | Isle | Isle 3 | Residential |  | 10000 | 2021 | 2022
20252-215849-01 | East Central Energy | 16 | 5574 | Co-op | NOVA5055 | 39.2 | Solar |  |  | Interconnected | Mora | 55051 | Ogilvie | Ogilvie 1 | Residential |  | 117775 | 2021 | 2021
20252-215849-01 | East Central Energy | 16 | 5574 | Co-op | NOVA5062 | 20 | Solar |  |  | Interconnected | Finlayson | 55735 | Harry Maser | Harry Maser 1 | Residential |  | 75000 | 2021 | 2022
20252-215849-01 | East Central Energy | 16 | 5574 | Co-op | NOVA5082 | 18 | Solar |  |  | Interconnected | Stanchfield | 55080 | Rush City | Rush City 6 | Residential |  | 15000 | 2021 | 2022
20252-215849-01 | East Central Energy | 16 | 5574 | Co-op | NOVA5087 | 11.4 | Solar |  |  | Interconnected | Pine City | 55063 | Pine City #2 | Pine City 4 | Residential |  | 5000 | 2021 | 2022
20252-215849-01 | East Central Energy | 16 | 5574 | Co-op | NOVA5089 | 17.4 | Solar |  |  | Interconnected | Grasston | 55030 | Pine City #1 | Pine City 9 | Commercial |  | 55575 | 2021 | 2022
20252-215849-01 | East Central Energy | 16 | 5574 | Co-op | NOVA5094 | 12 | Solar |  |  | Interconnected | Milaca | 56353 | Milaca #1 | Milaca 11 | Residential |  | 32000 | 2021 | 2022
20252-215849-01 | East Central Energy | 16 | 5574 | Co-op | NOVA5101 | 10 | Solar |  |  | Interconnected | Braham | 55006 | Braham #1 | Braham 5 | Residential |  | 55972 | 2021 | 2022
20252-215849-01 | East Central Energy | 16 | 5574 | Co-op | NOVA5102 | 12 | Solar |  |  | Interconnected | Mora | 55051 | Mora | Mora 2 | Residential |  | 45000 | 2021 | 2022
20252-215849-01 | East Central Energy | 16 | 5574 | Co-op | NOVA5103 | 7.6 | Solar |  |  | Withdrawn | Isanti | 55040 | Cambridge Industrial #2 | Cambridge Industrial 21 | Residential |  | 43550 | 2021
20252-215849-01 | East Central Energy | 16 | 5574 | Co-op | NOVA5143 | 13.96 | Solar |  |  | Interconnected | Foley | 56329 | Duelm | Duelm 3 | Residential |  | 69668 | 2021 | 2021
20252-215849-01 | East Central Energy | 16 | 5574 | Co-op | NOVA5144 | 11.4 | Solar |  |  | Interconnected | Foley | 56329 | Gilman | Gilman 4 | Residential |  | 50494 | 2021 | 2022
20252-215849-01 | East Central Energy | 16 | 5574 | Co-op | NOVA5145 | 12.6 | Solar |  |  | Interconnected | Sauk Rapids | 56379 | Minden | Minden 6 | Residential |  | 41292 | 2021 | 2022
20252-215849-01 | East Central Energy | 16 | 5574 | Co-op | NOVA5146 | 10.44 | Solar |  |  | Interconnected | Finlayson | 55735 | Harry Maser | Harry Maser 2 | Residential |  | 44873 | 2021 | 2021
20252-215849-01 | East Central Energy | 16 | 5574 | Co-op | NOVA5150 | 14.79 | Solar |  |  | Interconnected | Foreston | 56330 | Oak Park | Oak Park 4 | Residential |  | 67473 | 2021 | 2022
20252-215849-01 | East Central Energy | 16 | 5574 | Co-op | NOVA5151 | 12.5 | Solar |  |  | Interconnected | Foreston | 56330 | Oak Park | Oak Park 4 | Commercial |  | 15000 | 2021 | 2021
20252-215849-01 | East Central Energy | 16 | 5574 | Co-op | NOVA5159 | 14 | Solar |  |  | Interconnected | Braham | 55006 | Braham #1 | Braham 7 | Residential |  | 44512 | 2021 | 2022
20252-215849-01 | East Central Energy | 16 | 5574 | Co-op | NOVA5167 | 30 | Solar |  |  | Interconnected | Mora | 55051 | Mora | Mora 2 | Residential |  | 1e+05 | 2021 | 2022
20252-215849-01 | East Central Energy | 16 | 5574 | Co-op | NOVA5181 | 15.2 | Solar |  |  | Interconnected | Harris | 55032 | Harris | Harris 4 | Residential |  | 50052 | 2021 | 2022
20252-215849-01 | East Central Energy | 16 | 5574 | Co-op | NOVA5184 | 20 | Solar |  |  | Interconnected | Ogilvie | 56358 | Ogilvie | Ogilvie 4 | Residential |  | 77218 | 2021 | 2022
20252-215849-01 | East Central Energy | 16 | 5574 | Co-op | NOVA5191 | 12.76 | Solar |  |  | Interconnected | Brook Park | 55007 | Mora | Mora 2 | Residential |  | 59000 | 2021 | 2022
20252-215849-01 | East Central Energy | 16 | 5574 | Co-op | NOVA5194 | 11.4 | Solar |  |  | Interconnected | Milaca | 56353 | Milaca #1 | Milaca 9 | Residential |  | 10000 | 2021 | 2022
20252-215849-01 | East Central Energy | 16 | 5574 | Co-op | NOVA5197 | 20 | Solar |  |  | Withdrawn | Mora | 55051 | Braham #1 | Braham 5 | Residential |  | 99919 | 2021
20252-215849-01 | East Central Energy | 16 | 5574 | Co-op | NOVA5201 | 3.48 | Solar |  |  | Interconnected | Milaca | 56353 | Milaca #2 | Milaca 1 | Residential |  | 12793 | 2021 | 2022
20252-215849-01 | East Central Energy | 16 | 5574 | Co-op | NOVA5210 | 16.4 | Solar |  |  | Interconnected | Cambridge | 55008 | Dalbo | Dalbo 4 | Residential |  | 61419.11 | 2021 | 2022
20252-215849-01 | East Central Energy | 16 | 5574 | Co-op | NOVA5211 | 9.6 | Solar |  |  | Interconnected | Cambridge | 55008 | Dalbo | Dalbo 4 | Residential |  | 53729 | 2021 | 2022
20252-215849-01 | East Central Energy | 16 | 5574 | Co-op | NOVA5229 | 5.51 | Solar |  |  | Interconnected | Cambridge | 55008 | Cambridge Industrial #2 | Cambridge Industrial 22 | Residential |  | 24050 | 2021 | 2021
20252-215849-01 | East Central Energy | 16 | 5574 | Co-op | NOVA5260 | 15.2 | Solar |  |  | Interconnected | North Branch | 55056 | Harris | Harris 4 | Residential |  | 47020 | 2021 | 2022
20252-215849-01 | East Central Energy | 16 | 5574 | Co-op | NOVA5268 | 15.2 | Solar |  |  | Interconnected | Shafer | 55074 | Shafer | Shafer 4 | Residential |  | 48322 | 2021 | 2022
20252-215849-01 | East Central Energy | 16 | 5574 | Co-op | NOVA5285 | 12.6 | Solar |  |  | Interconnected | Foreston | 56330 | Oak Park | Oak Park 4 | Residential |  | 42442 | 2021 | 2022
20252-215849-01 | East Central Energy | 16 | 5574 | Co-op | NOVA5289 | 8.37 | Solar |  |  | Interconnected | Braham | 55006 | Braham #1 | Braham 7 | Residential |  | 32440 | 2021 | 2022
20252-215849-01 | East Central Energy | 16 | 5574 | Co-op | NOVA5309 | 13.34 | Solar |  |  | Interconnected | Harris | 55032 | Harris | Harris 2 | Residential |  | 58000 | 2021 | 2022
20252-215849-01 | East Central Energy | 16 | 5574 | Co-op | NOVA5351 | 11.4 | Solar |  |  | Interconnected | North Branch | 55056 | North Branch #2 | North Branch 6 | Residential |  | 40729.6 | 2021 | 2022
20252-215849-01 | East Central Energy | 16 | 5574 | Co-op | NOVA5378 | 15.08 | Solar |  |  | Interconnected | Harris | 55032 | Cambridge #1 | Cambridge 6 | Residential |  | 84000 | 2021 | 2022
20252-215849-01 | East Central Energy | 16 | 5574 | Co-op | NOVA5386 | 31.32 | Solar |  |  | Interconnected | Princeton | 55731 | Dalbo | Dalbo 3 | Residential |  | 42000 | 2021 | 2022
20252-215849-01 | East Central Energy | 16 | 5574 | Co-op | NOVA5405 | 6.96 | Solar |  |  | Interconnected | Isanti | 55040 | Cambridge Industrial #2 | Cambridge Industrial 21 | Residential |  | 23664 | 2021 | 2022
20252-215849-01 | East Central Energy | 16 | 5574 | Co-op | NOVA5498 | 13 | Solar |  |  | Interconnected | Cambridge | 55008 | Dalbo | Dalbo 4 | Residential |  | 20000 | 2021 | 2023
20252-215849-01 | East Central Energy | 16 | 5574 | Co-op | NOVA5502 | 10 | Solar |  |  | Interconnected | Princeton | 55371 | Longsiding | Longsiding 1 | Residential |  | 33000 | 2021 | 2022
20252-215849-01 | East Central Energy | 16 | 5574 | Co-op | NOVA5274 | 14 | Solar |  |  | Interconnected | Stanchfield | 55080 | Rush City | Rush City 6 | Residential |  | 10000 | 2022 | 2022
20252-215849-01 | East Central Energy | 16 | 5574 | Co-op | NOVA5347 | 14.79 | Solar |  |  | Interconnected | Harris | 55032 | Cambridge #1 | Cambridge 6 | Residential |  | 10000 | 2022 | 2022
20252-215849-01 | East Central Energy | 16 | 5574 | Co-op | NOVA5353 | 30.16 | Solar |  | X | Interconnected | Holyoke | 55749 | Summit | Summit 3 | Residential |  | 175000 | 2022 | 2022
20252-215849-01 | East Central Energy | 16 | 5574 | Co-op | NOVA5374 | 15.2 | Solar |  |  | Interconnected | Milaca | 56353 | Milaca #1 | Milaca 9 | Residential |  | 74145.95 | 2022 | 2022
20252-215849-01 | East Central Energy | 16 | 5574 | Co-op | NOVA5379 | 19 | Solar |  |  | Interconnected | Foley | 56329 | Oak Park | Oak Park 3 | Residential |  | 48000 | 2022 | 2022
20252-215849-01 | East Central Energy | 16 | 5574 | Co-op | NOVA5428 | 27.4 | Solar |  |  | Interconnected | Princeton | 55371 | Longsiding | Longsiding 1 | Residential |  | 1e+05 | 2022 | 2022
20252-215849-01 | East Central Energy | 16 | 5574 | Co-op | NOVA5471 | 10 | Solar |  |  | Interconnected | Pine City | 55063 | Pine City #2 | Pine City 3 | Residential |  | 33500 | 2022 | 2022
20252-215849-01 | East Central Energy | 16 | 5574 | Co-op | NOVA5540 | 36 | Solar |  |  | Interconnected | Milaca | 56353 | Milaca #1 | Milaca 9 | Residential |  | 25000 | 2022 | 2022
20252-215849-01 | East Central Energy | 16 | 5574 | Co-op | NOVA5552 | 7.6 | Solar |  |  | Interconnected | Pine City | 55063 | Pine City #2 | Pine City 3 | Residential |  | 15000 | 2022 | 2022
20252-215849-01 | East Central Energy | 16 | 5574 | Co-op | NOVA5570 | 5 | Solar |  |  | Interconnected | North Branch | 55056 | North Branch #1 | North Branch 3 | Residential |  | 32688 | 2022 | 2022
20252-215849-01 | East Central Energy | 16 | 5574 | Co-op | NOVA5574 | 4.64 | Solar |  |  | Interconnected | Stanchfield | 55080 | Rush City | Rush City 6 | Residential |  | 30201 | 2022 | 2022
20252-215849-01 | East Central Energy | 16 | 5574 | Co-op | NOVA5576 | 6.38 | Solar |  |  | Interconnected | Stanchfield | 55080 | Cambridge #1 | Cambridge 6 | Residential |  | 25856 | 2022 | 2022
20252-215849-01 | East Central Energy | 16 | 5574 | Co-op | NOVA5586 | 20 | Solar |  |  | Interconnected | Foley | 56329 | Duelm | Duelm 3 | Residential |  | 45000 | 2022 | 2022
20252-215849-01 | East Central Energy | 16 | 5574 | Co-op | NOVA5588 | 11.4 | Solar |  |  | Interconnected | Foley | 56329 | Gilman | Gilman 4 | Residential |  | 12000 | 2022 | 2022
20252-215849-01 | East Central Energy | 16 | 5574 | Co-op | NOVA5589 | 38.31 | Solar |  |  | Interconnected | Milaca | 56353 | Ogilvie | Ogilvie 2 | Residential |  | 120000 | 2022 | 2023
20252-215849-01 | East Central Energy | 16 | 5574 | Co-op | NOVA5595 | 6.96 | Solar |  |  | Interconnected | Sauk Rapids | 56379 | Minden | Minden 6 | Residential |  | 32980 | 2022 | 2022
20252-215849-01 | East Central Energy | 16 | 5574 | Co-op | NOVA5610 | 36 | Solar |  |  | Interconnected | Milaca | 56353 | Milaca #1 | Milaca 9 | Residential |  | 45000 | 2022 | 2022
20252-215849-01 | East Central Energy | 16 | 5574 | Co-op | NOVA5632 | 12.18 | Solar |  |  | Interconnected | Finlayson | 55735 | Denham | Denham 3 | Residential |  | 15120 | 2022 | 2022
20252-215849-01 | East Central Energy | 16 | 5574 | Co-op | NOVA5634 | 23.1 | Solar |  |  | Interconnected | Stanchfield | 55060 | Rush City | Rush City 6 | Residential |  | 91288 | 2022 | 2022
20252-215849-01 | East Central Energy | 16 | 5574 | Co-op | NOVA5645 | 4.06 | Solar |  |  | Interconnected | Cambridge | 55008 | Cambridge Industrial #2 | Cambridge Industrial 22 | Residential |  | 5000 | 2022 | 2022
20252-215849-01 | East Central Energy | 16 | 5574 | Co-op | NOVA5654 | 22.8 | Solar |  |  | Interconnected | Harris | 55032 | Harris | Harris 2 | Residential |  | 23000 | 2022 | 2022
20252-215849-01 | East Central Energy | 16 | 5574 | Co-op | NOVA5658 | 22.32 | Solar |  |  | Interconnected | Milaca | 56353 | Milaca #1 | Milaca 10 | Residential |  | 23000 | 2022 | 2022
20252-215849-01 | East Central Energy | 16 | 5574 | Co-op | NOVA5681 | 12 | Solar |  |  | Interconnected | Harris | 55032 | Harris | Harris 4 | Residential |  | 44756 | 2022 | 2022
20252-215849-01 | East Central Energy | 16 | 5574 | Co-op | NOVA5694 | 22.62 | Solar |  |  | Interconnected | Center City | 55012 | Shafer | Shafer 4 | Residential |  | 91594 | 2022 | 2022
20252-215849-01 | East Central Energy | 16 | 5574 | Co-op | NOVA5710 | 16.24 | Solar |  |  | Interconnected | Isanti | 55040 | Cambridge Industrial #2 | Cambridge Industrial 21 | Residential |  | 74043 | 2022 | 2022
20252-215849-01 | East Central Energy | 16 | 5574 | Co-op | NOVA5713 | 14 | Solar |  |  | Interconnected | Rice | 56367 | Gilman | Gilman 1 | Residential |  | 39250 | 2022 | 2022
20252-215849-01 | East Central Energy | 16 | 5574 | Co-op | NOVA5722 | 2.32 | Solar |  |  | Interconnected | Hinckley | 55037 | Grindstone River | Grindstone River 3 | Residential |  | 21439 | 2022 | 2022
20252-215849-01 | East Central Energy | 16 | 5574 | Co-op | NOVA5733 | 4.93 | Solar |  |  | Interconnected | Rush City | 55069 | Rush City | Rush City 2 | Residential |  | 34447 | 2022 | 2022
20252-215849-01 | East Central Energy | 16 | 5574 | Co-op | NOVA5736 | 15.84 | Solar |  |  | Interconnected | Milaca | 56353 | Milaca #1 | Milaca 4 | Residential |  | 52000 | 2022 | 2022
20252-215849-01 | East Central Energy | 16 | 5574 | Co-op | NOVA5737 | 14 | Solar |  |  | Interconnected | Harris | 55032 | North Branch #2 | North Branch 6 | Residential |  | 55000 | 2022 | 2022
20252-215849-01 | East Central Energy | 16 | 5574 | Co-op | NOVA5743 | 24.48 | Solar |  |  | Interconnected | Milaca | 56353 | Milaca #1 | Milaca 4 | Residential |  | 62000 | 2022 | 2022
20252-215849-01 | East Central Energy | 16 | 5574 | Co-op | NOVA5774 | 11.6 | Solar |  |  | Interconnected | Rush City | 55069 | Rush City | Rush City 6 | Residential |  | 53000 | 2022 | 2022
20252-215849-01 | East Central Energy | 16 | 5574 | Co-op | NOVA5778 | 6 | Solar |  |  | Interconnected | Braham | 55006 | Rush City | Rush City 2 | Residential |  | 3000 | 2022 | 2023
20252-215849-01 | East Central Energy | 16 | 5574 | Co-op | NOVA5781 | 7 | Solar |  |  | Interconnected | Cambridge | 55008 | Dalbo | Dalbo 4 | Residential |  | 13000 | 2022 | 2022
20252-215849-01 | East Central Energy | 16 | 5574 | Co-op | NOVA5784 | 19.14 | Solar |  |  | Interconnected | Ogilvie | 56358 | Ogilvie | Ogilvie 3 | Residential |  | 115621 | 2022 | 2022
20252-215849-01 | East Central Energy | 16 | 5574 | Co-op | NOVA5785 | 29 | Solar |  |  | Withdrawn | Stanchfield | 55080 | Cambridge #1 | Cambridge 5 | Residential |  | 112972 | 2022
20252-215849-01 | East Central Energy | 16 | 5574 | Co-op | NOVA5788 | 10.44 | Solar |  |  | Interconnected | Pierz | 56364 | Gilman | Gilman 3 | Residential |  | 50963 | 2022 | 2022
20252-215849-01 | East Central Energy | 16 | 5574 | Co-op | NOVA5803 | 36.25 | Solar |  |  | Withdrawn | Hinckley | 55037 | Grindstone River | Grindstone River 3 | Residential |  | 197947.37 | 2022
20252-215849-01 | East Central Energy | 16 | 5574 | Co-op | NOVA5806 | 21 | Solar |  |  | Interconnected | North Branch | 55056 | North Branch #2 | North Branch 6 | Residential |  | 97000 | 2022 | 2022
20252-215849-01 | East Central Energy | 16 | 5574 | Co-op | NOVA5828 | 10 | Solar |  |  | Interconnected | Harris | 55032 | Harris | Harris 4 | Residential |  | 40000 | 2022 | 2022
20252-215849-01 | East Central Energy | 16 | 5574 | Co-op | NOVA5833 | 7.7 | Solar |  |  | Interconnected | Pine City | 55063 | Pine City #2 | Pine City 4 | Residential |  | 53452 | 2022 | 2022
20252-215849-01 | East Central Energy | 16 | 5574 | Co-op | NOVA5839 | 7.25 | Solar |  |  | Interconnected | Milaca | 56353 | Milaca #1 | Milaca 9 | Residential |  | 42736 | 2022 | 2022
20252-215849-01 | East Central Energy | 16 | 5574 | Co-op | NOVA5840 | 12.76 | Solar |  |  | Interconnected | Pine City | 55063 | Pine City #2 | Pine City 5 | Residential |  | 59283 | 2022 | 2022
20252-215849-01 | East Central Energy | 16 | 5574 | Co-op | NOVA5850 | 6.96 | Solar |  |  | Interconnected | Sandstone | 55072 | Hinckley | Hinckley 1 | Residential |  | 30800 | 2022 | 2022
20252-215849-01 | East Central Energy | 16 | 5574 | Co-op | NOVA5861 | 15.4 | Solar |  |  | Interconnected | Harris | 55032 | Harris | Harris 4 | Residential |  | 30000 | 2022 | 2023
20252-215849-01 | East Central Energy | 16 | 5574 | Co-op | NOVA5879 | 22.8 | Solar |  |  | Interconnected | Braham | 55006 | Braham #1 | Braham 7 | Residential |  | 76750 | 2022 | 2022
20252-215849-01 | East Central Energy | 16 | 5574 | Co-op | NOVA5896 | 4.93 | Solar |  |  | Interconnected | North Branch | 55056 | North Branch #1 | North Branch 5 | Residential |  | 34447.37 | 2022 | 2022
20252-215849-01 | East Central Energy | 16 | 5574 | Co-op | NOVA5897 | 9.32 | Solar |  |  | Interconnected | North Branch | 55056 | North Branch #2 | North Branch 6 | Residential |  | 53371.5 | 2022 | 2022
20252-215849-01 | East Central Energy | 16 | 5574 | Co-op | NOVA5901 | 39.2 | Solar |  |  | Interconnected | Dalbo | 55017 | Longsiding | Longsiding 3 | Residential |  | 148000 | 2022 | 2023
20252-215849-01 | East Central Energy | 16 | 5574 | Co-op | NOVA5903 | 22.62 | Solar |  |  | Interconnected | Foley | 56329 | Gilman | Gilman 2 | Residential |  | 92368.42 | 2022 | 2022
20252-215849-01 | East Central Energy | 16 | 5574 | Co-op | NOVA5907 | 14.8 | Solar |  |  | Interconnected | Foreston | 56330 | Oak Park | Oak Park 4 | Residential |  | 88947 | 2022 | 2022
20252-215849-01 | East Central Energy | 16 | 5574 | Co-op | NOVA5912 | 11.6 | Solar |  |  | Interconnected | Milaca | 56353 | Milaca #1 | Milaca 9 | Residential |  | 60540 | 2022 | 2022
20252-215849-01 | East Central Energy | 16 | 5574 | Co-op | NOVA5920 | 10.44 | Solar |  |  | Interconnected | Pine City | 55063 | Pine City #2 | Pine City 1 | Residential |  | 49572 | 2022 | 2022
20252-215849-01 | East Central Energy | 16 | 5574 | Co-op | NOVA5921 | 6 | Solar |  |  | Interconnected | Milaca | 56353 | Milaca #1 | Milaca 9 | Residential |  | 30000 | 2022 | 2022
20252-215849-01 | East Central Energy | 16 | 5574 | Co-op | NOVA5929 | 10.73 | Solar |  |  | Interconnected | Sauk Rapids | 56379 | Mayhew | Mayhew 6 | Residential |  | 55000 | 2022 | 2022
20252-215849-01 | East Central Energy | 16 | 5574 | Co-op | NOVA5931 | 27.84 | Solar |  |  | Interconnected | Cambridge | 55008 | Cambridge #1 | Cambridge 6 | Residential |  | 121729.73 | 2022 | 2023
20252-215849-01 | East Central Energy | 16 | 5574 | Co-op | NOVA5936 | 29 | Solar |  |  | Withdrawn | Rush City | 55069 | Rush City | Rush City 6 | Residential |  | 121052.63 | 2022
20252-215849-01 | East Central Energy | 16 | 5574 | Co-op | NOVA5941 | 10.07 | Solar |  |  | Interconnected | Harris | 55032 | Harris | Harris 4 | Residential |  | 18500 | 2022 | 2022
20252-215849-01 | East Central Energy | 16 | 5574 | Co-op | NOVA5963 | 20.88 | Solar |  |  | Interconnected | Princeton | 55371 | Longsiding | Longsiding 1 | Residential |  | 83000 | 2022 | 2022
20252-215849-01 | East Central Energy | 16 | 5574 | Co-op | NOVA5967 | 8.7 | Solar |  |  | Interconnected | Cambridge | 55008 | Cambridge #1 | Cambridge 5 | Residential |  | 45000 | 2022 | 2022
20252-215849-01 | East Central Energy | 16 | 5574 | Co-op | NOVA5969 | 17.6 | Solar |  |  | Interconnected | Scandia | 55073 | Shafer | Shafer 4 | Residential |  | 35638.4 | 2022 | 2022
20252-215849-01 | East Central Energy | 16 | 5574 | Co-op | NOVA5986 | 7.67 | Solar |  |  | Interconnected | Sauk Rapids | 56379 | Mayhew | Mayhew 6 | Residential |  | 43953 | 2022 | 2022
20252-215849-01 | East Central Energy | 16 | 5574 | Co-op | NOVA5990 | 8.7 | Solar |  | X | Interconnected | Milaca | 56353 | Milaca #1 | Milaca 9 | Residential |  | 62214 | 2022 | 2022
20252-215849-01 | East Central Energy | 16 | 5574 | Co-op | NOVA5991 | 15 | Solar |  |  | Withdrawn | Braham | 55006 | Braham #2 | Braham 2 | Residential |  | 53760 | 2022
20252-215849-01 | East Central Energy | 16 | 5574 | Co-op | NOVA6015 | 19.14 | Solar |  |  | Interconnected | Sauk Rapids | 56379 | Mayhew | Mayhew 6 | Residential |  | 66500 | 2022 | 2022
20252-215849-01 | East Central Energy | 16 | 5574 | Co-op | NOVA6020 | 8.7 | Solar |  |  | Interconnected | Pine City | 55063 | Pine City #2 | Pine City 3 | Residential |  | 38000 | 2022 | 2022
20252-215849-01 | East Central Energy | 16 | 5574 | Co-op | NOVA6022 | 7.68 | Solar |  |  | Interconnected | Cambridge | 55008 | Cambridge Industrial #2 | Cambridge Industrial 22 | Residential |  | 27980 | 2022 | 2022
20252-215849-01 | East Central Energy | 16 | 5574 | Co-op | NOVA6040 | 12.47 | Solar |  |  | Interconnected | Braham | 55006 | Braham #1 | Braham 5 | Residential |  | 17000 | 2022 | 2022
20252-215849-01 | East Central Energy | 16 | 5574 | Co-op | NOVA6045 | 7.67 | Solar |  |  | Interconnected | Foley | 56329 | Gilman | Gilman 2 | Residential |  | 17000 | 2022 | 2022
20252-215849-01 | East Central Energy | 16 | 5574 | Co-op | NOVA6050 | 17.4 | Solar |  |  | Withdrawn | Dalbo | 55017 | Dalbo | Dalbo 3 | Residential |  | 36000 | 2022
20252-215849-01 | East Central Energy | 16 | 5574 | Co-op | NOVA6055 | 7.67 | Solar |  |  | Interconnected | Pine City | 55063 | Pine City #2 | Pine City 5 | Residential |  | 42541 | 2022 | 2022
20252-215849-01 | East Central Energy | 16 | 5574 | Co-op | NOVA6056 | 10.15 | Solar |  |  | Interconnected | Harris | 55032 | Harris | Harris 4 | Residential |  | 54763.16 | 2022 | 2022
20252-215849-01 | East Central Energy | 16 | 5574 | Co-op | NOVA6071 | 10 | Solar |  |  | Interconnected | Lindstrom | 55045 | Shafer | Shafer 2 | Residential |  | 31160 | 2022 | 2022
20252-215849-01 | East Central Energy | 16 | 5574 | Co-op | NOVA6082 | 16.24 | Solar |  |  | Interconnected | Finlayson | 55735 | Harry Maser | Harry Maser 3 | Residential |  | 78702.7 | 2022 | 2022
20252-215849-01 | East Central Energy | 16 | 5574 | Co-op | NOVA6086 | 10.44 | Solar |  |  | Interconnected | Pine City | 55063 | Pine City #2 | Pine City 1 | Commercial |  | 41040 | 2022 | 2022
20252-215849-01 | East Central Energy | 16 | 5574 | Co-op | NOVA6108 | 10.47 | Solar |  |  | Interconnected | Finlayson | 55735 | Harry Maser | Harry Maser 2 | Residential |  | 43009 | 2022 | 2022
20252-215849-01 | East Central Energy | 16 | 5574 | Co-op | NOVA6121 | 30.16 | Solar |  |  | Interconnected | Mora | 55051 | Mora | Mora 2 | Residential |  | 65000 | 2022 | 2023
20252-215849-01 | East Central Energy | 16 | 5574 | Co-op | NOVA6130 | 12 | Solar |  |  | Interconnected | Braham | 55063 | Braham #2 | Braham 2 | Residential |  | 20000 | 2022 | 2022
20252-215849-01 | East Central Energy | 16 | 5574 | Co-op | NOVA6137 | 11.52 | Solar |  |  | Withdrawn | Saint Cloud | 56304 | Minden | Minden 1 | Residential |  | 60469 | 2022
20252-215849-01 | East Central Energy | 16 | 5574 | Co-op | NOVA6138 | 33.35 | Solar |  |  | Interconnected | Harris | 55032 | Cambridge #1 | Cambridge 6 | Residential |  | 157767.57 | 2022 | 2023
20252-215849-01 | East Central Energy | 16 | 5574 | Co-op | NOVA6144 | 20.3 | Solar |  |  | Interconnected | Mora | 55051 | Mora | Mora 1 | Residential |  | 73220.78 | 2022 | 2023
20252-215849-01 | East Central Energy | 16 | 5574 | Co-op | NOVA6166 | 8.77 | Solar |  |  | Interconnected | Ogilvie | 56358 | Ogilvie | Ogilvie 1 | Residential |  | 19200 | 2022 | 2022
20252-215849-01 | East Central Energy | 16 | 5574 | Co-op | NOVA6175 | 11.6 | Solar |  |  | Interconnected | Harris | 55032 | Harris | Harris 3 | Residential |  | 60789 | 2022 | 2023
20252-215849-01 | East Central Energy | 16 | 5574 | Co-op | NOVA6196 | 6.38 | Solar |  |  | Interconnected | Princeton | 55371 | Longsiding | Longsiding 3 | Residential |  | 39369 | 2022 | 2022
20252-215849-01 | East Central Energy | 16 | 5574 | Co-op | NOVA6197 | 15.4 | Solar |  |  | Interconnected | Isle | 56342 | Isle | Isle 3 | Residential |  | 50000 | 2022 | 2022
20252-215849-01 | East Central Energy | 16 | 5574 | Co-op | NOVA6205 | 12 | Solar |  |  | Interconnected | Sauk Rapids | 56379 | Mayhew | Mayhew 6 | Residential |  | 83500 | 2022 | 2022
20252-215849-01 | East Central Energy | 16 | 5574 | Co-op | NOVA6207 | 10.44 | Solar |  |  | Interconnected | Harris | 55032 | Harris | Harris 4 | Residential |  | 59000 | 2022 | 2023
20252-215849-01 | East Central Energy | 16 | 5574 | Co-op | NOVA6208 | 7.6 | Solar |  |  | Interconnected | Wrenshall | 55797 | Bardon | Bardon 2 | Residential |  | 24570 | 2022 | 2022
20252-215849-01 | East Central Energy | 16 | 5574 | Co-op | NOVA6209 | 10 | Solar |  |  | Interconnected | Wrenshall | 55797 | Bardon | Bardon 2 | Residential |  | 40025 | 2022 | 2022
20252-215849-01 | East Central Energy | 16 | 5574 | Co-op | NOVA6219 | 34.2 | Solar |  |  | Interconnected | Harris | 55032 | Rush City | Rush City 6 | Residential |  | 103306 | 2022 | 2022
20252-215849-01 | East Central Energy | 16 | 5574 | Co-op | NOVA6229 | 15 | Solar |  | X | Interconnected | Braham | 55006 | Braham #2 | Braham 2 | Residential |  | 78765 | 2022 | 2022
20252-215849-01 | East Central Energy | 16 | 5574 | Co-op | NOVA6240 | 7.68 | Solar |  |  | Interconnected | Center City | 55012 | Shafer | Shafer 2 | Residential |  | 36350 | 2022 | 2022
20252-215849-01 | East Central Energy | 16 | 5574 | Co-op | NOVA6243 | 7.6 | Solar |  |  | Interconnected | Braham | 55006 | Braham #2 | Braham 3 | Residential |  | 54483 | 2022 | 2022
20252-215849-01 | East Central Energy | 16 | 5574 | Co-op | NOVA6244 | 17.4 | Solar |  |  | Interconnected | Pine City | 55063 | Pine City #2 | Pine City 4 | Residential |  | 73183.32 | 2022 | 2022
20252-215849-01 | East Central Energy | 16 | 5574 | Co-op | NOVA6252 | 17.98 | Solar |  |  | Interconnected | Milaca | 56353 | Milaca #1 | Milaca 9 | Residential |  | 86473 | 2022 | 2023
20252-215849-01 | East Central Energy | 16 | 5574 | Co-op | NOVA6263 | 20.3 | Solar |  |  | Interconnected | North Branch | 55056 | North Branch #1 | North Branch 3 | Residential |  | 124324 | 2022 | 2022
20252-215849-01 | East Central Energy | 16 | 5574 | Co-op | NOVA6266 | 29 | Solar |  |  | Interconnected | Mora | 55051 | Mora | Mora 3 | Residential |  | 60000 | 2022 | 2022
20252-215849-01 | East Central Energy | 16 | 5574 | Co-op | NOVA6305 | 3.49 | Solar |  |  | Interconnected | North Branch | 55056 | North Branch #2 | North Branch 6 | Residential |  | 7500 | 2022 | 2022
20252-215849-01 | East Central Energy | 16 | 5574 | Co-op | NOVA6313 | 38.4 | Solar |  |  | Interconnected | Sauk Rapids | 56379 | Mayhew | Mayhew 4 | Commercial |  | 145000 | 2022 | 2023
20252-215849-01 | East Central Energy | 16 | 5574 | Co-op | NOVA6330 | 10.44 | Solar |  | X | Interconnected | Sandstone | 55072 | Sandstone | Sandstone 2 | Residential |  | 64445 | 2022 | 2023
20252-215849-01 | East Central Energy | 16 | 5574 | Co-op | NOVA6347 | 25.13 | Solar |  |  | Interconnected | Stacy | 55079 | North Branch #1 | North Branch 5 | Residential |  | 117900 | 2022 | 2023
20252-215849-01 | East Central Energy | 16 | 5574 | Co-op | NOVA6349 | 23.2 | Solar |  |  | Interconnected | Cambridge | 55008 | Dalbo | Dalbo 4 | Residential |  | 110270 | 2022 | 2023
20252-215849-01 | East Central Energy | 16 | 5574 | Co-op | NOVA6377 | 11.89 | Solar |  | X | Interconnected | Cambridge | 55008 | Dalbo | Dalbo 4 | Residential |  | 77400 | 2022 | 2023
20252-215849-01 | East Central Energy | 16 | 5574 | Co-op | NOVA6378 | 12.56 | Solar |  |  | Interconnected | Sauk Rapids | 56379 | Mayhew | Mayhew 4 | Residential |  | 67354 | 2022 | 2022
20252-215849-01 | East Central Energy | 16 | 5574 | Co-op | NOVA6381 | 38 | Solar |  |  | Interconnected | Mora | 55051 | Braham #1 | Braham 5 | Residential |  | 194542 | 2022 | 2022
20252-215849-01 | East Central Energy | 16 | 5574 | Co-op | NOVA6382 | 10.44 | Solar |  |  | Withdrawn | Cambridge | 55008 | Cambridge Industrial #2 | Cambridge Industrial 23 | Residential |  | 22000 | 2022
20252-215849-01 | East Central Energy | 16 | 5574 | Co-op | NOVA6406 | 15.36 | Solar |  |  | Interconnected | Cambridge | 55008 | Dalbo | Dalbo 4 | Residential |  | 101000 | 2022 | 2022
20252-215849-01 | East Central Energy | 16 | 5574 | Co-op | NOVA6418 | 3.14 | Solar |  |  | Interconnected | Mora | 55051 | Mora | Mora 1 | Residential |  | 26796 | 2022 | 2022
20252-215849-01 | East Central Energy | 16 | 5574 | Co-op | NOVA6433 | 12.76 | Solar |  |  | Interconnected | Foley | 56329 | Oak Park | Oak Park 3 | Residential |  | 88423 | 2022 | 2023
20252-215849-01 | East Central Energy | 16 | 5574 | Co-op | NOVA6434 | 9.77 | Solar |  | X | Interconnected | Finlayson | 55735 | Harry Maser | Harry Maser 2 | Residential |  | 63944 | 2022 | 2022
20252-215849-01 | East Central Energy | 16 | 5574 | Co-op | NOVA6437 | 7.54 | Solar |  |  | Interconnected | North Branch | 55056 | North Branch #2 | North Branch 6 | Residential |  | 33583 | 2022 | 2023
20252-215849-01 | East Central Energy | 16 | 5574 | Co-op | NOVA6447 | 22.8 | Solar |  |  | Interconnected | Rice | 56367 | Mayhew | Mayhew 2 | Residential |  | 86884 | 2022 | 2022
20252-215849-01 | East Central Energy | 16 | 5574 | Co-op | NOVA6470 | 7 | Solar |  |  | Interconnected | Hinckley | 55037 | Grindstone River | Grindstone River 3 | Residential |  | 51800 | 2022 | 2023
20252-215849-01 | East Central Energy | 16 | 5574 | Co-op | NOVA6471 | 5.12 | Solar |  |  | Interconnected | Cambridge | 55008 | Cambridge Industrial #2 | Cambridge Industrial 24 | Residential |  | 29400 | 2022 | 2022
20252-215849-01 | East Central Energy | 16 | 5574 | Co-op | NOVA6473 | 16.53 | Solar |  |  | Interconnected | Princeton | 55371 | Longsiding | Longsiding 1 | Residential |  | 34200 | 2022 | 2023
20252-215849-01 | East Central Energy | 16 | 5574 | Co-op | NOVA6486 | 4.19 | Solar |  |  | Interconnected | Finlayson | 55375 | Harry Maser | Harry Maser 1 | Residential |  | 22190 | 2022 | 2022
20252-215849-01 | East Central Energy | 16 | 5574 | Co-op | NOVA6500 | 7.68 | Solar |  |  | Interconnected | Mora | 55051 | Ogilvie | Ogilvie 1 | Residential |  | 32586 | 2022 | 2022
20252-215849-01 | East Central Energy | 16 | 5574 | Co-op | NOVA6501 | 6.96 | Solar |  | X | Interconnected | Dalbo | 55017 | Dalbo | Dalbo 3 | Residential |  | 44998 | 2022 | 2022
20252-215849-01 | East Central Energy | 16 | 5574 | Co-op | NOVA6527 | 4.06 | Solar |  |  | Withdrawn | Askov | 55704 | Denham | Denham 2 | Residential |  | 6212 | 2022
20252-215849-01 | East Central Energy | 16 | 5574 | Co-op | NOVA6530 | 7.6 | Solar |  |  | Withdrawn | Cambridge | 55008 | Cambridge Industrial #2 | Cambridge Industrial 24 | Residential |  | 45961 | 2022
20252-215849-01 | East Central Energy | 16 | 5574 | Co-op | NOVA6533 | 7.2 | Solar |  |  | Interconnected | Milaca | 56353 | Milaca #1 | Milaca 10 | Residential |  | 23899 | 2022 | 2022
20252-215849-01 | East Central Energy | 16 | 5574 | Co-op | NOVA6553 | 16.75 | Solar |  |  | Interconnected | Lindstrom | 55045 | Shafer | Shafer 4 | Residential |  | 67061 | 2022 | 2022
20252-215849-01 | East Central Energy | 16 | 5574 | Co-op | NOVA6557 | 5.76 | Solar |  |  | Interconnected | Foley | 56329 | Duelm | Duelm 3 | Residential |  | 30600 | 2022 | 2023
20252-215849-01 | East Central Energy | 16 | 5574 | Co-op | NOVA6562 | 3.8 | Solar |  |  | Withdrawn | Harris | 55032 | Harris | Harris 4 | Residential |  | 25894 | 2022
20252-215849-01 | East Central Energy | 16 | 5574 | Co-op | NOVA6568 | 4.5 | Solar |  |  | Withdrawn | Rush City | 55069 | Rush City | Rush City 2 | Residential |  | 32550 | 2022
20252-215849-01 | East Central Energy | 16 | 5574 | Co-op | NOVA6581 | 11.6 | Solar |  |  | Interconnected | Hillman | 56338 | Gilman | Gilman 3 | Residential |  | 74951.35 | 2022 | 2023
20252-215849-01 | East Central Energy | 16 | 5574 | Co-op | NOVA6591 | 36.25 | Solar |  | X | Interconnected | Hinckley | 55037 | Grindstone River | Grindstone River 3 | Residential |  | 197947 | 2022 | 2022
20252-215849-01 | East Central Energy | 16 | 5574 | Co-op | NOVA6622 | 29 | Solar |  |  | Interconnected | Mora | 55051 | Mora | Mora 2 | Residential |  | 171027.03 | 2022 | 2023
20252-215849-01 | East Central Energy | 16 | 5574 | Co-op | NOVA6627 | 15.36 | Solar |  |  | Interconnected | Pine City | 55063 | Pine City #1 | Pine City 9 | Residential |  | 51660 | 2022 | 2022
20252-215849-01 | East Central Energy | 16 | 5574 | Co-op | NOVA6649 | 7.6 | Solar |  |  | Interconnected | Pine City | 55063 | Pine City #2 | Pine City 1 | Residential |  | 34672 | 2022 | 2022
20252-215849-01 | East Central Energy | 16 | 5574 | Co-op | NOVA6655 | 6.4 | Solar |  |  | Interconnected | Sauk Rapids | 56379 | Minden | Minden 6 | Residential |  | 39200 | 2022 | 2023
20252-215849-01 | East Central Energy | 16 | 5574 | Co-op | NOVA6681 | 24.65 | Solar |  |  | Interconnected | Pine City | 55063 | Pine City #2 | Pine City 4 | Residential |  | 36975 | 2022 | 2023
20252-215849-01 | East Central Energy | 16 | 5574 | Co-op | NOVA6682 | 38 | Solar |  |  | Interconnected | Lindstrom | 55045 | Shafer | Shafer 2 | Residential |  | 142700 | 2022 | 2023
20252-215849-01 | East Central Energy | 16 | 5574 | Co-op | NOVA6693 | 17.7 | Solar |  |  | Interconnected | Oak Park | 56357 | Oak Park | Oak Park 3 | Residential |  | 45950 | 2022 | 2022
20252-215849-01 | East Central Energy | 16 | 5574 | Co-op | NOVA6694 | 10 | Solar |  |  | Interconnected | Isle | 56342 | Isle | Isle 2 | Residential |  | 20400 | 2022 | 2023
20252-215849-01 | East Central Energy | 16 | 5574 | Co-op | NOVA6697 | 7.25 | Solar |  |  | Interconnected | Sauk Rapids | 56379 | Mayhew | Mayhew 6 | Residential |  | 44595 | 2022 | 2022
20252-215849-01 | East Central Energy | 16 | 5574 | Co-op | NOVA6702 | 32.5 | Solar |  |  | Interconnected | Braham | 55006 | Braham #2 | Braham 3 | Commercial |  | 128494 | 2022 | 2023
20252-215849-01 | East Central Energy | 16 | 5574 | Co-op | NOVA6718 | 15.08 | Solar |  |  | Interconnected | Foley | 56329 | Gilman | Gilman 4 | Residential |  | 75263 | 2022 | 2023
20252-215849-01 | East Central Energy | 16 | 5574 | Co-op | NOVA6738 | 19.72 | Solar |  |  | Interconnected | Harris | 55032 | Harris | Harris 2 | Residential |  | 99351.35 | 2022 | 2023
20252-215849-01 | East Central Energy | 16 | 5574 | Co-op | NOVA6739 | 37.7 | Solar |  |  | Interconnected | Foley | 56329 | Gilman | Gilman 4 | Residential |  | 135800 | 2022 | 2023
20252-215849-01 | East Central Energy | 16 | 5574 | Co-op | NOVA6744 | 8.64 | Solar |  |  | Interconnected | Milaca | 56353 | Milaca #1 | Milaca 9 | Residential |  | 20000 | 2022 | 2023
20252-215849-01 | East Central Energy | 16 | 5574 | Co-op | NOVA6762 | 38.28 | Solar |  |  | Interconnected | Milaca | 56353 | Milaca #1 | Milaca 9 | Residential |  | 189913.51 | 2022 | 2023
20252-215849-01 | East Central Energy | 16 | 5574 | Co-op | NOVA6785 | 13.05 | Solar |  |  | Interconnected | Cambridge | 55008 | Cambridge #1 | Cambridge 6 | Residential |  | 58600 | 2022 | 2023
20252-215849-01 | East Central Energy | 16 | 5574 | Co-op | NOVA6798 | 19.72 | Solar |  |  | Interconnected | Brook Park | 55007 | Hinckley | Hinckley 3 | Residential |  | 124273 | 2022 | 2023
20252-215849-01 | East Central Energy | 16 | 5574 | Co-op | NOVA6810 | 30 | Solar |  |  | Interconnected | Willow River | 55795 | Denham | Denham 2 | Residential |  | 60000 | 2022 | 2023
20252-215849-01 | East Central Energy | 16 | 5574 | Co-op | NOVA6896 | 10.24 | Solar |  |  | Interconnected | North Branch | 55056 | North Branch #2 | North Branch 6 | Residential |  | 62080 | 2022 | 2023
20252-215849-01 | East Central Energy | 16 | 5574 | Co-op | NOVA6949 | 11.52 | Solar |  |  | Interconnected | North Branch | 55056 | North Branch #1 | North Branch 3 | Residential |  | 26378 | 2022 | 2023
20252-215849-01 | East Central Energy | 16 | 5574 | Co-op | NOVA6971 | 21.75 | Solar |  |  | Interconnected | Milaca | 56353 | Milaca #1 | Milaca 4 | Residential |  | 91000 | 2022 | 2023
20252-215849-01 | East Central Energy | 16 | 5574 | Co-op | NOVA6974 | 11.17 | Solar |  |  | Interconnected | Sandstone | 55072 | Dairyland | Dairyland 1 | Residential |  | 55350 | 2022 | 2023
20252-215849-01 | East Central Energy | 16 | 5574 | Co-op | NOVA7009 | 12.76 | Solar |  | X | Withdrawn | Lindstrom | 55045 | Shafer | Shafer 2 | Residential |  | 77353 | 2022
20252-215849-01 | East Central Energy | 16 | 5574 | Co-op | NOVA7011 | 10 | Solar |  |  | Interconnected | North Branch | 55056 | North Branch #2 | North Branch 6 | Residential |  | 53633.8 | 2022 | 2022
20252-215849-01 | East Central Energy | 16 | 5574 | Co-op | NOVA7037 | 14.21 | Solar |  |  | Interconnected | Stacy | 55079 | Cambridge Industrial #2 | Cambridge Industrial 21 | Residential |  | 29400 | 2022 | 2023
20252-215849-01 | East Central Energy | 16 | 5574 | Co-op | NOVA7060 | 34.2 | Solar |  |  | Interconnected | Milaca | 56353 | Milaca #1 | Milaca 10 | Residential |  | 135000 | 2022 | 2023
20252-215849-01 | East Central Energy | 16 | 5574 | Co-op | NOVA7091 | 11.02 | Solar |  |  | Interconnected | Princeton | 55371 | Dalbo | Dalbo 3 | Residential |  | 47850 | 2022 | 2023
20252-215849-01 | East Central Energy | 16 | 5574 | Co-op | NOVA7099 | 9.28 | Solar |  |  | Interconnected | Braham | 55006 | Braham #2 | Braham 2 | Residential |  | 46150 | 2022 | 2022
20252-215849-01 | East Central Energy | 16 | 5574 | Co-op | NOVA7109 | 5 | Solar |  |  | Withdrawn | Princeton | 55371 | Longsiding | Longsiding 2 | Residential |  | 29500 | 2022
20252-215849-01 | East Central Energy | 16 | 5574 | Co-op | NOVA7120 | 16.24 | Solar |  |  | Interconnected | Princeton | 55371 | Longsiding | Longsiding 3 | Residential |  | 124000 | 2022 | 2023
20252-215849-01 | East Central Energy | 16 | 5574 | Co-op | NOVA7163 | 16.24 | Solar |  |  | Interconnected | Milaca | 56353 | Milaca #1 | Milaca 4 | Residential |  | 61675 | 2022 | 2023
20252-215849-01 | East Central Energy | 16 | 5574 | Co-op | NOVA7169 | 18.26 | Solar |  | X | Interconnected | Foley | 56329 | Duelm | Duelm 4 | Residential |  | 71175 | 2022 | 2023
20252-215849-01 | East Central Energy | 16 | 5574 | Co-op | NOVA7252 | 6.96 | Solar |  |  | Interconnected | Sauk Rapids | 56379 | Mayhew | Mayhew 4 | Residential |  | 44068 | 2022 | 2023
20252-215849-01 | East Central Energy | 16 | 5574 | Co-op | NOVA7255 | 22.62 | Solar |  |  | Interconnected | North Branch | 55056 | North Branch #2 | North Branch 6 | Residential |  | 59584 | 2022 | 2023
20252-215849-01 | East Central Energy | 16 | 5574 | Co-op | NOVA7266 | 10 | Solar |  |  | Interconnected | Braham | 55006 | Braham #2 | Braham 3 | Residential |  | 47271 | 2022 | 2023
20252-215849-01 | East Central Energy | 16 | 5574 | Co-op | NOVA7271 | 7.6 | Solar |  |  | Interconnected | Princeton | 55371 | Longsiding | Longsiding 3 | Residential |  | 33408 | 2022 | 2023
20252-215849-01 | East Central Energy | 16 | 5574 | Co-op | NOVA7273 | 8.7 | Solar |  |  | Interconnected | Onamia | 56359 | Milaca #1 | Milaca 10 | Residential |  | 45000 | 2022 | 2023
20252-215849-01 | East Central Energy | 16 | 5574 | Co-op | NOVA7349 | 11.02 | Solar |  |  | Interconnected | Foley | 56329 | Gilman | Gilman 2 | Residential |  | 86523 | 2022 | 2023
20252-215849-01 | East Central Energy | 16 | 5574 | Co-op | NOVA7352 | 11.6 | Solar |  |  | Interconnected | Wahkon | 56386 | Isle | Isle 5 | Residential |  | 44053 | 2022 | 2023
20252-215849-01 | East Central Energy | 16 | 5574 | Co-op | NOVA7383 | 12.47 | Solar |  |  | Interconnected | Foley | 56329 | Gilman | Gilman 4 | Residential |  | 93493.33 | 2022 | 2023
20252-215849-01 | East Central Energy | 16 | 5574 | Co-op | NOVA7395 | 11.02 | Solar |  |  | Interconnected | Grasston | 55030 | Braham #1 | Braham 5 | Residential |  | 41697 | 2022 | 2023
20252-215849-01 | East Central Energy | 16 | 5574 | Co-op | NOVA7400 | 6.28 | Solar |  |  | Interconnected | Princeton | 55371 | Longsiding | Longsiding 1 | Residential |  | 30809 | 2022 | 2023
20252-215849-01 | East Central Energy | 16 | 5574 | Co-op | 207966900 | 3000 | Solar |  |  | Interconnected | Hinckley | 55037 | Grindstone River | Grindstone River 2 | Commercial |  |  | 2019 | 2022
20252-215849-01 | East Central Energy | 16 | 5574 | Co-op | 207625200 | 2000 | Solar |  |  | Interconnected | Cambridge | 55008 | Cambridge | Cambridge 6 | Commercial |  |  | 2019 | 2020
20252-215849-01 | East Central Energy | 16 | 5574 | Co-op | NB 300136405 | 7.6 | Solar |  |  | Interconnected | North Branch | 55056 | Viking #2 | Viking 23 | Residential |  |  | 2023 | 2023
20252-215849-01 | East Central Energy | 16 | 5574 | Co-op | NB 300322003 | 9.56 | Solar |  |  | Interconnected | North Branch | 55056 | Viking #2 | Viking 23 | Residential |  |  | 2023 | 2023
20252-215849-01 | East Central Energy | 16 | 5574 | Co-op | NB 300212207 | 11.4 | Solar |  |  | Interconnected | North Branch | 55056 | Viking #1 | Viking 2 | Residential |  |  | 2023 | 2023
20252-215849-01 | East Central Energy | 16 | 5574 | Co-op | NB 300133003 | 11 | Solar |  |  | Interconnected | North Branch | 55056 | Viking #2 | Viking 23 | Residential |  |  | 2023 | 2023
20252-215849-01 | East Central Energy | 16 | 5574 | Co-op | NB 300141307 | 3.8 | Solar |  |  | Interconnected | North Branch | 55056 | Viking #2 | Viking 23 | Residential |  |  | 2023 | 2023
20252-215849-01 | East Central Energy | 16 | 5574 | Co-op | NB 300259703 | 5.8 | Solar |  |  | Interconnected | North Branch | 55056 | Viking #1 | Viking 1 | Residential |  |  | 2023 | 2023
20252-215849-01 | East Central Energy | 16 | 5574 | Co-op | NB 300214401 | 3.22 | Solar |  |  | Interconnected | North Branch | 55056 | Viking #1 | Viking 2 | Commercial |  |  | 2023 | 2023
20252-215849-01 | East Central Energy | 16 | 5574 | Co-op | NOVA6733 | 20.64 | Solar |  |  | Withdrawn | Brook Park | 55007 | Mora | Mora 2 | Commercial |  | 20000 | 2023
20252-215849-01 | East Central Energy | 16 | 5574 | Co-op | NOVA6862 | 12 | Solar |  |  | Interconnected | Mora | 55051 | Mora | Mora 1 | Residential |  | 52420 | 2023 | 2023
20252-215849-01 | East Central Energy | 16 | 5574 | Co-op | NOVA7177 | 15.66 | Solar |  |  | Interconnected | Milaca | 56353 | Milaca #1 | Milaca 11 | Residential |  | 63653 | 2023 | 2023
20252-215849-01 | East Central Energy | 16 | 5574 | Co-op | NOVA7260 | 6.09 | Solar |  |  | Interconnected | Pine City | 55063 | Pine City #1 | Pine City 7 | Residential |  | 32736 | 2023 | 2023
20252-215849-01 | East Central Energy | 16 | 5574 | Co-op | NOVA7380 | 20.88 | Solar |  |  | Interconnected | Cambridge | 55008 | Cambridge Industrial #2 | Cambridge Industrial 22 | Residential |  | 109440 | 2023 | 2023
20252-215849-01 | East Central Energy | 16 | 5574 | Co-op | NOVA7382 | 10.44 | Solar |  |  | Interconnected | Harris | 55032 | Harris | Harris 3 | Residential |  | 50580 | 2023 | 2023
20252-215849-01 | East Central Energy | 16 | 5574 | Co-op | NOVA7407 | 15.66 | Solar |  |  | Interconnected | Ogilvie | 56358 | Ogilvie | Ogilvie 3 | Residential |  | 93643.75 | 2023 | 2023
20252-215849-01 | East Central Energy | 16 | 5574 | Co-op | NOVA7422 | 36 | Solar |  |  | Interconnected | Stanchfield | 55080 | Cambridge #1 | Cambridge 5 | Residential |  | 92500 | 2023 | 2023
20252-215849-01 | East Central Energy | 16 | 5574 | Co-op | NOVA7435 | 12.22 | Solar |  |  | Interconnected | Harris | 55032 | Harris | Harris 3 | Residential |  | 57107 | 2023 | 2023
20252-215849-01 | East Central Energy | 16 | 5574 | Co-op | NOVA7448 | 6 | Solar |  |  | Interconnected | Harris | 55032 | Harris | Harris 4 | Residential |  | 25035 | 2023 | 2023
20252-215849-01 | East Central Energy | 16 | 5574 | Co-op | NOVA7464 | 40 | Solar |  |  | Interconnected | Wrenshall | 55797 | Bardon | Bardon 2 | Residential |  | 124205 | 2023 | 2023
20252-215849-01 | East Central Energy | 16 | 5574 | Co-op | NOVA7477 | 6.38 | Solar |  |  | Interconnected | Foley | 56329 | Gilman | Gilman 4 | Residential |  | 48260 | 2023 | 2023
20252-215849-01 | East Central Energy | 16 | 5574 | Co-op | NOVA7491 | 29 | Solar |  | X | Interconnected | Harris | 55032 | Harris | Harris 4 | Residential |  | 110000 | 2023 | 2023
20252-215849-01 | East Central Energy | 16 | 5574 | Co-op | NOVA7495 | 15.36 | Solar |  |  | Interconnected | Isanti | 55040 | Cambridge Industrial #2 | Cambridge Industrial 21 | Residential |  | 72000 | 2023 | 2023
20252-215849-01 | East Central Energy | 16 | 5574 | Co-op | NOVA7496 | 6.4 | Solar |  |  | Interconnected | Stanchfield | 55080 | Rush City | Rush City 6 | Residential |  | 40180 | 2023 | 2023
20252-215849-01 | East Central Energy | 16 | 5574 | Co-op | NOVA7534 | 13.63 | Solar |  |  | Interconnected | Pine City | 55063 | Pine City #2 | Pine City 5 | Residential |  | 80000 | 2023 | 2023
20252-215849-01 | East Central Energy | 16 | 5574 | Co-op | NOVA7535 | 7.83 | Solar |  |  | Interconnected | Grasston | 55030 | Braham #1 | Braham 5 | Residential |  | 40500 | 2023 | 2023
20252-215849-01 | East Central Energy | 16 | 5574 | Co-op | NOVA7547 | 23.04 | Solar |  |  | Interconnected | Braham | 55006 | Pine City #2 | Pine City 3 | Residential |  | 81486.04 | 2023 | 2023
20252-215849-01 | East Central Energy | 16 | 5574 | Co-op | NOVA7610 | 13.44 | Solar |  |  | Interconnected | Rush City | 55069 | Rush City | Rush City 2 | Residential |  | 81528.5 | 2023 | 2023
20252-215849-01 | East Central Energy | 16 | 5574 | Co-op | NOVA7623 | 15.2 | Solar |  |  | Interconnected | Ogilvie | 56358 | Ogilvie | Ogilvie 3 | Residential |  | 58560 | 2023 | 2023
20252-215849-01 | East Central Energy | 16 | 5574 | Co-op | NOVA7635 | 17.3 | Solar |  |  | Interconnected | Saint Cloud | 56304 | Minden | Minden 1 | Commercial |  | 59000 | 2023 | 2023
20252-215849-01 | East Central Energy | 16 | 5574 | Co-op | NOVA7643 | 15 | Solar |  |  | Interconnected | Shafer | 55074 | Shafer | Shafer 4 | Residential |  | 63675 | 2023 | 2023
20252-215849-01 | East Central Energy | 16 | 5574 | Co-op | NOVA7646 | 7.68 | Solar |  |  | Interconnected | Milaca | 56353 | Milaca #1 | Milaca 6 | Residential |  | 33408 | 2023 | 2023
20252-215849-01 | East Central Energy | 16 | 5574 | Co-op | NOVA7649 | 29 | Solar |  |  | Interconnected | Rush City | 55069 | Rush City | Rush City 6 | Residential |  | 120000 | 2023 | 2023
20252-215849-01 | East Central Energy | 16 | 5574 | Co-op | NOVA7655 | 10.15 | Solar |  |  | Interconnected | Harris | 55032 | Cambridge #1 | Cambridge 6 | Residential |  | 46380 | 2023 | 2023
20252-215849-01 | East Central Energy | 16 | 5574 | Co-op | NOVA7660 | 8.96 | Solar |  |  | Interconnected | Hinckley | 55037 | Grindstone River | Grindstone River 3 | Residential |  | 33595 | 2023 | 2023
20252-215849-01 | East Central Energy | 16 | 5574 | Co-op | NOVA7661 | 39.6 | Solar |  |  | Interconnected | Braham | 55006 | Braham #2 | Braham 3 | Commercial |  | 228830 | 2023 | 2023
20252-215849-01 | East Central Energy | 16 | 5574 | Co-op | NOVA7716 | 7.04 | Solar |  |  | Interconnected | Cambridge | 55008 | Cambridge #1 | Cambridge 5 | Residential |  | 43747 | 2023 | 2023
20252-215849-01 | East Central Energy | 16 | 5574 | Co-op | NOVA7721 | 17.98 | Solar |  |  | Interconnected | Rush City | 55069 | Rush City | Rush City 6 | Residential |  | 1000 | 2023 | 2023
20252-215849-01 | East Central Energy | 16 | 5574 | Co-op | NOVA7744 | 12.68 | Solar |  |  | Interconnected | Chisago City | 55013 | Shafer | Shafer 2 | Residential |  | 57098 | 2023 | 2023
20252-215849-01 | East Central Energy | 16 | 5574 | Co-op | NOVA7753 | 4.88 | Solar |  |  | Withdrawn | Princeton | 55371 | Longsiding | Longsiding 2 | Residential |  | 32740 | 2023
20252-215849-01 | East Central Energy | 16 | 5574 | Co-op | NOVA7779 | 38.4 | Solar |  |  | Interconnected | Sandstone | 55072 | Hinckley | Hinckley 1 | Residential |  | 90000 | 2023 | 2023
20252-215849-01 | East Central Energy | 16 | 5574 | Co-op | NOVA7811 | 12.16 | Solar |  |  | Interconnected | North Branch | 55056 | Cambridge #1 | Cambridge 6 | Residential |  | 68525 | 2023 | 2023
20252-215849-01 | East Central Energy | 16 | 5574 | Co-op | NOVA7837 | 10 | Solar |  |  | Interconnected | Harris | 55032 | Harris | Harris 4 | Residential |  | 40000 | 2023 | 2023
20252-215849-01 | East Central Energy | 16 | 5574 | Co-op | NOVA7841 | 5 | Solar |  |  | Interconnected | Princeton | 55371 | Longsiding | Longsiding 2 | Residential |  | 25000 | 2023 | 2023
20252-215849-01 | East Central Energy | 16 | 5574 | Co-op | NOVA7895 | 13.86 | Solar |  | X | Interconnected | Lindstrom | 55045 | Shafer | Shafer 2 | Residential |  | 102407 | 2023 | 2023
20252-215849-01 | East Central Energy | 16 | 5574 | Co-op | NOVA7895-S | 10 | Storage |  |  | Interconnected | Lindstrom | 55045 | Shafer | Shafer 2 | Residential |  | 102407 | 2023 | 2023
20252-215849-01 | East Central Energy | 16 | 5574 | Co-op | NOVA7941 | 11.4 | Solar |  |  | Interconnected | Harris | 55032 | Harris | Harris 4 | Residential |  | 47000 | 2023 | 2023
20252-215849-01 | East Central Energy | 16 | 5574 | Co-op | NOVA7942 | 10 | Solar |  |  | Interconnected | Mora | 55051 | Mora | Mora 2 | Residential |  | 75337.35 | 2023 | 2023
20252-215849-01 | East Central Energy | 16 | 5574 | Co-op | NOVA7975 | 4.8 | Solar |  |  | Interconnected | Harris | 55032 | Harris | Harris 4 | Residential |  | 71000 | 2023 | 2024
20252-215849-01 | East Central Energy | 16 | 5574 | Co-op | NOVA7987 | 3.9 | Solar |  |  | Interconnected | Stanchfield | 55080 | Rush City | Rush City 6 | Residential |  | 18028 | 2023 | 2023
20252-215849-01 | East Central Energy | 16 | 5574 | Co-op | NOVA7988 | 5.04 | Solar |  |  | Interconnected | Rush City | 55069 | Rush City | Rush City 6 | Residential |  | 24058 | 2023 | 2023
20252-215849-01 | East Central Energy | 16 | 5574 | Co-op | NOVA7992 | 7.68 | Solar |  |  | Interconnected | Milaca | 56353 | Ogilvie | Ogilvie 2 | Residential |  | 20000 | 2023 | 2023
20252-215849-01 | East Central Energy | 16 | 5574 | Co-op | NOVA7997 | 10 | Solar |  |  | Interconnected | Foley | 56329 | Gilman | Gilman 4 | Residential |  | 39430.4 | 2023 | 2023
20252-215849-01 | East Central Energy | 16 | 5574 | Co-op | NOVA8015 | 9.6 | Solar |  |  | Interconnected | Milaca | 56353 | Milaca #1 | Milaca 9 | Residential |  | 24086 | 2023 | 2023
20252-215849-01 | East Central Energy | 16 | 5574 | Co-op | NOVA8040 | 19.2 | Solar |  |  | Interconnected | North Branch | 55056 | North Branch #1 | North Branch 4 | Residential |  | 80000 | 2023 | 2023
20252-215849-01 | East Central Energy | 16 | 5574 | Co-op | NOVA8056 | 11.52 | Solar |  |  | Interconnected | Rush City | 55069 | Rush City | Rush City 2 | Residential |  | 55000 | 2023 | 2023
20252-215849-01 | East Central Energy | 16 | 5574 | Co-op | NOVA8061 | 7.6 | Solar |  |  | Interconnected | Braham | 55006 | Braham #2 | Braham 3 | Residential |  | 41053.1 | 2023 | 2023
20252-215849-01 | East Central Energy | 16 | 5574 | Co-op | NOVA8063 | 12.6 | Solar |  |  | Interconnected | Rush City | 55069 | Pine City #2 | Pine City 4 | Residential |  | 61200 | 2023 | 2023
20252-215849-01 | East Central Energy | 16 | 5574 | Co-op | NOVA8070 | 3.8 | Solar |  |  | Interconnected | Braham | 55006 | Braham #2 | Braham 3 | Residential |  | 29207.08 | 2023 | 2023
20252-215849-01 | East Central Energy | 16 | 5574 | Co-op | NOVA8074 | 13.82 | Solar |  |  | Interconnected | North Branch | 55056 | North Branch #1 | North Branch 5 | Residential |  | 38836 | 2023 | 2023
20252-215849-01 | East Central Energy | 16 | 5574 | Co-op | NOVA8076 | 19.2 | Solar |  |  | Interconnected | Stacy | 55079 | Cambridge Industrial #2 | Cambridge Industrial 21 | Residential |  | 46158 | 2023 | 2023
20252-215849-01 | East Central Energy | 16 | 5574 | Co-op | NOVA8077 | 6 | Solar |  |  | Interconnected | Princeton | 55371 | Longsiding | Longsiding 1 | Residential |  | 10000 | 2023 | 2023
20252-215849-01 | East Central Energy | 16 | 5574 | Co-op | NOVA8098 | 5 | Solar |  |  | Interconnected | Braham | 55006 | Braham #2 | Braham 3 | Residential |  | 39442.13 | 2023 | 2023
20252-215849-01 | East Central Energy | 16 | 5574 | Co-op | NOVA8099 | 5.8 | Solar |  |  | Interconnected | Lindstrom | 55045 | Shafer | Shafer 2 | Residential |  | 26000 | 2023 | 2023
20252-215849-01 | East Central Energy | 16 | 5574 | Co-op | NOVA8105 | 10 | Solar |  |  | Withdrawn | Brook Park | 55007 | Hinckley | Hinckley 3 | Residential |  | 28000 | 2023
20252-215849-01 | East Central Energy | 16 | 5574 | Co-op | NOVA8123 | 5 | Solar |  |  | Interconnected | Braham | 55006 | Braham #2 | Braham 3 | Residential |  | 31930.19 | 2023 | 2023
20252-215849-01 | East Central Energy | 16 | 5574 | Co-op | NOVA8143 | 30.01 | Solar |  |  | Interconnected | Foley | 56329 | Duelm | Duelm 2 | Commercial |  | 136839 | 2023 | 2024
20252-215849-01 | East Central Energy | 16 | 5574 | Co-op | NOVA8148 | 2.5 | Solar |  |  | Withdrawn | Braham | 55006 | Braham #2 | Braham 3 | Residential |  | 21376.79 | 2023
20252-215849-01 | East Central Energy | 16 | 5574 | Co-op | NOVA8173 | 6.14 | Solar |  |  | Interconnected | Milaca | 56353 | Milaca #1 | Milaca 10 | Residential |  | 23739 | 2023 | 2023
20252-215849-01 | East Central Energy | 16 | 5574 | Co-op | NOVA8186 | 5.76 | Solar |  |  | Interconnected | Milaca | 56353 | Milaca #1 | Milaca 4 | Residential |  | 19000 | 2023 | 2023
20252-215849-01 | East Central Energy | 16 | 5574 | Co-op | NOVA8200 | 7.6 | Solar |  |  | Interconnected | Braham | 55006 | Braham #2 | Braham 3 | Residential |  | 45279.82 | 2023 | 2023
20252-215849-01 | East Central Energy | 16 | 5574 | Co-op | NOVA8213 | 5.98 | Solar |  |  | Interconnected | Pine City | 55063 | Pine City #2 | Pine City 1 | Residential |  | 24700 | 2023 | 2023
20252-215849-01 | East Central Energy | 16 | 5574 | Co-op | NOVA8244 | 10.37 | Solar |  |  | Interconnected | Pine City | 55063 | Pine City #2 | Pine City 1 | Residential |  | 29035 | 2023 | 2023
20252-215849-01 | East Central Energy | 16 | 5574 | Co-op | NOVA8257 | 40 | Solar |  |  | Interconnected | Wrenshall | 55797 | Bardon | Bardon 2 | Commercial |  | 109140 | 2023 | 2023
20252-215849-01 | East Central Energy | 16 | 5574 | Co-op | NOVA8279 | 24.32 | Solar |  |  | Interconnected | Sauk Rapids | 56379 | Mayhew | Mayhew 4 | Residential |  | 117006.49 | 2023 | 2023
20252-215849-01 | East Central Energy | 16 | 5574 | Co-op | NOVA8280 | 6.4 | Solar |  |  | Interconnected | Cambridge | 55008 | Cambridge #2 | Cambridge 3 | Residential |  | 37162 | 2023 | 2023
20252-215849-01 | East Central Energy | 16 | 5574 | Co-op | NOVA8282 | 6 | Solar |  |  | Withdrawn | Braham | 55006 | Braham #2 | Braham 3 | Residential |  | 45310.19 | 2023
20252-215849-01 | East Central Energy | 16 | 5574 | Co-op | NOVA8293 | 6.14 | Solar |  |  | Interconnected | Pine City | 55063 | Pine City #1 | Pine City 9 | Residential |  | 20664 | 2023
20252-215849-01 | East Central Energy | 16 | 5574 | Co-op | NOVA8297 | 3.8 | Solar |  |  | Interconnected | Braham | 55006 | Braham #2 | Braham 3 | Residential |  | 26764.67 | 2023 | 2023
20252-215849-01 | East Central Energy | 16 | 5574 | Co-op | NOVA8304 | 28.8 | Solar |  |  | Withdrawn | Rush City | 55069 | Pine City #2 | Pine City 4 | Residential |  | 60000 | 2023
20252-215849-01 | East Central Energy | 16 | 5574 | Co-op | NOVA8309 | 6.91 | Solar |  |  | Interconnected | North Branch | 55056 | North Branch #1 | North Branch 4 | Residential |  | 20000 | 2023 | 2023
20252-215849-01 | East Central Energy | 16 | 5574 | Co-op | NOVA8321 | 3.8 | Solar |  |  | Interconnected | Chisago City | 55013 | Shafer | Shafer 2 | Residential |  | 26067 | 2023 | 2024
20252-215849-01 | East Central Energy | 16 | 5574 | Co-op | NOVA8334 | 6.98 | Solar |  |  | Interconnected | Sauk Rapids | 56379 | Duelm | Duelm 3 | Residential |  | 30240 | 2023 | 2023
20252-215849-01 | East Central Energy | 16 | 5574 | Co-op | NOVA8398 | 5.2 | Solar |  |  | Interconnected | Princeton | 55371 | Longsiding | Longsiding 2 | Residential |  | 30013 | 2023 | 2023
20252-215849-01 | East Central Energy | 16 | 5574 | Co-op | NOVA8421 | 9.77 | Solar |  |  | Withdrawn | Saint Cloud | 56304 | Minden | Minden 1 | Residential |  | 55225.42 | 2023
20252-215849-01 | East Central Energy | 16 | 5574 | Co-op | NOVA8422 | 36.61 | Solar |  | X | Withdrawn | North Branch | 55056 | North Branch #1 | North Branch 3 | Residential |  | 185000 | 2023
20252-215849-01 | East Central Energy | 16 | 5574 | Co-op | NOVA8424 | 20.74 | Solar |  |  | Interconnected | Cambridge | 55008 | Cambridge Industrial #2 | Cambridge Industrial 21 | Residential |  | 70913 | 2023 | 2023
20252-215849-01 | East Central Energy | 16 | 5574 | Co-op | NOVA8441 | 7.56 | Solar |  |  | Interconnected | Chisago City | 55013 | Shafer | Shafer 2 | Residential |  | 33703 | 2023 | 2023
20252-215849-01 | East Central Energy | 16 | 5574 | Co-op | NOVA8452 | 7.6 | Solar |  |  | Interconnected | Hinckley | 55037 | Grindstone River | Grindstone River 3 | Residential |  | 45211.13 | 2023 | 2024
20252-215849-01 | East Central Energy | 16 | 5574 | Co-op | NOVA8454 | 28.8 | Solar |  | X | Interconnected | Rush City | 55069 | Pine City #2 | Pine City 4 | Residential |  | 60000 | 2023 | 2024
20252-215849-01 | East Central Energy | 16 | 5574 | Co-op | NOVA8471 | 11.4 | Solar |  |  | Interconnected | Grasston | 55030 | Pine City #1 | Pine City 9 | Residential |  | 85828.53 | 2023 | 2024
20252-215849-01 | East Central Energy | 16 | 5574 | Co-op | NOVA8482 | 10 | Solar |  |  | Active Application | Rush City | 55069 | Rush City | Rush City 2 | Residential |  | 65341.31 | 2023
20252-215849-01 | East Central Energy | 16 | 5574 | Co-op | NOVA8492 | 8.41 | Solar |  |  | Withdrawn | Foley | 56329 | Gilman | Gilman 2 | Residential |  | 38500 | 2023
20252-215849-01 | East Central Energy | 16 | 5574 | Co-op | NOVA8503 | 7.6 | Solar |  |  | Interconnected | Braham | 55006 | Braham #2 | Braham 3 | Residential |  | 49090.69 | 2023 | 2023
20252-215849-01 | East Central Energy | 16 | 5574 | Co-op | NOVA8525 | 1.74 | Solar |  |  | Interconnected | North Branch | 55056 | North Branch #1 | North Branch 5 | Residential |  | 3000 | 2023 | 2023
20252-215849-01 | East Central Energy | 16 | 5574 | Co-op | NOVA8556 | 11.9 | Solar |  |  | Interconnected | Ogilvie | 56358 | Ogilvie | Ogilvie 4 | Residential |  | 33988 | 2023 | 2023
20252-215849-01 | East Central Energy | 16 | 5574 | Co-op | NOVA8560 | 15.2 | Solar |  |  | Interconnected | Isle | 56342 | Isle | Isle 3 | Residential |  | 75966.95 | 2023 | 2024
20252-215849-01 | East Central Energy | 16 | 5574 | Co-op | NOVA8566 | 11 | Solar |  |  | Interconnected | Milaca | 56353 | Milaca #1 | Milaca 11 | Residential |  | 65867.56 | 2023 | 2024
20252-215849-01 | East Central Energy | 16 | 5574 | Co-op | NOVA8575 | 11.14 | Solar |  |  | Interconnected | Stacy | 55079 | Cambridge Industrial #2 | Cambridge Industrial 21 | Residential |  | 55372 | 2023 | 2023
20252-215849-01 | East Central Energy | 16 | 5574 | Co-op | NOVA8578 | 7.6 | Solar |  |  | Interconnected | Mora | 55051 | Mora | Mora 3 | Residential |  | 42504.07 | 2023 | 2024
20252-215849-01 | East Central Energy | 16 | 5574 | Co-op | NOVA8585 | 20 | Solar |  |  | Active Application | Mora | 55051 | Braham #1 | Braham 5 | Residential |  | 119549.89 | 2023
20252-215849-01 | East Central Energy | 16 | 5574 | Co-op | NOVA8586 | 24.5 | Solar |  |  | Withdrawn | Mora | 55051 | Braham #1 | Braham 5 | Residential |  | 120000 | 2023
20252-215849-01 | East Central Energy | 16 | 5574 | Co-op | NOVA8588 | 20 | Solar |  |  | Active Application | Pine City | 55063 | Pine City #2 | Pine City 1 | Residential |  | 119830.71 | 2023
20252-215849-01 | East Central Energy | 16 | 5574 | Co-op | NOVA8646 | 38.4 | Solar |  |  | Interconnected | Mora | 55051 | Mora | Mora 2 | Residential |  | 121615 | 2023 | 2024
20252-215849-01 | East Central Energy | 16 | 5574 | Co-op | NOVA8679 | 19.57 | Solar |  |  | Interconnected | Brook Park | 55007 | Mora | Mora 2 | Residential |  | 10000 | 2023 | 2023
20252-215849-01 | East Central Energy | 16 | 5574 | Co-op | NOVA8681 | 9.98 | Solar |  | X | Withdrawn | Hinckley | 55037 | Hinckley | Hinckley 3 | Residential |  | 45471 | 2023
20252-215849-01 | East Central Energy | 16 | 5574 | Co-op | NOVA8686 | 14.59 | Solar |  | X | Interconnected | Rush City | 55069 | Rush City | Rush City 6 | Residential |  | 83437.36 | 2023 | 2024
20252-215849-01 | East Central Energy | 16 | 5574 | Co-op | NOVA8687 | 15.2 | Solar |  |  | Withdrawn | Milaca | 56353 | Milaca #1 | Milaca 10 | Residential |  | 86899.13 | 2023
20252-215849-01 | East Central Energy | 16 | 5574 | Co-op | NOVA8693 | 3.78 | Solar |  |  | Interconnected | Hinckley | 55037 | Hinckley | Hinckley 3 | Residential |  | 8856 | 2023 | 2023
20252-215849-01 | East Central Energy | 16 | 5574 | Co-op | NOVA8722 | 11.14 | Solar |  |  | Interconnected | Cambridge | 55008 | Cambridge #1 | Cambridge 6 | Residential |  | 38958 | 2023 | 2023
20252-215849-01 | East Central Energy | 16 | 5574 | Co-op | NOVA8745 | 7.68 | Solar |  |  | Interconnected | Rice | 56367 | Langola | Langola 3 | Residential |  | 27970.8 | 2023 | 2024
20252-215849-01 | East Central Energy | 16 | 5574 | Co-op | NOVA8747 | 30.72 | Solar |  |  | Interconnected | Ogilvie | 56358 | Ogilvie | Ogilvie 3 | Residential |  | 118540 | 2023 | 2023
20252-215849-01 | East Central Energy | 16 | 5574 | Co-op | NOVA8758 | 10.75 | Solar |  | X | Interconnected | Hinckley | 55037 | Hinckley | Hinckley 3 | Residential |  | 51167 | 2023 | 2023
20252-215849-01 | East Central Energy | 16 | 5574 | Co-op | NOVA8793 | 5.04 | Solar |  |  | Interconnected | Foreston | 56330 | Oak Park | Oak Park 4 | Residential |  | 42693 | 2023 | 2024
20252-215849-01 | East Central Energy | 16 | 5574 | Co-op | NOVA8817 | 7.25 | Solar |  |  | Interconnected | Cambridge | 55008 | Cambridge #1 | Cambridge 8 | Residential |  | 34211 | 2023 | 2024
20252-215849-01 | East Central Energy | 16 | 5574 | Co-op | NOVA8835 | 24.36 | Solar |  |  | Interconnected | North Branch | 55056 | North Branch #1 | North Branch 3 | Residential |  | 185000 | 2023 | 2023
20252-215849-01 | East Central Energy | 16 | 5574 | Co-op | NOVA8836 | 12.25 | Solar |  | X | Interconnected | North Branch | 55056 | North Branch #1 | North Branch 3 | Commercial |  | 185000 | 2023 | 2023
20252-215849-01 | East Central Energy | 16 | 5574 | Co-op | NOVA8843 | 6.3 | Solar |  |  | Interconnected | Pine City | 55063 | Pine City #2 | Pine City 4 | Residential |  | 28649 | 2023 | 2023
20252-215849-01 | East Central Energy | 16 | 5574 | Co-op | NOVA8849 | 7.68 | Solar |  |  | Interconnected | Mora | 55051 | Mora | Mora 2 | Residential |  | 32555 | 2023 | 2023
20252-215849-01 | East Central Energy | 16 | 5574 | Co-op | NOVA8853 | 4.2 | Solar |  | X | Interconnected | Ogilvie | 56358 | Ogilvie | Ogilvie 2 | Residential |  | 15000 | 2023 | 2024
20252-215849-01 | East Central Energy | 16 | 5574 | Co-op | NOVA8878 | 19 | Solar |  |  | Active Application | Finlayson | 55735 | Harry Maser | Harry Maser 3 | Residential |  | 119325.09 | 2023
20252-215849-01 | East Central Energy | 16 | 5574 | Co-op | NOVA8879 | 5 | Solar |  |  | Interconnected | Lindstrom | 55045 | Shafer | Shafer 2 | Residential |  | 31728.55 | 2023 | 2024
20252-215849-01 | East Central Energy | 16 | 5574 | Co-op | NOVA8889 | 8.06 | Solar |  |  | Interconnected | Milaca | 56353 | Longsiding | Longsiding 2 | Residential |  | 23000 | 2023 | 2024
20252-215849-01 | East Central Energy | 16 | 5574 | Co-op | NOVA8903 | 11.4 | Solar |  |  | Interconnected | Brook Park | 55007 | Hinckley | Hinckley 3 | Residential |  | 28000 | 2023 | 2023
20252-215849-01 | East Central Energy | 16 | 5574 | Co-op | NOVA8915 | 8.12 | Solar |  |  | Interconnected | Stanchfield | 55080 | Cambridge #1 | Cambridge 5 | Residential |  | 40484 | 2023 | 2024
20252-215849-01 | East Central Energy | 16 | 5574 | Co-op | NOVA8919 | 3 | Solar |  |  | Interconnected | Braham | 55006 | Braham #2 | Braham 3 | Residential |  | 23320.8 | 2023 | 2023
20252-215849-01 | East Central Energy | 16 | 5574 | Co-op | NOVA8953 | 8.51 | Solar |  |  | Interconnected | Bruno | 55712 | Sandstone | Sandstone 1 | Residential |  | 29565 | 2023 | 2023
20252-215849-01 | East Central Energy | 16 | 5574 | Co-op | NOVA8957 | 7.56 | Solar |  |  | Interconnected | Princeton | 55371 | Longsiding | Longsiding 2 | Residential |  | 29625 | 2023 | 2024
20252-215849-01 | East Central Energy | 16 | 5574 | Co-op | NOVA8974 | 9.28 | Solar |  |  | Interconnected | Pine City | 55063 | Pine City #2 | Pine City 1 | Residential |  | 35771 | 2023 | 2024
20252-215849-01 | East Central Energy | 16 | 5574 | Co-op | NOVA8978 | 7.7 | Solar |  |  | Interconnected | Foley | 56329 | Duelm | Duelm 2 | Residential |  | 15000 | 2023 | 2024
20252-215849-01 | East Central Energy | 16 | 5574 | Co-op | NOVA8995 | 13.55 | Solar |  |  | Interconnected | Pine City | 55063 | Pine City #2 | Pine City 4 | Residential |  | 71396 | 2023 | 2024
20252-215849-01 | East Central Energy | 16 | 5574 | Co-op | NOVA9011 | 10.71 | Solar |  |  | Interconnected | Holyoke | 55749 | Summit | Summit 3 | Residential |  | 43911 | 2023 | 2024
20252-215849-01 | East Central Energy | 16 | 5574 | Co-op | NOVA10213 | 15.2 | Solar |  |  | Interconnected | Lindstrom | 55045 | Shafer | Shafer 4 | Residential |  | 55080 | 2024 | 2024
20252-215849-01 | East Central Energy | 16 | 5574 | Co-op | NOVA10221 | 34.7 | Solar |  |  | Interconnected | Cambridge | 55008 | Cambridge #2 | Cambridge 3 | Residential |  | 125000 | 2024 | 2024
20252-215849-01 | East Central Energy | 16 | 5574 | Co-op | NOVA10242 | 26.11 | Solar |  |  | Interconnected | North Branch | 55056 | North Branch #1 | North Branch 3 | Residential |  | 70902 | 2024 | 2024
20252-215849-01 | East Central Energy | 16 | 5574 | Co-op | NOVA10255 | 30.8 | Solar |  |  | Withdrawn | Cambridge | 55008 | Cambridge #2 | Cambridge 3 | Residential |  | 125000 | 2024
20252-215849-01 | East Central Energy | 16 | 5574 | Co-op | NOVA10261 | 6.91 | Solar |  |  | Interconnected | Stanchfield | 55080 | Rush City | Rush City 6 | Residential |  | 21907 | 2024 | 2024
20252-215849-01 | East Central Energy | 16 | 5574 | Co-op | NOVA10302 | 34.97 | Solar |  |  | Interconnected | Saint Cloud | 56304 | Minden | Minden 1 | Residential |  | 157400 | 2024 | 2024
20252-215849-01 | East Central Energy | 16 | 5574 | Co-op | NOVA10303 | 31.4 | Solar |  |  | Interconnected | North Branch | 55056 | North Branch #1 | North Branch 3 | Residential |  | 52500 | 2024 | 2024
20252-215849-01 | East Central Energy | 16 | 5574 | Co-op | NOVA10315 | 21.5 | Solar |  |  | Interconnected | Princeton | 55371 | Longsiding | Longsiding 1 | Residential |  |  | 2024 | 2024
20252-215849-01 | East Central Energy | 16 | 5574 | Co-op | NOVA10316 | 15.74 | Solar |  |  | Interconnected | Cambridge | 55040 | Cambridge Industrial #2 | Cambridge Industrial 22 | Residential |  | 25215 | 2024 | 2024
20252-215849-01 | East Central Energy | 16 | 5574 | Co-op | NOVA10324 | 27.5 | Solar |  | X | Active Application | Wrenshall | 55797 | Bardon | Bardon 2 | Residential |  | 22000 | 2024
20252-215849-01 | East Central Energy | 16 | 5574 | Co-op | NOVA10341 | 9.22 | Solar |  |  | Interconnected | Rice | 56367 | Langola | Langola 3 | Residential |  | 33382 | 2024 | 2024
20252-215849-01 | East Central Energy | 16 | 5574 | Co-op | NOVA10356 | 8.45 | Solar |  |  | Interconnected | North Branch | 55056 | North Branch #1 | North Branch 4 | Residential |  | 26575 | 2024 | 2024
20252-215849-01 | East Central Energy | 16 | 5574 | Co-op | NOVA10379 | 21.5 | Solar |  |  | Interconnected | North Branch | 55056 | North Branch #2 | North Branch 6 | Residential |  | 81990.91 | 2024 | 2024
20252-215849-01 | East Central Energy | 16 | 5574 | Co-op | NOVA10417 | 15.2 | Solar |  |  | Withdrawn | Stanchfield | 55080 | Cambridge #1 | Cambridge 5 | Residential |  | 59470 | 2024
20252-215849-01 | East Central Energy | 16 | 5574 | Co-op | NOVA10422 | 50 | Solar |  |  | Interconnected | Milaca | 56353 | Milaca #2 | Milaca 1 | Commercial |  | 105825 | 2024 | 2025
20252-215849-01 | East Central Energy | 16 | 5574 | Co-op | NOVA10444 | 13.82 | Solar |  |  | Interconnected | North Branch | 55056 | Shafer | Shafer 2 | Residential |  | 54125 | 2024 | 2024
20252-215849-01 | East Central Energy | 16 | 5574 | Co-op | NOVA10447 | 28.13 | Solar |  |  | Interconnected | Mora |  | Braham #1 | Braham 5 | Residential |  | 71586 | 2024 | 2024
20252-215849-01 | East Central Energy | 16 | 5574 | Co-op | NOVA10459 | 12.64 | Solar |  |  | Interconnected | Willow River | 55795 | Harry Maser | Harry Maser 2 | Residential |  | 28450 | 2024 | 2024
20252-215849-01 | East Central Energy | 16 | 5574 | Co-op | NOVA10490 | 6.4 | Solar |  |  | Interconnected | North Branch | 55056 | Viking #2 | Viking 22 | Residential |  | 33075 | 2024 | 2024
20252-215849-01 | East Central Energy | 16 | 5574 | Co-op | NOVA10491-S | 1500 | Storage |  |  | Active Application | Cambridge | 55008 | [5 empty] | 2024
20252-215849-01 | East Central Energy | 16 | 5574 | Co-op | NOVA10502 | 9.6 | Solar |  |  | Interconnected | Hinckley | 55037 | Grindstone River | Grindstone River 3 | Residential |  | 2000 | 2024 | 2024
20252-215849-01 | East Central Energy | 16 | 5574 | Co-op | NOVA10507 | 25.13 | Solar |  |  | Interconnected | Foreston | 56330 | Oak Park | Oak Park 4 | Commercial |  | 132000 | 2024 | 2024
20252-215849-01 | East Central Energy | 16 | 5574 | Co-op | NOVA10528 | 9.12 | Solar |  |  | Interconnected | Lindstrom | 55045 | Shafer | Shafer 4 | Residential |  | 41666 | 2024 | 2024
20252-215849-01 | East Central Energy | 16 | 5574 | Co-op | NOVA10535 | 2.52 | Solar |  |  | Interconnected | North Branch | 55056 | Viking #1 | Viking 2 | Residential |  | 15445 | 2024 | 2024
20252-215849-01 | East Central Energy | 16 | 5574 | Co-op | NOVA10537 | 600 | Solar |  |  | Interconnected | Sandstone | 55072 | Hinckley | Hinckley 1 | Commercial |  | 1e+06 | 2024 | 2024
20252-215849-01 | East Central Energy | 16 | 5574 | Co-op | NOVA10544 | 38.5 | Solar |  |  | Interconnected | Cambridge | 55008 | Cambridge #2 | Cambridge 3 | Residential |  | 125000 | 2024 | 2024
20252-215849-01 | East Central Energy | 16 | 5574 | Co-op | NOVA10574 | 25.2 | Solar |  | X | Interconnected | Mora | 55051 | Mora | Mora 3 | Residential |  | 24600 | 2024 | 2024
20252-215849-01 | East Central Energy | 16 | 5574 | Co-op | NOVA10590 | 11.05 | Solar |  |  | Interconnected | Pine City |  | Pine City #1 | Pine City 8 | Residential |  | 41820 | 2024 | 2024
20252-215849-01 | East Central Energy | 16 | 5574 | Co-op | NOVA10602 | 7.6 | Solar |  |  | Interconnected | Sandstone | 55072 | Hinckley | Hinckley 1 | Residential |  | 28450 | 2024 | 2024
20252-215849-01 | East Central Energy | 16 | 5574 | Co-op | NOVA10611 | 10 | Solar |  |  | Interconnected | Princeton | 55371 | Longsiding | Longsiding 1 | Residential |  | 14904 | 2024 | 2024
20252-215849-01 | East Central Energy | 16 | 5574 | Co-op | NOVA10619 | 38 | Solar |  |  | Interconnected | Bowlus | 56314 | Langola | Langola 2 | Residential |  | 80000 | 2024 | 2024
20252-215849-01 | East Central Energy | 16 | 5574 | Co-op | NOVA10621 | 3.77 | Solar |  |  | Interconnected | Pine City | 55063 | Pine City #2 | Pine City 3 | Residential |  | 19620.55 | 2024 | 2024
20252-215849-01 | East Central Energy | 16 | 5574 | Co-op | NOVA10663 | 16.9 | Solar |  |  | Interconnected | Mora | 55051 | Mora | Mora 3 | Residential |  | 24600 | 2024 | 2024
20252-215849-01 | East Central Energy | 16 | 5574 | Co-op | NOVA10684 | 16.13 | Solar |  |  | Interconnected | Rush City | 55069 | Rush City | Rush City 2 | Residential |  | 53550 | 2024 | 2024
20252-215849-01 | East Central Energy | 16 | 5574 | Co-op | NOVA10698 | 500 | Solar |  |  | Withdrawn | Mora | 55051 |  |  |  |  | 1600000 | 2024
20252-215849-01 | East Central Energy | 16 | 5574 | Co-op | NOVA10700 | 9.22 | Solar |  |  | Interconnected | Mora | 55051 | Mora | Mora 3 | Residential |  | 33682 | 2024 | 2024
20252-215849-01 | East Central Energy | 16 | 5574 | Co-op | NOVA10720 | 10 | Solar |  |  | Interconnected | Cambridge | 55008 | Cambridge #1 | Cambridge 6 | Residential |  | 43731.89 | 2024 | 2024
20252-215849-01 | East Central Energy | 16 | 5574 | Co-op | NOVA10728 | 12.91 | Solar |  |  | Interconnected | Hinckley | 55037 | Hinckley | Hinckley 3 | Residential |  | 50950 | 2024 | 2024
20252-215849-01 | East Central Energy | 16 | 5574 | Co-op | NOVA10754 | 5 | Solar |  |  | Interconnected | Cambridge | 55008 | Cambridge Industrial #2 | Cambridge Industrial 22 | Residential |  |  | 2024 | 2024
20252-215849-01 | East Central Energy | 16 | 5574 | Co-op | NOVA10772 | 5 | Solar |  |  | Interconnected | Cambridge | 55008 | Cambridge Industrial #2 | Cambridge Industrial 24 | Residential |  | 16231.35 | 2024 | 2024
20252-215849-01 | East Central Energy | 16 | 5574 | Co-op | NOVA10773 | 10 | Solar |  |  | Withdrawn | Cambridge | 55008 | Cambridge Industrial #2 | Cambridge Industrial 22 | Residential |  | 38157.63 | 2024
20252-215849-01 | East Central Energy | 16 | 5574 | Co-op | NOVA10794 | 10 | Solar |  |  | Interconnected | Pine City | 55063 | Pine City #1 | Pine City 9 | Residential |  | 52374.28 | 2024 | 2024
20252-215849-01 | East Central Energy | 16 | 5574 | Co-op | NOVA10795 | 5 | Solar |  |  | Interconnected | North Branch | 55056 | North Branch #1 | North Branch 4 | Residential |  | 24166.94 | 2024 | 2024
20252-215849-01 | East Central Energy | 16 | 5574 | Co-op | NOVA10799 | 7.6 | Solar |  |  | Active Application | North Branch | 55056 | North Branch #2 | North Branch 6 | Residential |  | 36830.2 | 2024
20252-215849-01 | East Central Energy | 16 | 5574 | Co-op | NOVA10824 | 11.6 | Solar |  |  | Active Application | Cambridge | 55008 | Cambridge Industrial #2 | Cambridge Industrial 22 | Residential |  | 37461.93 | 2024
20252-215849-01 | East Central Energy | 16 | 5574 | Co-op | NOVA11838 | 20.35 | Solar |  |  | Interconnected | Foley | 56329 | Mayhew | Mayhew 4 | Residential |  | 51483 | 2024 | 2024
20252-215849-01 | East Central Energy | 16 | 5574 | Co-op | NOVA11846 | 11.4 | Solar |  |  | Interconnected | North Branch | 55056 | North Branch #1 | North Branch 4 | Residential |  | 44959.13 | 2024 | 2024
20252-215849-01 | East Central Energy | 16 | 5574 | Co-op | NOVA11864 | 5 | Solar |  |  | Interconnected | North Branch | 55056 | North Branch #1 | North Branch 5 | Residential |  | 17134.33 | 2024 | 2025
20252-215849-01 | East Central Energy | 16 | 5574 | Co-op | NOVA11890 | 38 | Solar |  |  | Active Application | Royalton | 56373 | Langola | Langola 2 | Commercial |  | 80000 | 2024
20252-215849-01 | East Central Energy | 16 | 5574 | Co-op | NOVA11944 | 15 | Solar |  |  | Interconnected | Carlton | 55718 | Carlton | Carlton 2 | Residential |  | 58185.09 | 2024 | 2024
20252-215849-01 | East Central Energy | 16 | 5574 | Co-op | NOVA11962 | 12.03 | Solar |  |  | Interconnected | Brook Park | 55007 | Hinckley | Hinckley 4 | Residential |  | 23588 | 2024 | 2024
20252-215849-01 | East Central Energy | 16 | 5574 | Co-op | NOVA11967 | 15.2 | Solar |  |  | Active Application | Harris | 55032 | Harris | Harris 4 | Residential |  | 71948.83 | 2024
20252-215849-01 | East Central Energy | 16 | 5574 | Co-op | NOVA11968 | 10.26 | Solar |  |  | Interconnected | Sandstone | 55072 | Hinckley | Hinckley 1 | Residential |  | 18225 | 2024 | 2024
20252-215849-01 | East Central Energy | 16 | 5574 | Co-op | NOVA11969 | 11.17 | Solar |  |  | Interconnected | Milaca | 53353 | Milaca #2 | Milaca 1 | Commercial |  | 39990 | 2024 | 2024
20252-215849-01 | East Central Energy | 16 | 5574 | Co-op | NOVA11976 | 13.8 | Solar |  |  | Active Application | Pine City | 55063 | Pine City #2 | Pine City 5 | Residential |  | 67822.62 | 2024
20252-215849-01 | East Central Energy | 16 | 5574 | Co-op | NOVA11979 | 5 | Solar |  |  | Interconnected | Cambridge | 55008 | Cambridge #1 | Cambridge 6 | Residential |  | 22971.3 | 2024 | 2025
20252-215849-01 | East Central Energy | 16 | 5574 | Co-op | NOVA12014 | 6 | Solar |  |  | Interconnected | Cambridge | 55008 | Cambridge Industrial #2 | Cambridge Industrial 22 | Residential |  | 28714.12 | 2024 | 2024
20252-215849-01 | East Central Energy | 16 | 5574 | Co-op | NOVA12020 | 10 | Solar |  |  | Interconnected | North Branch | 55056 | Viking #1 | Viking 1 | Residential |  | 29301.52 | 2024 | 2025
20252-215849-01 | East Central Energy | 16 | 5574 | Co-op | NOVA12024 | 9.6 | Solar |  |  | Interconnected | Bruno | 55712 | Sandstone | Sandstone 1 | Residential |  | 20000 | 2024 | 2024
20252-215849-01 | East Central Energy | 16 | 5574 | Co-op | NOVA12032 | 14.59 | Solar |  |  | Active Application | Mora | 55051 | Mora | Mora 2 | Residential |  | 30780 | 2024
20252-215849-01 | East Central Energy | 16 | 5574 | Co-op | NOVA12039 | 13.6 | Solar |  |  | Active Application | Braham | 55006 | Braham #2 | Braham 3 | Residential |  | 25889.78 | 2024
20252-215849-01 | East Central Energy | 16 | 5574 | Co-op | NOVA12045 | 11.38 | Solar |  |  | Interconnected | Dalbo | 55017 | Longsiding | Longsiding 3 | Residential |  | 20400 | 2024 | 2024
20252-215849-01 | East Central Energy | 16 | 5574 | Co-op | NOVA12046 | 33.43 | Solar |  | X | Interconnected | Isle | 56342 | Isle | Isle 3 | Residential |  | 62637 | 2024 | 2024
20252-215849-01 | East Central Energy | 16 | 5574 | Co-op | NOVA12048 | 6 | Solar |  |  | Interconnected | Braham | 55006 | Braham #2 | Braham 3 | Residential |  | 30149.83 | 2024 | 2025
20252-215849-01 | East Central Energy | 16 | 5574 | Co-op | NOVA12071 | 5 | Solar |  |  | Interconnected | Rush City | 55069 | Adrian Robinson | Adrian Robinson 3 | Residential |  | 22971.3 | 2024 | 2025
20252-215849-01 | East Central Energy | 16 | 5574 | Co-op | NOVA12097 | 200 | Solar |  |  | Active Application | Pine City | 55063 | Pine City #1 | Pine City 10 | Commercial |  | 642500 | 2024
20252-215849-01 | East Central Energy | 16 | 5574 | Co-op | NOVA12098 | 3.8 | Solar |  |  | Interconnected | North Branch | 55056 | North Branch #2 | North Branch 6 | Residential |  | 21417.91 | 2024 | 2024
20252-215849-01 | East Central Energy | 16 | 5574 | Co-op | NOVA12113 | 15.95 | Solar |  |  | Active Application | Pine City | 55063 | Pine City #2 | Pine City 5 | Residential |  | 15000 | 2024
20252-215849-01 | East Central Energy | 16 | 5574 | Co-op | NOVA12119 | 10 | Solar |  |  | Active Application | Pine City | 55063 | Pine City #2 | Pine City 4 | Residential |  | 54875.32 | 2024
20252-215849-01 | East Central Energy | 16 | 5574 | Co-op | NOVA12120 | 5 | Solar |  |  | Active Application | Rush City | 55069 | Adrian Robinson | Adrian Robinson 3 | Residential |  | 28172.79 | 2024
20252-215849-01 | East Central Energy | 16 | 5574 | Co-op | NOVA12134 | 4.88 | Solar |  |  | Interconnected | Milaca | 56353 | Milaca #1 | Milaca 9 | Residential |  | 19684 | 2024 | 2024
20252-215849-01 | East Central Energy | 16 | 5574 | Co-op | NOVA12153 | 9.74 | Solar |  |  | Active Application | Hinkley | 55037 | Grindstone River | Grindstone River 4 | Residential |  | 28293 | 2024
20252-215849-01 | East Central Energy | 16 | 5574 | Co-op | NOVA12167 | 11.4 | Solar |  |  | Interconnected | Finlayson | 55735 | Harry Maser | Harry Maser 1 | Residential |  | 20250 | 2024 | 2024
20252-215849-01 | East Central Energy | 16 | 5574 | Co-op | NOVA12187 | 19.68 | Solar |  |  | Withdrawn | Sauk Rapids | 56379 | Mayhew | Mayhew 6 | Residential |  | 80000 | 2024
20252-215849-01 | East Central Energy | 16 | 5574 | Co-op | NOVA12191 | 19.38 | Solar |  |  | Interconnected | Milaca | 56353 | Milaca #1 | Milaca 9 | Residential |  | 78300 | 2024 | 2024
20252-215849-01 | East Central Energy | 16 | 5574 | Co-op | NOVA12202 | 27.8 | Solar |  |  | Interconnected | Foley | 56329 | Duelm | Duelm 2 | Residential |  | 65700 | 2024 | 2024
20252-215849-01 | East Central Energy | 16 | 5574 | Co-op | NOVA12219 | 9.75 | Solar |  |  | Interconnected | Oak Park | 56357 | Oak Park | Oak Park 4 | Residential |  | 41445 | 2024 | 2025
20252-215849-01 | East Central Energy | 16 | 5574 | Co-op | NOVA12231 | 15.01 | Solar |  |  | Active Application | Scandia | 55073 | Shafer | Shafer 4 | Residential |  | 50112.75 | 2024
20252-215849-01 | East Central Energy | 16 | 5574 | Co-op | NOVA12275 | 19.89 | Solar |  |  | Interconnected | Milaca | 56353 | Milaca #2 | Milaca 2 | Residential |  | 59615.05 | 2024 | 2025
20252-215849-01 | East Central Energy | 16 | 5574 | Co-op | NOVA12297 | 12.29 | Solar |  |  | Interconnected | Cambridge | 55008 | Cambridge #1 | Cambridge 6 | Residential |  | 56935.06 | 2024 | 2024
20252-215849-01 | East Central Energy | 16 | 5574 | Co-op | NOVA12306 | 6.84 | Solar |  |  | Active Application | Cambridge | 55008 | Cambridge #1 | Cambridge 6 | Residential |  | 27644 | 2024
20252-215849-01 | East Central Energy | 16 | 5574 | Co-op | NOVA12311 | 20 | Solar |  |  | Active Application | Milaca | 56353 | Milaca #1 | Milaca 10 | Residential |  | 77231.2 | 2024
20252-215849-01 | East Central Energy | 16 | 5574 | Co-op | NOVA12313 | 24 | Solar |  |  | Active Application | Mora | 55051 | Mora | Mora 3 | Commercial |  | 95000 | 2024
20252-215849-01 | East Central Energy | 16 | 5574 | Co-op | NOVA12330 | 36 | Solar |  |  | Active Application | Mora | 55051 | Mora | Mora 3 | Residential |  | 1e+05 | 2024
20252-215849-01 | East Central Energy | 16 | 5574 | Co-op | NOVA12361 | 13.82 | Solar |  |  | Interconnected | Pine City | 55063 | Pine City #1 | Pine City 9 | Residential |  | 70318.18 | 2024 | 2024
20252-215849-01 | East Central Energy | 16 | 5574 | Co-op | NOVA12362 | 28.82 | Solar |  | X | Active Application | Milaca | 56353 | Milaca #1 | Milaca 9 | Residential |  | 78610 | 2024
20252-215849-01 | East Central Energy | 16 | 5574 | Co-op | NOVA12377 | 27.36 | Solar |  |  | Active Application | Sauk Rapids | 56379 | Mayhew | Mayhew 6 | Residential |  | 78540 | 2024
20252-215849-01 | East Central Energy | 16 | 5574 | Co-op | NOVA12394 | 30.72 | Solar |  |  | Active Application | Pine City |  | Pine City #2 | Pine City 5 | Residential |  | 85000 | 2024
20252-215849-01 | East Central Energy | 16 | 5574 | Co-op | NOVA12397 | 25.13 | Solar |  |  | Active Application | Foley | 56329 | Duelm | Duelm 4 | Residential |  | 86000 | 2024
20252-215849-01 | East Central Energy | 16 | 5574 | Co-op | NOVA12399 | 12.91 | Solar |  |  | Active Application | Pine City | 55063 | Pine City #2 | Pine City 1 | Residential |  | 48730 | 2024
20252-215849-01 | East Central Energy | 16 | 5574 | Co-op | NOVA12422 | 15.3 | Solar |  | X | Interconnected | Pine City | 55063 | Pine City #1 | Pine City 8 | Residential |  | 39125 | 2024 | 2025
20252-215849-01 | East Central Energy | 16 | 5574 | Co-op | NOVA12452 | 30.72 | Solar |  |  | Interconnected | Stanchfield | 55080 | Rush City | Rush City 6 | Residential |  | 22000 | 2024 | 2025
20252-215849-01 | East Central Energy | 16 | 5574 | Co-op | NOVA12456 | 9.12 | Solar |  |  | Active Application | Cambridge | 55008 | Cambridge #2 | Cambridge 3 | Residential |  | 33641 | 2024
20252-215849-01 | East Central Energy | 16 | 5574 | Co-op | NOVA8655 | 38.4 | Solar |  |  | Interconnected | Harris | 55032 | Harris | Harris 4 | Residential |  | 160000 | 2024 | 2024
20252-215849-01 | East Central Energy | 16 | 5574 | Co-op | NOVA9018 | 24.32 | Solar |  |  | Interconnected | Stanchfield | 55080 | Braham #1 | Braham 7 | Residential |  | 64000 | 2024 | 2024
20252-215849-01 | East Central Energy | 16 | 5574 | Co-op | NOVA9020 | 11.98 | Solar |  |  | Interconnected | Milaca | 56353 | Milaca #1 | Milaca 9 | Residential |  | 9450 | 2024 | 2024
20252-215849-01 | East Central Energy | 16 | 5574 | Co-op | NOVA9027 | 11.34 | Solar |  |  | Interconnected | Rice | 56367 | Mayhew | Mayhew 2 | Residential |  |  | 2024 | 2024
20252-215849-01 | East Central Energy | 16 | 5574 | Co-op | NOVA9043 | 6.96 | Solar |  |  | Interconnected | Mora | 55051 | Mora | Mora 3 | Residential |  | 31221 | 2024 | 2024
20252-215849-01 | East Central Energy | 16 | 5574 | Co-op | NOVA9046 | 9.45 | Solar |  |  | Interconnected | Mora | 55051 | Ogilvie | Ogilvie 1 | Residential |  | 42557 | 2024 | 2024
20252-215849-01 | East Central Energy | 16 | 5574 | Co-op | NOVA9094 | 6.62 | Solar |  |  | Interconnected | Mora | 55051 | Mora | Mora 1 | Residential |  |  | 2024 | 2024
20252-215849-01 | East Central Energy | 16 | 5574 | Co-op | NOVA9106 | 19.53 | Solar |  |  | Interconnected | North Branch | 55056 | Harris | Harris 4 | Residential |  | 62675 | 2024 | 2024
20252-215849-01 | East Central Energy | 16 | 5574 | Co-op | NOVA9107 | 38 | Solar |  |  | Interconnected | Rice | 56367 | Langola | Langola 2 | Commercial |  | 80000 | 2024 | 2024
20252-215849-01 | East Central Energy | 16 | 5574 | Co-op | NOVA9116 | 11.4 | Solar |  |  | Interconnected | Sandstone | 55072 | Dairyland | Dairyland 1 | Residential |  | 3500 | 2024 | 2024
20252-215849-01 | East Central Energy | 16 | 5574 | Co-op | NOVA9130 | 6.62 | Solar |  |  | Interconnected | Cambridge | 55008 | Cambridge Industrial #2 | Cambridge Industrial 22 | Residential |  | 33000 | 2024 | 2024
20252-215849-01 | East Central Energy | 16 | 5574 | Co-op | NOVA9139 | 39.9 | Solar |  |  | Interconnected | Cambridge | 55008 | Cambridge #2 | Cambridge 3 | Commercial |  | 174221.8 | 2024 | 2024
20252-215849-01 | East Central Energy | 16 | 5574 | Co-op | NOVA9181 | 10 | Solar |  |  | Interconnected | Scandia | 55073 | Shafer | Shafer 4 | Residential |  | 27835 | 2024 | 2024
20252-215849-01 | East Central Energy | 16 | 5574 | Co-op | NOVA9196 | 27.65 | Solar |  |  | Interconnected | Prineton | 55371 | Longsiding | Longsiding 1 | Residential |  | 45360 | 2024 | 2024
20252-215316-01 | Beltrami Electric Cooperative, Inc. | 29 | 1529 | Co-op | NOVA077-15-006-077-15-006 | 0.76 | Solar |  |  | Decommissioned | Bemidji | 56601 | Helga | 223 | Residential |  | 0.01 | 2004 | 2004 | 2016
20252-215316-01 | Beltrami Electric Cooperative, Inc. | 29 | 1529 | Co-op | NOVA071-27-047-071-27-047 | 10 | Wind |  |  | Interconnected | Bemidji | 56601 | Aardahl | 111 | Residential |  | 0.01 | 2005 | 2005
20252-215316-01 | Beltrami Electric Cooperative, Inc. | 29 | 1529 | Co-op | NOVA071-04-022-071-04-022 | 2.1 | Solar |  |  | Interconnected | Bemidji | 56601 | Aardahl | 112 | Residential |  | 25521 | 2008 | 2008
20252-215316-01 | Beltrami Electric Cooperative, Inc. | 29 | 1529 | Co-op | NOVA077-21-038-077-21-038 | 6.8 | Wind |  |  | Decommissioned | Laporte | 56461 | Helga | 223 | Residential |  | 0.01 | 2009 | 2009 | 2017
20252-215316-01 | Beltrami Electric Cooperative, Inc. | 29 | 1529 | Co-op | NOVA053-08-030-053-08-030 | 20 | Wind |  |  | Decommissioned | Tenstrike | 56683 | Turtle River | 211 | Residential |  |  | 2010 | 2010 | 2016
20252-215316-01 | Beltrami Electric Cooperative, Inc. | 29 | 1529 | Co-op | NOVA064-23-051-064-23-051 | 39.9 | Solar |  |  | Interconnected | Bemidji | 56601 | Scribner | 232 | Residential |  | 0.01 | 2010 | 2010
20252-215316-01 | Beltrami Electric Cooperative, Inc. | 29 | 1529 | Co-op | NOVA071-05-212-071-05-212 | 7.37 | Solar |  |  | Interconnected | Bemidji | 56601 | Aardahl | 112 | Residential |  | 0.01 | 2010 | 2010
20252-215316-01 | Beltrami Electric Cooperative, Inc. | 29 | 1529 | Co-op | NOVA071-28-030-071-28-030 | 16.34 | Solar |  |  | Interconnected | Bemidji | 56601 | Aardahl | 111 | Residential |  | 0.01 | 2010 | 2010
20252-215316-01 | Beltrami Electric Cooperative, Inc. | 29 | 1529 | Co-op | NOVA084-03-001-084-03-001 | 9.46 | Solar |  |  | Decommissioned | Laporte | 56461 | Helga | 223 | Residential |  | 0.01 | 2012 | 2012 | 2021
20252-215316-01 | Beltrami Electric Cooperative, Inc. | 29 | 1529 | Co-op | NOVA004-08-081-004-08-081 | 3.8 | Solar |  |  | Interconnected | Waskish | 56685 | Shooks | 52 | Commercial |  | 0.01 | 2013 | 2012
20252-215316-01 | Beltrami Electric Cooperative, Inc. | 29 | 1529 | Co-op | NOVA064-23-089-064-23-089 | 38 | Solar |  |  | Interconnected | Bemidji | 56601 | Scribner | 232 | Residential |  | 0.01 | 2012 | 2012
20252-215316-01 | Beltrami Electric Cooperative, Inc. | 29 | 1529 | Co-op | NOVA051-36-067-051-36-067 | 4.62 | Solar |  |  | Decommissioned | Bemidji | 56601 | Puposky | 41 | Residential |  | 0.01 | 2013 | 2013 | 2019
20252-215316-01 | Beltrami Electric Cooperative, Inc. | 29 | 1529 | Co-op | NOVA052-13-039-052-13-039 | 2.8 | Solar |  |  | Interconnected | Bemidji | 56601 | Turtle River | 215 | Residential |  | 0.01 | 2013 | 2013
20252-215316-01 | Beltrami Electric Cooperative, Inc. | 29 | 1529 | Co-op | NOVA071-32-010-071-32-010 | 3 | Wind |  |  | Decommissioned | Bemidji | 56601 | Aardahl | 111 | Residential |  | 0.01 | 2014 | 2014 | 2023
20252-215316-01 | Beltrami Electric Cooperative, Inc. | 29 | 1529 | Co-op | NOVA052-35-118-052-35-118 | 5.16 | Solar |  |  | Interconnected | Bemidji | 56601 | Turtle River | 214 | Residential |  | 0.01 | 2014 | 2014
20252-215316-01 | Beltrami Electric Cooperative, Inc. | 29 | 1529 | Co-op | NOVA072-30-136-072-30-136 | 8.6 | Solar |  |  | Interconnected | Cass Lake | 56633 | Mission | 131 | Residential |  | 0.01 | 2015 | 2015
20252-215316-01 | Beltrami Electric Cooperative, Inc. | 29 | 1529 | Co-op | NOVA064-23-062-2016-064-23-062 | 39.9 | Solar |  |  | Decommissioned | Bemidji | 56601 | Scribner | 232 | Commercial |  | 0.01 | 2016 | 2016 | 2021
20252-215316-01 | Beltrami Electric Cooperative, Inc. | 29 | 1529 | Co-op | NOVA026-21-377-026-21-377 | 2.98 | Solar |  |  | Interconnected | Red Lake | 56671 | Red Lake | 141 | Commercial |  |  | 2016 | 2016
20252-215316-01 | Beltrami Electric Cooperative, Inc. | 29 | 1529 | Co-op | NOVA052-33-181-052-33-181 | 7.6 | Solar |  |  | Interconnected | Bemidji | 56601 | Northern | 107 | Residential |  | 0.01 | 2015 | 2016
20252-215316-01 | Beltrami Electric Cooperative, Inc. | 29 | 1529 | Co-op | NOVA062-14-099-062-14-099 | 6 | Solar |  |  | Interconnected | Bemidji | 56601 | Long Lake | 201 | Residential |  | 0.01 | 2016 | 2016
20252-215316-01 | Beltrami Electric Cooperative, Inc. | 29 | 1529 | Co-op | NOVA064-24-039-064-24-039 | 28 | Solar |  |  | Interconnected | Bemidji | 56601 | Scribner | 232 | Residential |  | 0.01 | 2016 | 2016
20252-215316-01 | Beltrami Electric Cooperative, Inc. | 29 | 1529 | Co-op | NOVA086-05-133-086-05-133 | 37.5 | Solar |  |  | Interconnected | Cass Lake | 56633 | Guthrie | 25 | Commercial |  | 0.01 | 2016 | 2016
20252-215316-01 | Beltrami Electric Cooperative, Inc. | 29 | 1529 | Co-op | NOVA053-14-061-053-14-061 | 6.25 | Solar |  |  | Interconnected | Bemidji | 56601 | Turtle River | 212 | Residential |  | 0.01 | 2017 | 2017
20252-215316-01 | Beltrami Electric Cooperative, Inc. | 29 | 1529 | Co-op | NOVA063-31-457-063-31-457 | 50.4 | Solar |  |  | Interconnected | Bemidji | 56601 | Bemidji | 11 | Community Solar Garden |  | 141257 | 2017 | 2017
20252-215316-01 | Beltrami Electric Cooperative, Inc. | 29 | 1529 | Co-op | NOVA074-18-107-074-18-107 | 5 | Solar |  |  | Interconnected | Cass Lake | 56633 | Guthrie | 25 | Residential |  | 0.01 | 2016 | 2017
20252-215316-01 | Beltrami Electric Cooperative, Inc. | 29 | 1529 | Co-op | NOVA075-06-093-075-06-093 | 39.98 | Solar |  |  | Interconnected | Cass Lake | 56633 | Mission | 134 | Commercial |  | 0.01 | 2017 | 2017
20252-215316-01 | Beltrami Electric Cooperative, Inc. | 29 | 1529 | Co-op | NOVA075-07-127-075-07-127 | 39.98 | Solar |  |  | Interconnected | Cass Lake | 56633 | Mission | 134 | Commercial |  | 0.01 | 2017 | 2017
20252-215316-01 | Beltrami Electric Cooperative, Inc. | 29 | 1529 | Co-op | NOVA076-21-030-076-21-030 | 27 | Solar |  |  | Interconnected | Laporte | 56461 | Guthrie | 23 | Residential |  | 0.01 | 2017 | 2017
20252-215316-01 | Beltrami Electric Cooperative, Inc. | 29 | 1529 | Co-op | NOVA026-21-385-026-21-385 | 73.3 | Solar |  |  | Interconnected | Red Lake | 56671 | Red Lake | 141 | Commercial |  | 0.01 | 2018 | 2018
20252-215316-01 | Beltrami Electric Cooperative, Inc. | 29 | 1529 | Co-op | NOVA043-12-066-043-12-066 | 3.8 | Solar |  |  | Interconnected | Blackduck | 56630 | Blackduck | 31 | Residential |  | 0.01 | 2018 | 2018
20252-215316-01 | Beltrami Electric Cooperative, Inc. | 29 | 1529 | Co-op | NOVA045-17-032-045-17-032 | 7.54 | Solar |  |  | Interconnected | Puposky | 56667 | Puposky | 42 | Residential |  | 0.01 | 2017 | 2018
20252-215316-01 | Beltrami Electric Cooperative, Inc. | 29 | 1529 | Co-op | NOVA045-21-050-045-21-050 | 10 | Solar |  |  | Interconnected | Puposky | 56667 | Puposky | 42 | Residential |  | 0.01 | 2017 | 2018
20252-215316-01 | Beltrami Electric Cooperative, Inc. | 29 | 1529 | Co-op | NOVA045-32-080-045-32-080 | 5 | Solar |  |  | Interconnected | Bemidji | 56601 | Puposky | 42 | Residential |  | 0.01 | 2018 | 2018
20252-215316-01 | Beltrami Electric Cooperative, Inc. | 29 | 1529 | Co-op | NOVA052-27-222-052-27-222 | 2 | Solar |  |  | Interconnected | Bemidji | 56601 | Northern | 104 | Residential |  | 0.01 | 2018 | 2018
20252-215316-01 | Beltrami Electric Cooperative, Inc. | 29 | 1529 | Co-op | NOVA052-34-166-052-34-166 | 7 | Solar |  |  | Interconnected | Bemidji | 56601 | Northern | 104 | Residential |  | 0.01 | 2018 | 2018
20252-215316-01 | Beltrami Electric Cooperative, Inc. | 29 | 1529 | Co-op | NOVA054-31-002-054-31-002 | 20 | Solar |  |  | Interconnected | Bemidji | 56601 | Long Lake | 201 | Residential |  | 0.01 | 2018 | 2018
20252-215316-01 | Beltrami Electric Cooperative, Inc. | 29 | 1529 | Co-op | NOVA062-28-022-062-28-022 | 3.8 | Solar |  |  | Interconnected | Bemidji | 56601 | Long Lake | 203 | Residential |  | 0.01 | 2018 | 2018
20252-215316-01 | Beltrami Electric Cooperative, Inc. | 29 | 1529 | Co-op | NOVA063-04-115-063-04-115 | 3.8 | Solar |  |  | Interconnected | Bemidji | 56601 | Northern | 107 | Residential |  | 0.01 | 2018 | 2018
20252-215316-01 | Beltrami Electric Cooperative, Inc. | 29 | 1529 | Co-op | NOVA063-05-240-063-05-240 | 7.6 | Solar |  |  | Interconnected | Bemidji | 56601 | Northern | 107 | Residential |  | 0.01 | 2018 | 2018
20252-215316-01 | Beltrami Electric Cooperative, Inc. | 29 | 1529 | Co-op | NOVA063-29-059-063-29-059 | 3.8 | Solar |  |  | Interconnected | Bemidji | 56601 | Northern | 106 | Residential |  | 0.01 | 2018 | 2018
20252-215316-01 | Beltrami Electric Cooperative, Inc. | 29 | 1529 | Co-op | NOVA068-04-010-068-04-010 | 7.6 | Solar |  |  | Interconnected | Solway | 56678 | Scribner | 233 | Residential |  | 0.01 | 2018 | 2018
20252-215316-01 | Beltrami Electric Cooperative, Inc. | 29 | 1529 | Co-op | NOVA072-04-036-072-04-036 | 5 | Solar |  |  | Interconnected | Bemidji | 56601 | Mission | 135 | Residential |  | 0.01 | 2017 | 2018
20252-215316-01 | Beltrami Electric Cooperative, Inc. | 29 | 1529 | Co-op | NOVA072-19-020-072-19-020 | 10.56 | Solar |  |  | Interconnected | Bemidji | 56601 | Mission | 131 | Residential |  | 0.01 | 2018 | 2018
20252-215316-01 | Beltrami Electric Cooperative, Inc. | 29 | 1529 | Co-op | NOVA077-22-058-077-22-058 | 9.28 | Solar |  |  | Interconnected | Bemidji | 56601 | Helga | 223 | Residential |  | 0.01 | 2018 | 2018
20252-215316-01 | Beltrami Electric Cooperative, Inc. | 29 | 1529 | Co-op | NOVA077-22-073-077-22-073 | 3.8 | Solar |  |  | Interconnected | Laporte | 56461 | Helga | 223 | Residential |  | 0.01 | 2018 | 2018
20252-215316-01 | Beltrami Electric Cooperative, Inc. | 29 | 1529 | Co-op | NOVA078-04-031-078-04-031 | 3.8 | Solar |  |  | Interconnected | Bemidji | 56601 | Bemidji | 14 | Residential |  | 0.01 | 2018 | 2018
20252-215316-01 | Beltrami Electric Cooperative, Inc. | 29 | 1529 | Co-op | NOVA078-04-034-078-04-034 | 7.6 | Solar |  |  | Interconnected | Bemidji | 56601 | Bemidji | 14 | Residential |  | 0.01 | 2018 | 2018
20252-215316-01 | Beltrami Electric Cooperative, Inc. | 29 | 1529 | Co-op | NOVA052-17-022-052-17-022 | 3.96 | Solar |  |  | Interconnected | Bemidji | 56601 | Puposky | 41 | Residential |  | 20388 | 2019 | 2019
20252-215316-01 | Beltrami Electric Cooperative, Inc. | 29 | 1529 | Co-op | NOVA052-23-049-052-23-049 | 7.83 | Solar |  |  | Interconnected | Bemidji | 56601 | Turtle River | 215 | Residential |  | 30018.31 | 2019 | 2019
20252-215316-01 | Beltrami Electric Cooperative, Inc. | 29 | 1529 | Co-op | NOVA052-35-121-052-35-121 | 4.53 | Solar |  |  | Interconnected | Bemidji | 56601 | Turtle River | 214 | Residential |  | 0.01 | 2019 | 2019
20252-215316-01 | Beltrami Electric Cooperative, Inc. | 29 | 1529 | Co-op | NOVA062-08-014-062-08-014 | 7.6 | Solar |  | X | Interconnected | Bemidji | 56601 | Turtle River | 213 | Residential |  | 58826 | 2019 | 2019
20252-215316-01 | Beltrami Electric Cooperative, Inc. | 29 | 1529 | Co-op | NOVA062-14-166-062-14-166 | 4.64 | Solar |  |  | Interconnected | Bemidji | 56601 | Long Lake | 202 | Residential |  | 25349.96 | 2019 | 2019
20252-215316-01 | Beltrami Electric Cooperative, Inc. | 29 | 1529 | Co-op | NOVA065-14-064-065-14-064 | 11.4 | Solar |  |  | Interconnected | Solway | 56678 | Scribner | 233 | Residential |  | 36000 | 2019 | 2019
20252-215316-01 | Beltrami Electric Cooperative, Inc. | 29 | 1529 | Co-op | NOVA069-14-076-069-14-076 | 6 | Solar |  |  | Interconnected | Bemidji | 56601 | Bemidji | 14 | Residential |  | 17280 | 2019 | 2019
20252-215316-01 | Beltrami Electric Cooperative, Inc. | 29 | 1529 | Co-op | NOVA069-24-176-069-24-176 | 1.92 | Solar |  |  | Interconnected | Bemidji | 56601 | Bemidji | 12 | Residential |  | 3000 | 2019 | 2019
20252-215316-01 | Beltrami Electric Cooperative, Inc. | 29 | 1529 | Co-op | NOVA070-20-236-070-20-236 | 8.85 | Solar |  |  | Interconnected | Bemidji | 56601 | Bemidji | 13 | Residential |  | 27500 | 2019 | 2019
20252-215316-01 | Beltrami Electric Cooperative, Inc. | 29 | 1529 | Co-op | NOVA044-23-039-044-23-039 | 24 | Solar |  |  | Interconnected | Tenstrike | 56683 | Blackduck | 32 | Residential |  | 89760 | 2020 | 2020
20252-215316-01 | Beltrami Electric Cooperative, Inc. | 29 | 1529 | Co-op | NOVA053-03-028-053-03-028 | 11.34 | Solar |  | X | Interconnected | Tenstrike | 56683 | Turtle River | 211 | Residential |  | 70700 | 2020 | 2020
20252-215316-01 | Beltrami Electric Cooperative, Inc. | 29 | 1529 | Co-op | NOVA060-14-046-060-14-046 | 1.8 | Solar |  |  | Interconnected | Blackduck | 56630 | Mission | 135 | Residential |  | 0.01 | 2020 | 2020
20252-215316-01 | Beltrami Electric Cooperative, Inc. | 29 | 1529 | Co-op | NOVA060-21-075-060-21-075 | 24 | Solar |  |  | Interconnected | Blackduck | 56630 | Mission | 135 | Residential |  | 72500 | 2020 | 2020
20252-215316-01 | Beltrami Electric Cooperative, Inc. | 29 | 1529 | Co-op | NOVA062-28-037-062-28-037 | 3.96 | Solar |  | X | Interconnected | Bemidji | 56601 | Long Lake | 203 | Residential |  | 26000 | 2020 | 2020
20252-215316-01 | Beltrami Electric Cooperative, Inc. | 29 | 1529 | Co-op | NOVA063-09-161-063-09-161 | 8.85 | Solar |  |  | Interconnected | Bemidji | 56601 | Northern | 107 | Residential |  | 28000 | 2020 | 2020
20252-215316-01 | Beltrami Electric Cooperative, Inc. | 29 | 1529 | Co-op | NOVA047-27-011-047-27-011 | 10 | Wind |  |  | Decommissioned | Pinewood | 56676 | Puposky | 43 | Residential |  | 0.01 | 2010 | 2021 | 2015
20252-215316-01 | Beltrami Electric Cooperative, Inc. | 29 | 1529 | Co-op | NOVA025-19-233-025-19-233 | 171 | Solar |  | X | Interconnected | Redby | 56670 | Redby | 64 | Commercial |  | 250000 | 2020 | 2021 | 2021
20252-215316-01 | Beltrami Electric Cooperative, Inc. | 29 | 1529 | Co-op | NOVA063-09-001-063-09-001 | 38.94 | Solar |  |  | Interconnected | Bemidji | 56601 | Northern | 107 | Commercial |  | 191000 | 2020 | 2021
20252-215316-01 | Beltrami Electric Cooperative, Inc. | 29 | 1529 | Co-op | NOVA4147-084-03-001 | 38.2 | Solar |  |  | Interconnected | Guthrie | 56461 | Helga | 223 | Residential |  | 112047.8 | 2021 | 2021
20252-215316-01 | Beltrami Electric Cooperative, Inc. | 29 | 1529 | Co-op | NOVA4559-022-17-008 | 39.6 | Solar |  |  | Interconnected | Kelliher | 56650 | Shooks | 51 | Residential |  | 113652 | 2021 | 2021
20252-215316-01 | Beltrami Electric Cooperative, Inc. | 29 | 1529 | Co-op | NOVA4560-063-28-037 | 37.5 | Solar |  |  | Interconnected | Bemidji |  | Northern | 106 | Residential |  | 111375 | 2021 | 2021
20252-215316-01 | Beltrami Electric Cooperative, Inc. | 29 | 1529 | Co-op | NOVA4645-076-17-055 | 11.4 | Solar |  |  | Interconnected | Bemidji | 56601 | Helga | 223 | Residential |  | 39018.4 | 2021 | 2021
20252-215316-01 | Beltrami Electric Cooperative, Inc. | 29 | 1529 | Co-op | NOVA4712-051-24-047 | 7.2 | Solar |  |  | Interconnected | Bemidji | 56601 | Puposky | 41 | Residential |  | 30888 | 2021 | 2021
20252-215316-01 | Beltrami Electric Cooperative, Inc. | 29 | 1529 | Co-op | NOVA4776-071-28-030 | 6.03 | Solar |  |  | Interconnected | Bemidji | 56601 | Aardahl | 111 | Residential |  | 23119.2 | 2021 | 2021
20252-215316-01 | Beltrami Electric Cooperative, Inc. | 29 | 1529 | Co-op | NOVA5019-075-05-127 | 19.2 | Solar |  |  | Interconnected | Cass Lake | 56633 | Mission | 134 | Residential |  | 30000 | 2021 | 2021
20252-215316-01 | Beltrami Electric Cooperative, Inc. | 29 | 1529 | Co-op | NOVA5168-043-31-066 | 10.6 | Solar |  |  | Interconnected | Hines | 56647 | Turtle River | 211 | Residential |  | 56000 | 2021 | 2021
20252-215316-01 | Beltrami Electric Cooperative, Inc. | 29 | 1529 | Co-op | NOVA064-23-062-2020-064-23-062 | 144 | Solar |  |  | Interconnected | Bemidji | 56601 | Scribner | 232 | Commercial |  | 980000 | 2020 | 2022
20252-215316-01 | Beltrami Electric Cooperative, Inc. | 29 | 1529 | Co-op | NOVA4831-084-02-033 | 12 | Solar |  |  | Interconnected | Laporte | 56461 | Helga | 223 | Residential |  | 10000 | 2021 | 2022
20252-215316-01 | Beltrami Electric Cooperative, Inc. | 29 | 1529 | Co-op | NOVA5074-085-16-020 | 7.2 | Solar |  | X | Interconnected | Laporte | 56461 | Laporte | 73 | Residential |  | 75400.44 | 2021 | 2022
20252-215316-01 | Beltrami Electric Cooperative, Inc. | 29 | 1529 | Co-op | NOVA5220-075-05-075 | 9 | Solar |  |  | Interconnected | Cass Lake | 56633 | Mission | 134 | Residential |  | 10000 | 2021 | 2022
20252-215316-01 | Beltrami Electric Cooperative, Inc. | 29 | 1529 | Co-op | NOVA5422-063-17-066 | 17.4 | Solar |  |  | Interconnected | Bemidji | 56601 | Northern | 101 | Residential |  | 18000 | 2021 | 2022
20252-215316-01 | Beltrami Electric Cooperative, Inc. | 29 | 1529 | Co-op | NOVA5895-064-13-078 | 10 | Solar |  |  | Interconnected | Bemidji | 56601 | Scribner | 232 | Residential |  | 30900 | 2022 | 2022
20252-215316-01 | Beltrami Electric Cooperative, Inc. | 29 | 1529 | Co-op | NOVA5914-062-01-157 | 25.62 | Solar |  |  | Interconnected | Bemidji |  | Turtle River | 212 | Residential |  | 76200 | 2022 | 2022
20252-215316-01 | Beltrami Electric Cooperative, Inc. | 29 | 1529 | Co-op | NOVA5915-071-31-052 | 6.09 | Solar |  |  | Interconnected | Bemidji | 56601 | Aardahl | 111 | Residential |  | 28560 | 2022 | 2022
20252-215316-01 | Beltrami Electric Cooperative, Inc. | 29 | 1529 | Co-op | NOVA6387-070-31-053 | 4.03 | Solar |  |  | Interconnected | Bemidji | 56601 | Helga | 221 | Residential |  | 18490 | 2022 | 2022
20252-215316-01 | Beltrami Electric Cooperative, Inc. | 29 | 1529 | Co-op | NOVA6393-052-04-100 | 30 | Solar |  |  | Interconnected | Bemidji | 56601 | Puposky | 44 | Residential |  | 75000 | 2022 | 2022
20252-215316-01 | Beltrami Electric Cooperative, Inc. | 29 | 1529 | Co-op | NOVA6481-069-11-356 | 39.98 | Solar |  |  | Interconnected | Bemidji | 56601 | Bemidji | 18 | Residential |  | 240000 | 2022 | 2022
20252-215316-01 | Beltrami Electric Cooperative, Inc. | 29 | 1529 | Co-op | NOVA6487-090-19-156 | 10.47 | Solar |  |  | Interconnected | Laporte | 56461 | Laporte | 72 | Residential |  | 44700 | 2022 | 2022
20252-215316-01 | Beltrami Electric Cooperative, Inc. | 29 | 1529 | Co-op | NOVA6515-069-14-061 | 39.6 | Solar |  |  | Interconnected | Bemidji | 56601 | Bemidji | 15 | Residential |  | 240000 | 2022 | 2022
20252-215316-01 | Beltrami Electric Cooperative, Inc. | 29 | 1529 | Co-op | NOVA6558-075-05-127 | 26.88 | Solar |  |  | Interconnected | Cass Lake | 56633 | Mission | 134 | Residential |  | 34000 | 2022 | 2022
20252-215316-01 | Beltrami Electric Cooperative, Inc. | 29 | 1529 | Co-op | NOVA6764-070-19-181 | 15 | Solar |  |  | Interconnected | Bemidji | 56601 | Bemidji | 11 | Residential |  | 60000 | 2022 | 2022
20252-215316-01 | Beltrami Electric Cooperative, Inc. | 29 | 1529 | Co-op | NOVA5865-071-31-033 | 22.04 | Solar |  |  | Interconnected | Bemidji | 56601 | Aardahl | 111 | Residential |  | 109526 | 2022 | 2023
20252-215316-01 | Beltrami Electric Cooperative, Inc. | 29 | 1529 | Co-op | NOVA6021-045-25-028 | 22.8 | Solar |  |  | Interconnected | Tenstrike | 56683 | Blackduck | 32 | Residential |  | 88410.81 | 2022 | 2023
20252-215316-01 | Beltrami Electric Cooperative, Inc. | 29 | 1529 | Co-op | NOVA6477-091-10-039 | 14.21 | Solar |  |  | Interconnected | Laporte | 56461 | Laporte | 71 | Residential |  | 77324.32 | 2022 | 2023
20252-215316-01 | Beltrami Electric Cooperative, Inc. | 29 | 1529 | Co-op | NOVA6689-071-32-010 | 14 | Solar |  |  | Interconnected | Bemidji | 56601 | Aardahl | 111 | Residential |  | 62370 | 2022 | 2023
20252-215316-01 | Beltrami Electric Cooperative, Inc. | 29 | 1529 | Co-op | NOVA6864-063-07-195 | 25.52 | Solar |  |  | Interconnected | Bemidji | 56601 | Northern | 107 | Residential |  | 63480 | 2022 | 2023
20252-215316-01 | Beltrami Electric Cooperative, Inc. | 29 | 1529 | Co-op | NOVA6941-085-16-020 | 14.4 | Solar |  | X | Interconnected | Laporte | 56461 | Laporte | 73 | Residential |  | 16000 | 2022 | 2023
20252-215316-01 | Beltrami Electric Cooperative, Inc. | 29 | 1529 | Co-op | NOVA6980-033-33-012 | 15.36 | Solar |  |  | Interconnected | Blackduck | 56630 | Blackduck | 33 | Residential |  | 66585 | 2022 | 2023
20252-215316-01 | Beltrami Electric Cooperative, Inc. | 29 | 1529 | Co-op | NOVA7090-062-14-129 | 9.52 | Solar |  |  | Interconnected | Bemidji | 56601 | Long Lake | 201 | Residential |  | 46650 | 2022 | 2023
20252-215316-01 | Beltrami Electric Cooperative, Inc. | 29 | 1529 | Co-op | NOVA7128-077-02-056 | 39.6 | Solar |  |  | Interconnected | Bemidji | 56601 | Helga | 222 | Residential |  | 180000 | 2023 | 2023
20252-215316-01 | Beltrami Electric Cooperative, Inc. | 29 | 1529 | Co-op | NOVA7176-051-04-008 | 14 | Solar |  |  | Interconnected | Puposky | 56667 | Puposky | 43 | Residential |  | 74526.32 | 2022 | 2023
20252-215316-01 | Beltrami Electric Cooperative, Inc. | 29 | 1529 | Co-op | NOVA7243-076-25-033 | 39.6 | Solar |  |  | Interconnected | Cass Lake | 56633 | Guthrie | 24 | Residential |  | 150000 | 2022 | 2023
20252-215316-01 | Beltrami Electric Cooperative, Inc. | 29 | 1529 | Co-op | NOVA7438-077-12-030 | 32.64 | Solar |  |  | Interconnected | Bemidji | 56601 | Helga | 223 | Residential | Brandon Supalla | 139850 | 2023 | 2023
20252-215316-01 | Beltrami Electric Cooperative, Inc. | 29 | 1529 | Co-op | NOVA7467-063-06-008 | 13.44 | Solar |  |  | Interconnected | Bemidji | 56601 | Northern | 107 | Residential |  | 25000 | 2023 | 2023
20252-215316-01 | Beltrami Electric Cooperative, Inc. | 29 | 1529 | Co-op | NOVA7561-071-04-053 | 9.1 | Solar |  |  | Interconnected | Bemidji | 56601 | Aardahl | 112 | Residential | Jeffrey Anderson | 45014 | 2023 | 2023
20252-215316-01 | Beltrami Electric Cooperative, Inc. | 29 | 1529 | Co-op | NOVA7589-077-25-012 | 39.6 | Solar |  |  | Interconnected | Laporte | 56461 | Guthrie | 23 | Residential | Timothy Porter | 180000 | 2023 | 2023
20252-215316-01 | Beltrami Electric Cooperative, Inc. | 29 | 1529 | Co-op | NOVA7700-063-04-143 | 24.6 | Solar |  |  | Interconnected | Bemidji | 56601 | Northern | 107 | Residential | Charlie Nichols | 37000 | 2023 | 2023
20252-215316-01 | Beltrami Electric Cooperative, Inc. | 29 | 1529 | Co-op | NOVA7802-061-24-021 | 38.4 | Solar |  |  | Interconnected | Bemidji | 56601 | Long Lake | 202 | Residential | Keith Dehn | 120000 | 2023 | 2023
20252-215316-01 | Beltrami Electric Cooperative, Inc. | 29 | 1529 | Co-op | NOVA7813-026-20-371 | 25 | Solar |  |  | Interconnected | Red Lake | 56671 | Red Lake | 142 | Residential | Red Lake Tribal Council | 150993 | 2023 | 2023
20252-215316-01 | Beltrami Electric Cooperative, Inc. | 29 | 1529 | Co-op | NOVA7905-077-01-076 | 39.6 | Solar |  |  | Interconnected | Bemidji | 56601 | Helga | 223 | Residential | Duane Jenkins | 150000 | 2023 | 2023
20252-215316-01 | Beltrami Electric Cooperative, Inc. | 29 | 1529 | Co-op | NOVA7927-064-26-254 | 39.6 | Solar |  |  | Interconnected | Bemidji | 56601 | Scribner | 232 | Residential |  | 150000 | 2023 | 2023
20252-215316-01 | Beltrami Electric Cooperative, Inc. | 29 | 1529 | Co-op | NOVA7931-053-32-033 | 12.5 | Solar |  |  | Interconnected | Bemidji | 56601 | Turtle River | 215 | Residential | Cathy Henry | 47990 | 2023 | 2023
20252-215316-01 | Beltrami Electric Cooperative, Inc. | 29 | 1529 | Co-op | NOVA7932-065-23-037 | 18.56 | Solar |  |  | Interconnected | Solway | 56678 | Scribner | 233 | Residential | Eric Cerroni | 119225 | 2023 | 2023
20252-215316-01 | Beltrami Electric Cooperative, Inc. | 29 | 1529 | Co-op | NOVA8144-077-24-057 | 6.4 | Solar |  |  | Interconnected | Bemidji | 56601 | Helga | 223 | Residential | NORTHERN SUN HOLDINS, LLC ( DAVE HANSEN) | 19628 | 2023 | 2023
20252-215316-01 | Beltrami Electric Cooperative, Inc. | 29 | 1529 | Co-op | NOVA8247-064-11-104 | 16.51 | Solar |  |  | Interconnected | Bemidji | 56601 | Scribner | 232 | Residential |  | 53870 | 2023 | 2023
20252-215316-01 | Beltrami Electric Cooperative, Inc. | 29 | 1529 | Co-op | NOVA8314-078-09-047 | 15.36 | Solar |  |  | Interconnected | Bemidji | 56601 | Bemidji | 14 | Residential | Darvin Bohlman | 20000 | 2023 | 2023
20252-215316-01 | Beltrami Electric Cooperative, Inc. | 29 | 1529 | Co-op | NOVA8333-071-31-052 | 7.68 | Solar |  |  | Interconnected | Bemidji | 56601 | Aardahl | 111 | Residential | Darrell Ruh | 26460 | 2023 | 2023
20252-215316-01 | Beltrami Electric Cooperative, Inc. | 29 | 1529 | Co-op | NOVA8393-084-13-043 | 36 | Solar |  |  | Interconnected | Laporte | 56461 | Guthrie | 24 | Residential | JOAN RUST | 140000 | 2023 | 2023
20252-215316-01 | Beltrami Electric Cooperative, Inc. | 29 | 1529 | Co-op | NOVA8497-052-36-074 | 10 | Solar |  |  | Interconnected | Bemidji | 56601 | Turtle River | 214 | Residential | Bill Sanford | 11000 | 2023 | 2023
20252-215316-01 | Beltrami Electric Cooperative, Inc. | 29 | 1529 | Co-op | NOVA8587-051-01-040 | 30 | Solar |  |  | Interconnected | Bemidji | 56601 | Puposky | 41 | Residential | Robert Saxton | 91050 | 2023 | 2023
20252-215316-01 | Beltrami Electric Cooperative, Inc. | 29 | 1529 | Co-op | NOVA8630-070-33-064 | 15 | Solar |  |  | Interconnected | Bemidji | 56601 | Helga | 221 | Residential |  | 54600 | 2023 | 2023
20252-215316-01 | Beltrami Electric Cooperative, Inc. | 29 | 1529 | Co-op | NOVA8774-053-33-029 | 11.52 | Solar |  |  | Interconnected | Turtle River | 56601 | Turtle River | 213 | Residential |  | 18225 | 2023 | 2023
20252-215316-01 | Beltrami Electric Cooperative, Inc. | 29 | 1529 | Co-op | NOVA10304-050-15-022 | 11.52 | Solar |  |  | Interconnected | Pinewood | 56676 | Puposky | 43 | Residential |  | 34364 | 2024 | 2024
20252-215316-01 | Beltrami Electric Cooperative, Inc. | 29 | 1529 | Co-op | NOVA10586-052-25-164 | 4.61 | Solar |  |  | Interconnected | Bemidji | 56601 | Turtle River | 215 | Residential |  | 20913 | 2024 | 2024
20252-215316-01 | Beltrami Electric Cooperative, Inc. | 29 | 1529 | Co-op | NOVA10617-071-05-202 | 15.36 | Solar |  |  | Interconnected | Bemidji | 56601 | Aardahl | 112 | Residential |  | 40722 | 2024 | 2024
20252-215316-01 | Beltrami Electric Cooperative, Inc. | 29 | 1529 | Co-op | NOVA10646-053-31-173 | 7.7 | Solar |  |  | Interconnected | Bemidji | 56601 | Turtle River | 214 | Residential |  | 30000 | 2024 | 2024
20252-215316-01 | Beltrami Electric Cooperative, Inc. | 29 | 1529 | Co-op | NOVA10647-043-27-026 | 7.7 | Solar |  |  | Interconnected | Hines | 56647 | Blackduck | 35 | Residential |  | 30000 | 2024 | 2024
20252-215316-01 | Beltrami Electric Cooperative, Inc. | 29 | 1529 | Co-op | NOVA10677-071-06-112 | 16.13 | Solar |  |  | Interconnected | Bemidji | 56601 | Aardahl | 112 | Residential |  | 48682 | 2024 | 2024
20252-215316-01 | Beltrami Electric Cooperative, Inc. | 29 | 1529 | Co-op | NOVA10749-090-08-339 | 39.9 | Solar |  |  | Interconnected | Laporte | 56561 | Laporte | 75 | Commercial |  | 162500 | 2024 | 2024
20252-215316-01 | Beltrami Electric Cooperative, Inc. | 29 | 1529 | Co-op | NOVA10805-013-24-007 | 38.4 | Solar |  |  | Interconnected | Kelliher | 56650 | Shooks | 52 | Residential |  | 115300 | 2024 | 2024
20252-215316-01 | Beltrami Electric Cooperative, Inc. | 29 | 1529 | Co-op | NOVA10806-012-04-024 | 38.4 | Solar |  |  | Interconnected | Kelliher | 56650 | Battle River | 123 | Residential |  | 116830 | 2024 | 2024
20252-215316-01 | Beltrami Electric Cooperative, Inc. | 29 | 1529 | Co-op | NOVA10823-010-05-049 | 39.99 | Solar |  |  | Interconnected | Ponemah | 56666 | Battle River | 124 | Residential |  | 127223.88 | 2024 | 2024
20252-215316-01 | Beltrami Electric Cooperative, Inc. | 29 | 1529 | Co-op | NOVA10828-013-24-006 | 29.95 | Solar |  |  | Interconnected | Kelliher | 56650 | Shooks | 52 | Residential |  | 94100 | 2024 | 2024
20252-215316-01 | Beltrami Electric Cooperative, Inc. | 29 | 1529 | Co-op | NOVA11841-026-21-370 | 39.99 | Solar |  |  | Interconnected | Red Lake | 56671 | Red Lake | 142 | Residential |  | 118446.36 | 2024 | 2024
20252-215316-01 | Beltrami Electric Cooperative, Inc. | 29 | 1529 | Co-op | NOVA11893-047-17-010 | 7.5 | Solar |  |  | Interconnected | Shevlin | 56676 | Puposky | 43 | Residential |  | 34940.2 | 2024 | 2024
20252-215316-01 | Beltrami Electric Cooperative, Inc. | 29 | 1529 | Co-op | NOVA12077-053-04-078 | 9.9 | Solar |  |  | Interconnected | Tenstrike | 56683 | Turtle River | 211 | Residential |  | 52451.3 | 2024 | 2024
20252-215316-01 | Beltrami Electric Cooperative, Inc. | 29 | 1529 | Co-op | NOVA12079-072-05-027 | 11.7 | Solar |  |  | Interconnected | Bemidji | 56601 | Mission | 135 | Residential |  | 22950 | 2024 | 2024
20252-215316-01 | Beltrami Electric Cooperative, Inc. | 29 | 1529 | Co-op | NOVA8884-044-23-027 | 15.36 | Solar |  |  | Interconnected | Tenstrike | 56683 | Blackduck | 32 | Residential | Annette Anderson | 93000 | 2024 | 2024
20252-215316-01 | Beltrami Electric Cooperative, Inc. | 29 | 1529 | Co-op | NOVA8998-075-30-025 | 15 | Solar |  |  | Interconnected | Cass Lake | 56633 | Guthrie | 24 | Residential |  | 50000 | 2024 | 2024
20252-215316-01 | Beltrami Electric Cooperative, Inc. | 29 | 1529 | Co-op | NOVA9146-071-06-125 | 18.15 | Solar |  |  | Interconnected | Bemidji | 56601 | Aardahl | 112 | Residential | William Crews | 76682 | 2024 | 2024
20252-215316-01 | Beltrami Electric Cooperative, Inc. | 29 | 1529 | Co-op | NOVA076-08-038-076-08-038 | 39.98 | Solar |  |  | Withdrawn | Bemidji | 56601 | Guthrie | 23 | Commercial |  | 0.01 | 2020
20252-215316-01 | Beltrami Electric Cooperative, Inc. | 29 | 1529 | Co-op | NOVA12352-069-04-056 | 15 | Solar |  | X | Active Application | Bemidji | 56601 | Bemidji | 15 | Residential |  | 60000 | 2024
20252-215316-01 | Beltrami Electric Cooperative, Inc. | 29 | 1529 | Co-op | NOVA12352-069-04-056-S | 19.6 | Storage |  |  | Active Application | Bemidji | 56601 | Bemidji | 15 | Residential |  | 60000 | 2024
20252-215316-01 | Beltrami Electric Cooperative, Inc. | 29 | 1529 | Co-op | NOVA12391-069-04-140 | 15 | Solar |  | X | Active Application | Bemidji | 56601 | Bemidji | 15 | Residential |  | 78000 | 2024
20252-215316-01 | Beltrami Electric Cooperative, Inc. | 29 | 1529 | Co-op | NOVA12391-069-04-140-S | 19.6 | Storage |  |  | Active Application | Bemidji | 56601 | Bemidji | 15 | Residential |  | 78000 | 2024
20252-215316-01 | Beltrami Electric Cooperative, Inc. | 29 | 1529 | Co-op | NOVA12414-077-15-070 | 4.06 | Solar |  |  | Active Application | Bemidji | 56601 | Helga | 222 | Residential |  | 20700 | 2024
20252-215316-01 | Beltrami Electric Cooperative, Inc. | 29 | 1529 | Co-op | NOVA4659-075-20-013 | 15.2 | Solar |  |  | Withdrawn | Cass Lake | 56633 | Guthrie | 25 | Residential |  | 88323.46 | 2021
20252-215316-01 | Beltrami Electric Cooperative, Inc. | 29 | 1529 | Co-op | NOVA8579-071-04-026 | 9.77 | Solar |  |  | Withdrawn | Bemidji | 56601 | Aardahl | 112 | Residential | Jennifer and Randal Morehart | 56312 | 2023
20252-215316-01 | Beltrami Electric Cooperative, Inc. | 29 | 1529 | Co-op | NOVA8580-050-28-060 | 10.71 | Solar |  |  | Withdrawn | Pinewood | 56676 | Puposky | 43 | Residential | Timothy and Karyn Lutz | 50716 | 2023
20252-215271-01 | East Grand Forks Water & Light Dept. | 37 | 5575 | Muni | South Point | 5.6 | Solar |  |  | Active Application | East Grand Forks | 56721 | Industrial Park | Circuit 3 | Commercial | Yes | 26000 | 2016 | 2017
20252-215229-01 | Elbow Lake Municipal Power | 177 | 5732 | Muni | 5760002 | 8.832 | Solar |  |  | Interconnected | Elbow Lake | 56531 | East | South | Residential |  |  | 2024 | 2024
20252-215795-01 | Elk River Municipal Utilities | 38 | 5773 | Muni | Customer 1 | 670 | Other |  |  | Interconnected | Elk River | 55330 | North | F65 | Utility |  |  |  | 2001
20252-215795-01 | Elk River Municipal Utilities | 38 | 5773 | Muni | Customer 2 | 5 | Solar |  |  | Interconnected | Elk River | 55330 | West - 1 | F73 | Commercial |  |  |  | 2019
20252-215795-01 | Elk River Municipal Utilities | 38 | 5773 | Muni | Customer 3 | 13.3 | Solar |  |  | Interconnected | Elk River | 55330 | 14-4 | F42 | Residential |  |  |  | 2017
20252-215795-01 | Elk River Municipal Utilities | 38 | 5773 | Muni | Customer 4 | 5 | Solar |  |  | Interconnected | Elk River | 55330 | WACO | F26 | Residential |  |  |  | 2012
20252-215795-01 | Elk River Municipal Utilities | 38 | 5773 | Muni | Customer 5 | 17.755 | Solar |  |  | Interconnected | Elk River | 55330 | West - 2 | F83 | Residential |  |  |  | 2019
20252-215795-01 | Elk River Municipal Utilities | 38 | 5773 | Muni | Customer 6 | 6.27 | Solar |  |  | Interconnected | Elk River | 55330 | WACO | F22 | Residential |  |  |  | 2016
20252-215795-01 | Elk River Municipal Utilities | 38 | 5773 | Muni | Customer 7 | 11.4 | Solar |  |  | Interconnected | Elk River | 55330 | North | F62 | Residential |  |  |  | 2017
20252-215795-01 | Elk River Municipal Utilities | 38 | 5773 | Muni | Customer 8 | 11.88 | Solar |  |  | Interconnected | Elk River | 55330 | 14-3 | F93 | Commercial |  |  |  | 2019
20252-215795-01 | Elk River Municipal Utilities | 38 | 5773 | Muni | Customer 9 | 5.13 | Solar |  |  | Interconnected | Elk River | 55330 | 14-3 | F94 | Residential |  |  |  | 2016
20252-215795-01 | Elk River Municipal Utilities | 38 | 5773 | Muni | Customer 10 | 9.48 | Solar |  |  | Interconnected | Elk River | 55330 | 14-3 | F97 | Residential |  |  |  | 2008
20252-215795-01 | Elk River Municipal Utilities | 38 | 5773 | Muni | Customer 11 | 17.28 | Solar |  |  | Interconnected | Elk River | 55330 | North | F64 | Residential |  |  |  | 2017
20252-215795-01 | Elk River Municipal Utilities | 38 | 5773 | Muni | Customer 12 | 7.5 | Solar |  |  | Interconnected | Elk River | 55330 | North | F64 | Residential |  |  |  | 2019
20252-215795-01 | Elk River Municipal Utilities | 38 | 5773 | Muni | Customer 13 | 30 | Wind |  |  | Interconnected | Elk River | 55330 |  |  | Residential
20252-215795-01 | Elk River Municipal Utilities | 38 | 5773 | Muni | Customer 14 | 5 | Solar |  |  | Interconnected | Elk River | 55330 | West - 2 | F83 | Residential |  |  |  | 2020
20252-215795-01 | Elk River Municipal Utilities | 38 | 5773 | Muni | Customer 15 | 7.6 | Solar |  |  | Interconnected | Elk River | 55330 | North | F62 | Residential |  | 24692 |  | 2020
20252-215795-01 | Elk River Municipal Utilities | 38 | 5773 | Muni | Customer 16 | 20 | Solar |  |  | Interconnected | Elk River | 55330 | North | F62 | Residential |  | 56000 |  | 2020
20252-215795-01 | Elk River Municipal Utilities | 38 | 5773 | Muni | Customer 17 | 6.785 | Solar |  |  | Interconnected | Elk River | 55330 | North | F62 | Residential |  | 30126 |  | 2020
20252-215795-01 | Elk River Municipal Utilities | 38 | 5773 | Muni | Customer 18 | 10 | Solar |  |  | Interconnected | Elk River | 55330 | 14-3 | F95 | Residential |  | 27945 |  | 2020
20252-215795-01 | Elk River Municipal Utilities | 38 | 5773 | Muni | Customer 19 | 5 | Solar |  |  | Interconnected | Elk River | 55330 | North | F62 | Residential |  | 14054 |  | 2020
20252-215795-01 | Elk River Municipal Utilities | 38 | 5773 | Muni | Customer 20 | 7.6 | Solar |  |  | Interconnected | Elk River | 55330 | North | F63 | Residential |  | 25419 |  | 2020
20252-215795-01 | Elk River Municipal Utilities | 38 | 5773 | Muni | Customer 21 | 5 | Solar |  |  | Interconnected | Elk River | 55330 | WACO | F26 | Residential |  | 29088 |  | 2020
20252-215795-01 | Elk River Municipal Utilities | 38 | 5773 | Muni | Customer 22 | 10 | Solar |  |  | Interconnected | Elk River | 55330 | West - 2 | F83 | Residential |  | 12320.7 |  | 2021
20252-215795-01 | Elk River Municipal Utilities | 38 | 5773 | Muni | Customer 23 | 12.48 | Solar |  |  | Interconnected | Elk River | 55330 | WACO | F26 | Residential |  | 25000 |  | 2021
20252-215795-01 | Elk River Municipal Utilities | 38 | 5773 | Muni | Customer 24 | 6.58 | Solar |  |  | Interconnected | Elk River | 55330 | Otsego | F53 | Residential |  | 33017 |  | 2021
20252-215795-01 | Elk River Municipal Utilities | 38 | 5773 | Muni | Customer 25 | 4.886 | Solar |  |  | Interconnected | Elk River | 55330 | Otsego | F53 | Residential |  | 15000 |  | 2021
20252-215795-01 | Elk River Municipal Utilities | 38 | 5773 | Muni | Customer 26 | 11.6 | Solar |  |  | Interconnected | Elk River | 55330 | North | F62 | Residential |  | 73784 |  | 2021
20252-215795-01 | Elk River Municipal Utilities | 38 | 5773 | Muni | Customer 27 | 7.6 | Solar |  |  | Interconnected | Elk River | 55330 | 14-3 | F92 | Residential |  | 32737 |  | 2021
20252-215795-01 | Elk River Municipal Utilities | 38 | 5773 | Muni | Customer 28 | 17.4 | Solar |  |  | Interconnected | Elk River | 55330 | WACO | F26 | Residential |  | 67352 |  | 2021
20252-215795-01 | Elk River Municipal Utilities | 38 | 5773 | Muni | Customer 29 | 12.47 | Solar |  |  | Interconnected | Elk River | 55330 | West - 2 | F83 | Residential |  | 55748 |  | 2021
20252-215795-01 | Elk River Municipal Utilities | 38 | 5773 | Muni | Customer 30 | 7.12 | Solar |  |  | Interconnected | Elk River | 55330 | 14-3 | F92 | Residential |  | 39698 | 2022 | 2022
20252-215795-01 | Elk River Municipal Utilities | 38 | 5773 | Muni | Customer 31 | 6.03 | Solar |  |  | Interconnected | Elk River | 55330 | 14-3 | F92 | Residential |  | 36432 | 2022 | 2022
20252-215795-01 | Elk River Municipal Utilities | 38 | 5773 | Muni | Customer 32 | 6.58 | Solar |  |  | Interconnected | Elk River | 55330 | WACO | F24 | Residential |  | 24776 | 2022 | 2022
20252-215795-01 | Elk River Municipal Utilities | 38 | 5773 | Muni | Customer 33 | 8.22 | Solar |  |  | Interconnected | Elk River | 55330 | 14-3 | F92 | Residential |  | 47502 | 2022 | 2022
20252-215795-01 | Elk River Municipal Utilities | 38 | 5773 | Muni | Customer 34 | 9.32 | Solar |  |  | Interconnected | Elk River | 55330 | North | F62 | Residential |  | 55692 | 2022 | 2022
20252-215795-01 | Elk River Municipal Utilities | 38 | 5773 | Muni | Customer 35 | 11.84 | Solar |  |  | Interconnected | Elk River | 55330 | North | F62 | Residential |  | 10000 | 2022 | 2022
20252-215795-01 | Elk River Municipal Utilities | 38 | 5773 | Muni | Customer 36 | 7.12 | Solar |  |  | Interconnected | Elk River | 55330 | North | F63 | Residential |  | 41262 | 2022 | 2022
20252-215795-01 | Elk River Municipal Utilities | 38 | 5773 | Muni | Customer 37 | 8.7 | Solar |  |  | Interconnected | Elk River | 55330 | 14-4 | F46 | Residential |  | 35871 | 2022 | 2022
20252-215795-01 | Elk River Municipal Utilities | 38 | 5773 | Muni | Customer 38 | 9.86 | Solar |  |  | Interconnected | Elk River | 55330 | 14-3 | F92 | Residential |  | 57330 | 2022 | 20222
20252-215795-01 | Elk River Municipal Utilities | 38 | 5773 | Muni | Customer 39 | 7.678 | Solar |  |  | Interconnected | Elk River | 55330 | West - 2 | F83 | Residential |  | 28530 | 2022 | 2022
20252-215795-01 | Elk River Municipal Utilities | 38 | 5773 | Muni | Customer 40 | 7.67 | Solar |  |  | Interconnected | Elk River | 55330 | 14-3 | F92 | Residential |  | 42406 | 2022 | 2022
20252-215795-01 | Elk River Municipal Utilities | 38 | 5773 | Muni | Customer 41 | 3.84 | Solar |  |  | Interconnected | Elk River | 55330 | WACO | F26 | Residential |  | 22220 | 2022 | 2022
20252-215795-01 | Elk River Municipal Utilities | 38 | 5773 | Muni | Customer 42 | 17.1 | Solar |  |  | Interconnected | Elk River | 55330 | Otsego | F53 | Residential |  | 55581.08 | 2022 | 2022
20252-215795-01 | Elk River Municipal Utilities | 38 | 5773 | Muni | Customer 43 | 11.89 | Solar |  |  | Interconnected | Elk River | 55330 | 14-3 | F95 | Residential |  | 44772 | 2022 | 2022
20252-215795-01 | Elk River Municipal Utilities | 38 | 5773 | Muni | Customer 44 | 7.67 | Solar |  |  | Interconnected | Elk River | 55330 | West - 2 | F83 | Residential |  | 44226 | 2022 | 20222
20252-215795-01 | Elk River Municipal Utilities | 38 | 5773 | Muni | Customer 45 | 4.93 | Solar |  |  | Interconnected | Elk River | 55330 | West - 2 | F83 | Residential |  | 28152 | 2022 | 2022
20252-215795-01 | Elk River Municipal Utilities | 38 | 5773 | Muni | Customer 46 | 8.22 | Solar |  |  | Interconnected | Elk River | 55330 | Otsego | F53 | Residential |  | 45546 | 2022 | 2022
20252-215795-01 | Elk River Municipal Utilities | 38 | 5773 | Muni | Customer 47 | 5.48 | Solar |  |  | Interconnected | Elk River | 55330 | North | F62 | Residential |  | 30176 | 2022 | 2022
20252-215795-01 | Elk River Municipal Utilities | 38 | 5773 | Muni | Customer 48 | 6.58 | Solar |  |  | Interconnected | Elk River | 55330 | 14-3 | F95 | Residential |  | 36524 | 2022 | 2022
20252-215795-01 | Elk River Municipal Utilities | 38 | 5773 | Muni | Customer 49 | 10 | Solar |  |  | Interconnected | Elk River | 55330 | North | F63 | Residential |  | 29507.6 | 2022 | 2022
20252-215795-01 | Elk River Municipal Utilities | 38 | 5773 | Muni | Customer 50 | 5.48 | Solar |  |  | Interconnected | Elk River | 55330 | North | F63 | Residential |  | 30176 | 2022 | 2022
20252-215795-01 | Elk River Municipal Utilities | 38 | 5773 | Muni | Customer 51 | 3.84 | Solar |  |  | Interconnected | Elk River | 55330 | North | F63 | Residential |  | 22943 | 2022 | 2022
20252-215795-01 | Elk River Municipal Utilities | 38 | 5773 | Muni | Customer 52 | 5.48 | Solar |  |  | Interconnected | Elk River | 55330 | WACO | F24 | Residential |  | 30176 | 2022 | 2022
20252-215795-01 | Elk River Municipal Utilities | 38 | 5773 | Muni | Customer 53 | 5.48 | Solar |  |  | Interconnected | Elk River | 55330 | North | F62 | Residential |  | 33120 | 2022 | 2022
20252-215795-01 | Elk River Municipal Utilities | 38 | 5773 | Muni | Customer 54 | 6.03 | Solar |  |  | Interconnected | Elk River | 55330 | Otsego | F53 | Residential |  | 34914 | 2022 | 2022
20252-215795-01 | Elk River Municipal Utilities | 38 | 5773 | Muni | Customer 55 | 5.8 | Solar |  |  | Interconnected | Elk River | 55330 | 14-3 | F94 | Residential |  | 26796 | 2022 | 2022
20252-215795-01 | Elk River Municipal Utilities | 38 | 5773 | Muni | Customer 56 | 4.38 | Solar |  |  | Interconnected | Elk River | 55330 | West - 2 | F83 | Residential |  | 23940 | 2022 | 2022
20252-215795-01 | Elk River Municipal Utilities | 38 | 5773 | Muni | Customer 57 | 12.91 | Solar |  |  | Interconnected | Elk River | 55330 | West - 1 | F74 | Residential |  | 65127 | 2022 | 2022
20252-215795-01 | Elk River Municipal Utilities | 38 | 5773 | Muni | Customer 58 | 6.58 | Solar |  |  | Interconnected | Elk River | 55330 | West - 2 | F83 | Residential |  | 39744 | 2022 | 2022
20252-215795-01 | Elk River Municipal Utilities | 38 | 5773 | Muni | Customer 59 | 5.76 | Solar |  |  | Interconnected | Elk River | 55330 | North | F63 | Residential |  | 33320 | 2022 | 2022
20252-215795-01 | Elk River Municipal Utilities | 38 | 5773 | Muni | Customer 60 | 3.84 | Solar |  |  | Interconnected | Elk River | 55330 | Otsego | F53 | Residential |  | 22230.22 | 2022 | 2022
20252-215795-01 | Elk River Municipal Utilities | 38 | 5773 | Muni | Customer 61 | 4.93 | Solar |  |  | Interconnected | Elk River | 55330 | North | F63 | Residential |  | 27883 | 2022 | 2022
20252-215795-01 | Elk River Municipal Utilities | 38 | 5773 | Muni | Customer 62 | 7.67 | Solar |  |  | Interconnected | Elk River | 55330 | 14-3 | F95 | Residential |  | 44226 | 2022 | 2022
20252-215795-01 | Elk River Municipal Utilities | 38 | 5773 | Muni | Customer 63 | 7.67 | Solar |  |  | Interconnected | Elk River | 55330 | West - 2 | F83 | Residential |  | 43953 | 2022 | 2022
20252-215795-01 | Elk River Municipal Utilities | 38 | 5773 | Muni | Customer 64 | 5.48 | Solar |  |  | Interconnected | Elk River | 55330 | North | F63 | Residential |  | 30176 | 2022 | 2022
20252-215795-01 | Elk River Municipal Utilities | 38 | 5773 | Muni | Customer 65 | 7.68 | Solar |  |  | Interconnected | Elk River | 55330 | West - 2 | F83 | Residential |  | 44620.22 | 2022 | 2022
20252-215795-01 | Elk River Municipal Utilities | 38 | 5773 | Muni | Customer 66 | 5.48 | Solar |  |  | Interconnected | Elk River | 55330 | West - 2 | F83 | Residential |  | 33120 | 2022 | 2022
20252-215795-01 | Elk River Municipal Utilities | 38 | 5773 | Muni | Customer 67 | 4.38 | Solar |  |  | Interconnected | Elk River | 55330 | West - 2 | F83 | Residential |  | 27360 | 2022 | 2022
20252-215795-01 | Elk River Municipal Utilities | 38 | 5773 | Muni | Customer 68 | 5.48 | Solar |  |  | Interconnected | Elk River | 55330 | 14-4 | F42 | Residential |  | 33120 | 2022 | 2022
20252-215795-01 | Elk River Municipal Utilities | 38 | 5773 | Muni | Customer 69 | 5.48 | Solar |  |  | Withdrawn | Elk River | 55330 |  |  | Residential
20252-215795-01 | Elk River Municipal Utilities | 38 | 5773 | Muni | Customer 70 | 6.38 | Solar |  |  | Interconnected | Elk River | 55330 | West - 1 | F74 | Residential |  | 44000 | 2023 | 2023
20252-215795-01 | Elk River Municipal Utilities | 38 | 5773 | Muni | Customer 71 | 3.38 | Solar |  |  | Interconnected | Elk River | 55330 | West - 2 | F83 | Residential |  | 30909 | 2023 | 2023
20252-215795-01 | Elk River Municipal Utilities | 38 | 5773 | Muni | Customer 72 | 5.48 | Solar |  |  | Withdrawn | Elk River | 55330 |  |  | Residential
20252-215795-01 | Elk River Municipal Utilities | 38 | 5773 | Muni | Customer 73 | 7.68 | Solar |  |  | Interconnected | Elk River | 55330 | 14-3 | F92 | Residential |  | 47724 | 2023 | 2023
20252-215795-01 | Elk River Municipal Utilities | 38 | 5773 | Muni | Customer 74 | 11.02 | Solar |  |  | Interconnected | Elk River | 55330 | WACO | F22 | Residential |  | 56089.56 | 2023 | 2023
20252-215795-01 | Elk River Municipal Utilities | 38 | 5773 | Muni | Customer 75 | 5.12 | Solar |  |  | Interconnected | Elk River | 55330 | 14-3 | F92 | Residential |  | 32144 | 2023 | 2023
20252-215795-01 | Elk River Municipal Utilities | 38 | 5773 | Muni | Customer 76 | 15.7 | Solar |  |  | Interconnected | Otsego | 55330 | Otsego | F51 | Residential |  | 35000 | 2023 | 2023
20252-215795-01 | Elk River Municipal Utilities | 38 | 5773 | Muni | Customer 77 | 5.12 | Solar |  |  | Interconnected | Elk River | 55330 | North | F62 | Residential |  | 32144 | 2023 | 2023
20252-215795-01 | Elk River Municipal Utilities | 38 | 5773 | Muni | Customer 78 | 7.04 | Solar |  |  | Interconnected | Elk River | 55330 | West - 1 | F74 | Residential |  | 25000 | 2023 | 2023
20252-215795-01 | Elk River Municipal Utilities | 38 | 5773 | Muni | Customer 79 | 5.76 | Solar |  |  | Interconnected | Elk River | 55330 | West - 2 | F83 | Residential |  | 34153 | 2023 | 2023
20252-215795-01 | Elk River Municipal Utilities | 38 | 5773 | Muni | Customer 80 | 4.48 | Solar |  |  | Interconnected | Elk River | 55330 | North | F62 | Residential |  | 26917 | 2023 | 2023
20252-215795-01 | Elk River Municipal Utilities | 38 | 5773 | Muni | Customer 81 | 3.78 | Solar |  |  | Interconnected | Elk River | 55330 | West - 1 | F74 | Residential |  | 16936 | 2023 | 2024
20252-215795-01 | Elk River Municipal Utilities | 38 | 5773 | Muni | Customer 82 | 8.32 | Solar |  |  | Interconnected | Elk River | 55330 | North | F62 | Residential |  | 51701 | 2023 | 2023
20252-215795-01 | Elk River Municipal Utilities | 38 | 5773 | Muni | Customer 83 | 5.12 | Solar |  |  | Interconnected | Elk River | 55330 | North | F62 | Residential |  | 30135 | 2023 | 2023
20252-215795-01 | Elk River Municipal Utilities | 38 | 5773 | Muni | Customer 84 | 13.96 | Solar |  |  | Interconnected | Elk River | 55330 | North | F63 | Residential |  | 55000 | 2023 | 2023
20252-215795-01 | Elk River Municipal Utilities | 38 | 5773 | Muni | Customer 85 | 14.08 | Solar |  |  | Interconnected | Elk River | 55330 | Otsego | F53 | Residential |  | 68561 | 2023 | 2023
20252-215795-01 | Elk River Municipal Utilities | 38 | 5773 | Muni | Customer 86 | 7.04 | Solar |  |  | Interconnected | Elk River | 55330 | West - 2 | F83 | Residential |  | 43747 | 2023 | 2023
20252-215795-01 | Elk River Municipal Utilities | 38 | 5773 | Muni | Customer 87 | 35.96 | Solar |  |  | Interconnected | Elk River | 55330 | North | F63 | Residential |  | 166640 | 2023 | 2023
20252-215795-01 | Elk River Municipal Utilities | 38 | 5773 | Muni | Customer 88 | 7.04 | Solar |  |  | Interconnected | Elk River | 55330 | 14-3 | F94 | Residential |  | 25000 | 2023 | 2023
20252-215795-01 | Elk River Municipal Utilities | 38 | 5773 | Muni | Customer 89 | 4.93 | Solar |  |  | Interconnected | Otsego | 55330 | Otsego | F93 | Residential |  | 33566 | 2023 | 2023
20252-215795-01 | Elk River Municipal Utilities | 38 | 5773 | Muni | Customer 90 | 3.465 | Solar |  |  | Interconnected | Elk River | 55330 | North | F63 | Residential |  | 31941 | 2023 | 2024
20252-215795-01 | Elk River Municipal Utilities | 38 | 5773 | Muni | Customer 91 | 5.985 | Solar |  |  | Interconnected | Elk River | 55330 | Station 14-3 | F97 | Residential |  | 49210 | 2023 | 2024
20252-215795-01 | Elk River Municipal Utilities | 38 | 5773 | Muni | Customer 92 | 8.19 | Solar |  |  | Interconnected | Elk River | 55330 | Station 14-3 | F92 | Residential |  | 70730 | 2023 | 2024
20252-215795-01 | Elk River Municipal Utilities | 38 | 5773 | Muni | Customer 93 | 1.395 | Solar |  |  | Interconnected | Elk River | 55330 | Station 14-3 | F97 | Residential |  | 52393 | 2023 | 2024
20252-215795-01 | Elk River Municipal Utilities | 38 | 5773 | Muni | Customer 94 | 4.41 | Solar |  |  | Interconnected | Elk River | 55330 | Station 14-4 | F42 | Residential |  | 21018 | 2023 | 2024
20252-215795-01 | Elk River Municipal Utilities | 38 | 5773 | Muni | Customer 95 | 11.655 | Solar |  |  | Interconnected | Elk River | 55330 | Waco 2 | F26 | Residential |  |  | 2023 | 2024
20252-215795-01 | Elk River Municipal Utilities | 38 | 5773 | Muni | Customer 96 | 39.75 | Solar |  |  | Active Application | Elk River | 55330 |  |  | Commercial |  | 189900 | 2023
20252-215795-01 | Elk River Municipal Utilities | 38 | 5773 | Muni | Customer 97 | 39.75 | Solar |  |  | Active Application | Elk River | 55330 |  |  | Commercial |  | 189900 | 2023
20252-215795-01 | Elk River Municipal Utilities | 38 | 5773 | Muni | Customer 98 | 9.6 | Solar |  |  | Interconnected | Elk River | 55330 | Station 14-3 | F92 | Residential |  | 55056 | 2023 | 2024
20252-215795-01 | Elk River Municipal Utilities | 38 | 5773 | Muni | Customer 99 | 13.3 | Solar |  |  | Interconnected | Elk River | 55330 | West 2 | F83 | Residential |  | 50665 | 2024 | 2024
20252-215795-01 | Elk River Municipal Utilities | 38 | 5773 | Muni | Customer 100 | 11.136 | Solar |  |  | Interconnected | Elk River | 55330 | West 1 | F74 | Residential |  | 47023 | 2024 | 2024
20252-215795-01 | Elk River Municipal Utilities | 38 | 5773 | Muni | Customer 101 | 3.84 | Solar |  |  | Interconnected | Elk River | 55330 | North | F63 | Residential |  | 17950 | 2024 | 2024
20252-215795-01 | Elk River Municipal Utilities | 38 | 5773 | Muni | Customer 102 | 34.6 | Solar |  |  | Interconnected | Elk River | 55330 | Station 14-4 | 42 | Residential |  | 144079 | 2024 | 2024
20252-215795-01 | Elk River Municipal Utilities | 38 | 5773 | Muni | Customer 103 | 11.14 | Solar |  |  | Interconnected | Elk River | 55330 | North | F62 | Residential |  | 20000 | 2024 | 2024
20252-215795-01 | Elk River Municipal Utilities | 38 | 5773 | Muni | Customer 104 | 23 | Solar |  |  | Active Application | Elk River | 55330 |  |  | Residential |  | 77968 | 2024
20252-215795-01 | Elk River Municipal Utilities | 38 | 5773 | Muni | Customer 105 | 3.42 | Solar |  |  | Active Application | Elk River | 55330 |  |  | Residential |  | 22662 | 2024
20252-215795-01 | Elk River Municipal Utilities | 38 | 5773 | Muni | Customer 106 | 79.8 | Solar |  |  | Interconnected | Elk River | 55330 | West Bank 1 | F72 | Commercial |  | 238728 | 2024 | 2024
20252-215795-01 | Elk River Municipal Utilities | 38 | 5773 | Muni | Customer 107 | 4.94 | Solar |  |  | Active Application | Elk River | 55330 |  |  | Residential |  | 29752 | 2024
20252-215795-01 | Elk River Municipal Utilities | 38 | 5773 | Muni | Customer 108 | 7.98 | Solar |  |  | Active Application | Elk River | 55330 |  |  | Residential |  | 48488 | 2024
20252-215795-01 | Elk River Municipal Utilities | 38 | 5773 | Muni | Customer 109 | 6.53 | Solar |  |  | Active Application | Elk River | 55330 |  |  | Residential |  | 32185 | 2024
20252-215795-01 | Elk River Municipal Utilities | 38 | 5773 | Muni | Customer 110 | 7.245 | Solar |  |  | Active Application | Elk River | 55330 |  |  | Residential |  |  | 2024
20252-215064-01 | Fairmont Public Utilities | 141 | 6151 | Muni | DER 2019-0001 | 10 | Solar |  |  | Interconnected | Fairmont | 56031 |  |  | Residential |  | 35780 | 2019 | 2020
20252-215064-01 | Fairmont Public Utilities | 141 | 6151 | Muni | DER 2019-0002 | 18 | Solar |  |  | Interconnected | Fairmont | 56031 |  |  | Commercial |  | 61286 | 2019 | 2020
20252-215064-01 | Fairmont Public Utilities | 141 | 6151 | Muni | DER 2020-0003 | 17.4 | Solar |  |  | Interconnected | Fairmont | 56031 |  |  | Commercial |  | 60061 | 2020 | 2020
20252-215064-01 | Fairmont Public Utilities | 141 | 6151 | Muni | DER 2021-0004 | 57.6 | Solar |  |  | Interconnected | Fairmont | 56031 |  |  | Commercial |  | 227630 | 2021 | 2021
20252-215064-01 | Fairmont Public Utilities | 141 | 6151 | Muni | DER 2022-0001 | 7.7 | Solar |  |  | Interconnected | Fairmont | 56031 |  |  | Residential |  | 35600 | 2022 | 2022
20252-215064-01 | Fairmont Public Utilities | 141 | 6151 | Muni | DER 2022-0002 | 18.8 | Solar |  |  | Interconnected | Fairmont | 56031 |  |  | Residential |  | 58000 | 2022 | 2022
20252-215064-01 | Fairmont Public Utilities | 141 | 6151 | Muni | DER 2023-0001 | 8.32 | Solar |  |  | Interconnected | Fairmont | 56031 |  |  | Residential |  | 50000 | 2023 | 2023
20252-215064-01 | Fairmont Public Utilities | 141 | 6151 | Muni | DER 2023-0003 | 6.615 | Solar |  |  | Interconnected | Fairmont | 56031 |  |  | Residential |  | 13230 | 2023 | 2024
20252-215064-01 | Fairmont Public Utilities | 141 | 6151 | Muni | DER 2024-0001 | 9.12 | Solar |  |  | Interconnected | Fairmont | 56031 |  |  | Commercial |  | 46683 | 2024 | 2024
20252-215064-01 | Fairmont Public Utilities | 141 | 6151 | Muni | DER 2024-0002 | 9.984 | Solar |  |  | Interconnected | Fairmont | 56031 |  |  | Residential |  | 47000 | 2024 | 2024
20252-215627-01 | Federated Rural Electric Association | 40 | 6258 | Co-op | 23-11-34 | 12.67 | Solar |  |  | Interconnected | Heron Lake | 56137 | 17 | 2 | Residential
20252-215627-01 | Federated Rural Electric Association | 40 | 6258 | Co-op | 83-00-22 | 10 | Solar |  |  | Interconnected | Windom | 56101 | 17 | 4 | Residential |  |  | 2015 | 2015
20252-215627-01 | Federated Rural Electric Association | 40 | 6258 | Co-op | 61-01-24 | 39.9 | Wind |  |  | Interconnected | Fairmont | 56031 | 28 | 4 | Commercial |  |  | 2011 | 2011
20252-215627-01 | Federated Rural Electric Association | 40 | 6258 | Co-op | 23-04-28 | 30 | Wind |  |  | Interconnected | Heron Lake | 56137 | 17 | 2 | Residential |  |  | 2015 | 2015
20252-215627-01 | Federated Rural Electric Association | 40 | 6258 | Co-op | 55-13-05 | 39.9 | Wind |  |  | Interconnected | Sherburn | 56171 | 4 | 2 | Commercial |  |  | 2015 | 2015
20252-215627-01 | Federated Rural Electric Association | 40 | 6258 | Co-op | 24-39-06 | 6 | Solar |  |  | Interconnected | Okabena | 56161 | 2 | 1 | Residential |  |  | 2015 | 2015
20252-215627-01 | Federated Rural Electric Association | 40 | 6258 | Co-op | 71-18-12 | 36 | Solar |  |  | Interconnected | Truman | 56088 | 15 | 2 | Residential |  |  | 2016 | 2016
20252-215627-01 | Federated Rural Electric Association | 40 | 6258 | Co-op | 23-39-97 | 4.6 | Solar |  |  | Interconnected | Heron Lake | 56137 | 2 | 1 | Residential |  |  | 2016 | 2016
20252-215627-01 | Federated Rural Electric Association | 40 | 6258 | Co-op | 31-15-33 | 7.6 | Solar |  |  | Interconnected | Lakefield | 56150 | 24 | 1 | Residential |  |  | 2016 | 2016
20252-215627-01 | Federated Rural Electric Association | 40 | 6258 | Co-op | 74-19-24 | 39.9 | Wind |  |  | Interconnected | Granada | 56039 | 20 | 4 | Residential |  |  | 2016 | 2016
20252-215627-01 | Federated Rural Electric Association | 40 | 6258 | Co-op | 36-24-06 | 39.2 | Solar |  |  | Interconnected | Jackson | 56143 | 22 | 3 | Commercial |  |  | 2017 | 2018
20252-215627-01 | Federated Rural Electric Association | 40 | 6258 | Co-op | 62-02-38 | 36 | Solar |  |  | Interconnected | Fairmont | 56031 | 16 | 2 | Residential |  |  | 2018 | 2018
20252-215627-01 | Federated Rural Electric Association | 40 | 6258 | Co-op | 62-03-19 | 36 | Solar |  |  | Interconnected | Fairmont | 56031 | 16 | 2 | Residential |  |  | 2018 | 2018
20252-215627-01 | Federated Rural Electric Association | 40 | 6258 | Co-op | NOVA2137 | 7.6 | Solar |  |  | Interconnected | Jackson | 56143 | 21 | 1 | Residential |  | 29375 | 2019 | 2019
20252-215627-01 | Federated Rural Electric Association | 40 | 6258 | Co-op | NOVA2611 | 6 | Solar |  |  | Interconnected | Jackson | 56143 | 24 | 2 | Residential |  | 20800 | 2019 | 2019
20252-215627-01 | Federated Rural Electric Association | 40 | 6258 | Co-op | NOVA3768 | 7.6 | Solar |  |  | Withdrawn | Welcome | 56181 | 6 | 1 | Residential |  | 27094 | 2020
20252-215627-01 | Federated Rural Electric Association | 40 | 6258 | Co-op | NOVA3990 | 5 | Solar |  |  | Interconnected | Welcome | 56181 | 6 | 1 | Residential |  | 27094 | 2020 | 2021
20252-215627-01 | Federated Rural Electric Association | 40 | 6258 | Co-op | NOVA3910 | 7.6 | Solar |  |  | Interconnected | Fairmont | 56031 | 16 | 4 | Residential |  | 30573 | 2020 | 2021
20252-215627-01 | Federated Rural Electric Association | 40 | 6258 | Co-op | NOVA3803 | 7.6 | Solar |  |  | Withdrawn | Fairmont | 56031 | 16 | 4 | Residential |  | 30573 | 2020
20252-215627-01 | Federated Rural Electric Association | 40 | 6258 | Co-op | NOVA3836 | 24 | Solar |  |  | Interconnected | Windom | 56101 | 17 | 4 | Residential |  | 78637 | 2020 | 2021
20252-215627-01 | Federated Rural Electric Association | 40 | 6258 | Co-op | NOVA2766 | 38.35 | Solar |  |  | Active Application | Windom | 56101 | 17 | 2 | Residential |  | 50000 | 2020
20252-215627-01 | Federated Rural Electric Association | 40 | 6258 | Co-op | NOVA4066 | 5 | Solar |  |  | Interconnected | Welcome | 56181 | 6 | 3 | Residential |  | 7888 | 2021 | 2021
20252-215627-01 | Federated Rural Electric Association | 40 | 6258 | Co-op | NOVA4498 | 36 | Solar |  |  | Interconnected | Heron Lake | 56137 | 17 | 4 | Residential |  | 137931 | 2021 | 2021
20252-215627-01 | Federated Rural Electric Association | 40 | 6258 | Co-op | NOVA4529 | 39 | Solar |  |  | Interconnected | Truman | 56088 | 15 | 1 | Residential |  | 114000 | 2021 | 2021
20252-215627-01 | Federated Rural Electric Association | 40 | 6258 | Co-op | NOVA4601 | 8.64 | Solar |  |  | Withdrawn | Lakefield | 56150 | 18 | 1 | Residential |  | 12528 | 2021
20252-215627-01 | Federated Rural Electric Association | 40 | 6258 | Co-op | NOVA4780 | 23.04 | Solar |  |  | Interconnected | Truman | 56088 | 15 | 2 | Residential |  | 88000 | 2021 | 2021
20252-215627-01 | Federated Rural Electric Association | 40 | 6258 | Co-op | NOVA4807 | 7.6 | Solar |  |  | Active Application | Lakefield | 56150 | 18 | 1 | Residential |  | 12528 | 2021
20252-215627-01 | Federated Rural Electric Association | 40 | 6258 | Co-op | NOVA5189 | 30.72 | Solar |  |  | Interconnected | Truman | 56088 | 15 | 2 | Residential |  | 97000 | 2021 | 2021
20252-215627-01 | Federated Rural Electric Association | 40 | 6258 | Co-op | NOVA5790 | 7.6 | Solar |  |  | Interconnected | Blue Earth | 56013 | East Chain | E. Chain F3 | Residential |  | 49822 | 2022 | 2023
20252-215627-01 | Federated Rural Electric Association | 40 | 6258 | Co-op | NOVA6206 | 39.6 | Solar |  |  | Active Application | Lakefield | 56150 | West Lakefield | W Lakefield F1 | Residential |  | 135000 | 2022
20252-215627-01 | Federated Rural Electric Association | 40 | 6258 | Co-op | NOVA6615 | 19.76 | Solar |  |  | Interconnected | Lakefield | 56150 | West Lakefield | W Lakefield F4 | Residential |  | 60000 | 2022 | 2023
20252-215627-01 | Federated Rural Electric Association | 40 | 6258 | Co-op | NOVA6794 | 26.55 | Solar |  |  | Interconnected | Fairmont | 56031 | Truman | Truman F4 | Residential |  | 92250 | 2022 | 2023
20252-215627-01 | Federated Rural Electric Association | 40 | 6258 | Co-op | NOVA7419 | 12.56 | Solar |  |  | Withdrawn | Sherburn | 56171 |  |  |  |  | 58794 | 2023
20252-215627-01 | Federated Rural Electric Association | 40 | 6258 | Co-op | NOVA8628 | 11.02 | Solar |  |  | Active Application | Jackson | 56143 | Enterprise | Enterprise F4 | Residential |  | 70000 | 2023
20252-215627-01 | Federated Rural Electric Association | 40 | 6258 | Co-op | NOVA9017 | 38 | Solar |  |  | Interconnected | Brewster | 56119 | West Lakefield | W Lakefield F3 | Residential |  | 120000 | 2024 | 2024
20252-215627-01 | Federated Rural Electric Association | 40 | 6258 | Co-op | NOVA10321 | 11.52 | Solar |  |  | Interconnected | Ceylon | 56121 | Ceylon | Ceylon F3 | Residential |  | 36511 | 2024 | 2024
20252-215627-01 | Federated Rural Electric Association | 40 | 6258 | Co-op | NOVA10760 | 30.72 | Solar |  |  | Interconnected | Heron Lake | 56137 | Wilder | Wilder F2 | Residential |  | 84180 | 2024 | 2024
20251-213971-01 | Freeborn Mower Electric Cooperative | 41 | 6782 | Co-op | NOVA10218 | 8.96 | Solar |  |  | Interconnected | Emmons | 56029 | AL-West Side | 18 | Residential |  | 46511.5 | 2024 | 2024
20251-213971-01 | Freeborn Mower Electric Cooperative | 41 | 6782 | Co-op | NOVA10244 | 16.13 | Solar |  |  | Interconnected | Glenville | 56036 | GLENVILLE | GW | Residential |  | 51795 | 2024 | 2024
20251-213971-01 | Freeborn Mower Electric Cooperative | 41 | 6782 | Co-op | NOVA10260 | 39.9 | Solar |  |  | Interconnected | Albert Lea | 56007 | AL-West Side | 63 | Commercial |  | 162500 | 2024 | 2024
20251-213971-01 | Freeborn Mower Electric Cooperative | 41 | 6782 | Co-op | NOVA10285 | 7.6 | Solar |  |  | Interconnected | Lyle | 55953 | LONDON | LOS | Residential |  | 56812.88 | 2024 | 2024
20251-213971-01 | Freeborn Mower Electric Cooperative | 41 | 6782 | Co-op | NOVA10467 | 38 | Solar |  |  | Interconnected | Rose Creek | 55970 | ROSECREEK | RNW | Residential |  | 118000 | 2024 | 2024
20251-213971-01 | Freeborn Mower Electric Cooperative | 41 | 6782 | Co-op | NOVA10569 | 38 | Solar |  |  | Interconnected | Leroy | 55951 | TAOPI | TS | Residential |  | 118000 | 2024 | 2024
20251-213971-01 | Freeborn Mower Electric Cooperative | 41 | 6782 | Co-op | NOVA10570 | 38 | Solar |  |  | Interconnected | Leroy | 55951 | TAOPI | TS | Residential |  | 118000 | 2024 | 2024
20251-213971-01 | Freeborn Mower Electric Cooperative | 41 | 6782 | Co-op | NOVA10571 | 15.36 | Solar |  |  | Interconnected | Blooming Prairie | 55917 | CORNING | CNW | Residential |  | 53900 | 2024 | 2024
20251-213971-01 | Freeborn Mower Electric Cooperative | 41 | 6782 | Co-op | NOVA10577 | 38 | Solar |  |  | Interconnected | Adams |  | ADAMS | 3 | Residential |  | 110000 | 2024 | 2024
20251-213971-01 | Freeborn Mower Electric Cooperative | 41 | 6782 | Co-op | NOVA10578 | 38 | Solar |  |  | Interconnected | Adams | 55909 | ADAMS | 3 | Residential |  | 110000 | 2024 | 2024
20251-213971-01 | Freeborn Mower Electric Cooperative | 41 | 6782 | Co-op | NOVA10579 | 38 | Solar |  |  | Interconnected | Adams |  | ADAMS | 3 | Residential |  | 110000 | 2024 | 2024
20251-213971-01 | Freeborn Mower Electric Cooperative | 41 | 6782 | Co-op | NOVA10639 | 38 | Solar |  |  | Interconnected | Adams | 55909 | TAOPI | TW | Residential |  | 118000 | 2024 | 2024
20251-213971-01 | Freeborn Mower Electric Cooperative | 41 | 6782 | Co-op | NOVA10650 | 39.94 | Solar |  |  | Interconnected | Hartland | 56042 | FREEBORN | FE | Residential |  | 63960 | 2024 | 2024
20251-213971-01 | Freeborn Mower Electric Cooperative | 41 | 6782 | Co-op | NOVA10666 | 9.22 | Solar |  |  | Interconnected | Hollandale | 56045 | LERDAL | LE | Residential |  | 37828.57 | 2024 | 2024
20251-213971-01 | Freeborn Mower Electric Cooperative | 41 | 6782 | Co-op | NOVA10671 | 1250 | Solar |  |  | Active Application | Albert Lea | 56007 | AL-19th | NTH69-0 | Residential |  | 3040000 | 2024 | 2024
20251-213971-01 | Freeborn Mower Electric Cooperative | 41 | 6782 | Co-op | NOVA10706 | 13.8 | Solar |  |  | Active Application | Leroy | 55951 | TAOPI | TS | Residential |  | 10000 | 2024
20251-213971-01 | Freeborn Mower Electric Cooperative | 41 | 6782 | Co-op | NOVA10739 | 38 | Solar |  |  | Interconnected | Austin |  | ROSECREEK | RNW | Residential |  | 110000 | 2024 | 2024
20251-213971-01 | Freeborn Mower Electric Cooperative | 41 | 6782 | Co-op | NOVA10743 | 19 | Solar |  |  | Interconnected | Austin |  | ROSECREEK | RNW | Residential |  | 65000 | 2024 | 2024
20251-213971-01 | Freeborn Mower Electric Cooperative | 41 | 6782 | Co-op | NOVA10807 | 39.9 | Solar |  |  | Interconnected | Hollandale | 56045 | CORNING | CW | Residential |  | 120000 | 2024 | 2024
20251-213971-01 | Freeborn Mower Electric Cooperative | 41 | 6782 | Co-op | NOVA10817 | 38 | Solar |  |  | Interconnected | Austin |  | ROSECREEK | RNW | Residential |  | 118000 | 2024 | 2024
20251-213971-01 | Freeborn Mower Electric Cooperative | 41 | 6782 | Co-op | NOVA1082500 | 38 | Solar |  |  | Interconnected | Adams | 55909 | ROSECREEK | RS | Residential |  | 105000 | 2019 | 2019 | 2022
20251-213971-01 | Freeborn Mower Electric Cooperative | 41 | 6782 | Co-op | NOVA1138201 | 11.4 | Solar |  |  | Interconnected | Albert Lea | 56007 | AL-West Side | 86 | Residential |  | 35000 | 2019 | 2019
20251-213971-01 | Freeborn Mower Electric Cooperative | 41 | 6782 | Co-op | NOVA11847 | 38.4 | Solar |  |  | Interconnected | Albert Lea | 56007 | LERDAL | LW | Residential |  | 194250 | 2024 | 2024
20251-213971-01 | Freeborn Mower Electric Cooperative | 41 | 6782 | Co-op | NOVA1188200 | 7.6 | Solar |  |  | Interconnected | Leroy | 55951 | TAOPI | TS | Residential |  | 31878 | 2020 | 2020
20251-213971-01 | Freeborn Mower Electric Cooperative | 41 | 6782 | Co-op | NOVA1200700 | 40 | Solar |  |  | Interconnected | Ostanrander | 55961 | TAOPI | TN | Residential |  | 101200 | 2018 | 2018
20251-213971-01 | Freeborn Mower Electric Cooperative | 41 | 6782 | Co-op | NOVA12054 | 38 | Solar |  |  | Active Application | Glenville |  | LONDON | LOW | Residential |  | 120000 | 2024
20251-213971-01 | Freeborn Mower Electric Cooperative | 41 | 6782 | Co-op | NOVA12057 | 19 | Solar |  |  | Interconnected | Adams | 55909 | ROSECREEK | RS | Residential |  | 45000 | 2024 | 2024
20251-213971-01 | Freeborn Mower Electric Cooperative | 41 | 6782 | Co-op | NOVA12122 | 3.48 | Solar |  |  | Interconnected | Hollandale | 56045 | CORNING | CW | Residential |  | 4000 | 2024 | 2024
20251-213971-01 | Freeborn Mower Electric Cooperative | 41 | 6782 | Co-op | NOVA12182 | 26.46 | Solar |  | X | Interconnected | Albert Lea | 56007 | BANCROFT | BAW | Residential |  | 79000 | 2024 | 2024
20251-213971-01 | Freeborn Mower Electric Cooperative | 41 | 6782 | Co-op | NOVA12205 | 38 | Solar |  |  | Active Application | Rose Creek | 55970 | ROSECREEK | RS | Residential |  | 118000 | 2024
20251-213971-01 | Freeborn Mower Electric Cooperative | 41 | 6782 | Co-op | NOVA12227 | 203 | Solar |  | X | Active Application | Albert Lea | 56007 | AL-19th | NTH69-0 | Commercial |  | 105000 | 2024
20251-213971-01 | Freeborn Mower Electric Cooperative | 41 | 6782 | Co-op | NOVA12227-S | 93 | Storage |  |  | Active Application | Albert Lea | 56007 | AL-19th | NTH69-0 | Commercial |  | 105000 | 2024
20251-213971-01 | Freeborn Mower Electric Cooperative | 41 | 6782 | Co-op | NOVA12230 | 38 | Solar |  |  | Interconnected | Elkton | 55933 | GRAND MEADOW RURAL | GMW | Residential |  | 115000 | 2024 | 2024
20251-213971-01 | Freeborn Mower Electric Cooperative | 41 | 6782 | Co-op | NOVA12237 | 38 | Solar |  |  | Interconnected | Rose Creek | 55970 | ROSECREEK | RS | Residential |  | 110000 | 2024 | 2024
20251-213971-01 | Freeborn Mower Electric Cooperative | 41 | 6782 | Co-op | NOVA12276 | 39.8 | Solar |  |  | Interconnected | Dexter | 55926 | WOLFE CREEK 69KV-T | 532 | Residential |  | 119178 | 2024 | 2024
20251-213971-01 | Freeborn Mower Electric Cooperative | 41 | 6782 | Co-op | NOVA12364 | 30 | Solar |  |  | Active Application | Austin | 55912 | CORNING | CNW | Residential |  | 94860 | 2024
20251-213971-01 | Freeborn Mower Electric Cooperative | 41 | 6782 | Co-op | NOVA12402 | 200 | Solar |  |  | Active Application | Albert Lea | 56007 | AL-West Side | 86 | Commercial |  | 588750 | 2024
20251-213971-01 | Freeborn Mower Electric Cooperative | 41 | 6782 | Co-op | NOVA12455 | 7.68 | Solar |  |  | Active Application | Austin | 55912 | ROSECREEK | RN | Residential |  | 35093.02 | 2024
20251-213971-01 | Freeborn Mower Electric Cooperative | 41 | 6782 | Co-op | NOVA1431900 | 4.64 | Solar |  |  | Interconnected | Alden | 56009 | AL-West Side | 62 | Residential |  | 3660 | 2020 | 2020
20251-213971-01 | Freeborn Mower Electric Cooperative | 41 | 6782 | Co-op | NOVA143900 | 4.06 | Solar |  |  | Interconnected | Alden | 56009 | AL-West Side | 62 | Residential |  | 24239 | 2020 | 2020
20251-213971-01 | Freeborn Mower Electric Cooperative | 41 | 6782 | Co-op | NOVA153806 | 38 | Solar |  |  | Withdrawn | Rose Creek | 55970 | ROSECREEK | RNW | Residential |  | 110000 | 2018 | 2018
20251-213971-01 | Freeborn Mower Electric Cooperative | 41 | 6782 | Co-op | NOVA164802 | 39.45 | Solar |  |  | Interconnected | Leroy | 55951 | TAOPI | TE | Residential |  |  | 2017 | 2017
20251-213971-01 | Freeborn Mower Electric Cooperative | 41 | 6782 | Co-op | NOVA165101 | 40 | Solar |  |  | Interconnected | Ellendale | 56026 | LERDAL | LE | Residential |  | 155000 | 2018 | 2018
20251-213971-01 | Freeborn Mower Electric Cooperative | 41 | 6782 | Co-op | NOVA1712900 | 39.68 | Solar |  |  | Interconnected | Albert Lea | 56007 | AL-SOUTH BROADWAY | 79 | Industrial |  |  | 2015 | 2015
20251-213971-01 | Freeborn Mower Electric Cooperative | 41 | 6782 | Co-op | NOVA178200 | 39.9 | Solar |  |  | Interconnected | Brownsdale | 55918 | BROWNSDALE | BE | Residential |  | 137650 | 2019 | 2019
20251-213971-01 | Freeborn Mower Electric Cooperative | 41 | 6782 | Co-op | NOVA2104601 | 39.36 | Solar |  |  | Interconnected | Albert Lea | 56007 | AL-West Side | 63 | Commercial |  |  | 2016 | 2016 | 2022
20251-213971-01 | Freeborn Mower Electric Cooperative | 41 | 6782 | Co-op | NOVA2406600 | 37.5 | Solar |  |  | Interconnected | Glenville | 56036 | SHELL ROCK | 21 | Residential |  | 108000 | 2020 | 2020 | 2022
20251-213971-01 | Freeborn Mower Electric Cooperative | 41 | 6782 | Co-op | NOVA2412700 | 34.2 | Solar |  |  | Interconnected | Grand Meadow | 55936 | GRAND MEADOW RURAL | GMN | Residential |  | 90730 | 2020 | 2021
20251-213971-01 | Freeborn Mower Electric Cooperative | 41 | 6782 | Co-op | NOVA2436600 | 35 | Solar |  |  | Interconnected | Grand Meadow | 55936 | GRAND MEADOW RURAL | GMN | Commercial |  |  | 2019 | 2020
20251-213971-01 | Freeborn Mower Electric Cooperative | 41 | 6782 | Co-op | NOVA2517100 | 8.12 | Solar |  |  | Interconnected | Hollandale | 56045 | CORNING | CW | Residential |  | 42828.18 | 2021 | 2021
20251-213971-01 | Freeborn Mower Electric Cooperative | 41 | 6782 | Co-op | NOVA2530301 | 38 | Solar |  |  | Interconnected | Adams | 55909 | ADAMS | 3 | Residential |  | 80000 | 2019 | 2019
20251-213971-01 | Freeborn Mower Electric Cooperative | 41 | 6782 | Co-op | NOVA2539500 | 38 | Solar |  |  | Interconnected | Leroy | 55951 | TAOPI | TS | Residential |  | 75000 | 2019 | 2020
20251-213971-01 | Freeborn Mower Electric Cooperative | 41 | 6782 | Co-op | NOVA2551401 | 7.6 | Solar |  |  | Interconnected | Leroy | 55951 | TAOPI | TS | Commercial |  |  | 2015 | 2015
20251-213971-01 | Freeborn Mower Electric Cooperative | 41 | 6782 | Co-op | NOVA2551901 | 7.6 | Solar |  |  | Interconnected | Leroy | 55951 | TAOPI | TS | Residential |  | 12000 | 2017 | 2018
20251-213971-01 | Freeborn Mower Electric Cooperative | 41 | 6782 | Co-op | NOVA25868-04 | 11.4 | Solar |  |  | Interconnected | Leroy | 55951 | TAOPI | TS | Commercial |  |  | 2021 | 2016
20251-213971-01 | Freeborn Mower Electric Cooperative | 41 | 6782 | Co-op | NOVA273803 | 22.8 | Solar |  |  | Interconnected | Clayton | 55977 | TAOPI | TN | Residential |  | 69350 | 2019 | 2019
20251-213971-01 | Freeborn Mower Electric Cooperative | 41 | 6782 | Co-op | NOVA2810500 | 12 | Solar |  |  | Interconnected | Dexter | 55926 | SARGEANT | SE | Residential |  | 28344 | 2019 | 2020
20251-213971-01 | Freeborn Mower Electric Cooperative | 41 | 6782 | Co-op | NOVA2821501 | 38 | Solar |  |  | Interconnected | Gran | 55936 | GRAND MEADOW RURAL | GMS | Residential |  | 110000 | 2020 | 2020
20251-213971-01 | Freeborn Mower Electric Cooperative | 41 | 6782 | Co-op | NOVA2822500 | 12.5 | Solar |  |  | Interconnected | Albert Lea | 56007 | BANCROFT | BAS | Residential |  | 45540 | 2020 | 2020
20251-213971-01 | Freeborn Mower Electric Cooperative | 41 | 6782 | Co-op | NOVA2836200 | 36 | Solar |  |  | Interconnected | Albert Lea | 56007 | AL-West Side | 63 | Commercial |  |  | 2016 | 2016
20251-213971-01 | Freeborn Mower Electric Cooperative | 41 | 6782 | Co-op | NOVA2844200 | 40 | Solar |  |  | Interconnected | Leroy | 55951 | RICEVILLE | 907 | Residential |  | 129000 | 2018 | 2018
20251-213971-01 | Freeborn Mower Electric Cooperative | 41 | 6782 | Co-op | NOVA287401 | 38 | Solar |  |  | Interconnected | Leroy | 55951 | TAOPI | TE | Residential |  | 115000 | 2019 | 2019
20251-213971-01 | Freeborn Mower Electric Cooperative | 41 | 6782 | Co-op | NOVA2877101 | 38 | Solar |  |  | Interconnected | Leroy | 55951 | TAOPI | TS | Residential |  | 75000 | 2019 | 2020
20251-213971-01 | Freeborn Mower Electric Cooperative | 41 | 6782 | Co-op | NOVA288501 | 30 | Solar |  |  | Interconnected | Leroy | 55951 | TAOPI | TE | Residential |  |  | 2018 | 2018
20251-213971-01 | Freeborn Mower Electric Cooperative | 41 | 6782 | Co-op | NOVA288501 | 37.6 | Solar |  |  | Interconnected | Le Roy | 55951 | TAOPI | TE | Residential |  | 24500 | 2020 | 2020
20251-213971-01 | Freeborn Mower Electric Cooperative | 41 | 6782 | Co-op | NOVA2904501 | 4.18 | Solar |  |  | Interconnected | Albert Lea | 56007 | NORTHBRIDGE | North Bridge Tran 2 | Residential |  | 17464 | 2020 | 2021
20251-213971-01 | Freeborn Mower Electric Cooperative | 41 | 6782 | Co-op | NOVA2925000 | 11.99 | Solar |  |  | Interconnected | Albert Lea | 56007 | NORTHBRIDGE | North Bridge Tran 1 | Commercial |  | 32782 | 2020 | 2020 | 2023
20251-213971-01 | Freeborn Mower Electric Cooperative | 41 | 6782 | Co-op | NOVA293103 | 38 | Solar |  |  | Interconnected | Rose Creek | 55970 | ROSECREEK | RNW | Residential |  |  | 2017 | 2017
20251-213971-01 | Freeborn Mower Electric Cooperative | 41 | 6782 | Co-op | NOVA315202 | 10.4 | Solar |  |  | Interconnected | Waltham | 55982 | BROWNSDALE | BN | Residential |  |  | 2016 | 2016
20251-213971-01 | Freeborn Mower Electric Cooperative | 41 | 6782 | Co-op | NOVA318501 | 37.8 | Solar |  |  | Interconnected | Clarks Grove | 56016 | LERDAL | LN | Residential |  | 107325 | 2019 | 2019
20251-213971-01 | Freeborn Mower Electric Cooperative | 41 | 6782 | Co-op | NOVA327801 | 30.4 | Solar |  |  | Interconnected | Taopi | 55977 | TAOPI | TS | Residential |  |  | 2016 | 2016
20251-213971-01 | Freeborn Mower Electric Cooperative | 41 | 6782 | Co-op | NOVA330707 | 39.5 | Solar |  |  | Interconnected | Blooming Prairie | 55917 | BROWNSDALE | BN | Residential |  |  | 2019 | 2019
20251-213971-01 | Freeborn Mower Electric Cooperative | 41 | 6782 | Co-op | NOVA348503 | 26.6 | Solar |  |  | Interconnected | Leroy | 55951 | TAOPI | TS | Residential |  | 70000 | 2019 | 2019
20251-213971-01 | Freeborn Mower Electric Cooperative | 41 | 6782 | Co-op | NOVA353901 | 36 | Solar |  |  | Interconnected | Blooming Prairie | 55917 | CORNING | CNE | Residential |  |  | 2018 | 2019
20251-213971-01 | Freeborn Mower Electric Cooperative | 41 | 6782 | Co-op | NOVA360003 | 37.78 | Solar |  |  | Interconnected | Grand Meadow | 55936 | GRAND MEADOW RURAL | GMS | Residential |  |  | 2018 | 2018
20251-213971-01 | Freeborn Mower Electric Cooperative | 41 | 6782 | Co-op | NOVA361301 | 18 | Solar |  |  | Interconnected | Sargeant | 55973 | SARGEANT | SS | Residential |  | 119000 | 2019 | 2019
20251-213971-01 | Freeborn Mower Electric Cooperative | 41 | 6782 | Co-op | NOVA364001 | 37.78 | Solar |  |  | Interconnected | Adams | 55909 | ROSECREEK | RS | Residential |  |  | 2018 | 2018
20251-213971-01 | Freeborn Mower Electric Cooperative | 41 | 6782 | Co-op | NOVA381101 | 37.6 | Solar |  |  | Interconnected | Waltham | 55982 | BROWNSDALE | BN | Residential |  |  | 2016 | 2016
20251-213971-01 | Freeborn Mower Electric Cooperative | 41 | 6782 | Co-op | NOVA408902 | 20 | Solar |  |  | Interconnected | Rose Creek | 55970 | ROSECREEK | RS | Residential |  |  | 2015 | 2015
20251-213971-01 | Freeborn Mower Electric Cooperative | 41 | 6782 | Co-op | NOVA453101 | 24 | Solar |  |  | Interconnected | Hayfield | 55940 | BROWNSDALE | BN | Residential |  | 100530 | 2020 | 2021
20251-213971-01 | Freeborn Mower Electric Cooperative | 41 | 6782 | Co-op | NOVA468204 | 7.6 | Solar |  |  | Interconnected | Albert Lea | 56007 | AL-19th | NTH64-0 | Residential |  |  | 2017 | 2017
20251-213971-01 | Freeborn Mower Electric Cooperative | 41 | 6782 | Co-op | NOVA4688 | 37.5 | Solar |  |  | Interconnected | Grand Meadow | 55936 | GRAND MEADOW RURAL | GMN | Residential |  | 103990 | 2021 | 2021
20251-213971-01 | Freeborn Mower Electric Cooperative | 41 | 6782 | Co-op | NOVA4706 | 26.52 | Solar |  |  | Interconnected | Austin | 55912 | BROWNSDALE | BN | Residential |  | 76706 | 2021 | 2021
20251-213971-01 | Freeborn Mower Electric Cooperative | 41 | 6782 | Co-op | NOVA4728 | 23.1 | Solar |  |  | Withdrawn | Albert Lea | 56007 | EXOL | EXN | Residential |  | 82782 | 2021
20251-213971-01 | Freeborn Mower Electric Cooperative | 41 | 6782 | Co-op | NOVA4753 | 38 | Solar |  |  | Interconnected | Rose Creek | 55970 | ROSECREEK | RNW | Residential |  | 1e+05 | 2021 | 2021
20251-213971-01 | Freeborn Mower Electric Cooperative | 41 | 6782 | Co-op | NOVA4755 | 13.05 | Solar |  |  | Interconnected | Albert Lea | 56007 | AL-SOUTH BROADWAY | 76 | Residential |  | 28800 | 2021 | 2021
20251-213971-01 | Freeborn Mower Electric Cooperative | 41 | 6782 | Co-op | NOVA475704 | 3.8 | Solar |  |  | Interconnected | Austin | 55912 | BROWNSDALE | BW | Residential |  | 18788 | 2020 | 2021
20251-213971-01 | Freeborn Mower Electric Cooperative | 41 | 6782 | Co-op | NOVA4802 | 30.8 | Solar |  |  | Interconnected | Albert Lea |  | EXOL | EXN | Residential |  | 87000 | 2021 | 2021
20251-213971-01 | Freeborn Mower Electric Cooperative | 41 | 6782 | Co-op | NOVA4823 | 23.1 | Solar |  |  | Interconnected | Albert Lea | 56007 | LERDAL | LN | Residential |  | 72000 | 2021 | 2021
20251-213971-01 | Freeborn Mower Electric Cooperative | 41 | 6782 | Co-op | NOVA4838 | 3.77 | Solar |  |  | Interconnected | Albert Lea | 56007 | NORTHBRIDGE | North Bridge Tran 1 | Residential |  | 18950 | 2021 | 2021
20251-213971-01 | Freeborn Mower Electric Cooperative | 41 | 6782 | Co-op | NOVA4845 | 4.62 | Solar |  |  | Withdrawn | Albert Lea | 56007 | AL-West Side | 85 | Residential |  | 25244 | 2021
20251-213971-01 | Freeborn Mower Electric Cooperative | 41 | 6782 | Co-op | NOVA4908 | 37.5 | Solar |  |  | Interconnected | Taopi | 55977 | GRAND MEADOW RURAL | GMN | Residential |  | 104060 | 2021 | 2021
20251-213971-01 | Freeborn Mower Electric Cooperative | 41 | 6782 | Co-op | NOVA4931 | 7.6 | Solar |  |  | Withdrawn | Le Roy | 55951 | TAOPI | TS | Residential |  | 43312.25 | 2021
20251-213971-01 | Freeborn Mower Electric Cooperative | 41 | 6782 | Co-op | NOVA4949 | 15 | Solar |  |  | Withdrawn | Albert Lea | 56007 | BANCROFT | BAN | Residential |  | 51765 | 2021
20251-213971-01 | Freeborn Mower Electric Cooperative | 41 | 6782 | Co-op | NOVA4985 | 3.8 | Solar |  |  | Withdrawn | Albert Lea |  | AL-West Side | 85 | Residential |  | 19264 | 2021
20251-213971-01 | Freeborn Mower Electric Cooperative | 41 | 6782 | Co-op | NOVA5057 | 39.99 | Solar |  |  | Interconnected | Albert Lea | 56007 | FREEBORN | FE | Residential |  | 1e+05 | 2021 | 2021
20251-213971-01 | Freeborn Mower Electric Cooperative | 41 | 6782 | Co-op | NOVA5164 | 4.06 | Solar |  |  | Interconnected | Glenville | 56036 | LONDON | LOW | Residential |  | 16914 | 2021 | 2021
20251-213971-01 | Freeborn Mower Electric Cooperative | 41 | 6782 | Co-op | NOVA52301 | 11.4 | Solar |  |  | Interconnected | Albert Lea | 56007 | MANSFIELD | MN | Residential |  | 62491 | 2020 | 2021
20251-213971-01 | Freeborn Mower Electric Cooperative | 41 | 6782 | Co-op | NOVA5263 | 38.34 | Solar |  |  | Interconnected | Blooming Prairie | 55917 | CORNING | CNE | Residential |  | 90000 | 2021 | 2022
20251-213971-01 | Freeborn Mower Electric Cooperative | 41 | 6782 | Co-op | NOVA5317 | 13.96 | Solar |  |  | Interconnected | Hartland | 56042 | FREEBORN | FN | Residential |  | 52739 | 2021 | 2022
20251-213971-01 | Freeborn Mower Electric Cooperative | 41 | 6782 | Co-op | NOVA538102 | 35.16 | Solar |  |  | Interconnected | Taopi | 55977 | TAOPI | TE | Residential |  |  | 2018 | 2018
20251-213971-01 | Freeborn Mower Electric Cooperative | 41 | 6782 | Co-op | NOVA5530 | 6 | Solar |  |  | Interconnected | Sargeant | 55973 | SARGEANT | SE | Residential |  | 49520 | 2021 | 2022
20251-213971-01 | Freeborn Mower Electric Cooperative | 41 | 6782 | Co-op | NOVA5550 | 5 | Solar |  |  | Interconnected | Albert Lea | 56007 | AL-19th | NTH69-0 | Residential |  | 30000 | 2022 | 2022
20251-213971-01 | Freeborn Mower Electric Cooperative | 41 | 6782 | Co-op | NOVA5606 | 21 | Solar |  |  | Interconnected | Albert Lea | 56007 | FREEBORN | FN | Residential |  | 75000 | 2022 | 2022
20251-213971-01 | Freeborn Mower Electric Cooperative | 41 | 6782 | Co-op | NOVA5665 | 19 | Solar |  |  | Interconnected | Rose Creek | 55970 | ADAMS | 3 | Residential |  | 44500 | 2022 | 2022
20251-213971-01 | Freeborn Mower Electric Cooperative | 41 | 6782 | Co-op | NOVA5689 | 19 | Solar |  |  | Interconnected | Austin | 55912 | BROWNSDALE | BN | Residential |  | 41000 | 2022 | 2022
20251-213971-01 | Freeborn Mower Electric Cooperative | 41 | 6782 | Co-op | NOVA5714 | 7.54 | Solar |  |  | Interconnected | Albert Lea | 56007 | AL-19th | NTH64-0 | Residential |  | 15000 | 2022 | 2022
20251-213971-01 | Freeborn Mower Electric Cooperative | 41 | 6782 | Co-op | NOVA571702 | 39.45 | Solar |  |  | Interconnected | Leroy | 55951 | TAOPI | TS | Residential |  |  | 2017 | 2017
20251-213971-01 | Freeborn Mower Electric Cooperative | 41 | 6782 | Co-op | NOVA572904 | 7.6 | Solar |  |  | Interconnected | Albert Lea | 56007 | BANCROFT | BAN | Residential |  |  | 2016 | 2016
20251-213971-01 | Freeborn Mower Electric Cooperative | 41 | 6782 | Co-op | NOVA5773 | 38 | Solar |  |  | Interconnected | Adams | 55909 | ROSECREEK | RS | Residential |  | 110000 | 2022 | 2022
20251-213971-01 | Freeborn Mower Electric Cooperative | 41 | 6782 | Co-op | NOVA5776 | 7.67 | Solar |  |  | Interconnected | Albert Lea | 56007 | AL-West Side | 18 | Residential |  | 43953 | 2022 | 2022
20251-213971-01 | Freeborn Mower Electric Cooperative | 41 | 6782 | Co-op | NOVA5800 | 9.86 | Solar |  |  | Interconnected | Adams | 55909 | ROSECREEK | RN | Residential |  | 25000 | 2022 | 2022
20251-213971-01 | Freeborn Mower Electric Cooperative | 41 | 6782 | Co-op | NOVA580201 | 35.2 | Solar |  |  | Interconnected | Dexter | 55926 | BROWNSDALE | BE | Residential |  |  | 2016 | 2016
20251-213971-01 | Freeborn Mower Electric Cooperative | 41 | 6782 | Co-op | NOVA581300 | 30.2 | Solar |  |  | Interconnected | Adams | 55909 | ROSECREEK | RS | Residential |  | 59000 | 2019 | 2019
20251-213971-01 | Freeborn Mower Electric Cooperative | 41 | 6782 | Co-op | NOVA582801 | 38 | Solar |  |  | Interconnected | Le Roy | 55951 | TAOPI | TS | Residential |  | 1e+05 | 2021 | 2021
20251-213971-01 | Freeborn Mower Electric Cooperative | 41 | 6782 | Co-op | NOVA583401 | 38 | Solar |  |  | Interconnected | Rose Creek | 55970 | ROSECREEK | RNW | Residential |  |  | 2017 | 2017
20251-213971-01 | Freeborn Mower Electric Cooperative | 41 | 6782 | Co-op | NOVA584401 | 38.2 | Solar |  |  | Interconnected | Oakland | 56007 | LONDON | LONW | Residential |  | 101250 | 2019 | 2019
20251-213971-01 | Freeborn Mower Electric Cooperative | 41 | 6782 | Co-op | NOVA5845 | 30.45 | Solar |  |  | Withdrawn | Austin | 55912 | CORNING | CS | Residential |  | 42000 | 2022
20251-213971-01 | Freeborn Mower Electric Cooperative | 41 | 6782 | Co-op | NOVA5882 | 38.28 | Solar |  |  | Interconnected | Albert Lea | 56007 | LERDAL | LE | Residential |  | 155105.26 | 2022 | 2022
20251-213971-01 | Freeborn Mower Electric Cooperative | 41 | 6782 | Co-op | NOVA5947 | 24.94 | Solar |  |  | Interconnected | Hollandale | 56045 | LERDAL | LN | Residential |  | 51600 | 2022 | 2022
20251-213971-01 | Freeborn Mower Electric Cooperative | 41 | 6782 | Co-op | NOVA5970 | 17.4 | Solar |  |  | Interconnected | Brownsdale | 55918 | BROWNSDALE | BE | Residential |  | 63200 | 2022 | 2023
20251-213971-01 | Freeborn Mower Electric Cooperative | 41 | 6782 | Co-op | NOVA5980 | 12.76 | Solar |  |  | Interconnected | Taopi | 55977 | TAOPI | TW | Residential |  | 62526 | 2022 | 2022
20251-213971-01 | Freeborn Mower Electric Cooperative | 41 | 6782 | Co-op | NOVA5995 | 6.96 | Solar |  |  | Interconnected | Brownsdale | 55918 | BROWNSDALE | BE | Residential |  | 15000 | 2022 | 2022
20251-213971-01 | Freeborn Mower Electric Cooperative | 41 | 6782 | Co-op | NOVA6033 | 5.58 | Solar |  |  | Interconnected | Alden | 56009 | AL-West Side | 62 | Residential |  | 26363 | 2022 | 2022
20251-213971-01 | Freeborn Mower Electric Cooperative | 41 | 6782 | Co-op | NOVA6059 | 15.95 | Solar |  | X | Interconnected | Clarks Grove | 56016 | BANCROFT | BAN | Residential |  | 40000 | 2022 | 2023
20251-213971-01 | Freeborn Mower Electric Cooperative | 41 | 6782 | Co-op | NOVA6092 | 10.44 | Solar |  | X | Interconnected | Austin | 55912 | BROWNSDALE | BN | Residential |  | 103342 | 2022 | 2022
20251-213971-01 | Freeborn Mower Electric Cooperative | 41 | 6782 | Co-op | NOVA6106 | 15.4 | Solar |  |  | Interconnected | Albert Lea | 56007 | BANCROFT | BAN | Residential |  | 49000 | 2022 | 2022
20251-213971-01 | Freeborn Mower Electric Cooperative | 41 | 6782 | Co-op | NOVA6150 | 38 | Solar |  |  | Interconnected | Adams | 55909 | ADAMS | 3 | Residential |  | 80000 | 2022 | 2022
20251-213971-01 | Freeborn Mower Electric Cooperative | 41 | 6782 | Co-op | NOVA6151 | 38 | Solar |  |  | Interconnected | Brownsdale | 55918 | ROSECREEK | RN | Residential |  | 80000 | 2022 | 2022
20251-213971-01 | Freeborn Mower Electric Cooperative | 41 | 6782 | Co-op | NOVA6153 | 38 | Solar |  |  | Interconnected | Le Roy | 55951 | TAOPI | TS | Residential |  | 80000 | 2022 | 2022
20251-213971-01 | Freeborn Mower Electric Cooperative | 41 | 6782 | Co-op | NOVA6404 | 10.15 | Solar |  |  | Interconnected | Austin | 55912 | CORNING | CE | Residential |  | 55000 | 2022 | 2023
20251-213971-01 | Freeborn Mower Electric Cooperative | 41 | 6782 | Co-op | NOVA6462 | 38 | Solar |  |  | Interconnected | Adams | 55909 | ADAMS | 3 | Residential |  | 80000 | 2022 | 2022
20251-213971-01 | Freeborn Mower Electric Cooperative | 41 | 6782 | Co-op | NOVA6464 | 38 | Solar |  |  | Interconnected | Adams | 55909 | ADAMS | 3 | Residential |  | 80000 | 2022 | 2022
20251-213971-01 | Freeborn Mower Electric Cooperative | 41 | 6782 | Co-op | NOVA6465 | 38 | Solar |  |  | Interconnected | Grand Meadow | 55936 | GRAND MEADOW RURAL | GMW | Residential |  | 80000 | 2022 | 2022
20251-213971-01 | Freeborn Mower Electric Cooperative | 41 | 6782 | Co-op | NOVA6472 | 38 | Solar |  |  | Interconnected | Grand Meadow | 55936 | GRAND MEADOW RURAL | GMW | Residential |  | 80000 | 2022 | 2022
20251-213971-01 | Freeborn Mower Electric Cooperative | 41 | 6782 | Co-op | NOVA6524 | 13.96 | Solar |  |  | Interconnected | Blooming Prairie | 55917 | CORNING | CNE | Residential |  | 30000 | 2022 | 2022
20251-213971-01 | Freeborn Mower Electric Cooperative | 41 | 6782 | Co-op | NOVA6560 | 4.93 | Solar |  |  | Interconnected | Albert Lea | 56007 | AL-19th | NTH64-0 | Residential |  | 22904 | 2022 | 2022
20251-213971-01 | Freeborn Mower Electric Cooperative | 41 | 6782 | Co-op | NOVA6572 | 4 | Solar |  |  | Withdrawn | Le Roy | 55951 | TAOPI | TS | Residential |  | 31941 | 2022
20251-213971-01 | Freeborn Mower Electric Cooperative | 41 | 6782 | Co-op | NOVA6603 | 30.45 | Solar |  |  | Interconnected | Austin | 55912 | CORNING | CS | Residential |  | 123783.78 | 2022 | 2023
20251-213971-01 | Freeborn Mower Electric Cooperative | 41 | 6782 | Co-op | NOVA6612 | 39.9 | Solar |  |  | Interconnected | Albert Lea | 56007 | AL-19th | NTH64-0 | Commercial |  | 174640 | 2022 | 2023
20251-213971-01 | Freeborn Mower Electric Cooperative | 41 | 6782 | Co-op | NOVA6621 | 39.9 | Solar |  |  | Interconnected | Albert Lea | 56007 | AL-West Side | 63 | Commercial |  | 174640 | 2022 | 2023
20251-213971-01 | Freeborn Mower Electric Cooperative | 41 | 6782 | Co-op | NOVA6743 | 37.5 | Solar |  |  | Interconnected | Clarks Grove | 56016 | LERDAL | LN | Residential |  | 115000 | 2022 | 2022
20251-213971-01 | Freeborn Mower Electric Cooperative | 41 | 6782 | Co-op | NOVA687401 | 7.6 | Solar |  |  | Interconnected | Austin | 55912 | BROWNSDALE | BE | Residential |  |  | 2017 | 2017
20251-213971-01 | Freeborn Mower Electric Cooperative | 41 | 6782 | Co-op | NOVA693400 | 28.8 | Solar |  |  | Interconnected | Albert Lea | 56007 | BANCROFT | BAW | Residential |  |  | 2016 | 2016
20251-213971-01 | Freeborn Mower Electric Cooperative | 41 | 6782 | Co-op | NOVA7065 | 38 | Solar |  |  | Interconnected | Ellendale | 56026 | LERDAL | LN | Residential |  | 135000 | 2022 | 2024
20251-213971-01 | Freeborn Mower Electric Cooperative | 41 | 6782 | Co-op | NOVA7104 | 38 | Solar |  |  | Interconnected | Rose Creek | 55970 | ROSECREEK | RNW | Residential |  | 80000 | 2022 | 2023
20251-213971-01 | Freeborn Mower Electric Cooperative | 41 | 6782 | Co-op | NOVA7115 | 13.92 | Solar |  |  | Withdrawn | Dexter | 55926 |  |  |  |  | 88206.06 | 2022
20251-213971-01 | Freeborn Mower Electric Cooperative | 41 | 6782 | Co-op | NOVA723603 | 10 | Solar |  |  | Interconnected | Austin | 55912 | ROSECREEK | RN | Residential |  |  | 2016 | 2016
20251-213971-01 | Freeborn Mower Electric Cooperative | 41 | 6782 | Co-op | NOVA7270 | 32.64 | Solar |  |  | Interconnected | Rose Creek | 55970 | ROSECREEK | RS | Residential |  | 120000 | 2022 | 2023
20251-213971-01 | Freeborn Mower Electric Cooperative | 41 | 6782 | Co-op | NOVA7360 | 22.4 | Solar |  | X | Interconnected | Austin | 55912 | CORNING | CE | Residential |  | 65250 | 2022 | 2023
20251-213971-01 | Freeborn Mower Electric Cooperative | 41 | 6782 | Co-op | NOVA7421 | 50 | Solar |  |  | Interconnected | Albert Lea | 56007 | AL-SOUTH BROADWAY | 76 | Commercial |  | 131750 | 2023 | 2023
20251-213971-01 | Freeborn Mower Electric Cooperative | 41 | 6782 | Co-op | NOVA7747 | 37.5 | Solar |  |  | Interconnected | Glenville | 56036 | SHELL ROCK | 21 | Residential |  | 125000 | 2023 | 2023
20251-213971-01 | Freeborn Mower Electric Cooperative | 41 | 6782 | Co-op | NOVA77601 | 36 | Solar |  |  | Interconnected | Hartland | 56042 | FREEBORN | FE | Residential |  | 236842 | 2019 | 2019
20251-213971-01 | Freeborn Mower Electric Cooperative | 41 | 6782 | Co-op | NOVA7864 | 6.98 | Solar |  |  | Interconnected | Emmons | 56029 | MANSFIELD | MS | Residential |  | 30000 | 2023 | 2023
20251-213971-01 | Freeborn Mower Electric Cooperative | 41 | 6782 | Co-op | NOVA7869 | 7.6 | Solar |  |  | Interconnected | Glenville | 56036 | GLENVILLE | GE | Residential |  | 45000 | 2023 | 2023
20251-213971-01 | Freeborn Mower Electric Cooperative | 41 | 6782 | Co-op | NOVA7894 | 6 | Solar |  |  | Interconnected | Adams | 55909 | ROSECREEK | RS | Residential |  | 28000 | 2023 | 2023
20251-213971-01 | Freeborn Mower Electric Cooperative | 41 | 6782 | Co-op | NOVA7965 | 38 | Solar |  |  | Interconnected | Adams | 55909 | ROSECREEK | RS | Residential |  | 80000 | 2023 | 2023
20251-213971-01 | Freeborn Mower Electric Cooperative | 41 | 6782 | Co-op | NOVA7983 | 38 | Solar |  |  | Interconnected | Hayward | 56007 | GOOSELAKE | GLS | Residential |  | 80000 | 2023 | 2023
20251-213971-01 | Freeborn Mower Electric Cooperative | 41 | 6782 | Co-op | NOVA7984 | 38 | Solar |  |  | Interconnected | Adams | 55909 | TAOPI | TW | Residential |  | 80000 | 2023 | 2023
20251-213971-01 | Freeborn Mower Electric Cooperative | 41 | 6782 | Co-op | NOVA7986 | 38 | Solar |  |  | Interconnected | Albert Lea | 56007 | LERDAL | LE | Residential |  | 80000 | 2023 | 2023
20251-213971-01 | Freeborn Mower Electric Cooperative | 41 | 6782 | Co-op | NOVA8042 | 11.6 | Solar |  |  | Withdrawn | Grand Meadow | 55936 | GRAND MEADOW RURAL | GMN | Residential |  | 44700 | 2023
20251-213971-01 | Freeborn Mower Electric Cooperative | 41 | 6782 | Co-op | NOVA8059 | 31.41 | Solar |  |  | Interconnected | Grand Meadow | 55936 | GRAND MEADOW RURAL | GMN | Residential |  | 122275 | 2023 | 2023
20251-213971-01 | Freeborn Mower Electric Cooperative | 41 | 6782 | Co-op | NOVA815801 | 40 | Solar |  |  | Interconnected | Hayward | 56007 | EXOL | EXN | Residential |  | 103500 | 2019 | 2019
20251-213971-01 | Freeborn Mower Electric Cooperative | 41 | 6782 | Co-op | NOVA822400 | 38 | Solar |  |  | Interconnected | Leroy | 55951 | TAOPI | TS | Residential |  | 110000 | 2020 | 2020
20251-213971-01 | Freeborn Mower Electric Cooperative | 41 | 6782 | Co-op | NOVA8250 | 10 | Solar |  |  | Interconnected | Alden | 56009 | ALDEN | AN | Residential |  | 50517.66 | 2023 | 2023
20251-213971-01 | Freeborn Mower Electric Cooperative | 41 | 6782 | Co-op | NOVA8256 | 7.5 | Solar |  |  | Withdrawn | Albert Lea | 56007 | BANCROFT | BAW | Residential |  | 46468.59 | 2023
20251-213971-01 | Freeborn Mower Electric Cooperative | 41 | 6782 | Co-op | NOVA8320 | 6.59 | Solar |  |  | Interconnected | Brownsdale | 55918 | WOLFE CREEK 69KV-T | 532 | Residential |  | 28719 | 2023 | 2023
20251-213971-01 | Freeborn Mower Electric Cooperative | 41 | 6782 | Co-op | NOVA8335 | 38 | Solar |  |  | Interconnected | Rose Creek | 55970 | ROSECREEK | RN | Residential |  | 80000 | 2023 | 2023
20251-213971-01 | Freeborn Mower Electric Cooperative | 41 | 6782 | Co-op | NOVA8357 | 15.36 | Solar |  |  | Interconnected | Austin | 55912 | CORNING | CS | Residential |  | 29000 | 2023 | 2023
20251-213971-01 | Freeborn Mower Electric Cooperative | 41 | 6782 | Co-op | NOVA8417 | 30 | Solar |  |  | Interconnected | Grand Meadow | 55936 | GRAND MEADOW RURAL | GMN | Residential |  | 80000 | 2023 | 2023
20251-213971-01 | Freeborn Mower Electric Cooperative | 41 | 6782 | Co-op | NOVA8418 | 38 | Solar |  |  | Interconnected | Grand Meadow | 55936 | GRAND MEADOW RURAL | GMN | Residential |  | 118000 | 2023 | 2023
20251-213971-01 | Freeborn Mower Electric Cooperative | 41 | 6782 | Co-op | NOVA8426 | 38 | Solar |  |  | Interconnected | Lyle | 55953 | ROSECREEK | RS | Residential |  | 110000 | 2023 | 2023
20251-213971-01 | Freeborn Mower Electric Cooperative | 41 | 6782 | Co-op | NOVA8451 | 34.6 | Solar |  |  | Interconnected | Lyle | 55953 | ROSECREEK | RS | Residential |  | 118000 | 2023 | 2023
20251-213971-01 | Freeborn Mower Electric Cooperative | 41 | 6782 | Co-op | NOVA8472 | 38 | Solar |  |  | Interconnected | Lyle | 55953 | ROSECREEK | RS | Commercial |  | 90000 | 2023 | 2023
20251-213971-01 | Freeborn Mower Electric Cooperative | 41 | 6782 | Co-op | NOVA8474 | 38 | Solar |  |  | Withdrawn | Rose Creek | 55970 | ROSECREEK | RS | Residential |  | 87500 | 2023
20251-213971-01 | Freeborn Mower Electric Cooperative | 41 | 6782 | Co-op | NOVA8489 | 37.5 | Solar |  |  | Interconnected | Clarks Grove | 56016 | LERDAL | LN | Residential |  | 118500 | 2023 | 2023
20251-213971-01 | Freeborn Mower Electric Cooperative | 41 | 6782 | Co-op | NOVA8581 | 37.5 | Solar |  |  | Interconnected | Glenville | 56036 | SHELL ROCK | 20 | Residential |  | 125000 | 2023 | 2023
20251-213971-01 | Freeborn Mower Electric Cooperative | 41 | 6782 | Co-op | NOVA8651 | 10 | Solar |  |  | Interconnected | Adams | 55909 | ADAMS | 3 | Residential |  | 72258.52 | 2023 | 2024
20251-213971-01 | Freeborn Mower Electric Cooperative | 41 | 6782 | Co-op | NOVA8657 | 10.64 | Solar |  |  | Active Application | Clarks Grove | 56016 | LERDAL | LN | Residential |  | 113900 | 2024
20251-213971-01 | Freeborn Mower Electric Cooperative | 41 | 6782 | Co-op | NOVA877900 | 36.68 | Solar |  |  | Interconnected | Blooming Prairie | 55917 | CORNING | CNW | Residential |  |  | 2017 | 2017
20251-213971-01 | Freeborn Mower Electric Cooperative | 41 | 6782 | Co-op | NOVA8839 | 7.3 | Solar |  |  | Interconnected | Austin | 55912 | ROSECREEK | RNW | Residential |  | 27478 | 2023 | 2024
20251-213971-01 | Freeborn Mower Electric Cooperative | 41 | 6782 | Co-op | NOVA8863 | 7.68 | Solar |  |  | Interconnected | Blooming Prairie | 55917 | BROWNSDALE | BN | Residential |  | 49362 | 2023 | 2024
20251-213971-01 | Freeborn Mower Electric Cooperative | 41 | 6782 | Co-op | NOVA8908 | 38 | Solar |  |  | Interconnected | Rose Creek | 55970 | ROSECREEK | RS | Residential |  | 118000 | 2023 | 2024
20251-213971-01 | Freeborn Mower Electric Cooperative | 41 | 6782 | Co-op | NOVA8912 | 38 | Solar |  |  | Interconnected | Rose Creek | 55970 | ROSECREEK | RS | Residential |  | 118000 | 2023 | 2024
20251-213971-01 | Freeborn Mower Electric Cooperative | 41 | 6782 | Co-op | NOVA8924 | 39.9 | Solar |  |  | Interconnected | Albert Lea | 56007 | NORTHBRIDGE | North Bridge Tran 1 | Commercial |  | 162500 | 2023 | 2024
20251-213971-01 | Freeborn Mower Electric Cooperative | 41 | 6782 | Co-op | NOVA8976 | 37.5 | Solar |  |  | Interconnected | Austin | 55912 | ROSECREEK | RN | Residential |  | 113490 | 2023 | 2024
20251-213971-01 | Freeborn Mower Electric Cooperative | 41 | 6782 | Co-op | NOVA8990 | 7.56 | Solar |  |  | Interconnected | Albert Lea | 56007 | AL-West Side | 62 | Residential |  | 15120 | 2023 | 2024
20251-213971-01 | Freeborn Mower Electric Cooperative | 41 | 6782 | Co-op | NOVA8997 | 37.5 | Solar |  |  | Active Application | Austin | 55912 | ROSECREEK | RN | Residential |  | 113490 | 2023
20251-213971-01 | Freeborn Mower Electric Cooperative | 41 | 6782 | Co-op | NOVA9118 | 40 | Solar |  |  | Interconnected | Lyle | 55953 | LYLE - ST ANSGAR | Lyle - St Ansgar | Commercial |  | 162500 | 2024 | 2024
20251-213971-01 | Freeborn Mower Electric Cooperative | 41 | 6782 | Co-op | NOVA9131 | 3000 | Solar |  |  | Active Application | Grand Meadow | 55936 | GRAND MEADOW RURAL | GMN | Commercial |  |  | 2024
20251-213971-01 | Freeborn Mower Electric Cooperative | 41 | 6782 | Co-op | NOVA9151 | 3000 | Solar |  |  | Active Application |  |  | BANCROFT | BAW | Commercial |  |  | 2024
20251-213971-01 | Freeborn Mower Electric Cooperative | 41 | 6782 | Co-op | NOVA9176 | 38 | Solar |  |  | Interconnected | Sargeant | 55973 | SARGEANT | SN | Residential |  | 115000 | 2024 | 2024
20251-214141-01 | Glencoe Light and Power Commission | 42 | 7292 | Muni | 10-26273-00 | 4.2 | Solar |  |  | Interconnected | Glencoe | 55336 | Armstrong | at meter | Residential |  |  |  | 2009
20251-214141-01 | Glencoe Light and Power Commission | 42 | 7292 | Muni | 14-462000-00 | 5 | Solar |  |  | Decommissioned | Glencoe | 55336 | Armstrong |  | Residential |  |  |  | 2010 | 2021
20251-214141-01 | Glencoe Light and Power Commission | 42 | 7292 | Muni | 14-485000-00 | 5 | Solar |  |  | Interconnected | Glencoe | 55336 | Armstrong | at meter | Residential |  |  |  | 2010
20251-214141-01 | Glencoe Light and Power Commission | 42 | 7292 | Muni | 14-453000-02 | 2.4 | Wind |  |  | Interconnected | Glencoe | 55336 | Armstrong | at meter | Residential |  |  |  | 2009
20251-214141-01 | Glencoe Light and Power Commission | 42 | 7292 | Muni | Landfill Gas Facility | 3200 | Biogas |  |  | Interconnected | Glencoe | 55336 | Armstrong | Feeder #11 | Commercial |  |  |  | 2008
20251-214141-01 | Glencoe Light and Power Commission | 42 | 7292 | Muni | 01-013600-01 | 4.6 | Solar |  |  | Interconnected | Glencoe | 55336 | Armstrong | at meter | Residential |  |  |  | 2013
20251-214141-01 | Glencoe Light and Power Commission | 42 | 7292 | Muni | 11-829800-02 | 39.52 | Solar |  |  | Decommissioned | Glencoe | 55336 | Armstrong |  | Commercial |  |  |  | 2016 | 2020
20251-214141-01 | Glencoe Light and Power Commission | 42 | 7292 | Muni | 11-372000-00 | 8.7 | Solar |  |  | Interconnected | Glencoe | 55336 | Armstrong | at meter | Residential |  | 12000 | 2020 | 2020
20251-214141-01 | Glencoe Light and Power Commission | 42 | 7292 | Muni | 06-17100-02 | 11.52 | Solar |  |  | Interconnected | Glencoe | 55336 | Armstrong | at meter | Residential |  | 40000 | 2023 | 2023
20251-214141-01 | Glencoe Light and Power Commission | 42 | 7292 | Muni | 04-077800-01 | 9.216 | Solar |  |  | Interconnected | Glencoe | 55336 | Plant | at meter | Residential |  | 28288 | 2024 | 2024
20251-214141-01 | Glencoe Light and Power Commission | 42 | 7292 | Muni | 04-076800-01 | 6 | Solar |  |  | Interconnected | Glencoe | 55336 | Plant | at meter | Residential |  | 15000 | 2024 | 2024
20251-214104-01 | Goodhue County Coop Electric | 43 | 7460 | Co-op | 1000 | 39 | Wind |  |  | Interconnected |  | 55009 | Hader | 54 | Residential |  |  | 2001 | 2002 | 2020
20251-214104-01 | Goodhue County Coop Electric | 43 | 7460 | Co-op | 1001 | 20 | Wind |  |  | Interconnected |  | 55009 | Cannon Falls | 14 | Residential |  |  | 2008 | 2009
20251-214104-01 | Goodhue County Coop Electric | 43 | 7460 | Co-op | 1002 | 33 | Wind |  |  | Interconnected |  | 55041 | Belvidere Mills | 44 | Residential |  |  | 2009 | 2010
20251-214104-01 | Goodhue County Coop Electric | 43 | 7460 | Co-op | 1003 | 7.2 | Solar |  |  | Interconnected |  | 55057 | Cannon Falls | 14 | Residential |  |  | 2007 | 2007
20251-214104-01 | Goodhue County Coop Electric | 43 | 7460 | Co-op | 1004 | 7 | Solar |  |  | Interconnected |  | 55009 | Cannon Falls | 13 | Residential |  |  | 2010 | 2010
20251-214104-01 | Goodhue County Coop Electric | 43 | 7460 | Co-op | 1005 | 3.5 | Solar |  |  | Interconnected |  | 55066 | Belvidere Mills | 43 | Residential |  |  | 2009 | 2010
20251-214104-01 | Goodhue County Coop Electric | 43 | 7460 | Co-op | 1006 | 4.32 | Solar |  |  | Interconnected |  | 55009 | Cannon Falls | 13 | Residential |  |  | 2012 | 2012
20251-214104-01 | Goodhue County Coop Electric | 43 | 7460 | Co-op | 1007 | 11.76 | Solar |  |  | Interconnected |  | 55009 | Cannon Falls | 13 | Residential |  |  | 2015 | 2015
20251-214104-01 | Goodhue County Coop Electric | 43 | 7460 | Co-op | 1008 | 24.5 | Solar |  |  | Interconnected |  | 55089 | Vasa | 21 | Residential |  |  | 2012 | 2013
20251-214104-01 | Goodhue County Coop Electric | 43 | 7460 | Co-op | 1010 | 5.6 | Solar |  |  | Interconnected |  | 55009 | Cannon Falls | 13 | Residential |  |  | 2014 | 2014
20251-214104-01 | Goodhue County Coop Electric | 43 | 7460 | Co-op | 1011 | 6.3 | Solar |  |  | Interconnected |  | 55027 | Hader | 53 | Residential |  |  | 2014 | 2014
20251-214104-01 | Goodhue County Coop Electric | 43 | 7460 | Co-op | 1012 | 20.16 | Solar |  |  | Interconnected |  | 55009 | Cannon Falls | 14 | Residential |  |  | 2014 | 2015
20251-214104-01 | Goodhue County Coop Electric | 43 | 7460 | Co-op | 1013 | 5.04 | Solar |  |  | Interconnected |  | 55946 | Kenyon | 62 | Residential |  |  | 2015 | 2015
20251-214104-01 | Goodhue County Coop Electric | 43 | 7460 | Co-op | 1014 | 8.5 | Solar |  |  | Interconnected |  | 55009 | Cannon Falls | 14 | Residential |  |  | 2015 | 2015
20251-214104-01 | Goodhue County Coop Electric | 43 | 7460 | Co-op | 1015 | 9.12 | Solar |  |  | Interconnected |  | 55963 | Cherry Grove | 73 | Residential |  |  | 2015 | 2015
20251-214104-01 | Goodhue County Coop Electric | 43 | 7460 | Co-op | 1016 | 10.08 | Solar |  |  | Interconnected |  | 55066 | Vasa | 22 | Residential |  |  | 2015 | 2015
20251-214104-01 | Goodhue County Coop Electric | 43 | 7460 | Co-op | 1017 | 7.98 | Solar |  |  | Interconnected |  | 55057 | Cannon Falls | 14 | Residential |  |  | 2015 | 2016
20251-214104-01 | Goodhue County Coop Electric | 43 | 7460 | Co-op | 1018 | 36 | Solar |  |  | Interconnected |  | 55009 | Cannon Falls | 11 | Residential |  |  | 2015 | 2016
20251-214104-01 | Goodhue County Coop Electric | 43 | 7460 | Co-op | 1019 | 39 | Solar |  |  | Interconnected |  | 55985 | Cherry Grove | 73 | Residential |  |  | 2016 | 2016
20251-214104-01 | Goodhue County Coop Electric | 43 | 7460 | Co-op | 1020 | 35.2 | Solar |  |  | Interconnected |  | 55009 | Vasa | 21 | Residential |  |  | 2016 | 2016
20251-214104-01 | Goodhue County Coop Electric | 43 | 7460 | Co-op | 1021 | 5 | Solar |  |  | Interconnected |  | 55009 | Cannon Falls | 12 | Residential |  |  | 2016 | 2016
20251-214104-01 | Goodhue County Coop Electric | 43 | 7460 | Co-op | 1022 | 35.2 | Solar |  |  | Interconnected |  | 55009 | Hader | 54 | Residential |  |  | 2016 | 2016
20251-214104-01 | Goodhue County Coop Electric | 43 | 7460 | Co-op | 1023 | 9.45 | Solar |  |  | Interconnected |  | 55009 | Cannon Falls | 14 | Residential |  |  | 2016 | 2017
20251-214104-01 | Goodhue County Coop Electric | 43 | 7460 | Co-op | 1024 | 7.15 | Solar |  |  | Interconnected |  | 55009 | Vasa | 21 | Residential |  |  | 2016 | 2017
20251-214104-01 | Goodhue County Coop Electric | 43 | 7460 | Co-op | 1025 | 18 | Solar |  |  | Interconnected |  | 55018 | Kenyon | 63 | Residential |  |  | 2017 | 2017
20251-214104-01 | Goodhue County Coop Electric | 43 | 7460 | Co-op | 1009 | 15.2 | Solar |  |  | Interconnected |  | 55089 | Vasa | 21 | Residential |  |  | 2019 | 2019
20251-214104-01 | Goodhue County Coop Electric | 43 | 7460 | Co-op | 1026 | 7.68 | Solar |  |  | Interconnected |  | 55018 | Kenyon | 63 | Residential |  |  | 2018 | 2018
20251-214104-01 | Goodhue County Coop Electric | 43 | 7460 | Co-op | 1027 | 9.1 | Solar |  |  | Interconnected |  | 55018 | Cannon Falls | 11 | Residential |  |  | 2018 | 2018
20251-214104-01 | Goodhue County Coop Electric | 43 | 7460 | Co-op | 1028 | 18 | Solar |  |  | Interconnected |  | 55946 | Cherry Grove | 71 | Residential |  |  | 2018 | 2018
20251-214104-01 | Goodhue County Coop Electric | 43 | 7460 | Co-op | 1029 | 15.4 | Solar |  |  | Interconnected |  | 55946 | Kenyon | 62 | Residential |  |  | 2018 | 2018
20251-214104-01 | Goodhue County Coop Electric | 43 | 7460 | Co-op | 1030 | 36 | Solar |  |  | Interconnected |  | 55946 | Kenyon | 61 | Residential |  |  | 2018 | 2018
20251-214104-01 | Goodhue County Coop Electric | 43 | 7460 | Co-op | 1031 | 36 | Solar |  |  | Interconnected |  | 55009 | Cannon Falls | 14 | Residential |  |  | 2018 | 2019
20251-214104-01 | Goodhue County Coop Electric | 43 | 7460 | Co-op | 1032 | 30.4 | Solar |  |  | Interconnected |  | 55009 | Cannon Falls | 13 | Residential |  |  | 2018 | 2019
20251-214104-01 | Goodhue County Coop Electric | 43 | 7460 | Co-op | 1033 | 13.3 | Solar |  |  | Interconnected |  | 55963 | Cherry Grove | 73 | Residential |  |  | 2018 | 2018
20251-214104-01 | Goodhue County Coop Electric | 43 | 7460 | Co-op | NOVA1850 | 3.84 | Solar |  |  | Withdrawn |  |  | Cannon Falls | 14 | Residential |  | 22800 | 2019
20251-214104-01 | Goodhue County Coop Electric | 43 | 7460 | Co-op | NOVA1975 | 7.6 | Solar |  |  | Interconnected | Kenyon | 55946 | Kenyon | 62 | Residential |  | 7.6 | 2019 | 2019
20251-214104-01 | Goodhue County Coop Electric | 43 | 7460 | Co-op | NOVA2130 | 11.4 | Solar |  |  | Interconnected | Zumbrota | 55995 | Lena | 11 | Residential |  | 35000 | 2019 | 2019
20251-214104-01 | Goodhue County Coop Electric | 43 | 7460 | Co-op | NOVA2257 | 25 | Solar |  |  | Interconnected | Welch | 55089 | Vasa | 21 | Residential |  | 57600 | 2019 | 2019
20251-214104-01 | Goodhue County Coop Electric | 43 | 7460 | Co-op | NOVA2391 | 15 | Solar |  |  | Interconnected | Zumbrota | 55992 | Lena | 81 | Residential |  | 48650 | 2019 | 2019
20251-214104-01 | Goodhue County Coop Electric | 43 | 7460 | Co-op | NOVA2416 | 12 | Solar |  |  | Interconnected | Lake City | 55804 | Belvidere Mills | 41 | Residential |  | 79500 | 2019 | 2020
20251-214104-01 | Goodhue County Coop Electric | 43 | 7460 | Co-op | NOVA2512 | 11.4 | Solar |  |  | Interconnected | Cannon Falls | 55009 | Vasa | 21 | Residential |  | 40550 | 2019 | 2020
20251-214104-01 | Goodhue County Coop Electric | 43 | 7460 | Co-op | NOVA2566 | 19 | Solar |  |  | Interconnected | Cannon Falls | 55009 | Cannon Falls | 14 | Residential |  | 50000 | 2019 | 2019
20251-214104-01 | Goodhue County Coop Electric | 43 | 7460 | Co-op | NOVA2588 | 12.5 | Solar |  |  | Interconnected | Kenyon | 55946 | Kenyon | 62 | Residential |  | 38400 | 2019 | 2020
20251-214104-01 | Goodhue County Coop Electric | 43 | 7460 | Co-op | NOVA2685 | 7.6 | Solar |  |  | Interconnected | Cannon Falls | 55009 | Cannon Falls | 14 | Residential |  | 33263 | 2019 | 2020
20251-214104-01 | Goodhue County Coop Electric | 43 | 7460 | Co-op | NOVA2910 | 10 | Solar |  |  | Interconnected | Goodhue | 55027 | Hader | 53 | Residential |  | 30565 | 2020 | 2020
20251-214104-01 | Goodhue County Coop Electric | 43 | 7460 | Co-op | NOVA3041 | 39.99 | Solar |  |  | Interconnected | Kenyon | 55946 | Cherry Grove | 71 | Residential |  | 110000 | 2020 | 2021
20251-214104-01 | Goodhue County Coop Electric | 43 | 7460 | Co-op | NOVA3160 | 10 | Solar |  |  | Interconnected | Nerstrand | 55053 | Kenyon | 63 | Residential |  | 10000 | 2020 | 2020
20251-214104-01 | Goodhue County Coop Electric | 43 | 7460 | Co-op | NOVA3270 | 3.84 | Solar |  |  | Interconnected | Cannon Falls | 55009 | Cannon Falls | 14 | Residential |  | 22800 | 2020 | 2020
20251-214104-01 | Goodhue County Coop Electric | 43 | 7460 | Co-op | NOVA3359 | 20 | Solar |  |  | Interconnected | Welch | 55089 | Cannon Falls | 13 | Residential |  | 68081 | 2020 | 2020
20251-214104-01 | Goodhue County Coop Electric | 43 | 7460 | Co-op | NOVA3395 | 4.13 | Solar |  |  | Interconnected | Cannon Falls | 55009 | Cannon Falls | 13 | Residential |  | 16058 | 2020 | 2021
20251-214104-01 | Goodhue County Coop Electric | 43 | 7460 | Co-op | NOVA3518 | 19 | Solar |  |  | Interconnected | Cannon Falls | 55009 | Cannon Falls | 13 | Residential |  | 63535 | 2020 | 2020
20251-214104-01 | Goodhue County Coop Electric | 43 | 7460 | Co-op | NOVA3542 | 11.71 | Solar |  |  | Interconnected | Pine Island | 55963 | Lena | 83 | Residential |  | 36685 | 2020 | 2020
20251-214104-01 | Goodhue County Coop Electric | 43 | 7460 | Co-op | NOVA3560 | 7.12 | Solar |  |  | Interconnected | Red Wing | 55066 | Belvidere Mills | 42 | Residential |  | 23800 | 2020 | 2020
20251-214104-01 | Goodhue County Coop Electric | 43 | 7460 | Co-op | NOVA3735 | 3.8 | Solar |  |  | Interconnected | Goodhue | 55027 | Goodhue | 31 | Residential |  | 25000 | 2020 | 2021
20251-214104-01 | Goodhue County Coop Electric | 43 | 7460 | Co-op | NOVA3745 | 8.2 | Solar |  |  | Interconnected | Kenyon | 55946 | Hader | 52 | Residential |  | 20000 | 2020 | 2020
20251-214104-01 | Goodhue County Coop Electric | 43 | 7460 | Co-op | NOVA3802 | 12 | Solar |  |  | Interconnected | Goodhue | 55027 | Hader | 53 | Residential |  | 43300 | 2020 | 2021
20251-214104-01 | Goodhue County Coop Electric | 43 | 7460 | Co-op | NOVA3865 | 6 | Solar |  |  | Interconnected | Dennison | 55018 | Kenyon | 63 | Residential |  | 27990 | 2020 | 2021
20251-214104-01 | Goodhue County Coop Electric | 43 | 7460 | Co-op | NOVA3885 | 12 | Solar |  |  | Interconnected | Redwing | 56006 | Belvidere Mills | 42 | Residential |  | 47128 | 2020 | 2021
20251-214104-01 | Goodhue County Coop Electric | 43 | 7460 | Co-op | NOVA3936 | 13.96 | Solar |  |  | Interconnected | Pine Island | 55963 | Cherry Grove | 72 | Residential |  | 47500 | 2020 | 2021
20251-214104-01 | Goodhue County Coop Electric | 43 | 7460 | Co-op | NOVA4039 | 27.8 | Solar |  |  | Interconnected | Cannon Falls | 55009 | Cannon Falls | 11 | Residential |  | 75000 | 2021 | 2021
20251-214104-01 | Goodhue County Coop Electric | 43 | 7460 | Co-op | NOVA4367 | 29.92 | Solar |  |  | Interconnected | Kenyon | 55946 | Kenyon | 61 | Residential |  | 43500 | 2021 | 2021
20251-214104-01 | Goodhue County Coop Electric | 43 | 7460 | Co-op | NOVA4478 | 27.09 | Solar |  |  | Interconnected | Nerstrand | 55053 | Kenyon | 63 | Residential |  | 82500 | 2021 | 2021
20251-214104-01 | Goodhue County Coop Electric | 43 | 7460 | Co-op | NOVA4480 | 19 | Solar |  |  | Interconnected | Cannon Falls | 55009 | Cannon Falls | 14 | Residential |  | 55000 | 2021 | 2021
20251-214104-01 | Goodhue County Coop Electric | 43 | 7460 | Co-op | NOVA4513 | 4.06 | Solar |  |  | Interconnected | Goodhue | 55027 | Vasa | 22 | Residential |  | 16000 | 2021 | 2021
20251-214104-01 | Goodhue County Coop Electric | 43 | 7460 | Co-op | NOVA4549 | 8.12 | Solar |  |  | Interconnected | Kenyon | 55946 | Kenyon | 62 | Residential |  | 36213 | 2021 | 2021
20251-214104-01 | Goodhue County Coop Electric | 43 | 7460 | Co-op | NOVA4572 | 10.6 | Solar |  |  | Interconnected | Welch |  | Vasa | 23 | Residential |  | 33000 | 2021 | 2021
20251-214104-01 | Goodhue County Coop Electric | 43 | 7460 | Co-op | NOVA4614 | 16.4 | Solar |  |  | Interconnected | Lake City | 55041 | Belvidere Mills | 31 | Residential |  | 51600 | 2021 | 2021
20251-214104-01 | Goodhue County Coop Electric | 43 | 7460 | Co-op | NOVA4655 | 6.96 | Solar |  |  | Interconnected | Red Wing | 55066 | Vasa | 22 | Residential |  | 26748 | 2021 | 2021
20251-214104-01 | Goodhue County Coop Electric | 43 | 7460 | Co-op | NOVA4700 | 16 | Solar |  |  | Interconnected | Lake City | 55041 | Belvidere Mills | 31 | Residential |  | 26500 | 2021 | 2021
20251-214104-01 | Goodhue County Coop Electric | 43 | 7460 | Co-op | NOVA4722 | 30.8 | Solar |  |  | Interconnected | Lake City | 55041 | Belvidere Mills | 31 | Residential |  | 56000 | 2021 | 2021
20251-214104-01 | Goodhue County Coop Electric | 43 | 7460 | Co-op | NOVA4725 | 20 | Solar |  |  | Interconnected | Pine Island | 55963 | Cherry Grove | 73 | Residential |  | 57505 | 2021 | 2021
20251-214104-01 | Goodhue County Coop Electric | 43 | 7460 | Co-op | NOVA5061 | 7.6 | Solar |  | X | Interconnected | Cannon Falls | 55009 | Cannon Falls | 12 | Residential |  | 32382 | 2021 | 2022
20251-214104-01 | Goodhue County Coop Electric | 43 | 7460 | Co-op | NOVA5153 | 15.37 | Solar |  |  | Interconnected | Cannon Falls | 55009 | Cannon Falls | 14 | Residential |  | 23664 | 2021 | 2021
20251-214104-01 | Goodhue County Coop Electric | 43 | 7460 | Co-op | NOVA5175 | 22.8 | Solar |  |  | Interconnected | Welch | 55089 | Vasa | 21 | Residential |  | 66920 | 2021 | 2022
20251-214104-01 | Goodhue County Coop Electric | 43 | 7460 | Co-op | NOVA5224 | 8.37 | Solar |  |  | Interconnected | Cannon Falls | 55009 | Vasa | 21 | Residential |  | 32526 | 2021 | 2021
20251-214104-01 | Goodhue County Coop Electric | 43 | 7460 | Co-op | NOVA5264 | 26.4 | Solar |  |  | Interconnected | Red Wing | 55066 | Belvidere Mills | 32 | Residential |  | 95783.78 | 2021 | 2022
20251-214104-01 | Goodhue County Coop Electric | 43 | 7460 | Co-op | NOVA5318 | 12.56 | Solar |  |  | Interconnected | Cannon Falls | 55009 | Cannon Falls | 11 | Residential |  | 43920 | 2021 | 2022
20251-214104-01 | Goodhue County Coop Electric | 43 | 7460 | Co-op | NOVA5334 | 13.15 | Solar |  |  | Interconnected | Kenyon | 55946 | Kenyon | 61 | Residential |  | 56718 | 2021 | 2022
20251-214104-01 | Goodhue County Coop Electric | 43 | 7460 | Co-op | NOVA5352 | 19.54 | Solar |  |  | Interconnected | Kenyon |  | Hader | 52 | Residential |  | 53656 | 2021 | 2022
20251-214104-01 | Goodhue County Coop Electric | 43 | 7460 | Co-op | NOVA5356 | 17.54 | Solar |  |  | Interconnected | Cannon Falls | 55009 | Cannon Falls | 14 | Residential |  | 28127.32 | 2021 | 2022
20251-214104-01 | Goodhue County Coop Electric | 43 | 7460 | Co-op | NOVA5426 | 12.5 | Solar |  |  | Interconnected | Kenyon | 55946 | Kenyon | 62 | Residential |  | 34200 | 2021 | 2022
20251-214104-01 | Goodhue County Coop Electric | 43 | 7460 | Co-op | NOVA5433 | 22.8 | Solar |  |  | Interconnected | Kenyon | 55946 | Cherry Grove | 71 | Residential |  | 75000 | 2021 | 2022
20251-214104-01 | Goodhue County Coop Electric | 43 | 7460 | Co-op | NOVA5728 | 37.6 | Solar |  |  | Interconnected | Red Wing | 55066 | Vasa | 22 | Residential |  | 107800 | 2022 | 2022
20251-214104-01 | Goodhue County Coop Electric | 43 | 7460 | Co-op | NOVA5880 | 12.5 | Solar |  |  | Interconnected | Cannon Falls | 55009 | Cannon Falls | 14 | Residential |  | 43645 | 2022 | 2022
20251-214104-01 | Goodhue County Coop Electric | 43 | 7460 | Co-op | NOVA5977 | 12.18 | Solar |  |  | Interconnected | Stanton | 55018 | Cannon Falls | 11 | Residential |  | 16500 | 2022 | 2022
20251-214104-01 | Goodhue County Coop Electric | 43 | 7460 | Co-op | NOVA6067 | 22.8 | Solar |  |  | Interconnected | Cannon Falls | 55009 | Cannon Falls | 13 | Residential |  | 78336 | 2022 | 2022
20251-214104-01 | Goodhue County Coop Electric | 43 | 7460 | Co-op | NOVA6115 | 7.6 | Solar |  |  | Withdrawn | Cannon Falls | 55009 | Cannon Falls | 14 | Residential |  | 57579 | 2022
20251-214104-01 | Goodhue County Coop Electric | 43 | 7460 | Co-op | NOVA6142 | 8.7 | Solar |  | X | Interconnected | Pine Island | 55963 | Cherry Grove | 73 | Residential |  | 69054.05 | 2022 | 2022
20251-214104-01 | Goodhue County Coop Electric | 43 | 7460 | Co-op | NOVA6251 | 9.77 | Solar |  | X | Interconnected | Pine Island | 55963 | Lena | 83 | Residential |  | 59548.51 | 2022 | 2022
20251-214104-01 | Goodhue County Coop Electric | 43 | 7460 | Co-op | NOVA6251-S | 5.7 | Storage |  |  | Interconnected | Pine Island | 55963 | Lena | 83 | Residential |  | 59548.51 | 2022 | 2022
20251-214104-01 | Goodhue County Coop Electric | 43 | 7460 | Co-op | NOVA6287 | 13.52 | Solar |  |  | Interconnected | Cannon Falls | 55009 | Cannon Falls | 14 | Residential |  | 26000 | 2022 | 2022
20251-214104-01 | Goodhue County Coop Electric | 43 | 7460 | Co-op | NOVA6295 | 8.7 | Solar |  |  | Interconnected | Goodhue | 55027 | Goodhue | 44 | Residential |  | 46762 | 2022 | 2022
20251-214104-01 | Goodhue County Coop Electric | 43 | 7460 | Co-op | NOVA6370 | 17.6 | Solar |  |  | Interconnected | Cannon Falls | 55009 | Hader | 53 | Residential |  | 56029 | 2022 | 2022
20251-214104-01 | Goodhue County Coop Electric | 43 | 7460 | Co-op | NOVA6424 | 8.7 | Solar |  |  | Interconnected | Red Wing | 55066 | Hader | 51 | Residential |  | 20000 | 2022 | 2022
20251-214104-01 | Goodhue County Coop Electric | 43 | 7460 | Co-op | NOVA6460 | 11.6 | Solar |  |  | Interconnected | Kenyon | 55946 | Kenyon | 62 | Residential |  | 63400 | 2022 | 2023
20251-214104-01 | Goodhue County Coop Electric | 43 | 7460 | Co-op | NOVA6525 | 12.98 | Solar |  |  | Interconnected | Zumbrota | 55992 | Hader | 51 | Residential |  | 15000 | 2022 | 2022
20251-214104-01 | Goodhue County Coop Electric | 43 | 7460 | Co-op | NOVA6542 | 15.2 | Solar |  |  | Interconnected | Dennison | 55018 | Cannon Falls | 11 | Residential |  | 60830 | 2022 | 2022
20251-214104-01 | Goodhue County Coop Electric | 43 | 7460 | Co-op | NOVA6770 | 19.5 | Solar |  |  | Interconnected | Cannon Falls | 55009 | Cannon Falls | 13 | Residential |  | 65790 | 2022 | 2023
20251-214104-01 | Goodhue County Coop Electric | 43 | 7460 | Co-op | NOVA6792 | 21.6 | Solar |  |  | Interconnected | Goodhue | 55027 | Vasa | 21 | Residential |  | 63600 | 2022 | 2023
20251-214104-01 | Goodhue County Coop Electric | 43 | 7460 | Co-op | NOVA6935 | 6.67 | Solar |  |  | Interconnected | Cannon Falls |  | Cannon Falls | 14 | Residential |  | 29973 | 2022 | 2022
20251-214104-01 | Goodhue County Coop Electric | 43 | 7460 | Co-op | NOVA7455 | 7.68 | Solar |  |  | Interconnected | Welch | 55089 | Vasa | 21 | Residential |  | 44601 | 2023 | 2023
20251-214104-01 | Goodhue County Coop Electric | 43 | 7460 | Co-op | NOVA7498 | 13 | Solar |  |  | Interconnected | Goodhue | 55027 | Hader | 53 | Residential |  | 49770 | 2023 | 2023
20251-214104-01 | Goodhue County Coop Electric | 43 | 7460 | Co-op | NOVA7588 | 13.44 | Solar |  |  | Interconnected | Holden | 55946 | Kenyon | 61 | Residential |  | 83517 | 2023 | 2023
20251-214104-01 | Goodhue County Coop Electric | 43 | 7460 | Co-op | NOVA7674 | 9.1 | Solar |  |  | Interconnected | Stanton | 55018 | Cannon Falls | 14 | Residential |  | 43820 | 2023 | 2024
20251-214104-01 | Goodhue County Coop Electric | 43 | 7460 | Co-op | NOVA7830 | 37.5 | Solar |  |  | Interconnected | West Concord | 55985 | Cherry Grove | 73 | Residential |  | 111185 | 2023 | 2023
20251-214104-01 | Goodhue County Coop Electric | 43 | 7460 | Co-op | NOVA8354 | 5.86 | Solar |  |  | Interconnected | Red Wing | 55066 | Belvidere Mills | 33 | Residential |  | 25748 | 2023 | 2024
20251-214104-01 | Goodhue County Coop Electric | 43 | 7460 | Co-op | NOVA8420 | 3.2 | Solar |  |  | Interconnected | Cannon Falls | 55009 | Cannon Falls | 13 | Residential |  | 17800 | 2023 | 2023
20251-214104-01 | Goodhue County Coop Electric | 43 | 7460 | Co-op | NOVA8466 | 1.26 | Solar |  |  | Interconnected | Cannon Falls | 55009 | Cannon Falls | 14 | Residential |  | 30117 | 2023 | 2023
20251-214104-01 | Goodhue County Coop Electric | 43 | 7460 | Co-op | NOVA8569 | 21.4 | Solar |  |  | Interconnected | Dennison | 55018 | Kenyon | 63 | Residential |  | 115500 | 2023 | 2023
20251-214104-01 | Goodhue County Coop Electric | 43 | 7460 | Co-op | NOVA8666 | 38 | Solar |  |  | Interconnected | Goodhue | 55027 | Goodhue | 42 | Residential |  | 118000 | 2023 | 2024
20251-214104-01 | Goodhue County Coop Electric | 43 | 7460 | Co-op | NOVA8696 | 15.37 | Solar |  |  | Interconnected | Kenyon | 55946 | Cherry Grove | 71 | Residential |  | 56372 | 2023 | 2024
20251-214104-01 | Goodhue County Coop Electric | 43 | 7460 | Co-op | NOVA10374 | 6.62 | Solar |  |  | Interconnected | Kenyon | 55946 | Kenyon | 62 | Residential |  | 28560 | 2024 | 2024
20251-214104-01 | Goodhue County Coop Electric | 43 | 7460 | Co-op | NOVA10689 | 18.43 | Solar |  |  | Interconnected | Welch | 55089 | Cannon Falls | 13 | Residential |  | 46270 | 2024 | 2024
20251-214104-01 | Goodhue County Coop Electric | 43 | 7460 | Co-op | NOVA10710 | 13.96 | Solar |  |  | Interconnected | Zumbrota | 55992 | Lena | 81 | Residential |  | 55082 | 2024 | 2024
20251-214104-01 | Goodhue County Coop Electric | 43 | 7460 | Co-op | NOVA10732 | 38 | Solar |  |  | Interconnected | Goodhue |  | Belvidere Mills | 44 | Residential |  | 120000 | 2024 | 2024
20251-214104-01 | Goodhue County Coop Electric | 43 | 7460 | Co-op | NOVA11848 | 38.4 | Solar |  |  | Interconnected | Wanamingo | 55983 | Hader | 51 | Residential |  | 151000 | 2024 | 2024
20251-214104-01 | Goodhue County Coop Electric | 43 | 7460 | Co-op | NOVA11856 | 38.4 | Solar |  |  | Active Application | Wanamingo | 55983 | Hader | 51 | Residential |  | 151000 | 2024
20251-214104-01 | Goodhue County Coop Electric | 43 | 7460 | Co-op | NOVA11947 | 10.08 | Solar |  |  | Interconnected | Dennison | 55018 | Cannon Falls | 11 | Residential |  | 42355 | 2024 | 2024
20251-214104-01 | Goodhue County Coop Electric | 43 | 7460 | Co-op | NOVA11990 | 10.47 | Solar |  |  | Interconnected | Welch | 55089 | Vasa | 21 | Residential |  | 19125 | 2024 | 2024
20251-214104-01 | Goodhue County Coop Electric | 43 | 7460 | Co-op | NOVA12026 | 33.5 | Solar |  |  | Interconnected | Kenyon | 55946 | Kenyon | 62 | Residential |  | 120960 | 2024 | 2024
20251-214104-01 | Goodhue County Coop Electric | 43 | 7460 | Co-op | NOVA12116 | 15 | Solar |  | X | Interconnected | Kenyon | 55946 | Kenyon | 62 | Residential |  | 50000 | 2024 | 2024
20251-214104-01 | Goodhue County Coop Electric | 43 | 7460 | Co-op | NOVA12124 | 7.6 | Solar |  |  | Interconnected | Kenyon | 55946 | Cherry Grove | 71 | Residential |  | 13500 | 2024 | 2024
20251-214104-01 | Goodhue County Coop Electric | 43 | 7460 | Co-op | NOVA12146 | 15.2 | Solar |  |  | Active Application | Cannon Falls | 55009 | Hader | 52 | Residential |  | 50000 | 2024
20251-214104-01 | Goodhue County Coop Electric | 43 | 7460 | Co-op | NOVA12243 | 38 | Solar |  |  | Interconnected | Goodhue | 55027 | Belvidere Mills | 44 | Residential |  | 115000 | 2024 | 2024
20251-214104-01 | Goodhue County Coop Electric | 43 | 7460 | Co-op | NOVA12245 | 23.04 | Solar |  |  | Interconnected | Zumbrota | 55992 | Cherry Grove | 72 | Residential |  | 69300 | 2024 | 2024
20251-214104-01 | Goodhue County Coop Electric | 43 | 7460 | Co-op | NOVA12264 | 16 | Solar |  | X | Active Application | Cannon Falls | 55009 | Cannon Falls | 14 | Residential |  | 17500 | 2024
20251-214104-01 | Goodhue County Coop Electric | 43 | 7460 | Co-op | NOVA12267 | 15.2 | Solar |  |  | Active Application | Pine Island | 55963 | Lena | 83 | Residential |  | 94009.76 | 2024
20251-214104-01 | Goodhue County Coop Electric | 43 | 7460 | Co-op | NOVA12388 | 30.2 | Solar |  |  | Active Application | Zumbrota | 55992 | Lena | 82 | Residential |  | 89280 | 2024
20251-214104-01 | Goodhue County Coop Electric | 43 | 7460 | Co-op | NOVA12407-S | 8 | Storage |  |  | Active Application | Goodhue | 55027 | Hader | 53 | Residential |  | 10600 | 2024
20251-214104-01 | Goodhue County Coop Electric | 43 | 7460 | Co-op | NOVA12461-S | 23 | Storage |  |  | Active Application | Kenyon | 55946 | Kenyon | 62 | Residential |  | 22395 | 2024
20251-214104-01 | Goodhue County Coop Electric | 43 | 7460 | Co-op | NOVA12479 | 7.6 | Solar |  |  | Active Application | Zumbrota | 55992 | Lena | 83 | Residential |  | 31468.02 | 2024
20251-214104-01 | Goodhue County Coop Electric | 43 | 7460 | Co-op | NOVA8965 | 38.5 | Solar |  |  | Interconnected | Kenyon | 55946 | Kenyon | 62 | Residential |  | 176770 | 2024 | 2024
20251-214104-01 | Goodhue County Coop Electric | 43 | 7460 | Co-op | NOVA8983 | 54.72 | Solar |  |  | Active Application | Wanamingo | 55983 | Cherry Grove | 71 | Residential |  | 143773.5 | 2024
20252-215914-01 | Grand Marais Public Utilities | 17 | 7487 | Muni | 12515 | 22.8 | Solar |  |  | Active Application | Grand Marais | 55604 | Power Plant | Downtown | Commercial |  | 75821.44 | 2025
20252-215914-01 | Grand Marais Public Utilities | 17 | 7487 | Muni | 7410 | 10.248 | Solar |  |  | Interconnected | Grand Marais | 55604 | Power Plant | Downtown | Residential |  | 34670 | 2023 | 2023
20252-215914-01 | Grand Marais Public Utilities | 17 | 7487 | Muni | 7595 | 7.8 | Solar |  |  | Interconnected | Grand Marais | 55604 | Power Plant | Downtown | Residential |  | 35313 | 2023 | 2023
20252-215914-01 | Grand Marais Public Utilities | 17 | 7487 | Muni | 7601 | 22.91 | Solar |  |  | Interconnected | Grand Marais | 55604 | Power Plant | Downtown | Commercial |  | 48000 | 2023 | 2023
20252-215914-01 | Grand Marais Public Utilities | 17 | 7487 | Muni | 7724 | 11.4 | Solar |  |  | Interconnected | Grand Marais | 55604 | Power Plant | Downtown | Residential |  | 45380 | 2023 | 2023
20252-215914-01 | Grand Marais Public Utilities | 17 | 7487 | Muni | 7536 | 6.4 | Solar |  |  | Interconnected | Grand Marais | 55604 | Power Plant | Hospital | Residential |  | 29000 | 2023 | 2023
20252-215914-01 | Grand Marais Public Utilities | 17 | 7487 | Muni | 8049 | 10.98 | Solar |  |  | Interconnected | Grand Marais | 55604 | Power Plant | Hospital | Residential |  | 38000 | 2023 | 2023
20252-215914-01 | Grand Marais Public Utilities | 17 | 7487 | Muni | 8094 | 8.19 | Solar |  |  | Interconnected | Grand Marais | 55604 | Power Plant | Downtown | Residential |  | 38815 | 2023 | 2023
20252-215914-01 | Grand Marais Public Utilities | 17 | 7487 | Muni | 8584 | 12.144 | Solar |  | X | Interconnected | Grand Marais | 55604 | Power Plant | Hospital | Residential |  | 20777 | 2023 | 2023
20252-215914-01 | Grand Marais Public Utilities | 17 | 7487 | Muni | 8922 | 3.294 | Solar |  |  | Interconnected | Grand Marais | 55604 | Power Plant | Downtown | Residential |  | 16367 | 2023 | 2024
20252-215914-01 | Grand Marais Public Utilities | 17 | 7487 | Muni | 8934 | 4.48 | Solar |  |  | Interconnected | Grand Marais | 55604 | Power Plant | Downtown | Residential |  | 24395 | 2023 | 2024
20252-215914-01 | Grand Marais Public Utilities | 17 | 7487 | Muni | 8944 | 9.45 | Solar |  |  | Interconnected | Grand Marais | 55604 | Power Plant | Hospital | Residential |  | 44661 | 2023 | 2024
20252-215914-01 | Grand Marais Public Utilities | 17 | 7487 | Muni | 8709 | 5.76 | Solar |  |  | Interconnected | Grand Marais | 55604 | Power Plant | Hospital | Residential |  | 27368 | 2023 | 2024
20252-215914-01 | Grand Marais Public Utilities | 17 | 7487 | Muni | 7249 | 8.32 | Solar |  |  | Interconnected | Grand Marais | 55604 | Power Plant | Downtown | Residential |  | 43376 | 2022 | 2023
20252-215914-01 | Grand Marais Public Utilities | 17 | 7487 | Muni | 7376 | 6.96 | Solar |  |  | Interconnected | Grand Marais | 55604 | Power Plant | Downtown | Residential |  | 44108 | 2022 | 2023
20252-215914-01 | Grand Marais Public Utilities | 17 | 7487 | Muni | 6555 | 7.6 | Solar |  |  | Interconnected | Grand Marais | 55604 | Power Plant | Hospital | Residential |  | 25384 | 2022 | 2022
20252-215914-01 | Grand Marais Public Utilities | 17 | 7487 | Muni | 6322 | 19 | Solar |  |  | Interconnected | Grand Marais | 55604 | Power Plant | Hospital | Residential |  | 64070 | 2022 | 2022
20252-215914-01 | Grand Marais Public Utilities | 17 | 7487 | Muni | 5987 | 10.79 | Solar |  |  | Interconnected | Grand Marais | 55604 | Power Plant | Downtown | Residential |  | 30000 | 2022 | 2022
20252-215914-01 | Grand Marais Public Utilities | 17 | 7487 | Muni | 5793 | 6 | Solar |  |  | Interconnected | Grand Marais | 55604 | Power Plant | Hospital | Residential |  | 20749.35 | 2022 | 222
20252-215914-01 | Grand Marais Public Utilities | 17 | 7487 | Muni | 5791 | 6 | Solar |  |  | Interconnected | Grand Marais | 55604 | Power Plant | Hospital | Residential |  | 20749.35 | 2022 | 2022
20252-215914-01 | Grand Marais Public Utilities | 17 | 7487 | Muni | 5675 | 6.588 | Solar |  |  | Interconnected | Grand Marais | 55604 | Power Plant | Hospital | Residential |  | 21600 | 2022 | 2022
20252-215914-01 | Grand Marais Public Utilities | 17 | 7487 | Muni | 5202 | 5.8 | Solar |  |  | Interconnected | Grand Marais | 55604 | Power Plant | Hospital | Residential |  | 24730 | 2021 | 2022
20252-215914-01 | Grand Marais Public Utilities | 17 | 7487 | Muni | 4556 | 4.72 | Solar |  |  | Interconnected | Grand Marais | 55604 | Power Plant | Hospital | Residential |  | 16576 | 2021 | 2021
20252-215914-01 | Grand Marais Public Utilities | 17 | 7487 | Muni | 4555 | 5.6 | Solar |  |  | Interconnected | Grand Marais | 55604 | Power Plant | Downtown | Residential |  | 22692 | 2021 | 2021
20252-215914-01 | Grand Marais Public Utilities | 17 | 7487 | Muni | 4414 | 2.95 | Solar |  |  | Interconnected | Grand Marais | 55604 | Power Plant | Downtown | Residential |  | 12210 | 2021 | 2021
20252-215914-01 | Grand Marais Public Utilities | 17 | 7487 | Muni | 4356 | 2.65 | Solar |  |  | Interconnected | Grand Marais | 55604 | Power Plant | Hospital | Residential |  | 11255 | 2021 | 2021
20252-215914-01 | Grand Marais Public Utilities | 17 | 7487 | Muni | 3697 | 5 | Solar |  |  | Interconnected | Grand Marais | 55604 | Power Plant | Hospital | Residential |  | 16000 | 2020 | 2021
20252-215914-01 | Grand Marais Public Utilities | 17 | 7487 | Muni | 1714 | 4.55 | Solar |  |  | Interconnected | Grand Marais | 55604 | Power Plant | Hospital | Residential |  |  | 2019 | 2019
20252-215914-01 | Grand Marais Public Utilities | 17 | 7487 | Muni | 2988 | 20.4 | Solar |  |  | Interconnected | Grand Marais | 55604 | Power Plant | Downtown | Residential |  |  | 2018 | 2018
20252-215914-01 | Grand Marais Public Utilities | 17 | 7487 | Muni | 2957 | 5.12 | Solar |  |  | Interconnected | Grand Marais | 55604 | Power Plant | Downtown | Residential |  |  | 2015 | 2015
20252-215914-01 | Grand Marais Public Utilities | 17 | 7487 | Muni | 1955 | 1.77 | Solar |  |  | Interconnected | Grand Marais | 55604 | Power Plant | Hospital | Residential |  |  | 2019 | 2019
20252-215914-01 | Grand Marais Public Utilities | 17 | 7487 | Muni | 3091 | 16.24 | Solar |  |  | Interconnected | Grand Marais | 55604 | Power Plant | Downtown | Residential |  |  | 2019 | 2019
20252-215914-01 | Grand Marais Public Utilities | 17 | 7487 | Muni | 2346 | 4.64 | Solar |  |  | Interconnected | Grand Marais | 55604 | Power Plant | Hospital | Residential |  |  | 2019 | 2019
20252-215914-01 | Grand Marais Public Utilities | 17 | 7487 | Muni | 3051 | 10.78 | Solar |  |  | Interconnected | Grand Marais | 55604 | Power Plant | Downtown | Residential |  |  | 2019 | 2019
20252-215914-01 | Grand Marais Public Utilities | 17 | 7487 | Muni | 1988 | 10 | Solar |  |  | Interconnected | Grand Marais | 55604 | Power Plant | Downtown | Residential |  |  | 2017 | 2017
20252-215914-01 | Grand Marais Public Utilities | 17 | 7487 | Muni | 473 | 22.32 | Solar |  |  | Interconnected | Grand Marais | 55604 | Power Plant | Downtown | Commercial |  |  | 2016 | 2016
20252-215914-01 | Grand Marais Public Utilities | 17 | 7487 | Muni | 751 | 7.6 | Solar |  |  | Interconnected | Grand Marais | 55604 | Power Plant | Downtown | Residential |  |  | 2019 | 2019
20252-215914-01 | Grand Marais Public Utilities | 17 | 7487 | Muni | 3443 | 71.6 | Solar |  |  | Interconnected | Grand Marais | 55604 | Power Plant | Downtown | Utility |  |  | 2020 | 2020
20251-214074-01 | BENCO Electric Cooperative | 10 | 1884 | Co-op | NOVA0601-119-0601-119 | 8.4 | Solar |  |  | Interconnected | Gaylord | 55307 | Rush River | 4 | Residential |  |  | 2017 | 2017
20251-214074-01 | BENCO Electric Cooperative | 10 | 1884 | Co-op | NOVA0612-018-0612-018 | 27.55 | Solar |  |  | Interconnected | Gaylord | 55334 | Rush River | 4 | Residential |  |  | 2019 | 2021
20251-214074-01 | BENCO Electric Cooperative | 10 | 1884 | Co-op | NOVA0734-034-0734-034 | 36 | Solar |  |  | Withdrawn | Le Sueur | 55305 | Blue Earth SMEC | 1 | Residential |  |  | 2019
20251-214074-01 | BENCO Electric Cooperative | 10 | 1884 | Co-op | NOVA0919-111-0919-111 | 39.9 | Solar |  |  | Interconnected | Saint Peter | 56082 | Rush River | 1 | Commercial |  |  | 2015
20251-214074-01 | BENCO Electric Cooperative | 10 | 1884 | Co-op | NOVA0919-122-0919-122 | 39.9 | Solar |  |  | Interconnected | Saint Peter | 56082 | Rush River | 1 | Residential |  |  | 2015
20251-214074-01 | BENCO Electric Cooperative | 10 | 1884 | Co-op | NOVA0920-019-0920-019 | 39.9 | Solar |  |  | Interconnected | Saint Peter | 56082 | Rush River | 1 | Residential |  |  | 2015
20251-214074-01 | BENCO Electric Cooperative | 10 | 1884 | Co-op | NOVA0932-127-0932-127 | 9 | Solar |  |  | Interconnected | Saint Peter | 56082 | Traverse | 2 | Residential |  |  | 2019 | 2019
20251-214074-01 | BENCO Electric Cooperative | 10 | 1884 | Co-op | NOVA1007-182-1007-182 | 4.14 | Solar |  |  | Interconnected | Saint Peter | 56082 | Rush River | 4 | Residential |  |  | 2012
20251-214074-01 | BENCO Electric Cooperative | 10 | 1884 | Co-op | NOVA10334-28HA09-021 | 19.2 | Solar |  |  | Interconnected | North Mankato | 56003 | Johnson South | 5 | Residential |  | 47870.46 | 2024 | 2024
20251-214074-01 | BENCO Electric Cooperative | 10 | 1884 | Co-op | NOVA1036-200-1036-200 | 39.6 | Solar |  |  | Interconnected | Saint Peter | 56082 | Traverse | 2 | Residential |  |  | 2016
20251-214074-01 | BENCO Electric Cooperative | 10 | 1884 | Co-op | NOVA10363-2901-055 | 25.25 | Solar |  |  | Active Application | Mankato | 56001 | Eagle Lake | 1 | Residential |  | 73000 | 2024
20251-214074-01 | BENCO Electric Cooperative | 10 | 1884 | Co-op | NOVA10381-2929-261 | 38.28 | Solar |  |  | Interconnected | Mankato | 56001 | Pohl | 5 | Residential |  | 149900 | 2024 | 2024
20251-214074-01 | BENCO Electric Cooperative | 10 | 1884 | Co-op | NOVA10390-28I05-030 | 6 | Solar |  |  | Interconnected | North Mankato | 56003 | Penelope West | 3 | Residential |  | 52662.38 | 2024 | 2024
20251-214074-01 | BENCO Electric Cooperative | 10 | 1884 | Co-op | NOVA10423-4010-013 | 18 | Solar |  |  | Interconnected | Madelia | 56062 | Garden City | 4 | Residential |  | 63000 | 2024 | 2024
20251-214074-01 | BENCO Electric Cooperative | 10 | 1884 | Co-op | NOVA10432-4010-120 | 38.5 | Solar |  |  | Active Application | Madelia | 56062 | Garden City | 4 | Residential |  | 104850 | 2024
20251-214074-01 | BENCO Electric Cooperative | 10 | 1884 | Co-op | NOVA10504-29GBB22-075 | 40 | Solar |  |  | Active Application | Mankato | 56001 | Pohl | 3 | Residential |  | 119890 | 2024
20251-214074-01 | BENCO Electric Cooperative | 10 | 1884 | Co-op | NOVA10548-28MC02-022 | 39 | Solar |  |  | Active Application | Mankato | 56003 | Johnson North | 2 | Residential |  | 119890 | 2024
20251-214074-01 | BENCO Electric Cooperative | 10 | 1884 | Co-op | NOVA10555-3432-278 | 38.4 | Solar |  |  | Interconnected | Good Thunder | 56037 | Decoria | 4 | Residential |  | 80067 | 2024 | 2024
20251-214074-01 | BENCO Electric Cooperative | 10 | 1884 | Co-op | NOVA10649-36B04-125 | 6.91 | Solar |  |  | Interconnected | Lake Crystal | 56055 | Garden City | 3 | Residential |  |  | 2024 | 2024
20251-214074-01 | BENCO Electric Cooperative | 10 | 1884 | Co-op | NOVA10694-6903-169 | 20.74 | Solar |  |  | Interconnected | Blue Earth | 56013 | Blue Earth | 4 | Residential |  | 25000 | 2024 | 2024
20251-214074-01 | BENCO Electric Cooperative | 10 | 1884 | Co-op | NOVA10810-29I03-256 | 8.32 | Solar |  |  | Interconnected | Mankato | 56001 | Eagle Lake | 4 | Residential |  | 44765.5 | 2024 | 2024
20251-214074-01 | BENCO Electric Cooperative | 10 | 1884 | Co-op | NOVA11831-7602-003 | 15.3 | Solar |  |  | Interconnected | Walters | 56097 | Bricelyn | 1 | Residential |  | 63890 | 2024 | 2024
20251-214074-01 | BENCO Electric Cooperative | 10 | 1884 | Co-op | NOVA11832-21BCD35-200 | 9.6 | Solar |  |  | Interconnected | North Mankato | 56003 | Johnson North | 3 | Residential |  | 51652.5 | 2024 | 2024
20251-214074-01 | BENCO Electric Cooperative | 10 | 1884 | Co-op | NOVA11872-29ED16-111 | 5.12 | Solar |  |  | Interconnected | Mankato | 56001 | Pohl | 2 | Residential |  | 26916.5 | 2024 | 2024
20251-214074-01 | BENCO Electric Cooperative | 10 | 1884 | Co-op | NOVA11950-4415-029 | 15 | Solar |  |  | Interconnected | Mapleton |  | St. Clair | 2 | Residential |  | 25000 | 2024 | 2024
20251-214074-01 | BENCO Electric Cooperative | 10 | 1884 | Co-op | NOVA12073-76AA21-157 | 18.6 | Solar |  |  | Interconnected | Kiester | 56051 | Bricelyn SMEC | 2 | Residential |  | 50000 | 2024 | 2024
20251-214074-01 | BENCO Electric Cooperative | 10 | 1884 | Co-op | NOVA12099-5130-013 | 11.22 | Solar |  |  | Interconnected | Truman | 56088 | Willow Creek | 4 | Residential |  | 44066 | 2024 | 2024
20251-214074-01 | BENCO Electric Cooperative | 10 | 1884 | Co-op | NOVA1213-034-UNKNOWN | 20 | Wind |  |  | Interconnected |  | 56054 | New Sweden | 3 | Residential |  |  | 2002
20251-214074-01 | BENCO Electric Cooperative | 10 | 1884 | Co-op | NOVA12163-4230-052 | 16 | Solar |  |  | Active Application | Good Thunder |  | Sterling Center | 3 | Residential |  | 49500 | 2024
20251-214074-01 | BENCO Electric Cooperative | 10 | 1884 | Co-op | NOVA12165-4109-095 | 37.6 | Solar |  |  | Active Application | Garden City | 56034 | Garden City | 3 | Residential |  | 111000 | 2024
20251-214074-01 | BENCO Electric Cooperative | 10 | 1884 | Co-op | NOVA12204-3315-162 | 15.36 | Solar |  |  | Interconnected | Janesville | 56048 | St. Clair | 1 | Residential |  | 46500 | 2024 | 2024
20251-214074-01 | BENCO Electric Cooperative | 10 | 1884 | Co-op | NOVA12277-28HA09-027 | 6 | Solar |  |  | Active Application | North Mankato | 56003 | Johnson South | 5 | Residential |  | 30000 | 2024
20251-214074-01 | BENCO Electric Cooperative | 10 | 1884 | Co-op | NOVA12358-5905-008 | 38.4 | Solar |  |  | Active Application | Wells | 56097 | Clark | 1 | Residential |  | 183000 | 2024
20251-214074-01 | BENCO Electric Cooperative | 10 | 1884 | Co-op | NOVA12375-69G08-038 | 36 | Solar |  |  | Active Application | Blue Earth | 56013 | Winnebago Local 12.47 kV | 3 | Residential |  | 183000 | 2024
20251-214074-01 | BENCO Electric Cooperative | 10 | 1884 | Co-op | NOVA12387-3603-028 | 19.97 | Solar |  |  | Active Application | Lake Crystal | 56055 | Century | 3 | Residential |  | 77927.27 | 2024
20251-214074-01 | BENCO Electric Cooperative | 10 | 1884 | Co-op | NOVA12416-29FDD20-113 | 15 | Solar |  |  | Active Application | Mankato | 56001 | Pohl | 1 | Residential |  | 35000 | 2024
20251-214074-01 | BENCO Electric Cooperative | 10 | 1884 | Co-op | NOVA12482-4004-116 | 15 | Other |  | X | Active Application | Mapleton |  | St. Clair | 3 | Residential |  | 20000 | 2024
20251-214074-01 | BENCO Electric Cooperative | 10 | 1884 | Co-op | NOVA1408-070-1408-070 | 39.9 | Wind |  |  | Interconnected | Nicollet | 56074 | New Sweden | 3 | Residential |  |  | 2012
20251-214074-01 | BENCO Electric Cooperative | 10 | 1884 | Co-op | NOVA1408-140-UNKNOWN | 39.9 | Wind |  |  | Interconnected | Nicollet | 56074 | New Sweden | 3 | Residential |  |  | 2010 |  | 2025
20251-214074-01 | BENCO Electric Cooperative | 10 | 1884 | Co-op | NOVA1408-145-UNKNOWN | 39.9 | Wind |  |  | Interconnected |  | 56074 | New Sweden | 3 | Residential |  |  | 2020
20251-214074-01 | BENCO Electric Cooperative | 10 | 1884 | Co-op | NOVA1415-142-1415-142 | 36 | Wind |  |  | Interconnected | Nicollet | 56074 | New Sweden | 3 | Commercial |  |  | 2014
20251-214074-01 | BENCO Electric Cooperative | 10 | 1884 | Co-op | NOVA1416-135-1416-135 | 36 | Solar |  |  | Interconnected | Nicollet | 56074 | New Sweden | 3 | Residential |  |  | 2014
20251-214074-01 | BENCO Electric Cooperative | 10 | 1884 | Co-op | NOVA1416-136-1416-136 | 36 | Wind |  |  | Interconnected | Nicollet | 56074 | New Sweden | 3 | Residential |  |  | 2014
20251-214074-01 | BENCO Electric Cooperative | 10 | 1884 | Co-op | NOVA1525-060-1525-060 | 10 | Wind |  |  | Interconnected | Saint Peter | 56082 | Traverse | 3 | Residential |  |  | 2010
20251-214074-01 | BENCO Electric Cooperative | 10 | 1884 | Co-op | NOVA19H19-074-19H19-074 | 6.24 | Solar |  |  | Interconnected | Madison Lake | 56063 | Eagle Lake | 2 | Residential |  |  | 2016
20251-214074-01 | BENCO Electric Cooperative | 10 | 1884 | Co-op | NOVA19H19-083-19H19-083 | 3 | Solar |  |  | Interconnected | Madison Lake | 56063 | Eagle Lake | 2 | Residential |  |  | 2009 | 2009
20251-214074-01 | BENCO Electric Cooperative | 10 | 1884 | Co-op | NOVA2010-130-2010-130 | 13.2 | Solar |  | X | Interconnected | Kasota | 56050 | Eagle Lake | 4 | Residential |  |  | 2019 | 2019
20251-214074-01 | BENCO Electric Cooperative | 10 | 1884 | Co-op | NOVA20A12-079-20A12-079 | 8.45 | Solar |  |  | Interconnected | Kasota | 56050 | Century | 1 | Residential |  |  | 2016
20251-214074-01 | BENCO Electric Cooperative | 10 | 1884 | Co-op | NOVA20A12-079-UNKNOWN | 8.45 | Solar |  |  | Interconnected | Kasota | 56050 | Eagle Lake | 1 | Residential |  |  | 2019
20251-214074-01 | BENCO Electric Cooperative | 10 | 1884 | Co-op | NOVA211414-047-211414-047 | 14.2 | Solar |  |  | Interconnected | Saint Peter | 56082 | Penelope East | 5 | Residential |  |  | 2014
20251-214074-01 | BENCO Electric Cooperative | 10 | 1884 | Co-op | NOVA211414-097-211414-097 | 6 | Solar |  |  | Interconnected | Saint Peter | 56082 | Penelope West | 7 | Residential |  |  | 2014
20251-214074-01 | BENCO Electric Cooperative | 10 | 1884 | Co-op | NOVA2194-3316-96 | 7.68 | Solar |  |  | Interconnected | Janesville | 56048 | St. Clair | 2 | Residential |  | 14931.25 | 2019 | 2019
20251-214074-01 | BENCO Electric Cooperative | 10 | 1884 | Co-op | NOVA2392-29I03-255 | 7.92 | Solar |  |  | Interconnected | Mankato | 56001 | Eagle Lake | 1 | Residential |  | 11880 | 2019 | 2019
20251-214074-01 | BENCO Electric Cooperative | 10 | 1884 | Co-op | NOVA2547-5807-013 | 10.62 | Solar |  |  | Interconnected | Easton |  | Easton | 4 | Residential |  | 49565 | 2019 | 2020
20251-214074-01 | BENCO Electric Cooperative | 10 | 1884 | Co-op | NOVA2571-1618-078 | 10.44 | Solar |  |  | Interconnected | Saint Peter | 56082 | Traverse | 3 | Residential |  | 46462 | 2019 | 2020
20251-214074-01 | BENCO Electric Cooperative | 10 | 1884 | Co-op | NOVA2572-09C21-004 | 5.8 | Solar |  |  | Interconnected | Saint Peter | 56082 | Rush River | 1 | Residential |  | 25736 | 2019 | 2020
20251-214074-01 | BENCO Electric Cooperative | 10 | 1884 | Co-op | NOVA2736-330-2736-330 | 10 | Solar |  |  | Interconnected | Lake Crystal | 56055 | Century | 3 | Residential |  |  | 2019 | 2019
20251-214074-01 | BENCO Electric Cooperative | 10 | 1884 | Co-op | NOVA27B31-242-27B31-242 | 7.44 | Solar |  |  | Interconnected | Lake Crystal | 56055 | Butternut | 4 | Residential |  |  | 2016
20251-214074-01 | BENCO Electric Cooperative | 10 | 1884 | Co-op | NOVA2829-033-2829-033 | 39.95 | Solar |  |  | Interconnected | Mankato | 56001 | Century | 1 | Commercial |  |  | 2019 | 2019
20251-214074-01 | BENCO Electric Cooperative | 10 | 1884 | Co-op | NOVA2875-5528-010 | 36 | Solar |  |  | Interconnected | Winnebago | 56098 | Willow Creek | 2 | Residential |  | 137486 | 2020 | 2020
20251-214074-01 | BENCO Electric Cooperative | 10 | 1884 | Co-op | NOVA28DD10-023-28DD10-023 | 11.4 | Solar |  |  | Interconnected | North Mankato | 56003 | Johnson South | 5 | Residential |  |  | 2018 | 2018
20251-214074-01 | BENCO Electric Cooperative | 10 | 1884 | Co-op | NOVA28L06-055-28L06-055 | 0.95 | Solar |  |  | Interconnected | North Mankato | 56003 | Penelope West | 7 | Residential |  |  | 2011
20251-214074-01 | BENCO Electric Cooperative | 10 | 1884 | Co-op | NOVA28MDA02-271-28MDA02-271 | 5.6 | Solar |  |  | Interconnected | North Mankato | 56003 | Johnson North | 3 | Residential |  |  | 2019 | 2021
20251-214074-01 | BENCO Electric Cooperative | 10 | 1884 | Co-op | NOVA2939-0928B-017 | 18 | Solar |  |  | Withdrawn | Saint Peter | 56082 | Rush River | 3 | Commercial |  | 121125 | 2020
20251-214074-01 | BENCO Electric Cooperative | 10 | 1884 | Co-op | NOVA2962-2925-075 | 15.2 | Solar |  |  | Interconnected | Mankato | 56001 | Eagle Lake | 2 | Residential |  | 35000 | 2020 | 2020
20251-214074-01 | BENCO Electric Cooperative | 10 | 1884 | Co-op | NOVA29A28-109-29A28-109 | 1 | Solar |  |  | Interconnected | Mankato | 56001 | Pohl | 4 | Residential |  |  | 2016
20251-214074-01 | BENCO Electric Cooperative | 10 | 1884 | Co-op | NOVA29FDB20-351-29FDB20-351 | 1.9 | Solar |  |  | Interconnected | Mankato | 56001 | Pohl | 1 | Residential |  |  | 2017
20251-214074-01 | BENCO Electric Cooperative | 10 | 1884 | Co-op | NOVA3078-4016-024 | 36 | Solar |  |  | Interconnected | Madelia | 56062 | Garden City | 4 | Residential |  | 124764 | 2020 | 2020
20251-214074-01 | BENCO Electric Cooperative | 10 | 1884 | Co-op | NOVA30A02-035-30A02-035 | 10 | Solar |  |  | Interconnected | Madison Lake | 56063 | Eagle Lake | 2 | Residential |  |  | 2019 | 2020
20251-214074-01 | BENCO Electric Cooperative | 10 | 1884 | Co-op | NOVA3315-2101-155 | 39 | Solar |  |  | Interconnected | Saint Peter | 56082 | Traverse | 3 | Residential |  | 75000 | 2020 | 2020
20251-214074-01 | BENCO Electric Cooperative | 10 | 1884 | Co-op | NOVA3319-113-3319-113 | 7.8 | Solar |  |  | Interconnected | Janesville | 56048 | St. Clair | 2 | Residential |  |  | 2017
20251-214074-01 | BENCO Electric Cooperative | 10 | 1884 | Co-op | NOVA3428-0932-087 | 7.66 | Solar |  |  | Interconnected | Saint Peter | 56082 | Traverse | 1 | Residential |  | 42160 | 2020 | 2021
20251-214074-01 | BENCO Electric Cooperative | 10 | 1884 | Co-op | NOVA3441-20CD33-039 | 14.83 | Solar |  |  | Interconnected | Mankato | 56001 | Eagle Lake | 4 | Residential |  | 40000 | 2020 | 2020
20251-214074-01 | BENCO Electric Cooperative | 10 | 1884 | Co-op | NOVA3447-20CD33-061 | 7.66 | Solar |  |  | Interconnected | Mankato | 56001 | Eagle Lake | 4 | Residential |  | 51200 | 2020 | 2021
20251-214074-01 | BENCO Electric Cooperative | 10 | 1884 | Co-op | NOVA3456-0903-045 | 7.6 | Solar |  |  | Withdrawn | Le Sueur | 56058 | Rush River | 1 | Residential |  | 33355 | 2020
20251-214074-01 | BENCO Electric Cooperative | 10 | 1884 | Co-op | NOVA3540-57E36-028 | 6 | Solar |  |  | Interconnected | Easton | 56025 | Delavan | 1 | Residential |  | 41700 | 2020 | 2020
20251-214074-01 | BENCO Electric Cooperative | 10 | 1884 | Co-op | NOVA3591-29DC21-044 | 9 | Solar |  |  | Interconnected | Mankato | 56001 | Pohl | 4 | Residential |  | 20000 | 2020 | 2020
20251-214074-01 | BENCO Electric Cooperative | 10 | 1884 | Co-op | NOVA3610-55BC35-024 | 11.8 | Solar |  |  | Withdrawn | Winnebago | 56098 | Winnebago Local 4.16kV W | 1 | Residential |  | 49000 | 2020
20251-214074-01 | BENCO Electric Cooperative | 10 | 1884 | Co-op | NOVA3622-047-3622-047 | 12 | Solar |  |  | Interconnected | Garden City | 56034 | Garden City | 3 | Residential |  |  | 2017
20251-214074-01 | BENCO Electric Cooperative | 10 | 1884 | Co-op | NOVA3628-145-3628-145 | 10 | Solar |  |  | Interconnected | Garden City | 56034 | Garden City | 4 | Residential |  |  | 2016
20251-214074-01 | BENCO Electric Cooperative | 10 | 1884 | Co-op | NOVA3630-UNKNOWN | 5 | Solar |  |  | Withdrawn | Vernon Center | 56090 |  |  |  |  | 31036 | 2020
20251-214074-01 | BENCO Electric Cooperative | 10 | 1884 | Co-op | NOVA3632-118-UNKNOWN | 20 | Solar |  |  | Interconnected | Garden City | 56034 | Blue Earth SMEC | 1 | Residential |  |  | 2016
20251-214074-01 | BENCO Electric Cooperative | 10 | 1884 | Co-op | NOVA3681-3325-195 | 39.98 | Solar |  |  | Interconnected | Janesville | 56048 | St. Clair | 1 | Commercial |  | 1e+05 | 2020 | 2021
20251-214074-01 | BENCO Electric Cooperative | 10 | 1884 | Co-op | NOVA3685-4033-104 | 5 | Solar |  |  | Interconnected | Vernon Center | 56090 | Willow Creek | 1 | Residential |  | 31036 | 2020 | 2021
20251-214074-01 | BENCO Electric Cooperative | 10 | 1884 | Co-op | NOVA3926-3633-155DF | 37.5 | Solar |  |  | Interconnected | Garden City | 55336 | Garden City | 1 | Residential |  | 97500 | 2020 | 2021
20251-214074-01 | BENCO Electric Cooperative | 10 | 1884 | Co-op | NOVA3966-1524-188 | 38.5 | Solar |  |  | Interconnected | Saint Peter | 55082 | Traverse | 3 | Residential |  | 110000 | 2020 | 2021
20251-214074-01 | BENCO Electric Cooperative | 10 | 1884 | Co-op | NOVA3974-35B12-042 | 16.2 | Solar |  |  | Interconnected | Mankato |  | Decoria | 4 | Residential |  | 60643 | 2021 | 2021
20251-214074-01 | BENCO Electric Cooperative | 10 | 1884 | Co-op | NOVA4006-1520-044 | 32.88 | Solar |  |  | Interconnected | Saint Peter | 56082 | Traverse | 3 | Residential |  | 176760 | 2020 | 2021
20251-214074-01 | BENCO Electric Cooperative | 10 | 1884 | Co-op | NOVA4007-139-4007-139 | 39.9 | Solar |  |  | Interconnected | Madelia | 56062 | Garden City | 4 | Residential |  |  | 2017 | 2021
20251-214074-01 | BENCO Electric Cooperative | 10 | 1884 | Co-op | NOVA4043-4010-120 | 18 | Solar |  |  | Interconnected | Madelia | 56062 | Garden City | 4 | Residential |  | 74882 | 2021 | 2021
20251-214074-01 | BENCO Electric Cooperative | 10 | 1884 | Co-op | NOVA4076-35B13-022 | 12.81 | Solar |  |  | Interconnected | Mankato | 56001 | Decoria | 4 | Residential |  | 47384 | 2021 | 2021
20251-214074-01 | BENCO Electric Cooperative | 10 | 1884 | Co-op | NOVA4084-7623-056 | 14.64 | Solar |  |  | Interconnected | Kiester | 56051 | Bricelyn | 1 | Residential | 7623-056 | 47000 | 2021 | 2021
20251-214074-01 | BENCO Electric Cooperative | 10 | 1884 | Co-op | NOVA4157-29FDB20-305 | 7.6 | Solar |  |  | Interconnected | Mankato | 56001 | Pohl | 1 | Residential |  | 35032 | 2021 | 2021
20251-214074-01 | BENCO Electric Cooperative | 10 | 1884 | Co-op | NOVA4215-021-4215-021 | 9.9 | Solar |  |  | Interconnected | Good Thunder | 56037 | Sterling Center | 1 | Residential |  |  | 2018 | 2018
20251-214074-01 | BENCO Electric Cooperative | 10 | 1884 | Co-op | NOVA4216-2025-108 | 15.2 | Solar |  |  | Interconnected | Madison Lake | 56063 | Jamestown | 3 | Residential |  | 73128 | 2021 | 2022
20251-214074-01 | BENCO Electric Cooperative | 10 | 1884 | Co-op | NOVA4229-163-4229-163 | 39.9 | Solar |  |  | Interconnected | Good Thunder | 56037 | Sterling Center | 3 | Residential |  |  | 2016
20251-214074-01 | BENCO Electric Cooperative | 10 | 1884 | Co-op | NOVA4273-30A02-054 | 5 | Solar |  |  | Interconnected | Madison Lake | 56063 | Eagle Lake | 2 | Residential |  | 23300 | 2021 | 2021
20251-214074-01 | BENCO Electric Cooperative | 10 | 1884 | Co-op | NOVA4440-55BC35-081 | 6 | Solar |  |  | Interconnected | Winnebago | 56098 | Winnebago Local 4.16kV E | 1 | Residential |  | 40000 | 2021 | 2021
20251-214074-01 | BENCO Electric Cooperative | 10 | 1884 | Co-op | NOVA4595-8022-039 | 7.68 | Solar |  |  | Interconnected | Blue Earth | 56013 | Blue Earth | 4 | Residential |  | 55625 | 2021 | 2022
20251-214074-01 | BENCO Electric Cooperative | 10 | 1884 | Co-op | NOVA4684-292828-155 | 10.23 | Solar |  |  | Interconnected | Mankato | 56001 | Pohl | 5 | Residential |  | 23000 | 2021 | 2021
20251-214074-01 | BENCO Electric Cooperative | 10 | 1884 | Co-op | NOVA4760-20CD33-025 | 11.4 | Solar |  |  | Withdrawn | Mankato | 56001 | Eagle Lake | 4 | Residential |  | 48929 | 2021
20251-214074-01 | BENCO Electric Cooperative | 10 | 1884 | Co-op | NOVA4765-1210-011 | 10 | Solar |  |  | Interconnected | Lafeyette | 56054 | New Sweden | 2 | Residential |  | 68283 | 2021 | 2023
20251-214074-01 | BENCO Electric Cooperative | 10 | 1884 | Co-op | NOVA4774-292828-229 | 35 | Solar |  |  | Interconnected | Mankato | 56001 | Pohl | 5 | Residential |  | 116193 | 2021 | 2022
20251-214074-01 | BENCO Electric Cooperative | 10 | 1884 | Co-op | NOVA4799-UNKNOWN | 9.07 | Solar |  |  | Withdrawn | Lakeville | 55044 |  |  |  |  | 27324 | 2021
20251-214074-01 | BENCO Electric Cooperative | 10 | 1884 | Co-op | NOVA4825-4224-091 | 7.68 | Solar |  |  | Interconnected | Good Thunder | 56037 | Sterling Center | 1 | Residential |  | 55625 | 2021 | 2022
20251-214074-01 | BENCO Electric Cooperative | 10 | 1884 | Co-op | NOVA4915-071-4915-071 | 1.9 | Wind |  |  | Interconnected | Mapleton | 56065 | Sterling Center | 2 | Residential |  |  | 2008
20251-214074-01 | BENCO Electric Cooperative | 10 | 1884 | Co-op | NOVA4934-27B31-257 | 7.67 | Solar |  |  | Interconnected | Lake Crystal | 56055 | Butternut | 4 | Residential |  | 15000 | 2021 | 2021
20251-214074-01 | BENCO Electric Cooperative | 10 | 1884 | Co-op | NOVA4984-1932-085 | 22.8 | Solar |  |  | Interconnected | Madison Lake | 56063 | Eagle Lake | 1 | Residential |  | 56000 | 2021 | 2021
20251-214074-01 | BENCO Electric Cooperative | 10 | 1884 | Co-op | NOVA4986-0709-042 | 7.6 | Solar |  |  | Withdrawn | Arlington |  | Rush River | 4 | Residential |  | 36795 | 2021
20251-214074-01 | BENCO Electric Cooperative | 10 | 1884 | Co-op | NOVA5059-4925-137 | 15.36 | Solar |  |  | Interconnected | Mapleton | 56065 | Winnebago | 2 | Residential |  | 68975 | 2021 | 2022
20251-214074-01 | BENCO Electric Cooperative | 10 | 1884 | Co-op | NOVA5073-0633-056 | 15.04 | Solar |  |  | Interconnected | Gaylord | 55334 | New Sweden | 3 | Residential |  | 45000 | 2021 | 2021
20251-214074-01 | BENCO Electric Cooperative | 10 | 1884 | Co-op | NOVA5092-1533-200 | 11.21 | Solar |  |  | Withdrawn | Saint Peter | 56082 | Traverse | 3 | Residential |  | 73973 | 2021
20251-214074-01 | BENCO Electric Cooperative | 10 | 1884 | Co-op | NOVA5121-3529-309 | 15.34 | Solar |  |  | Interconnected | Good Thunder | 56037 | Century | 2 | Residential |  | 54447.6 | 2021 | 2021
20251-214074-01 | BENCO Electric Cooperative | 10 | 1884 | Co-op | NOVA5160-2034-193 | 17.6 | Solar |  |  | Interconnected | Mankato | 56001 | Eagle Lake | 4 | Residential |  | 56202 | 2021 | 2021
20251-214074-01 | BENCO Electric Cooperative | 10 | 1884 | Co-op | NOVA5173-4918-103 | 36 | Solar |  |  | Interconnected | Amboy | 56010 | Sterling Center | 2 | Residential |  | 229280 | 2021 | 2022
20251-214074-01 | BENCO Electric Cooperative | 10 | 1884 | Co-op | NOVA5231-28MDB02-146 | 7.08 | Solar |  |  | Interconnected | North Mankato | 56003 | Johnson South | 7 | Residential |  | 40515 | 2021 | 2022
20251-214074-01 | BENCO Electric Cooperative | 10 | 1884 | Co-op | NOVA5265-1116-025 | 38.4 | Solar |  |  | Interconnected | Nicollet | 56074 | New Sweden | 4 | Residential |  | 141840 | 2021 | 2022
20251-214074-01 | BENCO Electric Cooperative | 10 | 1884 | Co-op | NOVA5327-0633-124 | 16.4 | Solar |  |  | Interconnected | Gaylord | 55334 | Rush River | 4 | Residential |  | 45000 | 2021 | 2021
20251-214074-01 | BENCO Electric Cooperative | 10 | 1884 | Co-op | NOVA5389-2727-172 | 7.6 | Solar |  |  | Interconnected | Lake Crystal | 56055 | Century | 3 | Residential |  | 25000 | 2021 | 2022
20251-214074-01 | BENCO Electric Cooperative | 10 | 1884 | Co-op | NOVA5408-7905-332 | 7.68 | Solar |  |  | Interconnected | Blue Earth | 56013 | Blue Earth | 1 | Residential |  | 55650 | 2022 | 2022
20251-214074-01 | BENCO Electric Cooperative | 10 | 1884 | Co-op | NOVA5680-6701-005 | 9.44 | Solar |  |  | Withdrawn | Winnebago | 56098 | Winnebago | 4 | Residential |  | 52757 | 2022
20251-214074-01 | BENCO Electric Cooperative | 10 | 1884 | Co-op | NOVA5702-002-5702-002 | 14.4 | Solar |  |  | Interconnected | Easton | 56025 | Winnebago | 2 | Residential |  |  | 2015
20251-214074-01 | BENCO Electric Cooperative | 10 | 1884 | Co-op | NOVA5744-34E18-027 | 15.37 | Solar |  |  | Interconnected | Mankato | 56001 | Decoria | 1 | Residential |  | 75918 | 2022 | 2022
20251-214074-01 | BENCO Electric Cooperative | 10 | 1884 | Co-op | NOVA5751-5124-108 | 4.6 | Solar |  |  | Interconnected | Amboy | 55010 | Willow Creek | 2 | Residential |  | 7880 | 2022 | 2023
20251-214074-01 | BENCO Electric Cooperative | 10 | 1884 | Co-op | NOVA5764-2723-077 | 21.4 | Solar |  |  | Withdrawn | Lake Crystal | 56055 | Century | 3 | Residential | 2723-077 | 61782.16 | 2022
20251-214074-01 | BENCO Electric Cooperative | 10 | 1884 | Co-op | NOVA5767-35A13-140 | 15.37 | Solar |  | X | Withdrawn | Mankato | 56001 | Decoria | 4 | Residential |  | 88000 | 2022
20251-214074-01 | BENCO Electric Cooperative | 10 | 1884 | Co-op | NOVA5824-073-UNKNOWN | 11.5 | Solar |  |  | Interconnected | Wells | 56097 | Easton | 2 | Residential |  |  | 2013
20251-214074-01 | BENCO Electric Cooperative | 10 | 1884 | Co-op | NOVA5827-084-UNKNOWN | 10 | Wind |  |  | Interconnected | Wells | 55331 | Easton | 1 | Residential |  |  | 2011 | 2011
20251-214074-01 | BENCO Electric Cooperative | 10 | 1884 | Co-op | NOVA5835-2723-314 | 7.6 | Solar |  |  | Withdrawn | Lake Crystal | 56055 | Century | 3 | Residential |  | 18157.84 | 2022
20251-214074-01 | BENCO Electric Cooperative | 10 | 1884 | Co-op | NOVA5847-1929-102 | 38 | Solar |  |  | Interconnected | Madison Lake | 56063 | Jamestown | 3 | Residential |  | 80000 | 2022 | 2023
20251-214074-01 | BENCO Electric Cooperative | 10 | 1884 | Co-op | NOVA5908-4202-154 | 25.5 | Solar |  |  | Withdrawn | Good Thunder | 56037 | Sterling Center | 1 | Residential |  | 103684.21 | 2022
20251-214074-01 | BENCO Electric Cooperative | 10 | 1884 | Co-op | NOVA5940-1619-010 | 24 | Solar |  |  | Interconnected | Saint Peter | 56082 | Traverse | 3 | Residential |  | 90000 | 2022 | 2022
20251-214074-01 | BENCO Electric Cooperative | 10 | 1884 | Co-op | NOVA6014-2723-077 | 29 | Solar |  |  | Withdrawn | Lake Crystal | 56085 | Century | 3 | Residential |  | 79940 | 2022
20251-214074-01 | BENCO Electric Cooperative | 10 | 1884 | Co-op | NOVA6064-09C21-027 | 5 | Solar |  |  | Interconnected | Saint Peter | 56082 | Rush River | 3 | Residential |  | 34492 | 2022 | 2023
20251-214074-01 | BENCO Electric Cooperative | 10 | 1884 | Co-op | NOVA6135-7622-059 | 9 | Solar |  |  | Interconnected | Kiester | 56051 | Bricelyn | 2 | Residential |  | 22000 | 2022 | 2022
20251-214074-01 | BENCO Electric Cooperative | 10 | 1884 | Co-op | NOVA6204-019-UNKNOWN | 10.2 | Solar |  |  | Interconnected | Wells | 56097 | Clark | 1 | Residential |  |  | 2013
20251-214074-01 | BENCO Electric Cooperative | 10 | 1884 | Co-op | NOVA6204-032-UNKNOWN | 19.4 | Solar |  |  | Interconnected | Wells | 56097 | Clark | 1 | Residential |  |  | 2013
20251-214074-01 | BENCO Electric Cooperative | 10 | 1884 | Co-op | NOVA6213-1401-037 | 19.2 | Solar |  |  | Interconnected | Saint Peter | 56082 | New Sweden | 3 | Residential |  | 111027 | 2022 | 2022
20251-214074-01 | BENCO Electric Cooperative | 10 | 1884 | Co-op | NOVA6321-6318-001 | 36 | Solar |  |  | Interconnected | Easton | 56025 | Bricelyn | 5 | Residential |  | 244800 | 2022 | 2022
20251-214074-01 | BENCO Electric Cooperative | 10 | 1884 | Co-op | NOVA6446-20E36-024 | 16.5 | Solar |  |  | Interconnected | Madison Lake | 56063 | Eagle Lake | 1 | Residential |  | 74999 | 2022 | 2022
20251-214074-01 | BENCO Electric Cooperative | 10 | 1884 | Co-op | NOVA6498-6701-005 | 30 | Solar |  |  | Interconnected | Winnebago | 56098 | Winnebago | 4 | Residential |  | 53280 | 2022 | 2022
20251-214074-01 | BENCO Electric Cooperative | 10 | 1884 | Co-op | NOVA6531-3436-049 | 11.71 | Solar |  |  | Interconnected | Mankato | 56001 | St. Clair | 3 | Residential |  | 49040.19 | 2022 | 2022
20251-214074-01 | BENCO Electric Cooperative | 10 | 1884 | Co-op | NOVA6554-35A13-140 | 15 | Solar |  | X | Interconnected | Mankato | 56001 | Decoria | 4 | Residential |  | 88000 | 2022 | 2022
20251-214074-01 | BENCO Electric Cooperative | 10 | 1884 | Co-op | NOVA6598-3001-172 | 19.2 | Solar |  |  | Interconnected | Madison Lake | 56063 | Eagle Lake | 2 | Residential |  | 63000 | 2022 | 2022
20251-214074-01 | BENCO Electric Cooperative | 10 | 1884 | Co-op | NOVA6613-282-UNKNOWN | 12 | Wind |  |  | Interconnected | Winnebago | 56098 | Winnebago Local 12.47 kV | 4 | Residential |  |  | 2009
20251-214074-01 | BENCO Electric Cooperative | 10 | 1884 | Co-op | NOVA6634-2234-117 | 9.52 | Solar |  |  | Interconnected | North Mankato | 56003 | Penelope East | 2 | Residential |  | 54693 | 2022 | 2022
20251-214074-01 | BENCO Electric Cooperative | 10 | 1884 | Co-op | NOVA6671-28DBB10-408 | 10 | Solar |  |  | Interconnected | North Mankato | 56003 | Johnson South | 5 | Residential |  | 34900 | 2022 | 2022
20251-214074-01 | BENCO Electric Cooperative | 10 | 1884 | Co-op | NOVA6903-0932-133 | 17.28 | Solar |  |  | Interconnected | Saint Peter | 56082 | Traverse | 2 | Residential |  | 67824 | 2022 | 2023
20251-214074-01 | BENCO Electric Cooperative | 10 | 1884 | Co-op | NOVA6931-092-6931-092 | 35 | Solar |  |  | Decommissioned | Blue Earth | 56013 | Blue Earth | 4 | Residential |  |  | 2011 |  | 2022
20251-214074-01 | BENCO Electric Cooperative | 10 | 1884 | Co-op | NOVA6951-41V26-208 | 26.7 | Solar |  |  | Interconnected | Vernon Center | 56090 | Vernon Center | 1 | Residential |  | 115459.46 | 2022 | 2023
20251-214074-01 | BENCO Electric Cooperative | 10 | 1884 | Co-op | NOVA6954-20G13-062 | 3.3 | Solar |  |  | Interconnected | Kasota | 56050 | Jamestown | 1 | Residential |  | 32333 | 2022 | 2023
20251-214074-01 | BENCO Electric Cooperative | 10 | 1884 | Co-op | NOVA6982-3505-151 | 8.78 | Solar |  |  | Interconnected | Mankato | 56001 | Century | 1 | Residential |  | 38304 | 2022 | 2023
20251-214074-01 | BENCO Electric Cooperative | 10 | 1884 | Co-op | NOVA7014-3530-032 | 13.18 | Solar |  |  | Interconnected | Good Thunder | 56037 | Century | 2 | Residential |  | 38000 | 2022 | 2022
20251-214074-01 | BENCO Electric Cooperative | 10 | 1884 | Co-op | NOVA7171-1021-132 | 13.18 | Solar |  |  | Interconnected | Saint Peter | 56082 | Rush River | 4 | Residential |  | 42000 | 2022 | 2022
20251-214074-01 | BENCO Electric Cooperative | 10 | 1884 | Co-op | NOVA7208-4232-056 | 37.6 | Solar |  |  | Withdrawn | Amboy | 56010 | Sterling Center | 3 | Residential |  | 170000 | 2022
20251-214074-01 | BENCO Electric Cooperative | 10 | 1884 | Co-op | NOVA7211-1410-068 | 22.6 | Solar |  |  | Interconnected | Nicollet | 56074 | New Sweden | 3 | Residential |  | 93850 | 2023 | 2023
20251-214074-01 | BENCO Electric Cooperative | 10 | 1884 | Co-op | NOVA7214-2116-028 | 15.2 | Solar |  |  | Interconnected | Mankato | 56003 | Penelope West | 5 | Residential |  | 65800 | 2022 | 2023
20251-214074-01 | BENCO Electric Cooperative | 10 | 1884 | Co-op | NOVA7216-1402-134 | 22.6 | Solar |  |  | Interconnected | Nicollet | 56074 | New Sweden | 3 | Residential |  | 93850 | 2022 | 2023
20251-214074-01 | BENCO Electric Cooperative | 10 | 1884 | Co-op | NOVA7219-2925-259 | 15.2 | Solar |  |  | Interconnected | Mankato | 56001 | Eagle Lake | 2 | Residential |  | 67880 | 2022 | 2023
20251-214074-01 | BENCO Electric Cooperative | 10 | 1884 | Co-op | NOVA7237-4202-154 | 24.65 | Solar |  |  | Interconnected | Good Thunder | 56037 | Sterling Center | 1 | Residential |  |  | 2022 | 2023
20251-214074-01 | BENCO Electric Cooperative | 10 | 1884 | Co-op | NOVA7256-20G13-063 | 8.56 | Solar |  |  | Interconnected | Kasota | 56050 | Jamestown | 1 | Residential |  | 37700 | 2022 | 2023
20251-214074-01 | BENCO Electric Cooperative | 10 | 1884 | Co-op | NOVA7264-4232-056 | 38.5 | Solar |  |  | Interconnected | Amboy | 56010 | Sterling Center | 3 | Residential |  | 170000 | 2022 | 2023
20251-214074-01 | BENCO Electric Cooperative | 10 | 1884 | Co-op | NOVA7436-5713-098 | 22.8 | Solar |  |  | Interconnected | Easton | 56025 | Winnebago | 2 | Residential |  | 48708.49 | 2023 | 2023
20251-214074-01 | BENCO Electric Cooperative | 10 | 1884 | Co-op | NOVA7472-2734-054 | 9.9 | Solar |  |  | Interconnected | Lake Crystal | 56055 | Century | 3 | Residential |  | 35000 | 2023 | 2023
20251-214074-01 | BENCO Electric Cooperative | 10 | 1884 | Co-op | NOVA7517-21DDD34-010 | 20 | Solar |  |  | Interconnected | North Mankato | 56003 | Penelope West | 7 | Residential |  | 39575 | 2023 | 2023
20251-214074-01 | BENCO Electric Cooperative | 10 | 1884 | Co-op | NOVA7648-1403-062 | 38.4 | Solar |  |  | Interconnected | Nicollet | 56074 | New Sweden | 3 | Residential |  | 206850 | 2023 | 2023
20251-214074-01 | BENCO Electric Cooperative | 10 | 1884 | Co-op | NOVA7673-29I03-125 | 8.96 | Solar |  |  | Interconnected | Mankato | 56001 | Eagle Lake | 4 | Residential |  | 53690 | 2023 | 2023
20251-214074-01 | BENCO Electric Cooperative | 10 | 1884 | Co-op | NOVA7719-3303-172 | 11.52 | Solar |  |  | Interconnected | Janesville | 56048 | St. Clair | 1 | Residential |  | 79158 | 2023 | 2023
20251-214074-01 | BENCO Electric Cooperative | 10 | 1884 | Co-op | NOVA7729-2101-130 | 30.16 | Solar |  |  | Withdrawn | Saint Peter | 56082 | Traverse | 3 | Residential |  | 120870 | 2023
20251-214074-01 | BENCO Electric Cooperative | 10 | 1884 | Co-op | NOVA7739-2223-039 | 12.8 | Solar |  |  | Interconnected | North Mankato | 56003 | Penelope East | 6 | Residential |  | 95200 | 2023 | 2023
20251-214074-01 | BENCO Electric Cooperative | 10 | 1884 | Co-op | NOVA7777-77A10-266 | 38 | Solar |  |  | Interconnected | Bricelyn | 56014 | Bricelyn SMEC | 1 | Residential |  | 144849.58 | 2023 | 2023
20251-214074-01 | BENCO Electric Cooperative | 10 | 1884 | Co-op | NOVA7828-5809-021 | 38 | Solar |  |  | Interconnected | Minnesota Lake | 56068 | Easton | 4 | Residential |  | 262500 | 2023 | 2023
20251-214074-01 | BENCO Electric Cooperative | 10 | 1884 | Co-op | NOVA7835-6217-066 | 19.99 | Solar |  |  | Interconnected | Wells | 56097 | Clark | 3 | Residential |  | 78840 | 2023 | 2023
20251-214074-01 | BENCO Electric Cooperative | 10 | 1884 | Co-op | NOVA7905-332-7905-332 | 36 | Wind |  |  | Interconnected | Blue Earth | 56013 | Elmore 4.16 kV | 1 | Residential |  |  | 2015
20251-214074-01 | BENCO Electric Cooperative | 10 | 1884 | Co-op | NOVA7994-27B31-238 | 23.24 | Solar |  | X | Interconnected | Lake Crystal | 56055 | Butternut | 4 | Residential |  | 66216 | 2023 | 2023
20251-214074-01 | BENCO Electric Cooperative | 10 | 1884 | Co-op | NOVA7994-27B31-238-S | 14 | Storage |  |  | Interconnected | Lake Crystal | 56055 | Butternut | 4 | Residential |  | 66216 | 2023 | 2023
20251-214074-01 | BENCO Electric Cooperative | 10 | 1884 | Co-op | NOVA8013-333-UNKNOWN | 20 | Wind |  |  | Interconnected | Blue Earth | 56013 | Blue Earth | 2 | Residential |  |  | 2009
20251-214074-01 | BENCO Electric Cooperative | 10 | 1884 | Co-op | NOVA8036-065-8036-065 | 36 | Wind |  |  | Interconnected | Elmore | 56027 | Blue Earth | 4 | Commercial |  |  | 2012
20251-214074-01 | BENCO Electric Cooperative | 10 | 1884 | Co-op | NOVA8069-UNKNOWN | 37.7 | Solar |  |  | Withdrawn | Kasota | 56050 |  |  |  |  | 176400 | 2023
20251-214074-01 | BENCO Electric Cooperative | 10 | 1884 | Co-op | NOVA8181-6307-135 | 22.34 | Solar |  | X | Interconnected | Easton | 56025 | Easton | 3 | Residential |  | 110000 | 2023 | 2024
20251-214074-01 | BENCO Electric Cooperative | 10 | 1884 | Co-op | NOVA8202-8005-081 | 25.2 | Solar |  |  | Interconnected | Blue Earth | 56013 | Blue Earth | 4 | Residential |  | 75000 | 2023 | 2023
20251-214074-01 | BENCO Electric Cooperative | 10 | 1884 | Co-op | NOVA8204-3519-145 | 30.72 | Solar |  |  | Withdrawn | Good Thunder | 56037 | Century | 2 | Residential |  | 57600 | 2023
20251-214074-01 | BENCO Electric Cooperative | 10 | 1884 | Co-op | NOVA8276-29ED16-033 | 9.43 | Solar |  |  | Interconnected | Mankato | 56001 | Pohl | 2 | Residential |  | 27500 | 2023 | 2023
20251-214074-01 | BENCO Electric Cooperative | 10 | 1884 | Co-op | NOVA8288-2014-063 | 37.7 | Solar |  |  | Interconnected | Kasota | 56050 | Jamestown | 4 | Commercial |  | 176400 | 2023 | 2023
20251-214074-01 | BENCO Electric Cooperative | 10 | 1884 | Co-op | NOVA8310-4304-116 | 12 | Solar |  |  | Interconnected | Mapleton | 56065 | St. Clair | 3 | Residential |  | 38000 | 2023 | 2023
20251-214074-01 | BENCO Electric Cooperative | 10 | 1884 | Co-op | NOVA8400-2014-132 | 15 | Solar |  | X | Interconnected | Kasota | 56050 | Jamestown | 4 | Residential |  | 50000 | 2023 | 2024
20251-214074-01 | BENCO Electric Cooperative | 10 | 1884 | Co-op | NOVA8470-2101-130 | 31.2 | Solar |  | X | Interconnected | Saint Peter | 56082 | Traverse | 3 | Residential |  | 120870 | 2023 | 2023
20251-214074-01 | BENCO Electric Cooperative | 10 | 1884 | Co-op | NOVA8486-28L06-004 | 12.44 | Solar |  |  | Interconnected | North Mankato | 56003 | Penelope East | 5 | Residential |  | 40000 | 2023 | 2023
20251-214074-01 | BENCO Electric Cooperative | 10 | 1884 | Co-op | NOVA8550-1130-040 | 15 | Wind |  |  | Interconnected | Nicollet | 56074 | New Sweden | 4 | Residential |  |  | 2023 | 2024
20251-214074-01 | BENCO Electric Cooperative | 10 | 1884 | Co-op | NOVA8591-4218-099 | 37.5 | Solar |  |  | Interconnected | Good Thunder | 56037 | Sterling Center | 3 | Residential |  | 111860 | 2023 | 2023
20251-214074-01 | BENCO Electric Cooperative | 10 | 1884 | Co-op | NOVA8609-3436-314 | 16.4 | Solar |  |  | Interconnected | Mapleton | 56065 | St. Clair | 3 | Residential |  | 124600 | 2023 | 2023
20251-214074-01 | BENCO Electric Cooperative | 10 | 1884 | Co-op | NOVA8759-3322-176 | 16.4 | Solar |  |  | Interconnected | Janesville | 56048 | St. Clair | 1 | Residential |  | 75210 | 2023 | 2024
20251-214074-01 | BENCO Electric Cooperative | 10 | 1884 | Co-op | NOVA8854-340707-250 | 5.12 | Solar |  |  | Interconnected | Mankato | 56001 | Decoria | 4 | Residential |  | 24447 | 2023 | 2024
20251-214074-01 | BENCO Electric Cooperative | 10 | 1884 | Co-op | NOVA8877-29FDC20-203 | 2.9 | Solar |  |  | Interconnected | Mankato | 56001 | Pohl | 1 | Residential |  | 1735.02 | 2023 | 2024
20251-214074-01 | BENCO Electric Cooperative | 10 | 1884 | Co-op | NOVA8899-293434-253 | 12 | Solar |  |  | Interconnected | Mankato | 56001 | Pohl | 5 | Residential |  | 25000 | 2023 | 2024
20251-214074-01 | BENCO Electric Cooperative | 10 | 1884 | Co-op | NOVA8900-0828-029 | 7.68 | Solar |  |  | Interconnected | Le Sueur | 56058 | Rush River | 1 | Residential |  | 31000 | 2023 | 2024
20251-214074-01 | BENCO Electric Cooperative | 10 | 1884 | Co-op | NOVA8927-3519-145 | 36 | Solar |  |  | Interconnected | Good Thunder | 56037 | Century | 2 | Residential |  | 90000 | 2023 | 2024
20251-214074-01 | BENCO Electric Cooperative | 10 | 1884 | Co-op | NOVA8994-340404-167 | 11.86 | Solar |  |  | Interconnected | Mankato | 56001 | Pohl | 5 | Residential |  | 20000 | 2024 | 2024
20251-214074-01 | BENCO Electric Cooperative | 10 | 1884 | Co-op | NOVA9034-7120-064 | 38.5 | Solar |  |  | Interconnected | Blue Earth | 56013 | Blue Earth | 2 | Residential |  | 160800 | 2024 | 2024
20251-214074-01 | BENCO Electric Cooperative | 10 | 1884 | Co-op | NOVA9158-19E17-016 | 6.14 | Solar |  |  | Interconnected | Madison Lake | 56063 | Jamestown | 2 | Residential |  | 20302 | 2024 | 2024
20251-214074-01 | BENCO Electric Cooperative | 10 | 1884 | Co-op | NOVA9189-1135-046 | 12 | Solar |  |  | Interconnected | Nicollet | 56074 | New Sweden | 1 | Residential |  | 38250 | 2024 | 2024
20253-215947-01 | Grand Rapids Public Utilities Commission | 44 | 7489 | Muni | S-01-15 | 2.16 | Solar |  |  | Interconnected | Grand Rapids | 55744 | Forest Lake | FL13 | Residential | Rebate | 9422.44 | 2015 | 2015
20253-215947-01 | Grand Rapids Public Utilities Commission | 44 | 7489 | Muni | S-01-08 | 4.05 | Solar |  |  | Interconnected | Grand Rapids | 55744 | East | ES06 | Commercial |  |  | 2008 | 2008
20253-215947-01 | Grand Rapids Public Utilities Commission | 44 | 7489 | Muni | S-01-14 | 92 | Solar |  |  | Interconnected | Grand Rapids | 55744 | East | ES05 | Commercial |  | 321313 | 2013 | 2014
20253-215947-01 | Grand Rapids Public Utilities Commission | 44 | 7489 | Muni | S-02-14 | 2.7 | Solar |  |  | Interconnected | Grand Rapids | 55744 | Main | 320 | Residential | Rebate | 11907 | 2014 | 2014
20253-215947-01 | Grand Rapids Public Utilities Commission | 44 | 7489 | Muni | S-01-13 | 4.56 | Solar |  |  | Interconnected | Grand Rapids | 55744 | Main | 326 | Residential | Rebate |  | 2013 | 2013
20253-215947-01 | Grand Rapids Public Utilities Commission | 44 | 7489 | Muni | S-02-13 | 10 | Solar |  |  | Interconnected | Grand Rapids | 55744 | Main | 326 | Residential | Rebate |  | 2013 | 2013
20253-215947-01 | Grand Rapids Public Utilities Commission | 44 | 7489 | Muni | S-01-09 | 4 | Solar |  |  | Interconnected | Grand Rapids | 55744 | Tioga | Tioga | Residential | Rebate |  | 2009 | 2009
20253-215947-01 | Grand Rapids Public Utilities Commission | 44 | 7489 | Muni | S-03-14 | 4 | Solar |  |  | Interconnected | Grand Rapids | 55744 | Main | 320 | Residential | Rebate | 18864 | 2014 | 2014
20253-215947-01 | Grand Rapids Public Utilities Commission | 44 | 7489 | Muni | S-01-16 | 2.22 | Solar |  |  | Interconnected | Grand Rapids | 55744 | Main | 327 | Commercial |  | 108610.4 | 2015 | 2016
20253-215947-01 | Grand Rapids Public Utilities Commission | 44 | 7489 | Muni | S-01-21 | 13.6 | Solar |  |  | Interconnected | Grand Rapids | 55744 | Tioga | Tioga | Residential |  | 63012.35 | 2021 | 2021
20253-215947-01 | Grand Rapids Public Utilities Commission | 44 | 7489 | Muni | S-02-21 | 39.15 | Solar |  |  | Interconnected | Grand Rapids | 55744 | Main | 326 | Commercial | Rebate |  | 2021 | 2021
20253-215947-01 | Grand Rapids Public Utilities Commission | 44 | 7489 | Muni | S-01-22 | 5.8 | Solar |  |  | Interconnected | Grand Rapids | 55744 | Main | 320 | Residential |  | 27650 | 2022 | 2022
20253-215947-01 | Grand Rapids Public Utilities Commission | 44 | 7489 | Muni | S-02-22 | 19.8 | Solar |  |  | Interconnected | Grand Rapids | 55744 | Main | 326 | Commercial |  |  | 2022 | 2022
20253-215947-01 | Grand Rapids Public Utilities Commission | 44 | 7489 | Muni | S-03-22 | 8.12 | Solar |  |  | Interconnected | Grand Rapids | 55744 |  | SS12 | Residential |  | 46421 | 2022 | 2022
20253-215947-01 | Grand Rapids Public Utilities Commission | 44 | 7489 | Muni | S-04-22 | 0.58 | Solar |  |  | Interconnected | Grand Rapids | 55744 | Main | 320 | Residential |  | 29167 | 2022 | 2022
20253-215947-01 | Grand Rapids Public Utilities Commission | 44 | 7489 | Muni | S-01-23 | 12.624 | Solar |  |  | Interconnected | Grand Rapids | 55744 | Main | ES06 | Residential | Rebate | 51850 | 2023 | 2023
20253-215947-01 | Grand Rapids Public Utilities Commission | 44 | 7489 | Muni | S-02-23 | 17.3 | Solar |  |  | Interconnected | Grand Rapids | 55744 | Main | 320 | Commercial | Rebate | 57135 | 2023 | 2023
20253-215947-01 | Grand Rapids Public Utilities Commission | 44 | 7489 | Muni | S-01-24 | 13.6 | Solar |  |  | Interconnected | Grand Rapids | 55744 | Main | 320 | Commercial | Rebate | 45100 | 2024 | 2024
20251-214227-01 | Grove City Electric | 208 | 7732 | Muni | 01-1470-00-9 |  | Solar |  |  | Interconnected | Grove City | 56243 | Grove City |  | Residential | Sellback |  | 2018 | 2018
20251-214227-01 | Grove City Electric | 208 | 7732 | Muni | 01-2435-00-1 |  | Solar |  |  | Interconnected | Grove City | 56243 | Grove City |  | Commercial | Sellback |  | 2015 | 2015
20252-214878-01 | Hawley Public Utilities | 47 | 8307 | Muni | NOVA8856 | 11.14 | Solar |  |  | Interconnected | Hawley | 56549 | Hawley Municipal | 3 | Residential |  | 17610 | 2023 | 2024
20252-214878-01 | Hawley Public Utilities | 47 | 8307 | Muni | NOVA9047 | 15.85 | Solar |  |  | Interconnected | Hawley | 56549 | Hawley Municipal | 5 | Commercial |  | 68500 | 2024 | 2024
20252-215464-01 | Heartland Power Cooperative | 260 | 8319 | Co-op | MN-1 | 7.65 | Solar |  | X | Interconnected | Leroy | 55951 | Vandermyde | 2 | Residential |  |  | 2021 | 2021
20251-213941-01 | Hutchinson Utilities Commission | 49 | 9130 | Muni | System 1 | 400 | Solar |  |  | Interconnected | Hutchinson | 55350 | Plant 1 | 14 | Commercial |  | 1510000 | 2014 | 2014
20251-213941-01 | Hutchinson Utilities Commission | 49 | 9130 | Muni | System 2 | 80 | Solar |  |  | Interconnected | Hutchinson | 55350 | Plant1 | 15 | Commercial |  | 250000 | 2015 | 2015
20251-213941-01 | Hutchinson Utilities Commission | 49 | 9130 | Muni | System 3 | 10 | Solar |  |  | Interconnected | Hutchinson | 55350 | Plant 1 | 18 | Commercial |  |  | 2006 | 2006
20251-213941-01 | Hutchinson Utilities Commission | 49 | 9130 | Muni | System 4 | 10.72 | Solar |  |  | Interconnected | Hutchinson | 55350 | Plant 1 | 17 | Residential |  | 28082 | 2018 | 2018
20251-213941-01 | Hutchinson Utilities Commission | 49 | 9130 | Muni | System 5 | 37 | Solar |  |  | Interconnected | Hutchinson | 55350 | Plant 1 | 11 | Commercial |  | 87720 | 2020 | 2020
20251-213941-01 | Hutchinson Utilities Commission | 49 | 9130 | Muni | System 6 | 39 | Solar |  |  | Interconnected | Hutchinson | 55350 | Plant 1 | 11 | Commercial |  | 71808 | 2020 | 2020
20251-213941-01 | Hutchinson Utilities Commission | 49 | 9130 | Muni | System 7 | 240 | Solar |  |  | Interconnected | Hutchinson | 55350 | Plant 1 | 16 | Commercial |  | 5e+05 | 2021 | 2021
20251-213941-01 | Hutchinson Utilities Commission | 49 | 9130 | Muni | System 8 | 6.96 | Solar |  |  | Interconnected | Hutchinson | 55350 | Plant 1 | 17 | Residential |  | 25016 | 2021 | 2021
20251-213941-01 | Hutchinson Utilities Commission | 49 | 9130 | Muni | System 9 | 27.84 | Solar |  |  | Interconnected | Hutchinson | 55350 | Plant 1 | 19 | Commercial |  | 66000 | 2021 | 2021
20251-213941-01 | Hutchinson Utilities Commission | 49 | 9130 | Muni | System 10 | 28.71 | Solar |  |  | Interconnected | Hutchinson | 55350 | Plant 1 | 19 | Commercial |  | 68000 | 2021 | 2021
20251-213941-01 | Hutchinson Utilities Commission | 49 | 9130 | Muni | System 11 | 39.73 | Solar |  |  | Interconnected | Hutchinson | 55350 | Plant 1 | 19 | Commercial |  | 95000 | 2021 | 2021
20251-213941-01 | Hutchinson Utilities Commission | 49 | 9130 | Muni | System 12 | 625 | Solar |  |  | Interconnected | Hutchinson | 55350 | Plant 2 | 24 | Utility |  | 976967 | 2021 | 2021
20251-213941-01 | Hutchinson Utilities Commission | 49 | 9130 | Muni | System 13 | 21 | Solar |  |  | Interconnected | Hutchinson | 55350 | Plant2 | 22 | Residential |  | 94389.47 | 2022 | 2023
20251-213941-01 | Hutchinson Utilities Commission | 49 | 9130 | Muni | System 14 | 39.76 | Solar |  |  | Interconnected | Hutchinson | 55350 | Plant 1 | 12 | Commercial |  | 90000 | 2023 | 2023
20251-213941-01 | Hutchinson Utilities Commission | 49 | 9130 | Muni | System 15 | 39.79 | Solar |  |  | Interconnected | Hutchinson | 55350 | Plant1 | 12 | Commercial |  | 90000 | 2023 | 2023
20251-213941-01 | Hutchinson Utilities Commission | 49 | 9130 | Muni | System 16 | 39.79 | Solar |  |  | Interconnected | Hutchinson | 55350 | Plant 1 | 12 | Commercial |  | 90000 | 2023 | 2023
20251-213941-01 | Hutchinson Utilities Commission | 49 | 9130 | Muni | System 17 | 10 | Solar |  |  | Interconnected | Hutchinson | 55350 | Plant 1 | 12 | Residential |  | 37400 | 2023 | 2023
20251-213941-01 | Hutchinson Utilities Commission | 49 | 9130 | Muni | System 18 | 7.6 | Solar |  |  | Interconnected | Hutchinson | 55350 | Plant 1 | 17 | Residential |  | 30156.5 | 2023 | 2023
20251-213941-01 | Hutchinson Utilities Commission | 49 | 9130 | Muni | System 19 | 7 | Solar |  |  | Interconnected | Hutchinson | 55350 | Plant 1 | 18 | Residential |  | 43070 | 2024 | 2024
20251-213941-01 | Hutchinson Utilities Commission | 49 | 9130 | Muni | System 20 | 157 | Solar |  |  | Interconnected | Hutchinson | 55350 | Plant 1 | 19 | Commercial |  | 400240 | 2024 | 2024
20251-214150-01 | Itasca-Mantrap Electric Cooperative | 18 | 9475 | Co-op | NOVA4547 | 2.36 | Solar |  |  | Interconnected | Park Rapids | 56470 | Long Lake | 2 | Residential |  | 38396 | 2021 | 2021
20251-214150-01 | Itasca-Mantrap Electric Cooperative | 18 | 9475 | Co-op | NOVA4858 | 14.65 | Solar |  |  | Interconnected | Park Rapids | 56470 | Long Lake | 1 | Residential |  | 56872 | 2021 | 2021
20251-214150-01 | Itasca-Mantrap Electric Cooperative | 18 | 9475 | Co-op | NOVA5253 | 16.24 | Solar |  |  | Interconnected | Park Rapids | 56470 | Long Lake | 1 | Residential |  | 59548.47 | 2021 | 2022
20251-214150-01 | Itasca-Mantrap Electric Cooperative | 18 | 9475 | Co-op | NOVA5255 | 10.2 | Solar |  |  | Interconnected | Menahga | 56464 | RDO | 1 | Residential |  | 10000 | 2021 | 2022
20251-214150-01 | Itasca-Mantrap Electric Cooperative | 18 | 9475 | Co-op | NOVA6173 | 8.7 | Solar |  |  | Interconnected | Waubun | 56589 | Pine Point | 2 | Residential |  | 49736 | 2022 | 2023
20251-214150-01 | Itasca-Mantrap Electric Cooperative | 18 | 9475 | Co-op | NOVA6250 | 34.99 | Solar |  |  | Interconnected | Akeley |  | Tripp Lake | 3 | Commercial |  | 129225.05 | 2022 | 2022
20251-214150-01 | Itasca-Mantrap Electric Cooperative | 18 | 9475 | Co-op | NOVA6265 | 14.5 | Solar |  |  | Interconnected | Osage | 56570 | Osage | 5 | Residential |  | 76000 | 2022 | 2022
20251-214150-01 | Itasca-Mantrap Electric Cooperative | 18 | 9475 | Co-op | NOVA6722 | 9.89 | Solar |  | X | Interconnected | Backus | 56435 | Tripp Lake | 4 | Residential |  | 38419 | 2022 | 2023
20251-214150-01 | Itasca-Mantrap Electric Cooperative | 18 | 9475 | Co-op | NOVA6976 | 19.2 | Solar |  |  | Interconnected | Akeley | 56433 | Nevis | 4 | Residential |  | 51840 | 2022 | 2023
20251-214150-01 | Itasca-Mantrap Electric Cooperative | 18 | 9475 | Co-op | NOVA7367 | 19.86 | Solar |  | X | Interconnected | Park Rapids | 56470 | Mantrap | 5 | Residential |  | 31564 | 2022 | 2023
20251-214150-01 | Itasca-Mantrap Electric Cooperative | 18 | 9475 | Co-op | NOVA7522 | 23.04 | Solar |  |  | Interconnected | Akeley | 56433 | Nevis | 4 | Residential |  | 69964 | 2023 | 2023
20251-214150-01 | Itasca-Mantrap Electric Cooperative | 18 | 9475 | Co-op | NOVA7715 | 38.5 | Solar |  |  | Interconnected | Park Rapids | 56470 | Long Lake | 5 | Residential |  | 77000 | 2023 | 2023
20251-214150-01 | Itasca-Mantrap Electric Cooperative | 18 | 9475 | Co-op | NOVA8078 | 13.76 | Solar |  |  | Interconnected | Two Inlets Township | 56501 | Potato Lake | 4 | Residential |  | 70992 | 2023 | 2023
20251-214150-01 | Itasca-Mantrap Electric Cooperative | 18 | 9475 | Co-op | NOVA8161 | 18.3 | Solar |  | X | Interconnected | Park Rapids | 56470 | Potato Lake | 2 | Residential |  | 53209 | 2023 | 2023
20251-214150-01 | Itasca-Mantrap Electric Cooperative | 18 | 9475 | Co-op | NOVA8177 | 11.9 | Solar |  |  | Interconnected | Park Rapids | 56470 | Pine Point | 1 | Residential |  | 46950 | 2023 | 2023
20251-214150-01 | Itasca-Mantrap Electric Cooperative | 18 | 9475 | Co-op | NOVA8558 | 5.85 | Solar |  |  | Interconnected | Backus | 56435 | Tripp Lake | 1 | Residential |  | 20000 | 2023 | 2023
20251-214150-01 | Itasca-Mantrap Electric Cooperative | 18 | 9475 | Co-op | NOVA8806 | 4.61 | Solar |  |  | Interconnected | Waubun | 56589 | Pine Point | 2 | Residential |  | 24100 | 2023 | 2024
20251-214150-01 | Itasca-Mantrap Electric Cooperative | 18 | 9475 | Co-op | NOVA8848 | 8.96 | Solar |  |  | Withdrawn | Park Rapids | 56470 | Long Lake | 1 | Residential |  | 48619 | 2023
20251-214150-01 | Itasca-Mantrap Electric Cooperative | 18 | 9475 | Co-op | NOVA10308 | 38 | Solar |  |  | Interconnected | Park Rapids | 56470 | Palmer Lake | 2 | Residential |  | 80000 | 2024 | 2024
20251-214150-01 | Itasca-Mantrap Electric Cooperative | 18 | 9475 | Co-op | NOVA10336 | 11.5 | Solar |  | X | Interconnected | Park Rapids | 56470 | Potato Lake | 4 | Residential |  | 55000 | 2024 | 2024
20251-214150-01 | Itasca-Mantrap Electric Cooperative | 18 | 9475 | Co-op | NOVA10440 | 8.83 | Solar |  |  | Interconnected | Nevis | 56467 | Palmer Lake | 4 | Residential |  | 21022 | 2024 | 2024
20251-214150-01 | Itasca-Mantrap Electric Cooperative | 18 | 9475 | Co-op | NOVA10568 | 8.38 | Solar |  |  | Interconnected | Park Rapids | 56470 | Pine Point | 1 | Residential |  | 32381.42 | 2024 | 2024
20251-214150-01 | Itasca-Mantrap Electric Cooperative | 18 | 9475 | Co-op | NOVA12008 | 768 | Solar |  | X | Active Application | Ponsford | 56575 | Shell Lake | 3 | Commercial |  | 2800000 | 2024
20251-214150-01 | Itasca-Mantrap Electric Cooperative | 18 | 9475 | Co-op | NOVA12008-S | 400 | Storage |  |  | Active Application | Ponsford | 56575 | Shell Lake | 3 | Commercial |  | 2800000 | 2024
20251-214150-01 | Itasca-Mantrap Electric Cooperative | 18 | 9475 | Co-op | NOVA12010 | 36.76 | Solar |  | X | Active Application | Two Inlets | 56470 | Potato Lake | 4 | Residential |  | 31884 | 2024
20251-214150-01 | Itasca-Mantrap Electric Cooperative | 18 | 9475 | Co-op | NOVA12036 | 18.2 | Solar |  |  | Active Application | Lake George | 56458 | Mantrap | 3 | Residential |  | 90898.7 | 2024
20251-214150-01 | Itasca-Mantrap Electric Cooperative | 18 | 9475 | Co-op | NOVA12063 | 4.61 | Solar |  |  | Withdrawn | Ponsford | 56575 | Pine Point | 2 | Residential |  | 20480.75 | 2024
20251-214150-01 | Itasca-Mantrap Electric Cooperative | 18 | 9475 | Co-op | NOVA12070 | 16.25 | Solar |  |  | Interconnected | Akeley | 56433 | Shingobee | 1 | Residential |  | 64318 | 2024 | 2024
20251-214150-01 | Itasca-Mantrap Electric Cooperative | 18 | 9475 | Co-op | NOVA12169 | 10.8 | Solar |  |  | Active Application | Backus | 56435 | Tripp Lake | 1 | Residential |  | 7080 | 2024
20251-214150-01 | Itasca-Mantrap Electric Cooperative | 18 | 9475 | Co-op | NOVA12222 | 6.14 | Solar |  |  | Interconnected | Nevis | 56467 | Nevis | 3 | Residential |  | 27364 | 2024 | 2024
20251-214150-01 | Itasca-Mantrap Electric Cooperative | 18 | 9475 | Co-op | NOVA12346 | 10.75 | Solar |  |  | Withdrawn | Bigfork | 56628 |  |  |  |  | 50800 | 2024
20251-214150-01 | Itasca-Mantrap Electric Cooperative | 18 | 9475 | Co-op | NOVA12374 | 39.98 | Solar |  |  | Active Application | Park Rapids | 56470 | Long Lake | 1 | Residential |  | 139537 | 2024
20251-214150-01 | Itasca-Mantrap Electric Cooperative | 18 | 9475 | Co-op | NOVA9079 | 10.37 | Solar |  |  | Interconnected | Park Rapids | 56470 | Potato Lake | 4 | Residential |  | 36855 | 2024 | 2024
20251-214150-01 | Itasca-Mantrap Electric Cooperative | 18 | 9475 | Co-op | 41-29-0-14133 | 5.184 | Solar |  |  | Interconnected | Menahga | 56464 | 3 | 5 | Residential |  |  | 2011 | 2011
20251-214150-01 | Itasca-Mantrap Electric Cooperative | 18 | 9475 | Co-op | 30-05-0-08661 | 9.135 | Solar |  |  | Interconnected | Park Rapids | 56470 | 10 | 1 | Residential |  |  | 2019 | 2020
20251-214150-01 | Itasca-Mantrap Electric Cooperative | 18 | 9475 | Co-op | 09-11-0-57220 | 20.3 | Solar |  |  | Interconnected | Detroit Lakes | 56501 | 6 | 2 | Residential |  |  | 2019 | 2019
20251-214150-01 | Itasca-Mantrap Electric Cooperative | 18 | 9475 | Co-op | 20-12-0-09386 | 3.8 | Solar |  |  | Interconnected | Park Rapids | 56470 | 4 | 6 | Residential |  |  | 2015 | 2015
20251-214150-01 | Itasca-Mantrap Electric Cooperative | 18 | 9475 | Co-op | 19-26-0-56012 | 10.95 | Solar |  |  | Interconnected | Nevis | 56467 | 2 | 2 | Residential |  |  | 2017 | 2018
20251-214150-01 | Itasca-Mantrap Electric Cooperative | 18 | 9475 | Co-op | 29-07-0-03718 | 5.61 | Solar |  |  | Interconnected | Osage | 56570 | 3 | 2 | Residential |  |  | 2015 | 2015
20251-214150-01 | Itasca-Mantrap Electric Cooperative | 18 | 9475 | Co-op | 13-26-0-10071 | 14.85 | Solar |  |  | Interconnected | Park Rapids | 56470 | 4 | 3 | Residential |  |  | 2018 | 2019
20251-214150-01 | Itasca-Mantrap Electric Cooperative | 18 | 9475 | Co-op | 19-33-0-14730 | 38.5 | Solar |  |  | Interconnected | Nevis | 56467 | 2 | 6 | Commercial |  |  | 2020 | 2020
20251-214150-01 | Itasca-Mantrap Electric Cooperative | 18 | 9475 | Co-op | 38-18-0-13611 | 30.68 | Solar |  |  | Interconnected | Nevis | 56467 | 7 | 4 | Residential |  |  | 2020 | 2020
20251-214150-01 | Itasca-Mantrap Electric Cooperative | 18 | 9475 | Co-op | 38-02-0-12255 | 2.1 | Solar |  |  | Interconnected | Akeley | 56433 | 8 | 3 | Residential |  |  | 2009 | 2009
20251-214150-01 | Itasca-Mantrap Electric Cooperative | 18 | 9475 | Co-op | 24-18-0-07066 | 2.2 | Solar |  |  | Interconnected | Ponsford | 56575 | 12 | 3 | Residential |  |  | 2011 | 2011
20251-214150-01 | Itasca-Mantrap Electric Cooperative | 18 | 9475 | Co-op | 17-05-0-11761 | 25.2 | Solar |  |  | Interconnected | Akeley | 56433 | 9 | 2 | Residential |  |  | 2020 | 2020
20251-214150-01 | Itasca-Mantrap Electric Cooperative | 18 | 9475 | Co-op | 31-06-0-15102 | 5.18 | Solar |  |  | Interconnected | Park Rapids | 56470 | 1 | 4 | Residential |  |  | 2009 | 2009
20251-214150-01 | Itasca-Mantrap Electric Cooperative | 18 | 9475 | Co-op | 41-10-0-09767 | 3.44 | Solar |  |  | Interconnected | Park Rapids | 56470 | 5 | 1 | Residential |  |  | 2011 | 2011
20251-214150-01 | Itasca-Mantrap Electric Cooperative | 18 | 9475 | Co-op | 22-03-0-08677 | 2.2 | Solar |  |  | Interconnected | Park Rapids | 56470 | 10 | 4 | Residential |  |  | 2019 | 2020
20251-214150-01 | Itasca-Mantrap Electric Cooperative | 18 | 9475 | Co-op | 33-02-0-09857 | 10 | Solar |  |  | Interconnected | Akeley | 56433 | 9 | 3 | Residential |  |  | 2017 | 2017
20251-214150-01 | Itasca-Mantrap Electric Cooperative | 18 | 9475 | Co-op | 37-25-0-06836 | 5.5 | Solar |  |  | Interconnected | Backus | 56435 | 8 | 4 | Residential |  |  | 2020 | 2020
20251-214150-01 | Itasca-Mantrap Electric Cooperative | 18 | 9475 | Co-op | 20-16-0-13530 | 3.44 | Solar |  |  | Interconnected | Park Rapids | 56470 | 4 | 2 | Residential |  |  | 2010 | 2010
20251-214150-01 | Itasca-Mantrap Electric Cooperative | 18 | 9475 | Co-op | 32-30-0-56636 | 7.6 | Solar |  |  | Interconnected | Nevis | 56467 | 2 | 5 | Residential |  |  | 2018 | 2018
20251-214150-01 | Itasca-Mantrap Electric Cooperative | 18 | 9475 | Co-op | 34-31-0-12553 | 9.995 | Solar |  |  | Interconnected | Backus | 56435 | 8 | 1 | Residential |  |  | 2020 | 2020
20251-214150-01 | Itasca-Mantrap Electric Cooperative | 18 | 9475 | Co-op | 39-03-0-00796 | 30.68 | Solar |  |  | Interconnected | Park Rapids | 56470 | 2 | 5 | Residential |  |  | 2020 | 2020
20251-214150-01 | Itasca-Mantrap Electric Cooperative | 18 | 9475 | Co-op | 20-17-0-05976 | 6 | Solar |  |  | Interconnected | Park Rapids | 56470 | 4 | 2 | Residential |  |  | 2015 | 2015
20251-214150-01 | Itasca-Mantrap Electric Cooperative | 18 | 9475 | Co-op | 24-19-0-11119 | 5.4 | Solar |  |  | Interconnected | Ponsford | 56575 | 12 | 3 | Commercial |  |  | 2012 | 2012
20251-214150-01 | Itasca-Mantrap Electric Cooperative | 18 | 9475 | Co-op | 30-08-0-13309 | 9.1 | Solar |  |  | Interconnected | Park Rapids | 56470 | 1 | 2 | Residential |  |  | 2018 | 2018
20251-214150-01 | Itasca-Mantrap Electric Cooperative | 18 | 9475 | Co-op | 33-11-0-57248 | 7.08 | Solar |  |  | Interconnected | Akeley | 56433 | 9 | 3 | Residential |  |  | 2019 | 2020
20251-214150-01 | Itasca-Mantrap Electric Cooperative | 18 | 9475 | Co-op | 41-10-0-52364 | 20 | Wind |  |  | Decommissioned | Park Rapids | 56470 | 5 | 1 | Residential |  |  | 2008 | 2008 | 2023
20251-214150-01 | Itasca-Mantrap Electric Cooperative | 18 | 9475 | Co-op | 51-17-0-11666 | 20 | Wind |  |  | Interconnected | Menahga | 56464 | 7 | 2 | Residential |  |  | 2009 | 2009
20251-214150-01 | Itasca-Mantrap Electric Cooperative | 18 | 9475 | Co-op | 41-02-0-14851 | 20 | Wind |  |  | Interconnected | Park Rapids | 56470 | 5 | 1 | Commercial |  |  | 2010 | 2010
20251-214150-01 | Itasca-Mantrap Electric Cooperative | 18 | 9475 | Co-op | 31-31-0-56630 | 46 | Solar |  |  | Interconnected | Park Rapids | 56470 | 1 | 2 | Community Solar Garden |  |  | 2014 | 2015
20251-214150-01 | Itasca-Mantrap Electric Cooperative | 18 | 9475 | Co-op | 20-12-0-09386 | 1.36 | Solar |  |  | Interconnected | Park Rapids | 56470 | 4 | 6 | Residential |  |  | 2020 | 2021
20251-214150-01 | Itasca-Mantrap Electric Cooperative | 18 | 9475 | Co-op | 21-05-0-07661 | 5.12 | Solar |  |  | Interconnected | Park Rapids | 56470 | 10 | 4 | Residential |  |  | 2021 | 2021
20251-214446-01 | Janesville Municipal Utilities | 132 | 9650 | Muni | NOVA7490 | 11.7 | Solar |  |  | Interconnected | Janesville | 56048 | POWER PLANT | Northwest | Residential |  | 53922 | 2023 | 2023
20251-214446-01 | Janesville Municipal Utilities | 132 | 9650 | Muni | NOVA10734 | 40 | Solar |  |  | Interconnected | Janesville | 56048 | POWER PLANT | East | Commercial |  | 162500 | 2024 | 2024
20251-214446-01 | Janesville Municipal Utilities | 132 | 9650 | Muni | NOVA10771 | 6.53 | Solar |  |  | Interconnected | Janesville | 56048 | POWER PLANT | Northwest | Residential |  | 21675 | 2024 | 2024
20251-214597-01 | Kandiyohi Power Cooperative | 19 | 9991 | Co-op | NOVA0001-7326410 | 39.9 | Wind |  |  | Interconnected | Kerkhoven | 56252 | Pennock | 4 | Residential |  | 89000 | 2003 | 2003
20251-214597-01 | Kandiyohi Power Cooperative | 19 | 9991 | Co-op | NOVA0002-4221700 | 1.5 | Solar |  |  | Interconnected | New London | 56273 | Prairie Woods | 3 | Residential |  | 9000 | 2005 | 2005
20251-214597-01 | Kandiyohi Power Cooperative | 19 | 9991 | Co-op | NOVA0003-5235400 | 11 | Solar |  |  | Interconnected | Spicer | 56288 | Spicer | 4 | Commercial |  | 50000 | 2007 | 2007
20251-214597-01 | Kandiyohi Power Cooperative | 19 | 9991 | Co-op | NOVA0004-72034075 | 40 | Wind |  |  | Interconnected | Kerkhoven | 56252 | Sunburg | 3 | Residential |  | 89000 | 2009 | 2009
20251-214597-01 | Kandiyohi Power Cooperative | 19 | 9991 | Co-op | NOVA0005-4220382 | 2.4 | Wind |  |  | Interconnected | New London | 56273 | Prairie Woods | 3 | Residential |  | 15000 | 2009 | 2009
20251-214597-01 | Kandiyohi Power Cooperative | 19 | 9991 | Co-op | NOVA0006-7234250 | 5.5 | Solar |  |  | Interconnected | Kerkhoven | 56252 | Sunburg | 3 | Residential |  | 40000 | 2010 | 2010
20251-214597-01 | Kandiyohi Power Cooperative | 19 | 9991 | Co-op | NOVA0007-7234252 | 11 | Solar |  |  | Interconnected | Kerkhoven | 56252 | Sunburg | 3 | Residential |  | 88000 | 2010 | 2010
20251-214597-01 | Kandiyohi Power Cooperative | 19 | 9991 | Co-op | NOVA0008-6114500 | 4.5 | Solar |  |  | Interconnected | Brooten | 55316 | Sunburg | 1 | Residential |  | 36000 | 2010 | 2010
20251-214597-01 | Kandiyohi Power Cooperative | 19 | 9991 | Co-op | NOVA0009-4306212 | 1.5 | Solar |  |  | Interconnected | Spicer | 56288 | Spicer | 1 | Residential |  | 14000 | 2010 | 2010
20251-214597-01 | Kandiyohi Power Cooperative | 19 | 9991 | Co-op | NOVA0010-5233870 | 3 | Solar |  |  | Interconnected | Spicer | 56288 | Sunburg | 2 | Residential |  | 24000 | 2010 | 2010
20251-214597-01 | Kandiyohi Power Cooperative | 19 | 9991 | Co-op | NOVA0011-5233875 | 5 | Solar |  |  | Interconnected | Spicer | 56288 | Sunburg | 2 | Residential |  | 40000 | 2010 | 2010
20251-214597-01 | Kandiyohi Power Cooperative | 19 | 9991 | Co-op | NOVA0012-4304695 | 5.4 | Solar |  |  | Interconnected | Spicer | 56288 | Spicer | 1 | Residential |  | 37500 | 2010 | 2010
20251-214597-01 | Kandiyohi Power Cooperative | 19 | 9991 | Co-op | NOVA0013-3421020 | 8 | Solar |  |  | Interconnected | Atwater | 56209 | Kandiyohi | 2 | Residential |  | 56000 | 2010 | 2011
20251-214597-01 | Kandiyohi Power Cooperative | 19 | 9991 | Co-op | NOVA0014-5522470 | 39.9 | Wind |  |  | Interconnected | Willmar | 56201 | Svea | 4 | Residential |  | 136000 | 2011 | 2011
20251-214597-01 | Kandiyohi Power Cooperative | 19 | 9991 | Co-op | NOVA0015-5201680 | 4.25 | Solar |  |  | Interconnected | New London | 56273 | Prairie Woods | 4 | Commercial |  | 29000 | 2011 | 2011
20251-214597-01 | Kandiyohi Power Cooperative | 19 | 9991 | Co-op | NOVA0016-6113720 | 39.9 | Wind |  |  | Interconnected | Brooten | 56316 | Sunburg | 1 | Residential |  | 180000 | 2013 | 2013
20251-214597-01 | Kandiyohi Power Cooperative | 19 | 9991 | Co-op | NOVA0017-5220352 | 8 | Solar |  |  | Interconnected | New London | 56273 | Sunburg | 2 | Residential |  | 56000 | 2014 | 2014
20251-214597-01 | Kandiyohi Power Cooperative | 19 | 9991 | Co-op | NOVA0018-5334300 | 20 | Solar |  |  | Interconnected | Willmar | 56201 | Kandiyohi | 4 | Residential |  | 120000 | 2014 | 2014
20251-214597-01 | Kandiyohi Power Cooperative | 19 | 9991 | Co-op | NOVA0019-5207870 | 9 | Solar |  |  | Interconnected | Pennock | 56279 | Sunburg | 2 | Residential |  | 54000 | 2014 | 2014
20251-214597-01 | Kandiyohi Power Cooperative | 19 | 9991 | Co-op | NOVA0020-6103400 | 12 | Solar |  |  | Interconnected | Brooten | 56316 | Sunburg | 1 | Residential |  | 72000 | 2015 | 2015
20251-214597-01 | Kandiyohi Power Cooperative | 19 | 9991 | Co-op | NOVA0021-4131710 | 11 | Solar |  |  | Interconnected | New London | 56273 | Hawick | 4 | Commercial |  | 75000 | 2015 | 2015
20251-214597-01 | Kandiyohi Power Cooperative | 19 | 9991 | Co-op | NOVA0022-5132850 | 14 | Solar |  |  | Interconnected | Sunburg | 56289 | Sunburg | 1 | Residential |  | 95000 | 2015 | 2015
20251-214597-01 | Kandiyohi Power Cooperative | 19 | 9991 | Co-op | NOVA0023-6216480 | 36 | Solar |  |  | Interconnected | Pennock | 56279 | Sunburg | 4 | Residential |  | 2e+05 | 2018 | 2018
20251-214597-01 | Kandiyohi Power Cooperative | 19 | 9991 | Co-op | NOVA0024-4305470 | 20 | Solar |  |  | Interconnected | Spicer | 56288 | Spicer | 1 | Residential |  | 120000 | 2018 | 2018
20251-214597-01 | Kandiyohi Power Cooperative | 19 | 9991 | Co-op | NOVA0025-5324310 | 39.2 | Solar |  |  | Interconnected | Willmar | 56201 | Spicer | 3 | Commercial |  | 196000 | 2019 | 2019
20251-214597-01 | Kandiyohi Power Cooperative | 19 | 9991 | Co-op | NOVA1518-6129760 | 12.24 | Solar |  |  | Interconnected | Sunburg | 56289 | Sunburg | 2 | Residential |  | 18360 | 2019 | 2019
20251-214597-01 | Kandiyohi Power Cooperative | 19 | 9991 | Co-op | NOVA2114-5234770 | 13.43 | Solar |  |  | Interconnected | Spicer | 56288 | Prairie Woods | 4 | Residential |  | 41900 | 2019 | 2019
20251-214597-01 | Kandiyohi Power Cooperative | 19 | 9991 | Co-op | NOVA2314-5433620 | 15.2 | Solar |  |  | Interconnected | Willmar | 56201 | Willmar | 3 | Residential |  |  | 2019 | 2019
20251-214597-01 | Kandiyohi Power Cooperative | 19 | 9991 | Co-op | NOVA2382-5133843 | 13.14 | Solar |  |  | Interconnected | New London | 56273 | Sunburg | 2 | Residential |  | 43000 | 2019 | 2020
20251-214597-01 | Kandiyohi Power Cooperative | 19 | 9991 | Co-op | NOVA2469-3208340 | 34.2 | Solar |  |  | Interconnected | Hawick | 56273 | Green Lake | 1 | Residential |  | 80000 | 2019 | 2020
20251-214597-01 | Kandiyohi Power Cooperative | 19 | 9991 | Co-op | NOVA2526-5235650 | 7.92 | Solar |  |  | Interconnected | Spicer | 56288 | Spicer | 4 | Commercial |  | 25740 | 2019 | 2020
20251-214597-01 | Kandiyohi Power Cooperative | 19 | 9991 | Co-op | NOVA3010-4317160 | 40 | Solar |  | X | Interconnected | Spicer | 56288 | Spicer | 4 | Residential |  | 142800 | 2020 | 2020
20251-214597-01 | Kandiyohi Power Cooperative | 19 | 9991 | Co-op | NOVA3283-5434020 | 33.3 | Solar |  |  | Interconnected | Willmar | 56201 | Willmar | 3 | Commercial |  | 143480 | 2020 | 2020
20251-214597-01 | Kandiyohi Power Cooperative | 19 | 9991 | Co-op | NOVA3473-4419907 | 10.7 | Solar |  |  | Interconnected | Willmar | 56201 | Willmar | 2 | Residential |  | 43000 | 2020 | 2021
20251-214597-01 | Kandiyohi Power Cooperative | 19 | 9991 | Co-op | NOVA3474-4308510 | 28.75 | Solar |  |  | Interconnected | Spicer | 56288 | Spicer | 4 | Residential |  | 91000 | 2020 | 2020
20251-214597-01 | Kandiyohi Power Cooperative | 19 | 9991 | Co-op | NOVA3684-5117550 | 7.7 | Solar |  |  | Interconnected | New London | 56273 | Hawick | 4 | Residential |  | 26500 | 2020 | 2021
20251-214597-01 | Kandiyohi Power Cooperative | 19 | 9991 | Co-op | NOVA3688-4233290 | 6.4 | Solar |  |  | Interconnected | Spicer | 56288 | Spicer | 1 | Residential |  | 9280 | 2020 | 2020
20251-214597-01 | Kandiyohi Power Cooperative | 19 | 9991 | Co-op | NOVA3834-4305494 | 14.85 | Solar |  |  | Interconnected | Spicer | 56288 | Spicer | 1 | Residential |  | 42322 | 2020 | 2020
20251-214597-01 | Kandiyohi Power Cooperative | 19 | 9991 | Co-op | NOVA3949-5133843 | 6 | Solar |  |  | Interconnected | New London | 56273 | Sunburg | 2 | Residential |  | 15000 | 2020 | 2021
20251-214597-01 | Kandiyohi Power Cooperative | 19 | 9991 | Co-op | NOVA4050-7221610 | 10 | Solar |  |  | Interconnected | Murdock | 56271 | Sunburg | 4 | Residential |  | 66971 | 2021 | 2021
20251-214597-01 | Kandiyohi Power Cooperative | 19 | 9991 | Co-op | NOVA4080-4308140 | 10 | Solar |  |  | Interconnected | Spicer | 56288 | Spicer | 1 | Residential |  | 30000 | 2021 | 2021
20251-214597-01 | Kandiyohi Power Cooperative | 19 | 9991 | Co-op | NOVA4081-4308146 | 17.6 | Solar |  |  | Interconnected | Spicer | 56288 | Spicer | 1 | Residential |  | 45000 | 2021 | 2021
20251-214597-01 | Kandiyohi Power Cooperative | 19 | 9991 | Co-op | NOVA4459-7332300 | 25 | Wind |  |  | Interconnected | Kerkhoven | 56252 | Pennock | 4 | Residential |  | 150000 | 2021 | 2022
20251-214597-01 | Kandiyohi Power Cooperative | 19 | 9991 | Co-op | NOVA4461-7332265 | 25 | Wind |  |  | Interconnected | Kerkhoven | 56252 | Pennock | 4 | Residential |  | 150000 | 2021 | 2022
20251-214597-01 | Kandiyohi Power Cooperative | 19 | 9991 | Co-op | NOVA4462-7331130 | 25 | Wind |  |  | Withdrawn | Kerkhoven | 56252 | Pennock | 4 | Residential |  | 150000 | 2021
20251-214597-01 | Kandiyohi Power Cooperative | 19 | 9991 | Co-op | NOVA4817-6326800 | 17.6 | Solar |  |  | Interconnected | Pennock | 56279 | Sunburg | 3 | Residential |  | 51800 | 2021 | 2021
20251-214597-01 | Kandiyohi Power Cooperative | 19 | 9991 | Co-op | NOVA4964-4216937 | 7.83 | Solar |  |  | Interconnected | New London | 56273 | Prairie Woods | 3 | Residential | Water Heater and AC | 33142 | 2021 | 2021
20251-214597-01 | Kandiyohi Power Cooperative | 19 | 9991 | Co-op | NOVA5176-6235260 | 11.4 | Solar |  |  | Interconnected | Pennock | 56279 | Sunburg | 1 | Residential | Water Heater & Dual Fuel | 38400 | 2021 | 2021
20251-214597-01 | Kandiyohi Power Cooperative | 19 | 9991 | Co-op | NOVA5182-6523330 | 38.5 | Solar |  |  | Interconnected | Raymond | 56282 | Svea | 4 | Commercial |  | 134568 | 2021 | 2022
20251-214597-01 | Kandiyohi Power Cooperative | 19 | 9991 | Co-op | NOVA5183-6314600 | 35 | Solar |  |  | Withdrawn | Pennock | 56279 | Sunburg | 3 | Commercial |  | 182450 | 2021
20251-214597-01 | Kandiyohi Power Cooperative | 19 | 9991 | Co-op | NOVA5186-4212120 | 15.2 | Solar |  |  | Interconnected | New London | 56273 | Hawick | 2 | Residential |  | 71321 | 2021 | 2021
20251-214597-01 | Kandiyohi Power Cooperative | 19 | 9991 | Co-op | NOVA5188-5101550 | 38.4 | Solar |  |  | Interconnected | Belgrade | 56312 | Hawick | 4 | Commercial |  | 125000 | 2021 | 2021
20251-214597-01 | Kandiyohi Power Cooperative | 19 | 9991 | Co-op | NOVA5291-3434216 | 5.51 | Solar |  |  | Interconnected | Atwater | 56209 | Kandiyohi | 2 | Residential |  | 23575 | 2021 | 2022
20251-214597-01 | Kandiyohi Power Cooperative | 19 | 9991 | Co-op | NOVA5420-5323096 | 10 | Solar |  |  | Interconnected | Willmar | 56201 | Spicer | 4 | Residential |  | 30340 | 2021 | 2022
20251-214597-01 | Kandiyohi Power Cooperative | 19 | 9991 | Co-op | NOVA5342-7327230 | 30.8 | Solar |  |  | Interconnected | Kerkhoven | 56252 | Pennock | 4 | Residential |  | 134000 | 2022 | 2022
20251-214597-01 | Kandiyohi Power Cooperative | 19 | 9991 | Co-op | NOVA5617-5316925 | 25 | Wind |  |  | Withdrawn | Willmar | 56201 | Spicer | 4 | Commercial |  | 115000 | 2022
20251-214597-01 | Kandiyohi Power Cooperative | 19 | 9991 | Co-op | NOVA5629-5322895 | 7.7 | Solar |  |  | Interconnected | Willmar | 56201 | Spicer | 4 | Residential |  | 34176 | 2022 | 2022
20251-214597-01 | Kandiyohi Power Cooperative | 19 | 9991 | Co-op | NOVA5859-3208325 | 33.2 | Solar |  |  | Interconnected | Hawick | 56273 | Green Lake | 1 | Residential |  | 80000 | 2022 | 2022
20251-214597-01 | Kandiyohi Power Cooperative | 19 | 9991 | Co-op | NOVA6116-5321125 | 10 | Solar |  |  | Interconnected | Willmar | 56201 | Spicer | 4 | Residential |  | 37951 | 2022 | 2022
20251-214597-01 | Kandiyohi Power Cooperative | 19 | 9991 | Co-op | NOVA6178-4327012 | 38.18 | Solar |  |  | Interconnected | Kandiyohi | 56251 | Kandiyohi | 1 | Residential |  | 137500 | 2022 | 2023
20251-214597-01 | Kandiyohi Power Cooperative | 19 | 9991 | Co-op | NOVA6260-6314600 | 38.5 | Solar |  |  | Interconnected | Pennock | 56279 | Sunburg | 3 | Commercial |  | 182450 | 2022 | 2022
20251-214597-01 | Kandiyohi Power Cooperative | 19 | 9991 | Co-op | NOVA6609-4403115 | 25 | Wind |  |  | Interconnected | Kandiyohi | 56251 | Kandiyohi | 2 | Residential |  | 169000 | 2022 | 2023
20251-214597-01 | Kandiyohi Power Cooperative | 19 | 9991 | Co-op | NOVA6741-5234677 | 12.6 | Solar |  |  | Interconnected | Spicer | 56288 | Prairie Woods | 4 | Residential |  | 33670 | 2022 | 2022
20251-214597-01 | Kandiyohi Power Cooperative | 19 | 9991 | Co-op | NOVA6835-3116325 | 12.44 | Solar |  |  | Withdrawn | New London | 56273 | Hawick | 1 | Residential |  | 15000 | 2022
20251-214597-01 | Kandiyohi Power Cooperative | 19 | 9991 | Co-op | NOVA7223-4233858 | 18 | Solar |  |  | Interconnected | Spicer | 56288 | Spicer | 1 | Residential |  | 63842 | 2022 | 2023
20251-214597-01 | Kandiyohi Power Cooperative | 19 | 9991 | Co-op | NOVA6981-5531120 | 12 | Solar |  |  | Interconnected | Raymond | 56282 | Svea | 4 | Residential |  | 52794 | 2023 | 2023
20251-214597-01 | Kandiyohi Power Cooperative | 19 | 9991 | Co-op | NOVA7539-5323900 | 10 | Solar |  | X | Interconnected | Willmar | 56201 | Spicer | 4 | Residential |  | 54572.2 | 2023 | 2023
20251-214597-01 | Kandiyohi Power Cooperative | 19 | 9991 | Co-op | NOVA7539-5323900-S | 10 | Storage |  |  | Interconnected | Willmar | 56201 | Spicer | 4 | Residential |  | 54572.2 | 2023 | 2023
20251-214597-01 | Kandiyohi Power Cooperative | 19 | 9991 | Co-op | NOVA8158-4403390 | 7.7 | Solar |  |  | Interconnected | Kandiyohi | 56251 | Kandiyohi | 2 | Residential |  | 54000 | 2023 | 2023
20251-214597-01 | Kandiyohi Power Cooperative | 19 | 9991 | Co-op | NOVA8394-4336275 | 18.5 | Solar |  |  | Interconnected | Kandiyohi | 56251 | Kandiyohi | 2 | Residential |  | 50000 | 2023 | 2023
20251-214597-01 | Kandiyohi Power Cooperative | 19 | 9991 | Co-op | NOVA8549-4404730 | 8.45 | Solar |  |  | Interconnected | Kandiyohi | 56251 | Kandiyohi | 3 | Residential |  | 18480 | 2023 | 2023
20251-214597-01 | Kandiyohi Power Cooperative | 19 | 9991 | Co-op | NOVA8792-7433240 | 22.8 | Solar |  | X | Interconnected | Raymond | 56282 | Pennock | 4 | Residential |  | 80000 | 2023 | 2024
20251-214597-01 | Kandiyohi Power Cooperative | 19 | 9991 | Co-op | NOVA8829-6126120 | 11.34 | Solar |  |  | Interconnected | Sunburg | 56289 | Sunburg | 1 | Residential |  | 22680 | 2023 | 2024
20251-214597-01 | Kandiyohi Power Cooperative | 19 | 9991 | Co-op | NOVA10354-4215871 | 40 | Solar |  |  | Interconnected | New London | 56273 | Prairie Woods | 3 | Commercial |  | 162500 | 2024 | 2024
20251-214597-01 | Kandiyohi Power Cooperative | 19 | 9991 | Co-op | NOVA10360-3335360 | 10.75 | Solar |  |  | Withdrawn | Atwater | 56209 | Kandiyohi | 2 | Residential |  | 17850 | 2024
20251-214597-01 | Kandiyohi Power Cooperative | 19 | 9991 | Co-op | NOVA10410-4215870 | 40 | Solar |  |  | Interconnected | New London | 56273 | Prairie Woods | 3 | Commercial |  | 162500 | 2024 | 2024
20251-214597-01 | Kandiyohi Power Cooperative | 19 | 9991 | Co-op | NOVA10411-4216205 | 40 | Solar |  |  | Interconnected | New London | 56273 | Prairie Woods | 3 | Commercial |  | 162500 | 2024 | 2024
20251-214597-01 | Kandiyohi Power Cooperative | 19 | 9991 | Co-op | NOVA10412-5301910 | 10.37 | Solar |  |  | Interconnected | Spicer | 56288 | Spicer | 4 | Residential |  | 29000 | 2024 | 2024
20251-214597-01 | Kandiyohi Power Cooperative | 19 | 9991 | Co-op | NOVA10729-3335360 | 11.52 | Solar |  |  | Interconnected | Atwater | 56209 | Kandiyohi | 2 | Residential |  | 28114 | 2024 | 2024
20251-214597-01 | Kandiyohi Power Cooperative | 19 | 9991 | Co-op | NOVA11932-5227518 | 13.82 | Solar |  |  | Interconnected | Spicer | 56288 | Prairie Woods | 4 | Residential |  | 51450 | 2024 | 2024
20251-214597-01 | Kandiyohi Power Cooperative | 19 | 9991 | Co-op | NOVA12288-7514520 | 23.4 | Solar |  |  | Interconnected | Raymond | 56282 | Pennock | 3 | Residential |  | 52000 | 2024 | 2024
20251-214597-01 | Kandiyohi Power Cooperative | 19 | 9991 | Co-op | NOVA9010-3420495 | 13.86 | Solar |  |  | Interconnected | Atwater | 56209 | Kandiyohi | 2 | Residential | Solar | 52369 | 2024 | 2024
20252-215932-01 | Kenyon Municipal | 153 | 10179 | Muni | NOVA12261 | 7.6 | Solar |  |  | Withdrawn | Kenyon | 55946 | Kenyon | Southside Business | Residential |  | 39017.22 | 2024
20252-214856-01 | Lake Country Power | 14 | 10697 | Co-op | NOVA0002-423003473 | 2.6 | Solar |  |  | Interconnected | Holyoke | 55749 | Sturgeon Lake B | 2543 | Residential |  |  | 2003 | 2003
20252-214856-01 | Lake Country Power | 14 | 10697 | Co-op | NOVA0003-241022233 | 2.5 | Solar |  |  | Interconnected | Grand Rapids | 55744 | Arbo | 2453 | Residential |  |  | 2006 | 2006
20252-214856-01 | Lake Country Power | 14 | 10697 | Co-op | NOVA0004-261002468 | 2.1 | Solar |  |  | Interconnected | Grand Rapids | 55744 | Cohasset | 2255 | Residential |  |  | 2006 | 2006
20252-214856-01 | Lake Country Power | 14 | 10697 | Co-op | NOVA0005-285003093 | 1.8 | Solar |  |  | Interconnected | Bovey | 55709 | Blackberry | 2158 | Residential |  |  | 2007 | 2007
20252-214856-01 | Lake Country Power | 14 | 10697 | Co-op | NOVA0006-241012210 | 3.6 | Solar |  |  | Interconnected | Grand Rapids | 55744 | Arbo | 2453 | Residential |  |  | 2007 | 2007
20252-214856-01 | Lake Country Power | 14 | 10697 | Co-op | NOVA0007-356053101 | 4.2 | Solar |  |  | Interconnected | Duluth | 55803 | Bergen Lake | 2141 | Residential |  |  | 2007 | 2007
20252-214856-01 | Lake Country Power | 14 | 10697 | Co-op | NOVA0008-384003272 | 2 | Solar |  |  | Interconnected | Tamarack | 55787 | Wright | 2237 | Residential |  |  | 2007 | 2007
20252-214856-01 | Lake Country Power | 14 | 10697 | Co-op | NOVA0009-137001007 | 4.16 | Solar |  |  | Interconnected | Orr | 55771 | Meadowbrook | 2303 | Residential |  |  | 2007 | 2007
20252-214856-01 | Lake Country Power | 14 | 10697 | Co-op | NOVA0010-289000602 | 4 | Solar |  |  | Interconnected | Hibbing | 55746 | Peary | 2201 | Residential |  |  | 2007 | 2007
20252-214856-01 | Lake Country Power | 14 | 10697 | Co-op | NOVA0011-123003102 | 2 | Solar |  |  | Interconnected | Orr | 55771 | Meadowbrook | 2303 | Residential |  |  | 2007 | 2007
20252-214856-01 | Lake Country Power | 14 | 10697 | Co-op | 307001520 | 3.3 | Wind |  |  | Interconnected | Goodland | 55742 | Goodland | 2 | Residential |  |  |  | 2007
20252-214856-01 | Lake Country Power | 14 | 10697 | Co-op | 261001452 | 3 | Wind |  |  | Interconnected | Grand Rapids | 55744 | Cohasset | 2 | Residential |  |  |  | 2007
20252-214856-01 | Lake Country Power | 14 | 10697 | Co-op | NOVA0012-203002701 | 6.8 | Solar |  |  | Interconnected | Mcniven Rd 3 | 55710 | Sand Lake | 2112 | Residential |  |  | 2008 | 2008
20252-214856-01 | Lake Country Power | 14 | 10697 | Co-op | NOVA0013-145053204 | 9.36 | Solar |  |  | Interconnected | Ely | 55731 | Clear Lake | 2307 | Residential |  |  | 2008 | 2008
20252-214856-01 | Lake Country Power | 14 | 10697 | Co-op | NOVA0015-429011140 | 6.4 | Solar |  |  | Interconnected | Kerrick | 55756 | Sturgeon Lake B | 2543 | Residential |  |  | 2009 | 2009
20252-214856-01 | Lake Country Power | 14 | 10697 | Co-op | NOVA0016-405003355 | 11 | Solar |  |  | Interconnected | Cromwell | 55726 | Kettle River | 2147 | Residential |  |  | 2007 | 2009
20252-214856-01 | Lake Country Power | 14 | 10697 | Co-op | NOVA0018-413002438 | 3 | Solar |  |  | Interconnected | Kettle River | 55757 | Kettle River | 2147 | Residential |  |  | 2009 | 2009
20252-214856-01 | Lake Country Power | 14 | 10697 | Co-op | 228023210 | 3 | Wind |  |  | Interconnected | Gilbert | 55741 | Lakeland | 2 | Residential |  |  |  | 2009
20252-214856-01 | Lake Country Power | 14 | 10697 | Co-op | 177021302 | 3.5 | Wind |  |  | Interconnected | Side Lake | 55781 | Side Lake | 1 | Residential |  |  |  | 2009
20252-214856-01 | Lake Country Power | 14 | 10697 | Co-op | 177021302 | 0.8 | Solar |  |  | Interconnected | Side Lake | 55781 | Side Lake | 1 | Residential |  |  |  | 2009
20252-214856-01 | Lake Country Power | 14 | 10697 | Co-op | NOVA0014-146011836 | 1.2 | Solar |  |  | Interconnected | Ely | 55731 | Winton B | 2206B | Residential |  |  | 2010 | 2010
20252-214856-01 | Lake Country Power | 14 | 10697 | Co-op | NOVA0017-429003003 | 0.9 | Solar |  |  | Interconnected | Sturgeon Lake | 55783 | Sturgeon Lake | 2139 | Residential |  |  | 2009 | 2010
20252-214856-01 | Lake Country Power | 14 | 10697 | Co-op | NOVA0019-405003090 | 2 | Solar |  |  | Interconnected | Cromwell | 55726 | Cromwell | 2233 | Residential |  |  | 2010 | 2010
20252-214856-01 | Lake Country Power | 14 | 10697 | Co-op | NOVA0020-286002616 | 3 | Solar |  |  | Interconnected | Hibbing | 55746 | Goodland | 2361 | Residential |  |  | 2010 | 2010
20252-214856-01 | Lake Country Power | 14 | 10697 | Co-op | NOVA0021-247001404 | 4.2 | Solar |  |  | Interconnected | Mountain Iron | 55768 | Iron | 2108 | Residential |  |  | 2010 | 2010
20252-214856-01 | Lake Country Power | 14 | 10697 | Co-op | NOVA0022-145053212 | 6.5 | Solar |  |  | Interconnected | Ely | 55731 | Clear Lake | 2307 | Residential |  |  | 2010 | 2010
20252-214856-01 | Lake Country Power | 14 | 10697 | Co-op | 247021639 | 3.5 | Wind |  |  | Interconnected | Mountain Iron | 55768 | Iron | 3 | Residential |  |  |  | 2010
20252-214856-01 | Lake Country Power | 14 | 10697 | Co-op | NOVA0023-241012226 | 4.3 | Solar |  |  | Interconnected | Grand Rapids | 55744 | Arbo | 2453 | Residential |  |  | 2011 | 2011
20252-214856-01 | Lake Country Power | 14 | 10697 | Co-op | NOVA0024-333000701 | 2.7 | Solar |  |  | Interconnected | Canyon | 55717 | Cotton | 2411 | Residential |  |  | 2012 | 2012
20252-214856-01 | Lake Country Power | 14 | 10697 | Co-op | NOVA0025-420002455 | 5 | Solar |  |  | Interconnected | Moose Lake | 55767 | Sturgeon Lake B | 2443 | Residential |  |  | 2012 | 2012
20252-214856-01 | Lake Country Power | 14 | 10697 | Co-op | NOVA0026-241012201 | 2.6 | Solar |  |  | Interconnected | Grand Rapids | 55744 | Arbo | 2453 | Residential |  |  | 2012 | 2012
20252-214856-01 | Lake Country Power | 14 | 10697 | Co-op | NOVA0027-172000204 | 5.52 | Solar |  |  | Interconnected | Embarrass | 55732 | Clear Lake | 2107 | Commercial |  |  | 2012 | 2012
20252-214856-01 | Lake Country Power | 14 | 10697 | Co-op | NOVA0028-325003077 | 10.4 | Solar |  |  | Interconnected | Grand Rapids | 55744 | Hill City | 2156 | Residential |  |  | 2013 | 2013
20252-214856-01 | Lake Country Power | 14 | 10697 | Co-op | NOVA0029-227013564 | 3.5 | Solar |  |  | Interconnected | Eveleth | 55734 | Lakeland | 2210 | Residential |  |  | 2013 | 2013
20252-214856-01 | Lake Country Power | 14 | 10697 | Co-op | NOVA0030-306012830 | 3.12 | Solar |  |  | Interconnected | Warba | 55793 | Blackberry | 2258 | Commercial |  |  | 2013 | 2013
20252-214856-01 | Lake Country Power | 14 | 10697 | Co-op | NOVA0031-123032366 | 21.2 | Solar |  |  | Interconnected | Orr | 55771 | Orr | 2417 | Commercial |  |  | 2014 | 2014
20252-214856-01 | Lake Country Power | 14 | 10697 | Co-op | NOVA0032-356000849 | 6.48 | Solar |  |  | Interconnected | Duluth | 55803 | Bergen Lake | 2241 | Residential |  |  | 2014 | 2014
20252-214856-01 | Lake Country Power | 14 | 10697 | Co-op | NOVA0033-155002601 | 10 | Solar |  |  | Interconnected | Cook | 55723 | Frazer Bay | 2216 | Residential |  |  | 2014 | 2014
20252-214856-01 | Lake Country Power | 14 | 10697 | Co-op | NOVA0034-123020965 | 12 | Solar |  |  | Interconnected | Orr | 55771 | Meadowbrook | 2303 | Commercial |  |  | 2014 | 2014
20252-214856-01 | Lake Country Power | 14 | 10697 | Co-op | NOVA0035-201022426 | 3.2 | Solar |  |  | Interconnected | Chisholm | 55719 | Side Lake | 2204 | Residential |  |  | 2014 | 2014
20252-214856-01 | Lake Country Power | 14 | 10697 | Co-op | NOVA0036-240001508 | 4.86 | Solar |  |  | Interconnected | Deer River | 26636 | Arbo | 2353 | Residential |  |  | 2014 | 2014
20252-214856-01 | Lake Country Power | 14 | 10697 | Co-op | 376011345 | 6.5 | Solar |  |  | Interconnected | Saginaw | 55779 | Bergen Lake | 1 | Residential |  |  |  | 2014
20252-214856-01 | Lake Country Power | 14 | 10697 | Co-op | NOVA0037-367011345 | 6.5 | Solar |  |  | Interconnected | Saginaw | 55779 | Bergen Lake | 2141 | Residential |  |  | 2015 | 2015
20252-214856-01 | Lake Country Power | 14 | 10697 | Co-op | NOVA0038-390002685 | 5 | Solar |  |  | Interconnected | Duluth | 55810 | Solway | 2438 | Residential |  |  | 2015 | 2015
20252-214856-01 | Lake Country Power | 14 | 10697 | Co-op | NOVA0039-181001605 | 6 | Solar |  |  | Interconnected | Britt | 55710 | Sand Lake | 2212 | Commercial |  |  | 2015 | 2015
20252-214856-01 | Lake Country Power | 14 | 10697 | Co-op | NOVA0040-161052907 | 2.6 | Solar |  |  | Interconnected | Ely | 55731 | Winton A | 2306A | Residential |  |  | 2015 | 2016
20252-214856-01 | Lake Country Power | 14 | 10697 | Co-op | NOVA0041-161021254 | 7.6 | Solar |  |  | Interconnected | Ely | 55731 | Winton A | 2306A | Residential |  |  | 2015 | 2016
20252-214856-01 | Lake Country Power | 14 | 10697 | Co-op | NOVA0042-285001635 | 1 | Solar |  |  | Interconnected | Bovey | 55709 | Blackberry | 2158 | Residential |  |  | 2016 | 2016
20252-214856-01 | Lake Country Power | 14 | 10697 | Co-op | NOVA0043-304111559 | 2.7 | Solar |  |  | Interconnected | Grand Rapids | 55744 | Gunn | 2159 | Residential |  |  | 2016 | 2016
20252-214856-01 | Lake Country Power | 14 | 10697 | Co-op | NOVA0044-277011702 | 7.63 | Solar |  |  | Interconnected | Remer | 56672 | Bena | 2460 | Residential |  |  | 2016 | 2016
20252-214856-01 | Lake Country Power | 14 | 10697 | Co-op | NOVA0045-161020110 | 4.15 | Solar |  |  | Interconnected | Ely | 55731 | Winton A | 2306A | Residential |  |  | 2016 | 2016
20252-214856-01 | Lake Country Power | 14 | 10697 | Co-op | NOVA0046-422000724 | 3.12 | Solar |  |  | Interconnected | Barnum | 55707 | Kettle River | 2547 | Residential |  |  | 2016 | 2016
20252-214856-01 | Lake Country Power | 14 | 10697 | Co-op | NOVA0047-284032230 | 13 | Solar |  |  | Interconnected | Bovey | 55709 | Gunn | 2459 | Residential |  |  | 2016 | 2016
20252-214856-01 | Lake Country Power | 14 | 10697 | Co-op | NOVA0048-285003387 | 6 | Solar |  |  | Interconnected | Bovey | 55709 | Blackberry | 2158 | Residential |  |  | 2016 | 2016
20252-214856-01 | Lake Country Power | 14 | 10697 | Co-op | NOVA0049-394013131 | 1.84 | Solar |  |  | Interconnected | Tamarack | 55787 | Wright | 2237 | Residential |  |  | 2016 | 2016
20252-214856-01 | Lake Country Power | 14 | 10697 | Co-op | NOVA0050-141011107 | 5.7 | Solar |  |  | Interconnected | Orr | 55771 | Cook | 2213 | Residential |  |  | 2016 | 2016
20252-214856-01 | Lake Country Power | 14 | 10697 | Co-op | NOVA0051-140022054 | 30.4 | Solar |  |  | Interconnected | Vermillion | 55723 | Cook | 2213 | Commercial |  |  | 2017 | 2017
20252-214856-01 | Lake Country Power | 14 | 10697 | Co-op | NOVA0052-337001124 | 11.4 | Solar |  |  | Interconnected | Walker | 56484 | Onigum | 2251 | Residential |  |  | 2017 | 2017
20252-214856-01 | Lake Country Power | 14 | 10697 | Co-op | NOVA0053-422003122 | 2.36 | Solar |  |  | Interconnected | Moose Lake | 55767 | Sturgeon Lake B | 2543 | Residential |  |  | 2017 | 2017
20252-214856-01 | Lake Country Power | 14 | 10697 | Co-op | NOVA0054-237001890 | 37.5 | Solar |  |  | Interconnected | Deer River | 56636 | Ball Club | 2354 | Commercial |  |  | 2017 | 2017
20252-214856-01 | Lake Country Power | 14 | 10697 | Co-op | NOVA0055-407000660 | 3.2 | Solar |  |  | Interconnected | Sawyer | 55780 | Cromwell | 2433 | Residential |  |  | 2017 | 2017
20252-214856-01 | Lake Country Power | 14 | 10697 | Co-op | 293003201 | 4.6 | Solar |  |  | Interconnected | Makinen | 55763 | Cotton | 2 | Residential |  |  |  | 2017
20252-214856-01 | Lake Country Power | 14 | 10697 | Co-op | 399001809 | 3.2 | Solar |  |  | Interconnected | Cloquet | 55723 | Brandon | 3 | Residential |  |  |  | 2017
20252-214856-01 | Lake Country Power | 14 | 10697 | Co-op | 303002779 | 7 | Solar |  |  | Interconnected | Cohasset | 55721 | Pokegama | 3 | Residential |  |  |  | 2017
20252-214856-01 | Lake Country Power | 14 | 10697 | Co-op | 390002122 | 5.4 | Solar |  |  | Interconnected | Cloquet | 55720 | Solway | 4 | Residential |  |  |  | 2017
20252-214856-01 | Lake Country Power | 14 | 10697 | Co-op | 376000856 | 7.6 | Solar |  |  | Interconnected | Saginaw | 55779 | Grand Lake | 2 | Residential |  |  |  | 2017
20252-214856-01 | Lake Country Power | 14 | 10697 | Co-op | 303001306 | 3.6 | Solar |  |  | Interconnected | Grand Rapids | 55744 | Pokegama | 3 | Residential |  |  |  | 2017
20252-214856-01 | Lake Country Power | 14 | 10697 | Co-op | 123050130 | 11.6 | Solar |  |  | Interconnected | Orr | 55771 | Orr | 2 | Residential |  |  |  | 2017
20252-214856-01 | Lake Country Power | 14 | 10697 | Co-op | 375001348 | 20.7 | Solar |  |  | Interconnected | Saginaw | 55779 | Grand Lake | 2 | Residential |  |  |  | 2017
20252-214856-01 | Lake Country Power | 14 | 10697 | Co-op | 243001602 | 10 | Solar |  |  | Interconnected | Nashwauk | 55769 | Shoal Lake | 2 | Residential |  |  |  | 2017
20252-214856-01 | Lake Country Power | 14 | 10697 | Co-op | 155051889 | 20 | Solar |  |  | Interconnected | Cook | 55723 | Cook | 3 | Residential |  |  |  | 2018
20252-214856-01 | Lake Country Power | 14 | 10697 | Co-op | 103022382 | 20 | Solar |  |  | Interconnected | Crane Lake | 55725 | Orr | 1 | Residential |  |  |  | 2018
20252-214856-01 | Lake Country Power | 14 | 10697 | Co-op | 240001927 | 2.4 | Solar |  |  | Interconnected | Deer River | 56636 | Ball Club | 4 | Residential |  |  |  | 2018
20252-214856-01 | Lake Country Power | 14 | 10697 | Co-op | 420000271 | 7.8 | Solar |  |  | Interconnected | Kettle River | 55757 | Kettle River | 1 | Residential |  |  |  | 2018
20252-214856-01 | Lake Country Power | 14 | 10697 | Co-op | NOVA1114-226032313 | 13.8 | Solar |  |  | Interconnected | Mountain Iron | 55768 | Peary | 2101 | Residential |  | 42134 | 2019 | 2019
20252-214856-01 | Lake Country Power | 14 | 10697 | Co-op | NOVA1384-428002712 | 32.8 | Solar |  |  | Interconnected | Sturgeon Lake | 55783 | Sturgeon Lake | 2139 | Residential |  | 107955 | 2019 | 2019
20252-214856-01 | Lake Country Power | 14 | 10697 | Co-op | NOVA1506-386011942 | 8.7 | Solar |  |  | Interconnected | Floodwood | 55736 | Gowan | 2432 | Residential |  | 20000 | 2019 | 2019
20252-214856-01 | Lake Country Power | 14 | 10697 | Co-op | NOVA1880-338000938 | 3.8 | Solar |  |  | Interconnected | Walker | 56484 | Onigum | 2151 | Residential |  | 16372.59 | 2019 | 2019
20252-214856-01 | Lake Country Power | 14 | 10697 | Co-op | NOVA2206-304122240 | 10 | Solar |  |  | Interconnected | Grand Rapids | 55744 | Pokegama | 2167 | Residential |  | 35850 | 2019 | 2019
20252-214856-01 | Lake Country Power | 14 | 10697 | Co-op | NOVA2245-181003510 | 10 | Solar |  |  | Interconnected | Britt | 55792 | Sand Lake | 2312 | Residential |  | 26600 | 2019 | 2019
20252-214856-01 | Lake Country Power | 14 | 10697 | Co-op | NOVA2443-145053212 | 10.44 | Solar |  |  | Interconnected | Ely | 55731 | Clear Lake | 2307 | Residential |  | 53964 | 2019 | 2019
20252-214856-01 | Lake Country Power | 14 | 10697 | Co-op | 183042702 | 7.4 | Solar |  |  | Interconnected | Embarrass | 55732 | Pike River | 3 | Residential |  |  |  | 2019
20252-214856-01 | Lake Country Power | 14 | 10697 | Co-op | 147002701 | 5 | Solar |  |  | Interconnected | Ely | 55731 | Winton | 1 | Residential |  |  |  | 2019
20252-214856-01 | Lake Country Power | 14 | 10697 | Co-op | 326000687 | 5 | Solar |  |  | Interconnected | Grand Rapids | 55744 | Blackberry | 4 | Residential |  |  |  | 2019
20252-214856-01 | Lake Country Power | 14 | 10697 | Co-op | 221002423 | 14.26 | Solar |  |  | Interconnected | Nashwauk | 55769 | Shoal Lake | 2 | Residential |  |  |  | 2019
20252-214856-01 | Lake Country Power | 14 | 10697 | Co-op | 240002274 | 7.8 | Solar |  |  | Interconnected | Deer River | 55736 | Arbo | 3 | Residential |  | 24820.65 |  | 2019
20252-214856-01 | Lake Country Power | 14 | 10697 | Co-op | 376082907 | 6.38 | Solar |  |  | Interconnected | Saginaw | 55779 | Grand Lake | 1 | Residential |  | 29302 |  | 2019
20252-214856-01 | Lake Country Power | 14 | 10697 | Co-op | 400003451 | 4.65 | Solar |  |  | Interconnected | Esko | 55733 | Knife Falls | 1 | Residential |  | 20250 |  | 2019
20252-214856-01 | Lake Country Power | 14 | 10697 | Co-op | 266032909 | 31.9 | Solar |  |  | Interconnected | Hibbing | 55746 | Keewatin | 1 | Residential |  | 128823 |  | 2019
20252-214856-01 | Lake Country Power | 14 | 10697 | Co-op | 282172138 | 15.2 | Solar |  |  | Interconnected | Cohasset | 55721 | Cohasset | 4 | Residential |  | 69000 |  | 2019
20252-214856-01 | Lake Country Power | 14 | 10697 | Co-op | 394013131 | 6.6 | Solar |  |  | Interconnected | Tamarack | 55787 | Wright | 2 | Residential |  |  | 2016 | 2019
20252-214856-01 | Lake Country Power | 14 | 10697 | Co-op | NOVA1714-241012201 | 4.35 | Solar |  |  | Interconnected | Grand Rapids | 55744 | Arbo | 2453 | Residential |  | 17414 | 2019 | 2020
20252-214856-01 | Lake Country Power | 14 | 10697 | Co-op | NOVA1974-303002914 | 2.9 | Solar |  |  | Interconnected | Cohasset | 55721 | Pokegama | 2367 | Residential |  | 14706 | 2019 | 2020
20252-214856-01 | Lake Country Power | 14 | 10697 | Co-op | NOVA2254-221032747 | 6 | Solar |  |  | Interconnected | Nashwauk | 55769 | Shoal Lake | 2266 | Residential |  | 9500 | 2019 | 2020
20252-214856-01 | Lake Country Power | 14 | 10697 | Co-op | NOVA2357-404020392 | 10 | Solar |  |  | Interconnected | Wright | 55798 | Wright | 2437 | Residential |  | 54708 | 2019 | 2020
20252-214856-01 | Lake Country Power | 14 | 10697 | Co-op | NOVA2493-173052568 | 6 | Solar |  |  | Interconnected | Babbitt | 55706 | Babbitt | 2209 | Residential |  | 6588 | 2019 | 2020
20252-214856-01 | Lake Country Power | 14 | 10697 | Co-op | NOVA2502-201022426 | 19.8 | Solar |  |  | Interconnected | Chisholm | 55719 | Side Lake | 2202 | Residential |  | 80000 | 2019 | 2020
20252-214856-01 | Lake Country Power | 14 | 10697 | Co-op | NOVA2544-140000204 | 8.85 | Solar |  |  | Interconnected | Cook | 55723 | Cook | 2213 | Residential |  | 44662 | 2019 | 2020
20252-214856-01 | Lake Country Power | 14 | 10697 | Co-op | NOVA2545-123050130 | 17.4 | Solar |  |  | Interconnected | Orr | 55771 | Orr | 2217 | Residential |  | 60000 | 2019 | 2020
20252-214856-01 | Lake Country Power | 14 | 10697 | Co-op | NOVA2677-429003010 | 17.6 | Solar |  |  | Interconnected | Sturgeon Lake | 55783 | Sturgeon Lake | 2139 | Residential |  | 56297 | 2019 | 2020
20252-214856-01 | Lake Country Power | 14 | 10697 | Co-op | NOVA2724-285001635 | 10 | Solar |  |  | Interconnected | Bovey | 55709 | Blackberry | 2158 | Residential |  | 25000 | 2020 | 2020
20252-214856-01 | Lake Country Power | 14 | 10697 | Co-op | NOVA2800-262032020 | 4.93 | Solar |  |  | Interconnected | Grand Rapids | 55744 | Arbo | 2153 | Residential |  | 20547 | 2020 | 2020
20252-214856-01 | Lake Country Power | 14 | 10697 | Co-op | NOVA2814-251021603 | 10 | Solar |  |  | Interconnected | Aurora | 55705 | Lakeland B | 2119 | Residential |  | 44000 | 2020 | 2020
20252-214856-01 | Lake Country Power | 14 | 10697 | Co-op | NOVA2855-262000438 | 11.4 | Solar |  |  | Interconnected | Grand Rapids | 55744 | Arbo | 2453 | Residential |  | 42259 | 2020 | 2020
20252-214856-01 | Lake Country Power | 14 | 10697 | Co-op | NOVA2857-386000737 | 7.29 | Solar |  |  | Interconnected | Floodwood | 55736 | Gowan | 2432 | Residential |  | 20496 | 2020 | 2020
20252-214856-01 | Lake Country Power | 14 | 10697 | Co-op | NOVA3009-353010838 | 4.8 | Solar |  |  | Interconnected | Alborn | 55702 | Cotton | 2411 | Residential |  | 18542 | 2020 | 2020
20252-214856-01 | Lake Country Power | 14 | 10697 | Co-op | NOVA3045-285000153 | 4.21 | Solar |  |  | Interconnected | Pengilly | 55775 | Goodland | 2161 | Residential |  | 15000 | 2020 | 2020
20252-214856-01 | Lake Country Power | 14 | 10697 | Co-op | NOVA3147-219071850 | 10.8 | Solar |  | X | Interconnected | Marcell | 56657 | Shoal Lake | 2366 | Residential |  | 31492 | 2020 | 2020
20252-214856-01 | Lake Country Power | 14 | 10697 | Co-op | NOVA3232-340062335 | 10.62 | Solar |  |  | Interconnected | Longville | 56655 | Longville | 2365 | Residential |  | 38000 | 2020 | 2020
20252-214856-01 | Lake Country Power | 14 | 10697 | Co-op | NOVA3238-261123632 | 10.62 | Solar |  |  | Interconnected | Grand Rapids | 55744 | Cohasset | 2255 | Residential |  | 49000 | 2020 | 2020
20252-214856-01 | Lake Country Power | 14 | 10697 | Co-op | NOVA3250-201032816 | 3.6 | Solar |  |  | Interconnected | Hibbing | 55746 | Side Lake | 2204 | Residential |  | 21600 | 2020 | 2020
20252-214856-01 | Lake Country Power | 14 | 10697 | Co-op | NOVA3294-340000888 | 5.58 | Solar |  |  | Interconnected | Longville | 56655 | Longville | 2365 | Residential |  | 21000 | 2020 | 2020
20252-214856-01 | Lake Country Power | 14 | 10697 | Co-op | NOVA3388-240002504 | 5.58 | Solar |  |  | Interconnected | Grand Rapids | 55744 | Arbo | 2353 | Residential |  | 29777 | 2020 | 2020
20252-214856-01 | Lake Country Power | 14 | 10697 | Co-op | NOVA3417-413002438 | 1.92 | Solar |  |  | Interconnected | Kettle River | 55757 | Kettle River | 2147 | Residential |  | 10613 | 2020 | 2020
20252-214856-01 | Lake Country Power | 14 | 10697 | Co-op | NOVA3440-182011402 | 11.75 | Solar |  |  | Interconnected | Virginia | 55792 | Pike River | 2202 | Residential |  | 65800 | 2020 | 2020
20252-214856-01 | Lake Country Power | 14 | 10697 | Co-op | NOVA3499-152002702 | 11.4 | Solar |  |  | Interconnected | Cook | 55723 | Meadowbrook | 2103 | Residential |  | 43520 | 2020 | 2020
20252-214856-01 | Lake Country Power | 14 | 10697 | Co-op | NOVA3643-181003005 | 8.7 | Solar |  |  | Interconnected | Britt | 55710 | Sand Lake | 2112 | Residential |  | 36626 | 2020 | 2020
20252-214856-01 | Lake Country Power | 14 | 10697 | Co-op | NOVA3703-284041708 | 6.28 | Solar |  |  | Interconnected | Bovey | 55709 | Gunn | 2459 | Residential |  | 24858 | 2020 | 2020
20252-214856-01 | Lake Country Power | 14 | 10697 | Co-op | NOVA3722-304010136 | 10 | Solar |  |  | Interconnected | Grand Rapids | 55744 | Gunn | 2159 | Residential |  | 14848 | 2020 | 2020
20252-214856-01 | Lake Country Power | 14 | 10697 | Co-op | NOVA3738-345121451 | 5.15 | Solar |  |  | Interconnected | Hill City | 55748 | Hill City | 2156 | Residential |  | 14000 | 2020 | 2020
20252-214856-01 | Lake Country Power | 14 | 10697 | Co-op | NOVA3746-281001455 | 8.85 | Solar |  |  | Interconnected | Cohasset | 55721 | Cohasset | 2555 | Residential |  | 35000 | 2020 | 2020
20252-214856-01 | Lake Country Power | 14 | 10697 | Co-op | NOVA3788-427000303 | 15.2 | Solar |  |  | Interconnected | Moose Lake | 55767 | Kettle River | 2447 | Residential |  | 47058 | 2020 | 2020
20252-214856-01 | Lake Country Power | 14 | 10697 | Co-op | NOVA3827-375001357 | 6 | Solar |  |  | Interconnected | Saginaw | 55779 | Grand Lake | 2234 | Residential |  | 7500 | 2020 | 2020
20252-214856-01 | Lake Country Power | 14 | 10697 | Co-op | NOVA3989-304102182 | 7.7 | Solar |  |  | Interconnected | Grand Rapids | 55744 | Pokegama | 2267 | Residential |  | 30000 | 2020 | 2020
20252-214856-01 | Lake Country Power | 14 | 10697 | Co-op | NOVA2813-266010211 | 4.13 | Solar |  |  | Interconnected | Hibbing | 55746 | Keewatin | 2305 | Residential |  | 25000 | 2020 | 2021
20252-214856-01 | Lake Country Power | 14 | 10697 | Co-op | NOVA3880-422003228 | 9.07 | Solar |  |  | Interconnected | Moose Lake | 55767 | Sturgeon Lake B | 2543 | Residential |  | 33000 | 2020 | 2021
20252-214856-01 | Lake Country Power | 14 | 10697 | Co-op | NOVA3942-161020102 | 9.57 | Solar |  |  | Interconnected | Ely | 55731 | Winton A | 2306A | Residential |  | 41212 | 2020 | 2021
20252-214856-01 | Lake Country Power | 14 | 10697 | Co-op | NOVA3968-140022055 | 7.6 | Solar |  |  | Interconnected | Cook | 55723 | Cook | 2213 | Residential |  | 15000 | 2021 | 2021
20252-214856-01 | Lake Country Power | 14 | 10697 | Co-op | NOVA3978-390001564 | 12.5 | Solar |  | X | Interconnected | Cloquet |  | Solway | 2438 | Residential |  | 40000 | 2020 | 2021
20252-214856-01 | Lake Country Power | 14 | 10697 | Co-op | NOVA3978-390001564-S | 7.5 | Storage |  |  | Interconnected | Cloquet |  | Solway | 2438 | Residential |  | 40000 | 2020 | 2021
20252-214856-01 | Lake Country Power | 14 | 10697 | Co-op | NOVA4086-395001801 | 3.6 | Solar |  |  | Interconnected | Wright | 55798 | Wright | 2237 | Residential |  | 19000 | 2021 | 2021
20252-214856-01 | Lake Country Power | 14 | 10697 | Co-op | NOVA4185-243000940 | 6 | Solar |  |  | Interconnected | Nashwauk | 55769 | Shoal Lake | 2266 | Residential |  | 38060 | 2021 | 2021
20252-214856-01 | Lake Country Power | 14 | 10697 | Co-op | NOVA4199-321000740 | 7.51 | Solar |  |  | Interconnected | Remer | 56672 | Boy River | 2152 | Residential |  | 54176 | 2021 | 2021
20252-214856-01 | Lake Country Power | 14 | 10697 | Co-op | NOVA4248-184073314 | 7.6 | Solar |  |  | Interconnected | Embarrass | 55732 | Pike River | 2302 | Residential |  | 45000 | 2021 | 2021
20252-214856-01 | Lake Country Power | 14 | 10697 | Co-op | NOVA4262-428090840 | 3.8 | Solar |  |  | Interconnected | Sturgeon Lake | 55783 | Sturgeon Lake B | 2443 | Residential |  | 19245 | 2021 | 2021
20252-214856-01 | Lake Country Power | 14 | 10697 | Co-op | NOVA4391-282322705 | 6 | Solar |  |  | Interconnected | Cohasset | 55721 | Cohasset | 2455 | Residential |  | 22159.2 | 2021 | 2021
20252-214856-01 | Lake Country Power | 14 | 10697 | Co-op | NOVA4454-304111538 | 7.6 | Solar |  |  | Interconnected | Grand Rapids | 55744 | Gunn | 2159 | Residential |  | 48008 | 2021 | 2021
20252-214856-01 | Lake Country Power | 14 | 10697 | Co-op | NOVA4476-272063503 | 9.44 | Solar |  |  | Interconnected | Makinen | 55763 | Lakeland B | 2119 | Residential |  | 40000 | 2021 | 2021
20252-214856-01 | Lake Country Power | 14 | 10697 | Co-op | NOVA4477-396003228 | 7.08 | Solar |  |  | Interconnected | Wright | 55798 | Cromwell | 2433 | Residential |  | 34362 | 2021 | 2021
20252-214856-01 | Lake Country Power | 14 | 10697 | Co-op | NOVA4489-159000501 | 15 | Solar |  |  | Interconnected | Ely | 55804 | Clear Lake | 2107 | Residential |  | 42624 | 2021 | 2021
20252-214856-01 | Lake Country Power | 14 | 10697 | Co-op | NOVA4591-241051735 | 9.28 | Solar |  |  | Interconnected | Grand Rapids | 55744 | Arbo | 2353 | Residential |  | 38389 | 2021 | 2021
20252-214856-01 | Lake Country Power | 14 | 10697 | Co-op | NOVA4633-113021825 | 6 | Solar |  |  | Interconnected | Orr | 55771 | Meadowbrook | 2303 | Residential |  | 29693.5 | 2021 | 2021
20252-214856-01 | Lake Country Power | 14 | 10697 | Co-op | NOVA4648-375003240 | 16.24 | Solar |  |  | Interconnected | Saginaw | 55779 | Grand Lake | 2334 | Residential |  | 63359 | 2021 | 2021
20252-214856-01 | Lake Country Power | 14 | 10697 | Co-op | NOVA4650-329000535 | 10 | Solar |  |  | Interconnected | Floodwood | 55736 | Cedar Valley | 2136 | Residential |  | 35995 | 2021 | 2021
20252-214856-01 | Lake Country Power | 14 | 10697 | Co-op | NOVA4704-311011504 | 7.6 | Solar |  |  | Interconnected | Cotton | 55724 | Cotton | 2111 | Residential |  | 28250 | 2021 | 2021
20252-214856-01 | Lake Country Power | 14 | 10697 | Co-op | NOVA4707-428000113 | 10 | Solar |  |  | Interconnected | Sturgeon Lake | 55783 | Sturgeon Lake B | 2543 | Residential |  | 55000 | 2021 | 2021
20252-214856-01 | Lake Country Power | 14 | 10697 | Co-op | NOVA4727-389042555 | 11.8 | Solar |  |  | Interconnected | Cloquet | 55720 | Knife Falls | 2245 | Residential |  | 40760 | 2021 | 2021
20252-214856-01 | Lake Country Power | 14 | 10697 | Co-op | NOVA4781-183001301 | 10 | Solar |  |  | Interconnected | Embarrass | 55732 | Pike River | 2302 | Residential |  | 30375 | 2021 | 2021
20252-214856-01 | Lake Country Power | 14 | 10697 | Co-op | NOVA4824-428002412 | 2.63 | Solar |  |  | Interconnected | Sturgeon Lake | 55783 | Sturgeon Lake | 2139 | Residential |  | 4200 | 2021 | 2021
20252-214856-01 | Lake Country Power | 14 | 10697 | Co-op | NOVA4872-237002852 | 12.56 | Solar |  |  | Interconnected | Deer River | 56636 | Ball Club | 2354 | Residential |  | 76764 | 2021 | 2021
20252-214856-01 | Lake Country Power | 14 | 10697 | Co-op | NOVA4879-160010405 | 7.6 | Solar |  |  | Interconnected | Ely | 55731 | Clear Lake | 2307 | Residential |  | 25000 | 2021 | 2021
20252-214856-01 | Lake Country Power | 14 | 10697 | Co-op | NOVA4918-356021930 | 12.2 | Solar |  |  | Interconnected | Duluth | 55803 | Bergen Lake | 2241 | Residential |  | 44407 | 2021 | 2021
20252-214856-01 | Lake Country Power | 14 | 10697 | Co-op | NOVA4953-123020851 | 7.83 | Solar |  |  | Interconnected | Orr | 55771 | Meadowbrook | 2303 | Residential |  | 32767 | 2021 | 2021
20252-214856-01 | Lake Country Power | 14 | 10697 | Co-op | NOVA5172-159022507 | 9.07 | Solar |  |  | Interconnected | Ely | 55731 | Clear Lake | 2107 | Residential |  | 36510 | 2021 | 2021
20252-214856-01 | Lake Country Power | 14 | 10697 | Co-op | NOVA5246-251043216 | 5.8 | Solar |  |  | Interconnected | Aurora | 55705 | Lakeland B | 2619 | Residential |  | 24161 | 2021 | 2021
20252-214856-01 | Lake Country Power | 14 | 10697 | Co-op | NOVA3757-154001605 | 8.55 | Solar |  | X | Interconnected | Cook | 55723 | Cook | 2413 | Residential |  | 25678 | 2020 | 2022
20252-214856-01 | Lake Country Power | 14 | 10697 | Co-op | NOVA4957-353002105 | 6 | Solar |  |  | Interconnected | Alborn | 55702 | Cotton | 2411 | Residential |  | 39750 | 2021 | 2022
20252-214856-01 | Lake Country Power | 14 | 10697 | Co-op | NOVA5319-248032801 | 10.2 | Solar |  |  | Interconnected | Iron Junction | 55751 | Peary | 2401 | Residential |  | 10000 | 2021 | 2022
20252-214856-01 | Lake Country Power | 14 | 10697 | Co-op | NOVA5391-146031309 | 7.67 | Solar |  |  | Interconnected | Ely | 55731 | Winton B | 2106B | Residential |  | 34665 | 2021 | 2022
20252-214856-01 | Lake Country Power | 14 | 10697 | Co-op | NOVA5442-428240880 | 16 | Solar |  |  | Interconnected | Sturgeon Lake | 55783 | Sturgeon Lake B | 2443 | Residential |  | 20000 | 2021 | 2022
20252-214856-01 | Lake Country Power | 14 | 10697 | Co-op | NOVA5466-376002020 | 10 | Solar |  |  | Interconnected | Saginaw | 55779 | Grand Lake | 2234 | Residential |  | 49297 | 2022 | 2022
20252-214856-01 | Lake Country Power | 14 | 10697 | Co-op | NOVA5566-146031301 | 11.6 | Solar |  |  | Interconnected | Ely | 55731 | Winton A | 2306A | Residential |  | 51220 | 2022 | 2022
20252-214856-01 | Lake Country Power | 14 | 10697 | Co-op | NOVA5583-383013433 | 11.35 | Solar |  |  | Interconnected | Mcgregor | 55760 | Big Sandy | 2144 | Residential |  | 33000 | 2022 | 2022
20252-214856-01 | Lake Country Power | 14 | 10697 | Co-op | NOVA5639-241002633 | 7.25 | Solar |  |  | Interconnected | Grand Rapids | 55744 | Arbo | 2453 | Residential |  | 29550 | 2022 | 2022
20252-214856-01 | Lake Country Power | 14 | 10697 | Co-op | NOVA5644-205031211 | 7.32 | Solar |  |  | Interconnected | Virginia | 55792 | Pike River | 2102 | Residential |  | 26000 | 2022 | 2022
20252-214856-01 | Lake Country Power | 14 | 10697 | Co-op | NOVA5663-303330989 | 9.15 | Solar |  |  | Interconnected | Cohasset | 55721 | Pokegama | 2367 | Residential |  | 30100 | 2022 | 2022
20252-214856-01 | Lake Country Power | 14 | 10697 | Co-op | NOVA5693-303330976 | 8.78 | Solar |  |  | Interconnected | Cohasset | 55721 | Pokegama | 2367 | Residential |  | 28800 | 2022 | 2022
20252-214856-01 | Lake Country Power | 14 | 10697 | Co-op | NOVA5708-305003072 | 12 | Solar |  |  | Interconnected | Grand Rapids | 55744 | Blackberry | 2458 | Residential |  | 2000 | 2022 | 2022
20252-214856-01 | Lake Country Power | 14 | 10697 | Co-op | NOVA5724-154011305 | 12.6 | Solar |  |  | Interconnected | Cook | 55723 | Cook | 2413 | Residential |  | 44774 | 2022 | 2022
20252-214856-01 | Lake Country Power | 14 | 10697 | Co-op | NOVA5758-377000132 | 9.05 | Solar |  |  | Interconnected | Duluth | 55803 | Solway | 2338 | Residential |  | 20000 | 2022 | 2022
20252-214856-01 | Lake Country Power | 14 | 10697 | Co-op | NOVA5864-221033419 | 8.41 | Solar |  |  | Interconnected | Nashwauk | 55769 | Shoal Lake | 2266 | Residential |  | 33191 | 2022 | 2022
20252-214856-01 | Lake Country Power | 14 | 10697 | Co-op | NOVA5924-428070347 | 21.96 | Solar |  |  | Interconnected | Sturgeon Lake | 55783 | Sturgeon Lake B | 2443 | Residential |  | 66000 | 2022 | 2022
20252-214856-01 | Lake Country Power | 14 | 10697 | Co-op | NOVA5939-241001595 | 12.47 | Solar |  | X | Interconnected | Grand Rapids | 55744 | Arbo | 2453 | Residential |  | 76467 | 2022 | 2022
20252-214856-01 | Lake Country Power | 14 | 10697 | Co-op | NOVA5993-407003140 | 12.6 | Solar |  |  | Interconnected | Barnum | 55707 | Kettle River | 2547 | Residential |  | 42480 | 2022 | 2022
20252-214856-01 | Lake Country Power | 14 | 10697 | Co-op | NOVA6036-345001227 | 15 | Solar |  |  | Interconnected | Hill City | 55748 | Hill City | 2156 | Residential |  | 72297 | 2022 | 2022
20252-214856-01 | Lake Country Power | 14 | 10697 | Co-op | NOVA6038-398000140 | 12.95 | Solar |  |  | Interconnected | Cloquet | 55720 | Brandon | 2331 | Residential |  | 58031 | 2022 | 2022
20252-214856-01 | Lake Country Power | 14 | 10697 | Co-op | NOVA6058-145082707 | 7.32 | Solar |  |  | Interconnected | Ely | 55731 | Winton B | 2506B | Residential |  | 31000 | 2022 | 2022
20252-214856-01 | Lake Country Power | 14 | 10697 | Co-op | NOVA6104-313000802 | 16.4 | Solar |  |  | Interconnected | Cotton | 55724 | Cotton | 2211 | Residential |  | 82000 | 2022 | 2022
20252-214856-01 | Lake Country Power | 14 | 10697 | Co-op | NOVA6112-241022233 | 11.4 | Solar |  |  | Interconnected | Grand Rapids | 55744 | Arbo | 2453 | Residential |  | 41875 | 2022 | 2022
20252-214856-01 | Lake Country Power | 14 | 10697 | Co-op | NOVA6190-404030917 | 10 | Solar |  |  | Interconnected | Wright | 55798 | Wright | 2437 | Residential |  | 15000 | 2022 | 2022
20252-214856-01 | Lake Country Power | 14 | 10697 | Co-op | NOVA6224-261001443 | 9.95 | Solar |  |  | Interconnected | Grand Rapids | 55744 | Cohasset | 2255 | Residential |  | 34500 | 2022 | 2022
20252-214856-01 | Lake Country Power | 14 | 10697 | Co-op | NOVA6225-247021719 | 11.4 | Solar |  |  | Interconnected | Mountain Iron | 55768 | Iron | 2108 | Residential |  | 35964 | 2022 | 2022
20252-214856-01 | Lake Country Power | 14 | 10697 | Co-op | NOVA6238-241000831 | 9.15 | Solar |  |  | Interconnected | Grand Rapids | 55744 | Arbo | 2353 | Residential |  | 38500 | 2022 | 2022
20252-214856-01 | Lake Country Power | 14 | 10697 | Co-op | NOVA6329-282002369 | 6.28 | Solar |  | X | Interconnected | Cohasset | 55721 | Cohasset | 2455 | Residential |  | 53910 | 2022 | 2022
20252-214856-01 | Lake Country Power | 14 | 10697 | Co-op | NOVA6342-270002401 | 11.4 | Solar |  |  | Interconnected | Eveleth | 55734 | Peary | 2101 | Residential |  | 35600 | 2022 | 2022
20252-214856-01 | Lake Country Power | 14 | 10697 | Co-op | NOVA6429-248042511 | 5.11 | Solar |  |  | Interconnected | Eveleth | 55734 | Peary | 2401 | Residential |  | 18655 | 2022 | 2022
20252-214856-01 | Lake Country Power | 14 | 10697 | Co-op | NOVA6457-345091401 | 11.52 | Solar |  | X | Interconnected | Hill City | 55748 | Hill City | 2256 | Residential |  | 76989 | 2022 | 2022
20252-214856-01 | Lake Country Power | 14 | 10697 | Co-op | NOVA6541-348022702 | 11.17 | Solar |  | X | Interconnected | Jacobson | 55752 | Cedar Valley | 2136 | Residential |  | 73033 | 2022 | 2022
20252-214856-01 | Lake Country Power | 14 | 10697 | Co-op | NOVA6587-282003202 | 7.32 | Solar |  |  | Interconnected | Cohasset | 55721 | Cohasset | 2455 | Residential |  | 25530 | 2022 | 2022
20252-214856-01 | Lake Country Power | 14 | 10697 | Co-op | NOVA6628-422000764 | 10 | Solar |  |  | Interconnected | Moose Lake | 55767 | Kettle River | 2547 | Residential |  | 34560 | 2022 | 2022
20252-214856-01 | Lake Country Power | 14 | 10697 | Co-op | NOVA6629-183003114 | 6.98 | Solar |  |  | Withdrawn | Embarrass | 53757 | Pike River | 2302 | Residential |  | 53757 | 2022
20252-214856-01 | Lake Country Power | 14 | 10697 | Co-op | NOVA6632-376082932 | 6.59 | Solar |  |  | Interconnected | Saginaw | 55779 | Grand Lake | 2134 | Residential |  | 26494 | 2022 | 2022
20252-214856-01 | Lake Country Power | 14 | 10697 | Co-op | NOVA6638-241012201 | 2.61 | Solar |  | X | Interconnected | Grand Rapids | 55744 | Arbo | 2453 | Residential |  | 42901 | 2022 | 2022
20252-214856-01 | Lake Country Power | 14 | 10697 | Co-op | NOVA6640-351002968 | 37.84 | Solar |  |  | Interconnected | Floodwood | 55736 | Cedar Valley | 2336 | Residential |  | 80000 | 2022 | 2022
20252-214856-01 | Lake Country Power | 14 | 10697 | Co-op | NOVA6696-283072362 | 6.59 | Solar |  |  | Interconnected | Grand Rapids | 55744 | Gunn | 2359 | Residential |  | 26440 | 2022 | 2022
20252-214856-01 | Lake Country Power | 14 | 10697 | Co-op | NOVA6894-310002225 | 2.1 | Solar |  |  | Interconnected | Meadowlands | 55765 | Cedar Valley | 2236 | Commercial |  | 9500 | 2022 | 2022
20252-214856-01 | Lake Country Power | 14 | 10697 | Co-op | NOVA5777-377002040 | 10 | Solar |  |  | Interconnected | Duluth | 55811 | Solway | 2338 | Residential |  | 51347 | 2022 | 2023
20252-214856-01 | Lake Country Power | 14 | 10697 | Co-op | NOVA6016-393040782 | 30.4 | Other |  | X | Interconnected | Mcgregor | 55760 | Big Sandy | 2444 | Residential |  | 184500 | 2023 | 2023
20252-214856-01 | Lake Country Power | 14 | 10697 | Co-op | NOVA6037-272063506 | 28 | Solar |  |  | Interconnected | Makinen | 55763 | Lakeland B | 2619 | Residential |  | 124864.86 | 2022 | 2023
20252-214856-01 | Lake Country Power | 14 | 10697 | Co-op | NOVA6375-307000526 | 6.59 | Solar |  |  | Interconnected | Goodland | 55742 | Goodland | 2161 | Residential |  | 32177 | 2022 | 2023
20252-214856-01 | Lake Country Power | 14 | 10697 | Co-op | NOVA6594-350002476 | 7.54 | Solar |  |  | Interconnected | Floodwood | 55736 | Cedar Valley | 2336 | Residential |  | 40000 | 2022 | 2023
20252-214856-01 | Lake Country Power | 14 | 10697 | Co-op | NOVA6752-376000829 | 15 | Solar |  |  | Interconnected | Saginaw | 55779 | Bergen Lake | 2141 | Residential |  | 27625 | 2022 | 2023
20252-214856-01 | Lake Country Power | 14 | 10697 | Co-op | NOVA6775-205031207 | 7.54 | Solar |  |  | Interconnected | Virginia | 55792 | Pike River | 2102 | Residential |  | 30695 | 2022 | 2023
20252-214856-01 | Lake Country Power | 14 | 10697 | Co-op | NOVA6783-304001225 | 22.8 | Solar |  |  | Interconnected | Grand Rapids | 55744 | Blackberry | 2458 | Residential |  | 67700 | 2022 | 2023
20252-214856-01 | Lake Country Power | 14 | 10697 | Co-op | NOVA6842-283051224 | 10.15 | Solar |  |  | Interconnected | Bovy | 55709 | Gunn | 2459 | Residential |  | 21000 | 2022 | 2023
20252-214856-01 | Lake Country Power | 14 | 10697 | Co-op | NOVA6904-267001405 | 22.8 | Solar |  |  | Interconnected | Hibbing | 55746 | Keewatin | 2305 | Residential |  | 67680 | 2022 | 2023
20252-214856-01 | Lake Country Power | 14 | 10697 | Co-op | NOVA6915-348022223 | 14.64 | Solar |  |  | Interconnected | Jacobson | 55752 | Cedar Valley | 2136 | Residential |  | 52250 | 2022 | 2023
20252-214856-01 | Lake Country Power | 14 | 10697 | Co-op | NOVA6917-171010801 | 7.83 | Solar |  |  | Interconnected | Tower | 55790 | Vermilion | 2115 | Residential |  | 43857 | 2022 | 2023
20252-214856-01 | Lake Country Power | 14 | 10697 | Co-op | NOVA6956-377000180 | 10 | Solar |  |  | Interconnected | Duluth | 55803 | Solway | 2338 | Residential |  | 50344 | 2022 | 2023
20252-214856-01 | Lake Country Power | 14 | 10697 | Co-op | NOVA7034-312000404 | 16.82 | Solar |  |  | Interconnected | Cotton | 55724 | Cotton | 2311 | Residential |  | 34800 | 2022 | 2023
20252-214856-01 | Lake Country Power | 14 | 10697 | Co-op | NOVA7088-243012718 | 19.72 | Solar |  |  | Interconnected | Nashwauk | 55769 | Shoal Lake | 2266 | Residential |  | 75525 | 2022 | 2023
20252-214856-01 | Lake Country Power | 14 | 10697 | Co-op | NOVA7089-181022655 | 7.7 | Solar |  |  | Interconnected | Britt | 55710 | Sand Lake | 2312 | Residential |  | 30000 | 2023 | 2023
20252-214856-01 | Lake Country Power | 14 | 10697 | Co-op | NOVA7110-161021254 | 7.6 | Solar |  |  | Interconnected | Ely |  | Winton A | 2306A | Residential |  | 26642 | 2022 | 2023
20252-214856-01 | Lake Country Power | 14 | 10697 | Co-op | NOVA7140-271030308 | 14.5 | Solar |  |  | Interconnected | Makinen | 55763 | Lakeland | 2510 | Residential |  | 60529 | 2022 | 2023
20252-214856-01 | Lake Country Power | 14 | 10697 | Co-op | NOVA7418-104010717 | 17.68 | Solar |  | X | Interconnected | Crane Lake | 55127 | Orr | 2117 | Residential |  | 65822 | 2023 | 2023
20252-214856-01 | Lake Country Power | 14 | 10697 | Co-op | NOVA7460-389042552 | 8 | Solar |  |  | Interconnected | Cloquet | 55720 | Knife Falls | 2245 | Residential |  | 31947 | 2023 | 2023
20252-214856-01 | Lake Country Power | 14 | 10697 | Co-op | NOVA7500-421033104 | 16.98 | Solar |  | X | Interconnected | Moose Lake | 55767 | Sturgeon Lake B | 2443 | Residential |  | 58777 | 2023 | 2023
20252-214856-01 | Lake Country Power | 14 | 10697 | Co-op | NOVA7523-303021726 | 2.8 | Solar |  |  | Interconnected | Cohasset |  | Pokegama | 2367 | Residential |  | 17000 | 2023 | 2023
20252-214856-01 | Lake Country Power | 14 | 10697 | Co-op | NOVA7532-228082776 | 10.98 | Solar |  |  | Interconnected | Gilbert | 55741 | Lakeland | 2310 | Residential |  | 39483 | 2023 | 2023
20252-214856-01 | Lake Country Power | 14 | 10697 | Co-op | NOVA7579-145053212 | 8.12 | Solar |  |  | Interconnected | Ely | 55731 | Clear Lake | 2307 | Residential |  | 28087 | 2023 | 2023
20252-214856-01 | Lake Country Power | 14 | 10697 | Co-op | NOVA7637-278000893 | 6.5 | Solar |  |  | Interconnected | Bena | 56626 | Bena | 2360 | Residential |  | 31780 | 2023 | 2023
20252-214856-01 | Lake Country Power | 14 | 10697 | Co-op | NOVA7656-398000246 | 8.78 | Solar |  |  | Interconnected | Cloquet | 55720 | Brandon | 2331 | Residential |  | 30636 | 2023 | 2023
20252-214856-01 | Lake Country Power | 14 | 10697 | Co-op | NOVA7693-221001281 | 11.4 | Solar |  |  | Interconnected | Nashwauk | 55769 | Shoal Lake | 2266 | Residential |  | 38988 | 2023 | 2023
20252-214856-01 | Lake Country Power | 14 | 10697 | Co-op | NOVA7752-345061428 | 15.37 | Solar |  |  | Interconnected | Hill City | 55748 | Hill City | 2156 | Residential |  | 51660 | 2023 | 2023
20252-214856-01 | Lake Country Power | 14 | 10697 | Co-op | NOVA7863-284001718 | 15.6 | Solar |  |  | Interconnected | Bovey | 55709 | Gunn | 2459 | Residential |  | 62915 | 2023 | 2023
20252-214856-01 | Lake Country Power | 14 | 10697 | Co-op | NOVA7926-261000315 | 16.47 | Solar |  |  | Interconnected | Grand Rapids | 55744 | Arbo | 2253 | Residential |  | 61928.97 | 2023 | 2023
20252-214856-01 | Lake Country Power | 14 | 10697 | Co-op | NOVA7933-248011801 | 8.19 | Solar |  |  | Interconnected | Iron | 55751 | Iron | 2408 | Residential |  | 25000 | 2023 | 2023
20252-214856-01 | Lake Country Power | 14 | 10697 | Co-op | NOVA8009-355011429 | 4.39 | Solar |  |  | Interconnected | Duluth | 55803 | Bergen Lake | 2241 | Residential |  | 24452 | 2023 | 2023
20252-214856-01 | Lake Country Power | 14 | 10697 | Co-op | NOVA8016-146052124 | 3.8 | Solar |  |  | Interconnected | Ely | 55731 | Winton B | 2506B | Residential |  | 15000 | 2023 | 2023
20252-214856-01 | Lake Country Power | 14 | 10697 | Co-op | NOVA8050-157050707 | 30.8 | Solar |  |  | Interconnected | Tower | 55790 | Frazer Bay | 2316 | Residential |  | 76121 | 2023 | 2023
20252-214856-01 | Lake Country Power | 14 | 10697 | Co-op | NOVA8065-262071977 | 11.6 | Solar |  |  | Interconnected | Grand Rapids | 55744 | Arbo | 2153 | Residential |  | 54174 | 2023 | 2023
20252-214856-01 | Lake Country Power | 14 | 10697 | Co-op | NOVA8147-376000267 | 11.52 | Solar |  |  | Interconnected | Saginaw | 55779 | Bergen Lake | 2141 | Residential |  | 36654.55 | 2023 | 2023
20252-214856-01 | Lake Country Power | 14 | 10697 | Co-op | NOVA8199-356032911 | 26.88 | Solar |  |  | Interconnected | Duluth | 55803 | Bergen Lake | 2141 | Residential |  | 60900 | 2023 | 2023
20252-214856-01 | Lake Country Power | 14 | 10697 | Co-op | NOVA8325-428131692 | 11.52 | Solar |  |  | Interconnected | Sturgeon Lake | 55783 | Sturgeon Lake | 2139 | Residential |  | 30000 | 2023 | 2023
20252-214856-01 | Lake Country Power | 14 | 10697 | Co-op | NOVA8329-259003044 | 14.98 | Solar |  |  | Interconnected | Deer River | 56636 | Ball Club | 2254 | Residential |  | 56284 | 2023 | 2023
20252-214856-01 | Lake Country Power | 14 | 10697 | Co-op | NOVA8338-406003626 | 7.56 | Solar |  |  | Interconnected | Mahtowa | 55707 | Kettle River | 2547 | Residential |  | 42034 | 2023 | 2023
20252-214856-01 | Lake Country Power | 14 | 10697 | Co-op | NOVA8349-375001357 | 11 | Solar |  |  | Interconnected | Saginaw | 55779 | Grand Lake | 2134 | Residential |  | 2400 | 2023 | 2023
20252-214856-01 | Lake Country Power | 14 | 10697 | Co-op | NOVA8461-303170370 | 0.77 | Solar |  |  | Interconnected | Cohasset | 55721 | Cohasset | 2455 | Residential |  | 1000 | 2023 | 2023
20252-214856-01 | Lake Country Power | 14 | 10697 | Co-op | NOVA8483-155001305 | 6.91 | Solar |  |  | Interconnected | Cook | 55723 | Frazer Bay | 2216 | Residential |  | 20000 | 2023 | 2023
20252-214856-01 | Lake Country Power | 14 | 10697 | Co-op | NOVA8509-221033416 | 26 | Solar |  |  | Interconnected | Nashwauk | 55769 | Shoal Lake | 2266 | Residential |  | 97316 | 2023 | 2023
20252-214856-01 | Lake Country Power | 14 | 10697 | Co-op | NOVA8523-428002413 | 6.9 | Solar |  |  | Interconnected | Sturgeon Lake | 55783 | Sturgeon Lake | 2139 | Residential |  | 6000 | 2023 | 2023
20252-214856-01 | Lake Country Power | 14 | 10697 | Co-op | NOVA8542-221032753 | 12 | Solar |  |  | Interconnected | Nashwauk | 55769 | Shoal Lake | 2266 | Residential |  | 44160 | 2023 | 2023
20252-214856-01 | Lake Country Power | 14 | 10697 | Co-op | NOVA8567-240002116 | 15 | Solar |  | X | Interconnected | Deer River | 56636 | Arbo | 2353 | Residential |  | 54750 | 2023 | 2023
20252-214856-01 | Lake Country Power | 14 | 10697 | Co-op | NOVA8567-240002116-S | 9.2 | Storage |  |  | Interconnected | Deer River | 56636 | Arbo | 2353 | Residential |  | 54750 | 2023 | 2023
20252-214856-01 | Lake Country Power | 14 | 10697 | Co-op | NOVA8670-389001043 | 13.23 | Solar |  |  | Interconnected | Cloquet | 55720 | Grand Lake | 2334 | Residential |  | 80450 | 2023 | 2023
20252-214856-01 | Lake Country Power | 14 | 10697 | Co-op | NOVA8712-184092551 | 14.59 | Solar |  |  | Interconnected | Embarrass | 55732 | Babbitt | 2109 | Residential |  | 83791 | 2023 | 2023
20252-214856-01 | Lake Country Power | 14 | 10697 | Co-op | NOVA8716-388012333 | 13.44 | Solar |  |  | Interconnected | Cloquet | 55720 | Brandon | 2331 | Residential |  | 32000 | 2023 | 2023
20252-214856-01 | Lake Country Power | 14 | 10697 | Co-op | NOVA8738-251042908 | 13.96 | Solar |  |  | Interconnected | Aurora | 55705 | Lakeland B | 2619 | Residential |  | 79277 | 2023 | 2023
20252-214856-01 | Lake Country Power | 14 | 10697 | Co-op | NOVA6629-183003114 | 6.98 | Solar |  |  | Withdrawn | Embarrass | 55732 | Pike River | 2302 | Residential |  | 53757 | 2022
20252-214856-01 | Lake Country Power | 14 | 10697 | Co-op | NOVA7391-259003462 | 17.6 | Solar |  | X | Interconnected | Deer River | 56636 | Ball Club | 2354 | Residential |  | 32000 | 2023 | 2024
20252-214856-01 | Lake Country Power | 14 | 10697 | Co-op | NOVA7550-278000893 | 5.2 | Solar |  |  | Withdrawn | Bena | 56626 | Bena | 2360 | Residential |  | 26708 | 2023
20252-214856-01 | Lake Country Power | 14 | 10697 | Co-op | NOVA7996-240002116 | 8 | Solar |  | X | Withdrawn | Deer River | 56636 | Arbo | 2353 | Residential |  | 54750 | 2023
20252-214856-01 | Lake Country Power | 14 | 10697 | Co-op | NOVA7996-240002116-S | 9.2 | Storage |  |  | Withdrawn | Deer River | 56636 | Arbo | 2353 | Residential |  | 54750 | 2023
20252-214856-01 | Lake Country Power | 14 | 10697 | Co-op | NOVA8141-389001043 | 13.23 | Solar |  | X | Withdrawn | Cloquet | 55720 | Grand Lake | 2334 | Residential |  | 96120 | 2023
20252-214856-01 | Lake Country Power | 14 | 10697 | Co-op | NOVA8274-375001357 | 9.8 | Solar |  |  | Withdrawn | Saginaw | 55779 | Grand Lake | 2234 | Residential |  | 1200 | 2023
20252-214856-01 | Lake Country Power | 14 | 10697 | Co-op | NOVA8306-184092551 | 12.16 | Solar |  |  | Withdrawn | Embarrass | 55732 | Babbitt | 2109 | Residential |  | 58654 | 2023
20252-214856-01 | Lake Country Power | 14 | 10697 | Co-op | NOVA8540-228033305 | 38 | Solar |  |  | Interconnected | Gilbert | 55741 | Lakeland | 2210 | Residential |  | 50000 | 2023 | 2024
20252-214856-01 | Lake Country Power | 14 | 10697 | Co-op | NOVA8633-349001878 | 18.5 | Solar |  |  | Interconnected | Jacobson | 55752 | Cedar Valley | 2136 | Residential |  | 119443.97 | 2023 | 2024
20252-214856-01 | Lake Country Power | 14 | 10697 | Co-op | NOVA8708-UNKNOWN | 6.08 | Solar |  | X | Withdrawn | Grand Rapids | 55744 |  |  |  |  | 49155 | 2023
20252-214856-01 | Lake Country Power | 14 | 10697 | Co-op | NOVA8751-342020179 | 10.37 | Solar |  |  | Interconnected | Remer | 56672 | Remer | 2264 | Residential |  | 28269.46 | 2023 | 2024
20252-214856-01 | Lake Country Power | 14 | 10697 | Co-op | NOVA8799-415002260 | 18 | Solar |  |  | Active Application | Barnum | 55707 | Kettle River | 2147 | Residential |  | 25000 | 2023
20252-214856-01 | Lake Country Power | 14 | 10697 | Co-op | NOVA8820-389053642 | 28.42 | Solar |  |  | Withdrawn | Cloquet | 55720 | Knife Falls | 2145 | Residential |  | 117437.95 | 2023
20252-214856-01 | Lake Country Power | 14 | 10697 | Co-op | NOVA8822-428070319 | 10 | Solar |  |  | Interconnected | Sturgeon Lake | 55783 | Sturgeon Lake | 2139 | Residential |  | 15000 | 2023 | 2024
20252-214856-01 | Lake Country Power | 14 | 10697 | Co-op | NOVA8867-354002943 | 8.7 | Solar |  |  | Withdrawn | Culver | 55779 | Grand Lake | 2234 | Residential |  | 45020.44 | 2023
20252-214856-01 | Lake Country Power | 14 | 10697 | Co-op | NOVA8876-270032558 | 13.86 | Solar |  |  | Interconnected | Eveleth | 55734 | Peary | 2101 | Residential |  | 53292 | 2023 | 2024
20252-214856-01 | Lake Country Power | 14 | 10697 | Co-op | NOVA8938-311011311 | 12 | Solar |  |  | Interconnected | Cotton | 55724 | Cotton | 2111 | Residential |  | 18000 | 2023 | 2024
20252-214856-01 | Lake Country Power | 14 | 10697 | Co-op | NOVA8970-241001582 | 6.08 | Solar |  | X | Interconnected | Grand Rapids | 55744 | Arbo | 2453 | Residential |  | 46817 | 2023 | 2024
20252-214856-01 | Lake Country Power | 14 | 10697 | Co-op | NOVA8986-430000530 | 11.75 | Solar |  | X | Interconnected | Nickerson | 55749 | Sturgeon Lake B | 2443 | Residential |  | 6525 | 2023 | 2024
20252-214856-01 | Lake Country Power | 14 | 10697 | Co-op | NOVA9001-393202227 | 5.76 | Solar |  |  | Interconnected | Mcgregor | 55760 | Round Lake | 2135 | Residential |  | 14070 | 2023 | 2024
20252-214856-01 | Lake Country Power | 14 | 10697 | Co-op | NOVA10209-428131686 | 13.82 | Solar |  |  | Interconnected | Sturgeon Lake | 55783 | Sturgeon Lake | 2139 | Residential |  | 15032 | 2024 | 2024
20252-214856-01 | Lake Country Power | 14 | 10697 | Co-op | NOVA10233-155002601 | 10 | Solar |  |  | Interconnected | Cook | 55723 | Frazer Bay | 2216 | Residential |  | 33600 | 2024 | 2024
20252-214856-01 | Lake Country Power | 14 | 10697 | Co-op | NOVA10236-164000201 | 14.21 | Solar |  |  | Interconnected | Cook | 55723 | Meadowbrook | 2103 | Residential |  | 50269 | 2024 | 2024
20252-214856-01 | Lake Country Power | 14 | 10697 | Co-op | NOVA10266-414003460 | 14.21 | Solar |  |  | Interconnected | Barnum | 55707 | Kettle River | 2547 | Residential |  | 64000 | 2024 | 2024
20252-214856-01 | Lake Country Power | 14 | 10697 | Co-op | NOVA10305-421002543 | 12.29 | Solar |  |  | Interconnected | Moose Lake | 55767 | Sturgeon Lake B | 2543 | Residential |  | 42473 | 2024 | 2024
20252-214856-01 | Lake Country Power | 14 | 10697 | Co-op | NOVA10320-277011703 | 24.72 | Solar |  | X | Interconnected | Bena | 56626 | Bena | 2460 | Residential |  | 81360 | 2024 | 2024
20252-214856-01 | Lake Country Power | 14 | 10697 | Co-op | NOVA10348-324002584 | 23.04 | Solar |  |  | Withdrawn | Hill City | 55748 | Hill City | 2156 | Residential |  | 68045.45 | 2024
20252-214856-01 | Lake Country Power | 14 | 10697 | Co-op | NOVA10371-418003021 | 6.53 | Solar |  |  | Interconnected | Sturgeon Lake | 55783 | Kettle River | 2347 | Residential |  | 22911 | 2024 | 2024
20252-214856-01 | Lake Country Power | 14 | 10697 | Co-op | NOVA10452-262032024 | 6.93 | Solar |  |  | Withdrawn | Grand Rapids | 55744 | Arbo | 2153 | Residential |  | 44690 | 2024
20252-214856-01 | Lake Country Power | 14 | 10697 | Co-op | NOVA10475-205031211 | 10.25 | Solar |  |  | Interconnected | Virginia | 55792 | Pike River | 2102 | Residential |  | 17596 | 2024 | 2024
20252-214856-01 | Lake Country Power | 14 | 10697 | Co-op | NOVA10498-355033609 | 6 | Solar |  |  | Interconnected | Saginaw | 55779 | Bergen Lake | 2141 | Residential |  | 36000 | 2024 | 2024
20252-214856-01 | Lake Country Power | 14 | 10697 | Co-op | NOVA10506-304001420 | 7.68 | Solar |  |  | Interconnected | Grand Rapids | 55744 | Gunn | 2159 | Residential |  | 28532 | 2024 | 2024
20252-214856-01 | Lake Country Power | 14 | 10697 | Co-op | NOVA10509-277003550 | 27 | Solar |  | X | Interconnected | Federal Dam | 56641 | Boy River | 2352 | Residential |  | 75382.82 | 2024 | 2024
20252-214856-01 | Lake Country Power | 14 | 10697 | Co-op | NOVA10523-355011425 | 11.4 | Solar |  |  | Interconnected | Duluth | 55803 | Bergen Lake | 2141 | Residential |  | 46093.6 | 2024 | 2024
20252-214856-01 | Lake Country Power | 14 | 10697 | Co-op | NOVA10534-354003605 | 10.8 | Solar |  |  | Interconnected | Saginaw | 55779 | Grand Lake | 2134 | Residential |  | 41552 | 2024 | 2024
20252-214856-01 | Lake Country Power | 14 | 10697 | Co-op | NOVA10589-328001495 | 7.68 | Solar |  |  | Withdrawn | Floodwood | 55736 | Cedar Valley | 2136 | Residential |  | 45305.95 | 2024
20252-214856-01 | Lake Country Power | 14 | 10697 | Co-op | NOVA10606-262042948 | 10.26 | Solar |  |  | Interconnected | Grand Rapids | 55744 | Arbo | 2153 | Residential |  | 42048 | 2024 | 2024
20252-214856-01 | Lake Country Power | 14 | 10697 | Co-op | NOVA10633-173052566 | 5.99 | Solar |  |  | Interconnected | Babbitt | 55706 | Babbitt | 2209 | Residential |  | 25317.5 | 2024 | 2024
20252-214856-01 | Lake Country Power | 14 | 10697 | Co-op | NOVA10658-259003462 | 17.6 | Solar |  |  | Interconnected | Deer River | 56636 | Ball Club | 2354 | Residential |  | 11000 | 2024 | 2024
20252-214856-01 | Lake Country Power | 14 | 10697 | Co-op | NOVA10662-338000560 | 23 | Solar |  | X | Interconnected | Walker | 56484 | Onigum | 2351 | Residential |  | 45000 | 2024 | 2024
20252-214856-01 | Lake Country Power | 14 | 10697 | Co-op | NOVA10662-338000560-S | 11.5 | Storage |  |  | Interconnected | Walker | 56484 | Onigum | 2351 | Residential |  | 45000 | 2024 | 2024
20252-214856-01 | Lake Country Power | 14 | 10697 | Co-op | NOVA10678-184073508 | 7.68 | Solar |  |  | Interconnected | Embarrass | 55732 | Babbitt | 2109 | Residential |  | 12750 | 2024 | 2024
20252-214856-01 | Lake Country Power | 14 | 10697 | Co-op | NOVA10704-339001208 | 34.94 | Solar |  |  | Interconnected | Longville | 56655 | Onigum | 2151 | Residential |  | 118950 | 2024 | 2024
20252-214856-01 | Lake Country Power | 14 | 10697 | Co-op | NOVA10722-262032024 | 5.61 | Solar |  |  | Interconnected | Grand Rapids | 55744 | Arbo | 2153 | Residential |  | 43187 | 2024 | 2024
20252-214856-01 | Lake Country Power | 14 | 10697 | Co-op | NOVA10725-328001156 | 11.3 | Solar |  |  | Interconnected | Floodwood | 55736 | Cedar Valley | 2136 | Residential |  | 41850 | 2024 | 2024
20252-214856-01 | Lake Country Power | 14 | 10697 | Co-op | NOVA10726-303001306 | 10.19 | Solar |  |  | Interconnected | Grand Rapids | 55744 | Pokegama | 2367 | Residential |  | 37785 | 2024
20252-214856-01 | Lake Country Power | 14 | 10697 | Co-op | NOVA10727-261040418 | 11.4 | Solar |  | X | Active Application | Grand Rapids | 55744 | Arbo | 2253 | Residential |  | 17000 | 2024
20252-214856-01 | Lake Country Power | 14 | 10697 | Co-op | NOVA10727-261040418-S | 5 | Storage |  |  | Active Application | Grand Rapids | 55744 | Arbo | 2253 | Residential |  | 17000 | 2024
20252-214856-01 | Lake Country Power | 14 | 10697 | Co-op | NOVA10730-328001495 | 16 | Solar |  | X | Withdrawn | Floodwood | 55736 | Cedar Valley | 2136 | Residential |  | 50831.11 | 2024
20252-214856-01 | Lake Country Power | 14 | 10697 | Co-op | NOVA10759-303320474 | 5.76 | Solar |  |  | Interconnected | Cohasset | 55721 | Cohasset | 2455 | Residential |  | 18416 | 2024 | 2024
20252-214856-01 | Lake Country Power | 14 | 10697 | Co-op | NOVA10816-228033339 | 10.75 | Solar |  |  | Interconnected | Gilbert | 55741 | Lakeland | 2210 | Residential |  | 51772.73 | 2024 | 2024
20252-214856-01 | Lake Country Power | 14 | 10697 | Co-op | NOVA11853-242022216 | 32.71 | Solar |  |  | Interconnected | Bovey | 55709 | Shoal Lake | 2366 | Residential |  | 91212.34 | 2024 | 2024
20252-214856-01 | Lake Country Power | 14 | 10697 | Co-op | NOVA11854-351002429 | 10.75 | Solar |  |  | Interconnected | Flooodwood | 55736 | Gowan | 2232 | Residential |  | 48657.54 | 2024 | 2024
20252-214856-01 | Lake Country Power | 14 | 10697 | Co-op | NOVA11888-202011815 | 12.29 | Solar |  |  | Active Application | Chisholm | 55719 | Side Lake | 2204 | Residential |  | 58649.35 | 2024
20252-214856-01 | Lake Country Power | 14 | 10697 | Co-op | NOVA11896-229011441 | 15.3 | Solar |  |  | Interconnected | Aurora | 55705 | Lakeland B | 2419 | Residential |  | 42240 | 2024 | 2024
20252-214856-01 | Lake Country Power | 14 | 10697 | Co-op | NOVA11902-306003242 | 6 | Solar |  |  | Interconnected | Warba | 55793 | Blackberry | 2258 | Residential |  | 44101 | 2024 | 2024
20252-214856-01 | Lake Country Power | 14 | 10697 | Co-op | NOVA11911-393121759 | 8.12 | Solar |  |  | Interconnected | Mcgregor | 55760 | Big Sandy | 2144 | Residential |  | 36600 | 2024 | 2024
20252-214856-01 | Lake Country Power | 14 | 10697 | Co-op | NOVA11954-178031942 | 15.6 | Solar |  |  | Interconnected | Side Lake | 55781 | Side Lake | 2104 | Residential |  | 78753.254 | 2024 | 2024
20252-214856-01 | Lake Country Power | 14 | 10697 | Co-op | NOVA11966-388002744 | 13.23 | Solar |  |  | Withdrawn | Cloquet | 55720 | Brandon | 2331 | Residential |  | 42228 | 2024
20252-214856-01 | Lake Country Power | 14 | 10697 | Co-op | NOVA11992-312000307 | 21.5 | Solar |  |  | Active Application | Cotton | 55724 | Cotton | 2311 | Residential |  | 146000 | 2024
20252-214856-01 | Lake Country Power | 14 | 10697 | Co-op | NOVA12001-243000770 | 12.29 | Solar |  |  | Withdrawn | Nashwauk | 55769 | Shoal Lake | 2266 | Residential |  | 20400 | 2024
20252-214856-01 | Lake Country Power | 14 | 10697 | Co-op | NOVA12108-262032025 | 10.64 | Solar |  |  | Withdrawn | Grand Rapids | 55744 | Arbo | 2153 | Residential |  | 51129 | 2024
20252-214856-01 | Lake Country Power | 14 | 10697 | Co-op | NOVA12133-145072610 | 5.7 | Solar |  |  | Interconnected | Ely | 55731 | Winton B | 2506B | Residential |  | 24584 | 2024 | 2024
20252-214856-01 | Lake Country Power | 14 | 10697 | Co-op | NOVA12241-328001495 | 26.3 | Solar |  | X | Interconnected | Wawina | 55736 | Cedar Valley | 2136 | Residential |  | 50831.11 | 2024 | 2024
20252-214856-01 | Lake Country Power | 14 | 10697 | Co-op | NOVA12252-262032025 | 12.16 | Solar |  |  | Interconnected | Grand Rapids | 55744 | Arbo | 2153 | Residential |  | 51129 | 2024 | 2024
20252-214856-01 | Lake Country Power | 14 | 10697 | Co-op | NOVA12459-243000770 | 26.45 | Solar |  |  | Interconnected | Nashwauk | 55769 | Shoal Lake | 2166 | Residential |  | 109994.32 | 2024 | 2024
20252-214856-01 | Lake Country Power | 14 | 10697 | Co-op | NOVA8322-376082908 | 7.54 | Solar |  |  | Interconnected | Saginaw | 55779 | Grand Lake | 2134 | Residential |  | 15000 | 2024 | 2024
20252-214856-01 | Lake Country Power | 14 | 10697 | Co-op | NOVA8487-185021109 | 17.6 | Solar |  |  | Interconnected | Embarrass | 55732 | Babbitt | 2109 | Residential |  | 56045 | 2024 | 2024
20252-214856-01 | Lake Country Power | 14 | 10697 | Co-op | NOVA9044-140062747 | 13.55 | Solar |  |  | Interconnected | Cook | 55723 | Frazer Bay | 2216 | Residential |  | 67322 | 2024 | 2024
20252-214856-01 | Lake Country Power | 14 | 10697 | Co-op | NOVA9054-420010937 | 5.67 | Solar |  |  | Interconnected | Kettle River | 55757 | Kettle River | 2247 | Residential |  | 11340 | 2024 | 2024
20252-214856-01 | Lake Country Power | 14 | 10697 | Co-op | NOVA9120-UNKNOWN | 39.9 | Solar |  |  | Withdrawn | Hill City | 55748 |  |  |  |  | 162500 | 2024
20252-214856-01 | Lake Country Power | 14 | 10697 | Co-op | NOVA9122-329000949 | 6.91 | Solar |  |  | Interconnected | Floodwood | 55736 | Cedar Valley | 2136 | Residential |  | 32000 | 2024 | 2024
20252-214856-01 | Lake Country Power | 14 | 10697 | Co-op | NOVA9143-390002812 | 6.7 | Solar |  |  | Interconnected | Cloquet | 55720 | Solway | 2438 | Residential |  | 23131 | 2024 | 2024
20252-214856-01 | Lake Country Power | 14 | 10697 | Co-op | NOVA9166-303221455 | 11.52 | Solar |  |  | Interconnected | Grand Rapids | 55744 | Pokegama | 2367 | Residential |  | 13382.61 | 2024 | 2024
20252-214856-01 | Lake Country Power | 14 | 10697 | Co-op | NOVA9171-251010801 | 6.14 | Solar |  |  | Interconnected | Aurora | 55705 | Lakeland B | 2419 | Residential |  | 10080 | 2024 | 2024
20252-214856-01 | Lake Country Power | 14 | 10697 | Co-op | NOVA9188-390001609 | 13.06 | Solar |  |  | Interconnected | Cloquet | 55720 | Grand Lake | 2134 | Residential |  | 44000 | 2024 | 2024
20252-214856-01 | Lake Country Power | 14 | 10697 | Co-op | NOVA9203-345091456 | 40 | Solar |  |  | Interconnected | Hill City | 55748 | Hill City | 2156 | Commercial |  | 162500 | 2024 | 2024
20253-216298-01 | Lake Region Electric Cooperative | 59 | 10618 | Co-op | NOVA012009 | 5.1 | Solar |  |  | Interconnected | Menahga | 56464 | Evergreen | Feeder 3 | Residential |  | 0.01 | 2009 | 2009
20253-216298-01 | Lake Region Electric Cooperative | 59 | 10618 | Co-op | NOVA012010 | 2.07 | Solar |  |  | Interconnected | New York Mills | 56567 | New York Mills | Feeder 4 | Residential |  | 0.01 | 2010 | 2010
20253-216298-01 | Lake Region Electric Cooperative | 59 | 10618 | Co-op | NOVA012012 | 15 | Solar |  |  | Interconnected | Frazee | 56544 |  |  | Residential |  | 0.01 | 2012 | 2012
20253-216298-01 | Lake Region Electric Cooperative | 59 | 10618 | Co-op | NOVA012013 | 6.75 | Solar |  |  | Interconnected | Pelican Rapids | 56572 | Erhard | Feeder 3 | Residential |  | 0.01 | 2013 | 2013
20253-216298-01 | Lake Region Electric Cooperative | 59 | 10618 | Co-op | NOVA012014 | 6 | Solar |  |  | Interconnected | Cormorant | 56568 | Cormorant | Feeder 2 | Residential |  | 0.01 | 2014 | 2014
20253-216298-01 | Lake Region Electric Cooperative | 59 | 10618 | Co-op | NOVA012015 | 4.48 | Solar |  |  | Interconnected | Richville |  | Dent | Feeder 2 | Residential |  | 0.01 | 2015 | 2015
20253-216298-01 | Lake Region Electric Cooperative | 59 | 10618 | Co-op | NOVA012016 | 13.6 | Solar |  |  | Interconnected | Perham | 56573 | Butler | Feeder 1 | Residential |  | 0.01 | 2016 | 2016
20253-216298-01 | Lake Region Electric Cooperative | 59 | 10618 | Co-op | NOVA012017 | 10.9 | Solar |  |  | Interconnected | Frazee | 56544 | Frazee | Feeder 2 | Residential |  | 0.01 | 2017 | 2017
20253-216298-01 | Lake Region Electric Cooperative | 59 | 10618 | Co-op | NOVA012018 | 9 | Solar |  |  | Interconnected | Pelican Rapids | 56572 | Erhard | Feeder 3 | Residential |  | 0.01 | 2018 | 2018
20253-216298-01 | Lake Region Electric Cooperative | 59 | 10618 | Co-op | NOVA012019 | 38 | Solar |  |  | Interconnected | Barnesville | 56514 | Tansem | Feeder 1 | Residential |  | 0.01 | 2019 | 2019
20253-216298-01 | Lake Region Electric Cooperative | 59 | 10618 | Co-op | NOVA022014 | 5.6 | Solar |  |  | Interconnected | Frazee | 56544 | Frazee | Feeder 4 | Residential |  | 0.01 | 2014 | 2014
20253-216298-01 | Lake Region Electric Cooperative | 59 | 10618 | Co-op | NOVA022015 | 4.5 | Solar |  |  | Interconnected | Frazee | 56544 | Frazee | Feeder 2 | Residential |  | 0.01 | 2015 | 2015
20253-216298-01 | Lake Region Electric Cooperative | 59 | 10618 | Co-op | NOVA022017 | 6 | Solar |  |  | Interconnected | Pelican Rapids | 56572 | Lake Eunice | Feeder 4 | Residential | GoWest | 16000 | 2017 | 2017
20253-216298-01 | Lake Region Electric Cooperative | 59 | 10618 | Co-op | NOVA022018 | 8.3 | Solar |  |  | Interconnected | Pelican Rapids | 56572 | Erhard | Feeder 1 | Residential |  | 0.01 | 2018 | 2018
20253-216298-01 | Lake Region Electric Cooperative | 59 | 10618 | Co-op | NOVA022019 | 4.64 | Solar |  |  | Interconnected | Maine |  | Maine | Feeder 1 |  |  | 0.01 | 2019 | 2019
20253-216298-01 | Lake Region Electric Cooperative | 59 | 10618 | Co-op | NOVA032015 | 16.8 | Solar |  |  | Interconnected | Fergus Falls | 56537 | Elizabeth | Feeder 3 | Residential |  | 0.01 | 2015 | 2015
20253-216298-01 | Lake Region Electric Cooperative | 59 | 10618 | Co-op | NOVA032017 | 12 | Solar |  |  | Interconnected | Fergus Falls | 56537 | Underwood | Feeder 1 | Residential |  | 0.01 | 2017 | 2017
20253-216298-01 | Lake Region Electric Cooperative | 59 | 10618 | Co-op | NOVA032018 | 11.4 | Solar |  |  | Interconnected | Pelican Rapids | 56572 | Erhard | Feeder 3 | Residential |  | 0.01 | 2018 | 2018
20253-216298-01 | Lake Region Electric Cooperative | 59 | 10618 | Co-op | NOVA032019 | 11.4 | Solar |  |  | Interconnected | Frazee |  | Frazee | Feeder 1 | Residential |  | 0.01 | 2019 | 2019
20253-216298-01 | Lake Region Electric Cooperative | 59 | 10618 | Co-op | NOVA042018 | 36 | Solar |  |  | Interconnected | New York Mills | 56567 | New York Mills | Feeder 1 | Residential |  | 0.01 | 2018 | 2018
20253-216298-01 | Lake Region Electric Cooperative | 59 | 10618 | Co-op | NOVA042019 | 38 | Solar |  |  | Interconnected | Barnesville | 56514 | Roberts | Feeder 1 | Residential |  | 0.01 | 2019 | 2019
20253-216298-01 | Lake Region Electric Cooperative | 59 | 10618 | Co-op | NOVA052018 | 36 | Solar |  |  | Interconnected | New York Mills | 56567 | New York Mills | Feeder 1 | Residential |  | 0.01 | 2018 | 2018
20253-216298-01 | Lake Region Electric Cooperative | 59 | 10618 | Co-op | NOVA052019 | 36 | Solar |  |  | Interconnected | Breckenridge | 56520 | Everdell | Feeder 1 | Residential |  | 0.01 | 2019 | 2019
20253-216298-01 | Lake Region Electric Cooperative | 59 | 10618 | Co-op | NOVA062018 | 34.2 | Solar |  |  | Interconnected | Deer Creek | 56527 | Elmo | Feeder 1 | Residential |  | 0.01 | 2018 | 2018
20253-216298-01 | Lake Region Electric Cooperative | 59 | 10618 | Co-op | NOVA062019 | 38 | Solar |  |  | Interconnected | Barnesville | 56514 | Tansem | Feeder 1 | Residential |  | 0.01 | 2019 | 2019
20253-216298-01 | Lake Region Electric Cooperative | 59 | 10618 | Co-op | NOVA072019 | 7.56 | Solar |  |  | Interconnected | Richville | 56576 | Dent | Feeder 2 | Residential |  | 0.01 | 2019 | 2019
20253-216298-01 | Lake Region Electric Cooperative | 59 | 10618 | Co-op | NOVA10309 | 16.13 | Solar |  |  | Interconnected | Pelican Rapids | 56572 | Lake Eunice | Feeder 4 | Residential |  | 69177 | 2024 | 2024
20253-216298-01 | Lake Region Electric Cooperative | 59 | 10618 | Co-op | NOVA10319 | 14.59 | Solar |  |  | Interconnected | New York Mills | 56567 | New York Mills | Feeder 4 | Residential |  |  | 2024 | 2024
20253-216298-01 | Lake Region Electric Cooperative | 59 | 10618 | Co-op | NOVA10495 | 38.5 | Solar |  |  | Interconnected | Meadows Township | 56520 | Rothsay | Feeder 3 | Residential |  | 108868.8 | 2024 | 2024
20253-216298-01 | Lake Region Electric Cooperative | 59 | 10618 | Co-op | NOVA10547 | 10.89 | Solar |  |  | Interconnected | Ottertail | 56571 | Battle Lake | Feeder 1 | Residential |  | 42600 | 2024 | 2024
20253-216298-01 | Lake Region Electric Cooperative | 59 | 10618 | Co-op | NOVA112010 | 3.13 | Solar |  |  | Interconnected | New York Mills | 56567 | New York Mills | Feeder 4 | Residential |  | 0.01 | 2010 | 2010
20253-216298-01 | Lake Region Electric Cooperative | 59 | 10618 | Co-op | NOVA11971 | 13.92 | Solar |  |  | Withdrawn | Wadena | 56482 | Elmo | Feeder 2 | Residential |  | 102441.56 | 2024
20253-216298-01 | Lake Region Electric Cooperative | 59 | 10618 | Co-op | NOVA12025 | 7.3 | Solar |  |  | Interconnected | Battle Lake | 56515 | Battle Lake | Feeder 1 | Residential |  | 20000 | 2024 | 2024
20253-216298-01 | Lake Region Electric Cooperative | 59 | 10618 | Co-op | NOVA12190 | 30.4 | Solar |  |  | Interconnected | Fergus Falls | 56537 | Ten Mile Lake | Feeder 2 | Residential |  | 174500 | 2024 | 2025
20253-216298-01 | Lake Region Electric Cooperative | 59 | 10618 | Co-op | NOVA12207 | 9.74 | Solar |  |  | Interconnected | Parkers Prairie | 56361 | Parkers Prairie | Feeder 1 | Residential |  | 25000 | 2024 | 2025
20253-216298-01 | Lake Region Electric Cooperative | 59 | 10618 | Co-op | NOVA12254 | 27.56 | Solar |  | X | Withdrawn | Dent | 56528 | Dent | Feeder 3 | Residential |  | 35253 | 2024
20253-216298-01 | Lake Region Electric Cooperative | 59 | 10618 | Co-op | NOVA12437 | 33 | Solar |  | X | Active Application | Pelican Rapids | 56572 | Pelican Lake | Feeder 4 | Residential |  | 259000 | 2024
20253-216298-01 | Lake Region Electric Cooperative | 59 | 10618 | Co-op | NOVA2318 | 7.56 | Solar |  |  | Interconnected | Richville | 56576 | Dent | Feeder 2 | Residential |  | 30937 | 2019 | 2020
20253-216298-01 | Lake Region Electric Cooperative | 59 | 10618 | Co-op | NOVA2353 | 38 | Solar |  |  | Interconnected | Barnesville | 56514 | Tansem | Feeder 1 | Residential |  | 112000 | 2019 | 2020
20253-216298-01 | Lake Region Electric Cooperative | 59 | 10618 | Co-op | NOVA2454 | 10.62 | Solar |  |  | Interconnected | Frazee | 56544 | Burlington | Feeder 1 | Residential |  | 57726 | 2019 | 2020
20253-216298-01 | Lake Region Electric Cooperative | 59 | 10618 | Co-op | NOVA3173 | 10 | Solar |  |  | Interconnected | Wolverton | 56594 | Roberts | Feeder 4 | Residential |  | 37200 | 2020 | 2020
20253-216298-01 | Lake Region Electric Cooperative | 59 | 10618 | Co-op | NOVA3207 | 38 | Solar |  |  | Interconnected | Barnesville | 56514 | Tansem | Feeder 4 | Residential |  | 65000 | 2020 | 2020
20253-216298-01 | Lake Region Electric Cooperative | 59 | 10618 | Co-op | NOVA3332 | 29.64 | Solar |  |  | Interconnected | Pelican Rapids | 56572 | Pelican Lake | Feeder 1 | Residential |  | 80710 | 2020 | 2020
20253-216298-01 | Lake Region Electric Cooperative | 59 | 10618 | Co-op | NOVA3406 | 11.4 | Solar |  |  | Interconnected | Pelican Rapids | 56554 | Pelican Lake | Feeder 3 | Residential |  | 66500 | 2020 | 2020
20253-216298-01 | Lake Region Electric Cooperative | 59 | 10618 | Co-op | NOVA3572 | 34.2 | Solar |  |  | Interconnected | Richville | 56576 | Dent | Feeder 2 | Commercial |  | 102296 | 2020 | 2020
20253-216298-01 | Lake Region Electric Cooperative | 59 | 10618 | Co-op | NOVA3691 | 15 | Solar |  |  | Interconnected | Pelican Rapids | 56572 | Pelican Lake | Feeder 1 | Residential |  | 51000 | 2020 | 2020
20253-216298-01 | Lake Region Electric Cooperative | 59 | 10618 | Co-op | NOVA4049 | 12.76 | Solar |  |  | Interconnected | Pelican Rapids | 56572 | Cormorant | Feeder 4 | Residential |  | 54513 | 2021 | 2021
20253-216298-01 | Lake Region Electric Cooperative | 59 | 10618 | Co-op | NOVA4129 | 38.5 | Solar |  |  | Interconnected | Frazee | 56544 | Frazee | Feeder 1 | Residential |  | 70000 | 2021 | 2021
20253-216298-01 | Lake Region Electric Cooperative | 59 | 10618 | Co-op | NOVA4331 | 20 | Solar |  |  | Interconnected | Parkers Prairie | 56308 | Parkers Prairie | Feeder 1 | Residential |  | 56298 | 2021 | 2021
20253-216298-01 | Lake Region Electric Cooperative | 59 | 10618 | Co-op | NOVA4410 | 18.37 | Solar |  | X | Interconnected | Pelican Rapids | 56572 | Pelican Lake | Feeder 4 | Residential |  | 78565 | 2021 | 2021
20253-216298-01 | Lake Region Electric Cooperative | 59 | 10618 | Co-op | NOVA4542 | 5.8 | Solar |  |  | Interconnected | Richville | 56576 | Maine | Feeder 1 | Residential |  | 22911 | 2021 | 2021
20253-216298-01 | Lake Region Electric Cooperative | 59 | 10618 | Co-op | NOVA4543 | 15.2 | Solar |  |  | Interconnected | Kent | 56553 | Roberts | Feeder 2 | Residential |  | 47918 | 2021 | 2021
20253-216298-01 | Lake Region Electric Cooperative | 59 | 10618 | Co-op | NOVA4587 | 4.37 | Solar |  |  | Withdrawn | Ottertail | 56571 | Henning | Feeder 2 | Residential |  | 6960 | 2021
20253-216298-01 | Lake Region Electric Cooperative | 59 | 10618 | Co-op | NOVA4588 | 3.49 | Solar |  |  | Withdrawn | Vining | 56588 | Henning | Feeder 1 | Residential |  | 6525 | 2021
20253-216298-01 | Lake Region Electric Cooperative | 59 | 10618 | Co-op | NOVA4622 | 10 | Solar |  |  | Interconnected | Vergas | 56587 | Dora | Feeder 1 | Residential |  | 37300 | 2021 | 2021
20253-216298-01 | Lake Region Electric Cooperative | 59 | 10618 | Co-op | NOVA4628 | 7.6 | Solar |  |  | Interconnected | Deer Creek | 56527 | Elmo | Feeder 1 | Residential |  | 50238 | 2021 | 2023
20253-216298-01 | Lake Region Electric Cooperative | 59 | 10618 | Co-op | NOVA4630 | 7.6 | Solar |  |  | Withdrawn | Henning | 56551 | Henning | Feeder 2 | Residential |  | 33062.21 | 2021
20253-216298-01 | Lake Region Electric Cooperative | 59 | 10618 | Co-op | NOVA4651 | 39.2 | Solar |  |  | Withdrawn | Henning | 56551 | Elmo | Feeder 1 | Residential |  | 75000 | 2021
20253-216298-01 | Lake Region Electric Cooperative | 59 | 10618 | Co-op | NOVA4670 | 10.2 | Solar |  |  | Withdrawn | Audubon | 56511 | Cormorant | Feeder 2 | Residential |  | 19031.25 | 2021
20253-216298-01 | Lake Region Electric Cooperative | 59 | 10618 | Co-op | NOVA4687 | 6.98 | Solar |  |  | Interconnected | Dent | 56528 | Dent | Feeder 2 | Residential |  | 26250 | 2021 | 2021
20253-216298-01 | Lake Region Electric Cooperative | 59 | 10618 | Co-op | NOVA5023 | 5 | Solar |  |  | Withdrawn | Vining | 56588 | Henning | Feeder 1 | Residential |  | 26775 | 2021
20253-216298-01 | Lake Region Electric Cooperative | 59 | 10618 | Co-op | NOVA5090 | 18.96 | Solar |  | X | Withdrawn | Audubon | 56511 | Cormorant | Feeder 2 | Residential |  | 92933.14 | 2021
20253-216298-01 | Lake Region Electric Cooperative | 59 | 10618 | Co-op | NOVA5109 | 12 | Solar |  | X | Interconnected | Pelican Rapids | 56572 | Lake Eunice | Feeder 4 | Residential |  | 37500 | 2022 | 2022
20253-216298-01 | Lake Region Electric Cooperative | 59 | 10618 | Co-op | NOVA5109-S | 10 | Storage |  |  | Interconnected | Pelican Rapids | 56572 | Lake Eunice | Feeder 4 | Residential |  | 37500 | 2022 | 2022
20253-216298-01 | Lake Region Electric Cooperative | 59 | 10618 | Co-op | NOVA5219 | 36 | Solar |  |  | Interconnected | Breckenridge | 56520 | Roberts | Feeder 2 | Residential |  | 232000 | 2021 | 2022
20253-216298-01 | Lake Region Electric Cooperative | 59 | 10618 | Co-op | NOVA5222 | 39.8 | Solar |  |  | Interconnected | Foxhome | 56543 | Everdell | Feeder 3 | Residential |  | 245640 | 2021 | 2022
20253-216298-01 | Lake Region Electric Cooperative | 59 | 10618 | Co-op | NOVA5406 | 39.5 | Solar |  |  | Interconnected | Wolverton | 56594 | Roberts | Feeder 1 | Residential |  | 95000 | 2021 | 2023
20253-216298-01 | Lake Region Electric Cooperative | 59 | 10618 | Co-op | NOVA5673 | 15.08 | Solar |  | X | Interconnected | Detroit Lakes | 56501 | Lake Eunice | Feeder 4 | Residential |  | 80450 | 2022 | 2023
20253-216298-01 | Lake Region Electric Cooperative | 59 | 10618 | Co-op | NOVA5679 | 14.21 | Solar |  |  | Interconnected | Deer Creek | 56527 | Elmo | Feeder 2 | Residential |  | 63845 | 2022 | 2022
20253-216298-01 | Lake Region Electric Cooperative | 59 | 10618 | Co-op | NOVA5823 | 11.4 | Solar |  |  | Withdrawn | Fergus Falls | 56537 | Elizabeth | Feeder 2 | Residential |  | 16650 | 2022
20253-216298-01 | Lake Region Electric Cooperative | 59 | 10618 | Co-op | NOVA6184 | 38.5 | Solar |  |  | Interconnected | Parkers Prairie | 56361 | Elmo | Feeder 2 | Residential |  | 1e+05 | 2022 | 2022
20253-216298-01 | Lake Region Electric Cooperative | 59 | 10618 | Co-op | NOVA6241 | 22.04 | Solar |  |  | Interconnected | Pelican Rapids | 56572 | Pelican Lake | Feeder 1 | Residential |  | 79720 | 2022 | 2023
20253-216298-01 | Lake Region Electric Cooperative | 59 | 10618 | Co-op | NOVA6445 | 9 | Solar |  |  | Interconnected | Hawley | 56549 | Tansem | Feeder 3 | Residential |  | 29400 | 2022 | 2023
20253-216298-01 | Lake Region Electric Cooperative | 59 | 10618 | Co-op | NOVA6469 | 38.28 | Solar |  |  | Interconnected | Dalton | 56324 | Ten Mile Lake | Feeder 1 | Residential |  | 183783.78 | 2022 | 2023
20253-216298-01 | Lake Region Electric Cooperative | 59 | 10618 | Co-op | NOVA6687 | 39.2 | Solar |  |  | Interconnected | Hawley |  | Tansem | Feeder 3 | Residential |  | 149000 | 2022 | 2022
20253-216298-01 | Lake Region Electric Cooperative | 59 | 10618 | Co-op | NOVA6801 | 39.2 | Solar |  |  | Interconnected | Hawley | 56549 | Tansem | Feeder 3 | Residential |  | 149000 | 2022 | 2022
20253-216298-01 | Lake Region Electric Cooperative | 59 | 10618 | Co-op | NOVA6881 | 38 | Solar |  | X | Interconnected | Parkers Prairie | 56361 | Parkers Prairie | Feeder 3 | Residential |  | 158177 | 2022 | 2022
20253-216298-01 | Lake Region Electric Cooperative | 59 | 10618 | Co-op | NOVA6910 | 19.14 | Solar |  |  | Interconnected | Audubon | 56511 | Cormorant | Feeder 2 | Residential |  | 124918.92 | 2022 | 2023
20253-216298-01 | Lake Region Electric Cooperative | 59 | 10618 | Co-op | NOVA6996 | 6.38 | Solar |  |  | Withdrawn | Pelican Rapids | 56572 | Pelican Lake | Feeder 4 | Residential |  | 20700 | 2022
20253-216298-01 | Lake Region Electric Cooperative | 59 | 10618 | Co-op | NOVA7402 | 16.24 | Solar |  |  | Interconnected | Clitherall | 56524 | Parkers Prairie | Feeder 3 | Residential |  | 74027 | 2023 | 2023
20253-216298-01 | Lake Region Electric Cooperative | 59 | 10618 | Co-op | NOVA7527 | 16.64 | Solar |  |  | Withdrawn | Frazee | 56544 | Burlington | Feeder 1 | Residential |  | 31200 | 2023
20253-216298-01 | Lake Region Electric Cooperative | 59 | 10618 | Co-op | NOVA7607 | 30.8 | Solar |  |  | Interconnected | Fergus Falls | 56537 | Elizabeth | Feeder 3 | Residential |  | 82522 | 2023 | 2023
20253-216298-01 | Lake Region Electric Cooperative | 59 | 10618 | Co-op | NOVA7675 | 20 | Solar |  |  | Interconnected | Pelican Rapids | 56572 | Erhard | Feeder 3 | Residential |  |  | 2023 | 2024
20253-216298-01 | Lake Region Electric Cooperative | 59 | 10618 | Co-op | NOVA7704 | 30.72 | Solar |  |  | Interconnected | Breckenridge | 56520 | Everdell | Feeder 1 | Residential |  | 133500 | 2023 | 2023
20253-216298-01 | Lake Region Electric Cooperative | 59 | 10618 | Co-op | NOVA7718 | 12.16 | Solar |  |  | Interconnected | Bertha | 56437 | Elmo | Feeder 2 | Residential |  | 55293 | 2023 | 2023
20253-216298-01 | Lake Region Electric Cooperative | 59 | 10618 | Co-op | NOVA7720 | 34.2 | Solar |  |  | Interconnected | Henning | 56551 | Henning | Feeder 2 | Residential |  | 1e+05 | 2023 | 2023
20253-216298-01 | Lake Region Electric Cooperative | 59 | 10618 | Co-op | NOVA7822 | 38 | Solar |  |  | Interconnected | Pelican Lake | 56572 | Pelican Lake | Feeder 4 | Residential |  | 145000 | 2023 | 2023
20253-216298-01 | Lake Region Electric Cooperative | 59 | 10618 | Co-op | NOVA7858 | 10.24 | Solar |  |  | Withdrawn | Parkers Prairie | 56361 | Parkers Prairie | Feeder 1 | Residential |  | 44000 | 2023
20253-216298-01 | Lake Region Electric Cooperative | 59 | 10618 | Co-op | NOVA7859 | 6.5 | Solar |  |  | Interconnected | Clitherall | 56524 | Stalker Lake | Feeder 1 | Residential |  | 38570 | 2023 | 2023
20253-216298-01 | Lake Region Electric Cooperative | 59 | 10618 | Co-op | NOVA8041 | 19.2 | Solar |  |  | Interconnected | Frazee | 56544 | Burlington | Feeder 1 | Residential |  | 30000 | 2023 | 2023
20253-216298-01 | Lake Region Electric Cooperative | 59 | 10618 | Co-op | NOVA8090 | 34.56 | Solar |  |  | Interconnected | Frazee | 56544 | Evergreen | Feeder 4 | Residential |  | 96000 | 2023 | 2023
20253-216298-01 | Lake Region Electric Cooperative | 59 | 10618 | Co-op | NOVA8127 | 39.6 | Solar |  |  | Withdrawn | Wolverton | 56594 | Roberts | Feeder 4 | Residential |  | 28762.15 | 2023
20253-216298-01 | Lake Region Electric Cooperative | 59 | 10618 | Co-op | NOVA8242 | 32.26 | Solar |  |  | Interconnected | Wolverton | 56594 | Roberts | Feeder 3 | Residential |  | 50000 | 2023 | 2023
20253-216298-01 | Lake Region Electric Cooperative | 59 | 10618 | Co-op | NOVA8360 | 31.2 | Solar |  |  | Withdrawn | Fergus Falls | 56537 | Ten Mile Lake | Feeder 2 | Residential |  | 75000 | 2023
20253-216298-01 | Lake Region Electric Cooperative | 59 | 10618 | Co-op | NOVA8464 | 10.24 | Solar |  |  | Interconnected | Parkers Prairie | 56361 | Parkers Prairie | Feeder 1 | Residential |  | 44000 | 2023 | 2023
20253-216298-01 | Lake Region Electric Cooperative | 59 | 10618 | Co-op | NOVA8491 | 12.29 | Solar |  |  | Interconnected | Audubon | 56511 | Cormorant | Feeder 2 | Residential |  | 28224 | 2023 | 2023
20253-216298-01 | Lake Region Electric Cooperative | 59 | 10618 | Co-op | NOVA8494 | 31.2 | Solar |  |  | Interconnected | Fergus Falls | 56537 | Ten Mile Lake | Feeder 2 | Residential |  | 75000 | 2023 | 2024
20253-216298-01 | Lake Region Electric Cooperative | 59 | 10618 | Co-op | NOVA8594 | 5.67 | Solar |  |  | Withdrawn | Dent | 56528 | Dent | Feeder 2 | Residential |  | 29000 | 2023
20253-216298-01 | Lake Region Electric Cooperative | 59 | 10618 | Co-op | NOVA8771 | 12 | Solar |  |  | Interconnected | Fergus Falls | 56537 | Underwood | Feeder 2 | Residential |  | 12000 | 2023 | 2024
20253-216298-01 | Lake Region Electric Cooperative | 59 | 10618 | Co-op | NOVA8875 | 18.43 | Solar |  |  | Interconnected | Sebeka | 56477 | New York Mills | Feeder 4 | Residential |  | 54440 | 2024 | 2024
20253-216298-01 | Lake Region Electric Cooperative | 59 | 10618 | Co-op | NOVA8904 | 38.4 | Solar |  |  | Interconnected | Wolverton | 56594 | Roberts | Feeder 4 | Residential |  | 28762.15 | 2023 | 2024
20253-216298-01 | Lake Region Electric Cooperative | 59 | 10618 | Co-op | NOVA8907 | 5.8 | Solar |  |  | Withdrawn | Parkers Prairie | 56361 | Parkers Prairie | Feeder 1 | Residential |  | 37850.67 | 2023
20253-216298-01 | Lake Region Electric Cooperative | 59 | 10618 | Co-op | NOVA8916 | 5.67 | Solar |  |  | Interconnected | Dent | 56528 | Dent | Feeder 2 | Residential |  | 29000 | 2023 | 2023
20253-216298-01 | Lake Region Electric Cooperative | 59 | 10618 | Co-op | NOVA8926 | 39.6 | Solar |  |  | Interconnected | Detroit Lakes | 56501 | Lake Eunice | Feeder 2 | Residential |  | 115500 | 2023 | 2024
20253-216298-01 | Lake Region Electric Cooperative | 59 | 10618 | Co-op | 012009 | 5.1 | Solar |  |  | Interconnected |  |  | Evergreen | Feeder 3 | Residential |  |  |  | 2009
20253-216298-01 | Lake Region Electric Cooperative | 59 | 10618 | Co-op | 012010 | 2.07 | Solar |  |  | Interconnected |  |  | New York Mills | Feeder 4 | Residential |  |  |  | 2010
20253-216298-01 | Lake Region Electric Cooperative | 59 | 10618 | Co-op | 012012 | 15 | Solar |  |  | Interconnected |  |  | Frazee | Feeder 1 | Residential |  |  |  | 2012
20253-216298-01 | Lake Region Electric Cooperative | 59 | 10618 | Co-op | 012013 | 6.75 | Solar |  |  | Interconnected |  |  | Erhard | Feeder 3 | Residential |  |  |  | 2013
20253-216298-01 | Lake Region Electric Cooperative | 59 | 10618 | Co-op | 012014 | 6 | Solar |  |  | Interconnected |  |  | Cormorant | Feeder 2 | Residential |  |  |  | 2014
20253-216298-01 | Lake Region Electric Cooperative | 59 | 10618 | Co-op | 012015 | 4.48 | Solar |  |  | Interconnected |  |  | Dent | Feeder 2 | Residential |  |  |  | 2015
20253-216298-01 | Lake Region Electric Cooperative | 59 | 10618 | Co-op | 012016 | 13.6 | Solar |  |  | Interconnected |  |  | Butler | Feeder 1 | Residential |  |  |  | 2016
20253-216298-01 | Lake Region Electric Cooperative | 59 | 10618 | Co-op | 012017 | 10.9 | Solar |  |  | Interconnected |  |  | Frazee | Feeder 2 | Residential |  |  |  | 2017
20253-216298-01 | Lake Region Electric Cooperative | 59 | 10618 | Co-op | 012018 | 9 | Solar |  |  | Interconnected |  |  | Erhard | Feeder 3 | Residential |  |  |  | 2018
20253-216298-01 | Lake Region Electric Cooperative | 59 | 10618 | Co-op | 012019 | 38 | Solar |  |  | Interconnected |  |  | Tansem | Feeder 4 | Residential |  |  |  | 2019
20253-216298-01 | Lake Region Electric Cooperative | 59 | 10618 | Co-op | 022014 | 5.6 | Solar |  |  | Interconnected |  |  | Frazee | Feeder 4 | Residential |  |  |  | 2014
20253-216298-01 | Lake Region Electric Cooperative | 59 | 10618 | Co-op | 022015 | 4.5 | Solar |  |  | Interconnected |  |  | Frazee | Feeder 2 | Residential |  |  |  | 2015
20253-216298-01 | Lake Region Electric Cooperative | 59 | 10618 | Co-op | 022017 | 6 | Solar |  |  | Interconnected |  |  | Lake Eunice | Feeder 4 | Residential |  |  |  | 2017
20253-216298-01 | Lake Region Electric Cooperative | 59 | 10618 | Co-op | 022018 | 8.3 | Solar |  |  | Interconnected |  |  | Erhard | Feeder 3 | Residential |  |  |  | 2018
20253-216298-01 | Lake Region Electric Cooperative | 59 | 10618 | Co-op | 022019 | 4.64 | Solar |  |  | Interconnected |  |  | Maine | Feeder 1 | Residential |  |  |  | 2019
20253-216298-01 | Lake Region Electric Cooperative | 59 | 10618 | Co-op | 032015 | 16.8 | Solar |  |  | Interconnected |  |  | Elizabeth | Feeder 3 | Residential |  |  |  | 2015
20253-216298-01 | Lake Region Electric Cooperative | 59 | 10618 | Co-op | 032017 | 12 | Solar |  |  | Interconnected |  |  | Underwood | Feeder 1 | Residential |  |  |  | 2017
20253-216298-01 | Lake Region Electric Cooperative | 59 | 10618 | Co-op | 032018 | 38 | Solar |  |  | Interconnected |  |  | Erhard | Feeder 3 | Residential |  |  |  | 2018
20253-216298-01 | Lake Region Electric Cooperative | 59 | 10618 | Co-op | 032019 | 11.4 | Solar |  |  | Interconnected |  |  | Frazee | Feeder 1 | Residential |  |  |  | 2019
20253-216298-01 | Lake Region Electric Cooperative | 59 | 10618 | Co-op | 042018 | 36 | Solar |  |  | Interconnected |  |  | New York Mills | Feeder 6 | Residential |  |  |  | 2018
20253-216298-01 | Lake Region Electric Cooperative | 59 | 10618 | Co-op | 042019 | 38 | Solar |  |  | Interconnected |  |  | Roberts | Feeder 3 | Residential |  |  |  | 2019
20253-216298-01 | Lake Region Electric Cooperative | 59 | 10618 | Co-op | 052018 | 36 | Solar |  |  | Interconnected |  |  | New York Mills | Feeder 6 | Residential |  |  |  | 2018
20253-216298-01 | Lake Region Electric Cooperative | 59 | 10618 | Co-op | 052019 | 36 | Solar |  |  | Interconnected |  |  | Everdell | Feeder 2 | Residential |  |  |  | 2019
20253-216298-01 | Lake Region Electric Cooperative | 59 | 10618 | Co-op | 062018 | 34.2 | Solar |  |  | Interconnected |  |  | Elmo | Feeder 1 | Residential |  |  |  | 2018
20253-216298-01 | Lake Region Electric Cooperative | 59 | 10618 | Co-op | 062019 | 38 | Solar |  |  | Interconnected |  |  | Tansem | Feeder 1 | Residential |  |  |  | 2019
20253-216298-01 | Lake Region Electric Cooperative | 59 | 10618 | Co-op | 072019 | 7.56 | Solar |  |  | Interconnected |  |  | Dent | Feeder 2 | Residential |  |  |  | 2019
20253-216298-01 | Lake Region Electric Cooperative | 59 | 10618 | Co-op | 112010 | 3.13 | Solar |  |  | Interconnected |  |  | New York Mills | Feeder 4 | Residential |  |  |  | 2010
20253-216298-01 | Lake Region Electric Cooperative | 59 | 10618 | Co-op | GW SOL | 6 | Solar |  |  | Interconnected |  |  | Tansem | Feeder 1 | Residential
20253-216298-01 | Lake Region Electric Cooperative | 59 | 10618 | Co-op | GW SOL | 7.7 | Solar |  |  | Interconnected |  |  | Elmo | Feeder 1 | Residential
20253-216298-01 | Lake Region Electric Cooperative | 59 | 10618 | Co-op | GW SOL | 7.7 | Solar |  |  | Interconnected |  |  | Henning | Feeder 2 | Residential
20253-216298-01 | Lake Region Electric Cooperative | 59 | 10618 | Co-op | GW SOL | 15.4 | Solar |  |  | Interconnected |  |  | Lake Eunice | Feeder 2 | Residential
20253-216298-01 | Lake Region Electric Cooperative | 59 | 10618 | Co-op | GW SOL | 6 | Solar |  |  | Interconnected |  |  | Evergreen | Feeder 4 | Residential
20253-216298-01 | Lake Region Electric Cooperative | 59 | 10618 | Co-op | GW SOL | 6 | Solar |  |  | Interconnected |  |  | Evergreen | Feeder 3 | Residential
20253-216298-01 | Lake Region Electric Cooperative | 59 | 10618 | Co-op | GW SOL | 3.8 | Solar |  |  | Interconnected |  |  | Lake Eunice | Feeder 2 | Residential
20253-216298-01 | Lake Region Electric Cooperative | 59 | 10618 | Co-op | GW SOL | 3 | Solar |  |  | Interconnected |  |  | Parkers Prairie | Feeder 3 | Residential
20253-216298-01 | Lake Region Electric Cooperative | 59 | 10618 | Co-op | GW SOL | 3 | Solar |  |  | Interconnected |  |  | Elizabeth | Feeder 3 | Residential
20253-216298-01 | Lake Region Electric Cooperative | 59 | 10618 | Co-op | GW SOL | 3 | Solar |  |  | Interconnected |  |  | Roberts | Feeder 3 | Residential
20253-216298-01 | Lake Region Electric Cooperative | 59 | 10618 | Co-op | GW SOL | 7.7 | Solar |  |  | Interconnected |  |  | Roberts | Feeder 1 | Residential
20253-216298-01 | Lake Region Electric Cooperative | 59 | 10618 | Co-op | GW SOL | 3 | Solar |  |  | Interconnected |  |  | Erhard | Feeder 2 | Residential
20253-216298-01 | Lake Region Electric Cooperative | 59 | 10618 | Co-op | GW SOL | 7.7 | Solar |  |  | Interconnected |  |  | Butler | Feeder 1 | Residential
20253-216298-01 | Lake Region Electric Cooperative | 59 | 10618 | Co-op | GW SOL | 3.8 | Solar |  |  | Interconnected |  |  | Erhard | Feeder 2 | Residential
20253-216298-01 | Lake Region Electric Cooperative | 59 | 10618 | Co-op | GW SOL | 3.8 | Solar |  |  | Interconnected |  |  | Stalker Lake | Feeder 2 | Residential
20253-216298-01 | Lake Region Electric Cooperative | 59 | 10618 | Co-op | GW SOL | 7.7 | Solar |  |  | Interconnected |  |  | Lake Eunice | Feeder 4 | Residential
20253-216298-01 | Lake Region Electric Cooperative | 59 | 10618 | Co-op | GW SOL | 7.6 | Solar |  |  | Interconnected |  |  | Erhard | Feeder 2 | Residential
20253-216298-01 | Lake Region Electric Cooperative | 59 | 10618 | Co-op | GW SOL | 6 | Solar |  |  | Interconnected |  |  | Lake Eunice | Feeder 4 | Residential
20253-216298-01 | Lake Region Electric Cooperative | 59 | 10618 | Co-op | GW SOL | 7.7 | Solar |  |  | Interconnected |  |  | Pelican Lake | Feeder 4 | Residential
20253-216298-01 | Lake Region Electric Cooperative | 59 | 10618 | Co-op | GW SOL | 7.7 | Solar |  |  | Interconnected |  |  | Roberts | Feeder 3 | Residential
20253-216298-01 | Lake Region Electric Cooperative | 59 | 10618 | Co-op | GW SOL | 7.7 | Solar |  |  | Interconnected |  |  | New York Mills | Feeder 3 | Residential
20253-216298-01 | Lake Region Electric Cooperative | 59 | 10618 | Co-op | GW SOL | 7.6 | Solar |  |  | Interconnected |  |  | New York Mills | Feeder 6 | Residential
20253-216298-01 | Lake Region Electric Cooperative | 59 | 10618 | Co-op | Wind | 10 | Wind |  |  | Interconnected |  |  | Dent | Feeder 3 | Residential
20253-216298-01 | Lake Region Electric Cooperative | 59 | 10618 | Co-op | Wind | 10 | Wind |  |  | Interconnected |  |  | Evergreen | Feeder 6 | Residential
20253-216298-01 | Lake Region Electric Cooperative | 59 | 10618 | Co-op | Wind | 1.8 | Wind |  |  | Interconnected |  |  | New York Mills | Feeder 6 | Residential
20253-216298-01 | Lake Region Electric Cooperative | 59 | 10618 | Co-op | Wind | 2.4 | Wind |  |  | Interconnected |  |  | Otto | Feeder 3 | Residential
20253-216298-01 | Lake Region Electric Cooperative | 59 | 10618 | Co-op | Wind/Solar | 16 | Solar |  |  | Interconnected |  |  | Dora | Feeder 2 | Residential
20251-213963-01 | Lanesboro Public Utilities | 214 | 10685 | Muni | 2019-1 | 600 | Solar |  |  | Interconnected | Lanesboro | 55949 |  | Brooklyn 1 | Utility |  |  | 2019 | 2019
20251-213963-01 | Lanesboro Public Utilities | 214 | 10685 | Muni | 2018-1 | 21.9 | Solar |  |  | Interconnected | Lanesboro | 55949 |  | Downtown | Commercial |  |  | 2016 | 2016
20251-213963-01 | Lanesboro Public Utilities | 214 | 10685 | Muni | 2021-1 | 99.96 | Solar |  |  | Interconnected | Lanesboro | 55949 |  | Brooklyn 2 | Commercial |  |  | 2021 | 2023
20251-213963-01 | Lanesboro Public Utilities | 214 | 10685 | Muni | 2022-1 | 3.25 | Solar |  |  | Interconnected | Lanesboro | 55949 |  | Hillcrest | Residential |  |  | 2022 | 2022
20251-213963-01 | Lanesboro Public Utilities | 214 | 10685 | Muni | 2022-2 | 26.6 | Solar |  |  | Interconnected | Lanesboro | 55949 |  | Hillcrest | Residential |  |  | 2023 | 2023
20252-215593-01 | Le Sueur Municipal Utilities | 61 | 10814 | Muni | DER-1 | 15 | Solar |  |  | Interconnected | Le Sueur | 56058 | MAIN ST | COUNTRY LINE | Residential |  |  | 2014 | 2014
20252-215593-01 | Le Sueur Municipal Utilities | 61 | 10814 | Muni | DER-2 | 15 | Solar |  |  | Interconnected | Le Sueur | 56058 | BORIGHT 1 | NORTH IND | Residential |  |  | 2017 | 2017
20252-215593-01 | Le Sueur Municipal Utilities | 61 | 10814 | Muni | DER-3 | 36 | Solar |  |  | Interconnected | Le Sueur | 56058 | BORIGHT 1 | SOUTH KINGSWAY | Residential |  |  | 2018 | 2018
20252-215593-01 | Le Sueur Municipal Utilities | 61 | 10814 | Muni | DER-4 | 36 | Solar |  |  | Interconnected | Le Sueur | 56058 | BORIGHT 1 | SOUTH KINGSWAY | Residential |  |  | 2018 | 2018
20252-215593-01 | Le Sueur Municipal Utilities | 61 | 10814 | Muni | DER-5 | 8.64 | Solar |  |  | Interconnected | Le Sueur | 56058 | BORIGHT 1 | GREEN ACRES | Residential |  | 40389 | 2019 | 2019
20252-215593-01 | Le Sueur Municipal Utilities | 61 | 10814 | Muni | DER-6 | 9.86 | Solar |  |  | Interconnected | Le Sueur | 56058 | BORIGHT 1 | NORTH KINGSWAY | Residential |  | 34255 | 2019 | 2020
20252-215593-01 | Le Sueur Municipal Utilities | 61 | 10814 | Muni | DER-7 | 5.31 | Solar |  |  | Interconnected | Le Sueur | 56058 | BORIGHT 1 | SOUTH KINGSWAY | Residential |  | 19681 | 2019 | 2020
20252-215593-01 | Le Sueur Municipal Utilities | 61 | 10814 | Muni | DER-8 | 6.282 | Solar |  |  | Interconnected | Le Sueur | 56058 | MAIN ST | SOUTH LOOP/COUNTRY LINE | Residential |  | 21029 | 2020 | 2020
20252-215593-01 | Le Sueur Municipal Utilities | 61 | 10814 | Muni | DER-9 | 5 | Solar |  |  | Interconnected | Le Sueur | 56058 | BORIGHT 1 | GREEN ACRES | Residential |  | 6960 | 2020 | 2021
20252-215593-01 | Le Sueur Municipal Utilities | 61 | 10814 | Muni | DER-10 | 6.98 | Solar |  |  | Interconnected | Le Sueur | 56058 | MAIN ST | SOUTH LOOP/COUNTRY LINE | Residential |  | 26157.6 | 2021 | 2021
20252-215593-01 | Le Sueur Municipal Utilities | 61 | 10814 | Muni | DER-11 | 9.42 | Solar |  |  | Interconnected | Le Sueur | 56058 | MAIN ST | SOUTH LOOP/COUNTRY LINE | Residential |  | 46064.39 | 2021 | 2021
20252-215593-01 | Le Sueur Municipal Utilities | 61 | 10814 | Muni | DER-12 | 7.6 | Solar |  |  | Interconnected | Le Sueur | 56058 | MAIN ST | SOUTH LOOP/COUNTRY LINE | Residential |  | 33859 | 2022 | 2022
20252-215593-01 | Le Sueur Municipal Utilities | 61 | 10814 | Muni | DER-13 | 12.47 | Solar |  |  | Interconnected | Le Sueur | 56058 | BORIGHT 1 | NORTH IND | Residential |  | 64763 | 2022 | 2022
20252-215593-01 | Le Sueur Municipal Utilities | 61 | 10814 | Muni | DER-14 | 6.96 | Solar |  |  | Interconnected | Le Sueur | 56058 | BORIGHT 1 | SOUTH KINGSWAY | Residential |  | 32679 | 2023 | 2023
20252-215593-01 | Le Sueur Municipal Utilities | 61 | 10814 | Muni | DER-15 | 12.67 | Solar |  |  | Interconnected | Le Sueur | 56058 | MAIN ST | SOUTH LOOP/COUNTRY LINE | Residential |  | 18315 | 2024 | 2024
20253-215951-01 | Lyon-Lincoln Electric Cooperative | 20 | 11345 | Co-op | 315400 | 39.5 | Wind |  |  | Interconnected | Tyler | 56178 | Tyler | Circuit 2 | Residential | n/A
20253-215951-01 | Lyon-Lincoln Electric Cooperative | 20 | 11345 | Co-op | 693700 | 35 | Wind |  |  | Interconnected | Russell | 56169 | Russell | Circuit 3 | Residential
20253-215951-01 | Lyon-Lincoln Electric Cooperative | 20 | 11345 | Co-op | 34905 | 10 | Wind |  |  | Decommissioned | Lynd | 56157 | Russell | Circuit 1 | Commercial |  |  |  |  | 2021
20253-215951-01 | Lyon-Lincoln Electric Cooperative | 20 | 11345 | Co-op | 1259000 | 12 | Wind |  |  | Interconnected | Arco | 56113 | Tyler | Circuit 1 | Residential
20253-215951-01 | Lyon-Lincoln Electric Cooperative | 20 | 11345 | Co-op | 906101 | 35 | Wind |  |  | Interconnected | Pipestone | 56164 | Lake Benton | Circuit 3 | Residential
20253-215951-01 | Lyon-Lincoln Electric Cooperative | 20 | 11345 | Co-op | 1384100 | 26.46 | Solar |  |  | Interconnected | Balaton | 56115 | Russell | Circuit 3 | Residential
20253-215951-01 | Lyon-Lincoln Electric Cooperative | 20 | 11345 | Co-op | 1261500 | 15.36 | Solar |  |  | Interconnected | Amiret | 56175 | Amerit | Circuit 4 | Residential |  |  |  | 2016
20253-215951-01 | Lyon-Lincoln Electric Cooperative | 20 | 11345 | Co-op | 1337201 | 39.6 | Solar |  |  | Interconnected | Russell | 56169 | Tyler | Circuit 2 | Residential |  |  |  | 2017
20253-215951-01 | Lyon-Lincoln Electric Cooperative | 20 | 11345 | Co-op | 842300 | 10 | Solar |  |  | Interconnected | Ghent | 56239 | Ghent | Circuit 2 | Residential |  |  |  | 2018
20253-215951-01 | Lyon-Lincoln Electric Cooperative | 20 | 11345 | Co-op | 1391500 | 12 | Solar |  |  | Interconnected | Balaton | 56115 | Russell | Circuit 3 | Residential |  |  |  | 2018
20253-215951-01 | Lyon-Lincoln Electric Cooperative | 20 | 11345 | Co-op | 739100 | 12 | Solar |  |  | Interconnected | Minneota | 56264 | Ghent | Circuit 3 | Residential |  |  |  | 2020
20253-215951-01 | Lyon-Lincoln Electric Cooperative | 20 | 11345 | Co-op | 1072401 | 3.5 | Solar |  |  | Interconnected | Arco | 56113 | Ghent | Circuit 3 | Residential |  |  |  | 2021
20253-215951-01 | Lyon-Lincoln Electric Cooperative | 20 | 11345 | Co-op | 1336901 | 16 | Solar |  |  | Interconnected | Porter | 56280 | Ghent | Circuit 4 | Residential |  |  |  | 2019
20253-215951-01 | Lyon-Lincoln Electric Cooperative | 20 | 11345 | Co-op | 1103300 | 9.28 | Solar |  |  | Interconnected | Lynd | 56157 | Lynd | Circuit 4 | Residential |  | 55684 | 2022 | 2023
20253-215951-01 | Lyon-Lincoln Electric Cooperative | 20 | 11345 | Co-op | 849300 | 18.56 | Solar |  |  | Interconnected | Lynd | 56157 | Russell | Circuit 1 | Residential | n/A | 70000 | 2022 | 2023
20253-215951-01 | Lyon-Lincoln Electric Cooperative | 20 | 11345 | Co-op | 1091900 | 30.45 | Solar |  |  | Interconnected | Marshall | 56258 | Ghent | Circuit 1 | Residential | n/A | 70000 | 2022 | 2023
20253-215951-01 | Lyon-Lincoln Electric Cooperative | 20 | 11345 | Co-op | 1062900 | 14.79 | Solar |  |  | Interconnected | Arco | 56113 | Ivanhoe | Circuit 1 | Residential | n/A | 30600 | 2022 | 2023
20253-215951-01 | Lyon-Lincoln Electric Cooperative | 20 | 11345 | Co-op | 34905 | 26.9 | Solar |  |  | Interconnected | Lynd | 56157 | Russell | Circuit 1 | Commercial | n/A | 1e+05 | 2023 | 2023
20253-215951-01 | Lyon-Lincoln Electric Cooperative | 20 | 11345 | Co-op | 1217600 | 11.34 | Solar |  |  | Interconnected | Marshall | 56258 | Dudley | Circuit 2 | Residential | n/A | 53418 | 2023 | 2024
20253-215951-01 | Lyon-Lincoln Electric Cooperative | 20 | 11345 | Co-op | 1101501 | 11.6 | Solar |  |  | Interconnected | Porter | 56280 | Marble | Circuit 2 | Residential | n/A | 40000 | 2023 | 2024
20253-215951-01 | Lyon-Lincoln Electric Cooperative | 20 | 11345 | Co-op | 928801 | 38 | Solar |  |  | Interconnected | Lake Benton | 56149 | Ivanhoe | Circuit 4 | Residential | n/A | 145000 | 2023 | 2024
20253-215951-01 | Lyon-Lincoln Electric Cooperative | 20 | 11345 | Co-op | 1556900 | 7.04 | Solar |  |  | Interconnected | Russell | 56169 | Russell | Circuit 4 | Residential | n/A | 26665 | 2023 | 2024
20253-215951-01 | Lyon-Lincoln Electric Cooperative | 20 | 11345 | Co-op | 1140300 | 38 | Solar |  |  | Interconnected | Tyler | 56178 | Tyler | Circuit 3 | Residential | n/A | 145000 | 2023 | 2024
20253-215951-01 | Lyon-Lincoln Electric Cooperative | 20 | 11345 | Co-op | 1099800 | 13.056 | Solar |  |  | Interconnected | Ivanhoe | 56142 | Ivanhoe | Circuit 1 | Residential | n/A | 60511 | 2024 | 2024
20253-215951-01 | Lyon-Lincoln Electric Cooperative | 20 | 11345 | Co-op | 1261500 | 15.36 | Solar |  |  | Interconnected | Amiret | 56175 | Amerit | Circuit 3 | Commercial |  | 36000 | 2024
20251-214341-01 | Madelia Municipal Light & Power | 65 | 29305 | Muni | 1000 | 9 | Solar |  |  | Interconnected | Madelia | 56062 | Madelia | 3 | Commercial |  | 26869 | 2019 | 2019
20251-214341-01 | Madelia Municipal Light & Power | 65 | 29305 | Muni | NOVA3663 | 6 | Solar |  |  | Interconnected | Madelia | 56062 | Madelia Municipal | Southwest | Residential |  | 28050 | 2020 | 2020
20251-214341-01 | Madelia Municipal Light & Power | 65 | 29305 | Muni | NOVA3029 | 7.6 | Solar |  |  | Interconnected | Madelia | 56062 | Madelia Municipal | Southeast | Residential |  | 24960 | 2020 | 2020
20252-215021-01 | MADISON MUNICIPAL UTILITIES | 137 | 11482 | Muni | 18-01-21740002 | 5.76 | Solar |  |  | Interconnected | Madison | 56256 | DOWNTOWN | NORTH | Residential |  |  | 2018 | 2018
20252-215021-01 | MADISON MUNICIPAL UTILITIES | 137 | 11482 | Muni | 22-01-41510003 | 5.584 | Solar |  |  | Interconnected | Madison | 56256 | CEMETERY | NORTH | Residential |  | 27548 | 2022 | 2022
20252-215710-01 | Benson Municipal Utilities | 5 | 1573 | Muni | 403-005402-07 | 6.9 | Solar |  |  | Interconnected | Benson | 56215 |  | 5 | Commercial |  | 20951.04 | 2021 | 2021
20252-215710-01 | Benson Municipal Utilities | 5 | 1573 | Muni | 403-005400-30 | 6.9 | Solar |  |  | Interconnected | Benson | 56215 |  | 5 | Residential |  | 20951.04 | 2021 | 2021
20252-215710-01 | Benson Municipal Utilities | 5 | 1573 | Muni | 401-006100-04 | 7.56 | Solar |  |  | Interconnected | Benson | 56215 |  | 5 | Residential |  | 13246 | 2023 | 2024
20252-215342-01 | Marshall Municipal Utilities | 151 | 11731 | Muni | Application 1 | 28.8 | Solar |  |  | Interconnected | Marshall | 56258 | Southeast | Co-op | Commercial |  |  | 2008 | 2008
20252-215342-01 | Marshall Municipal Utilities | 151 | 11731 | Muni | Application 2 | 3.8 | Solar |  |  | Interconnected | Marshall | 56258 | Southwest | South 4th St. | Residential |  |  | 2016 | 2016
20252-215342-01 | Marshall Municipal Utilities | 151 | 11731 | Muni | Application 3 | 1.5 | Solar |  |  | Interconnected | Marshall | 56258 | Southeast | Oconnell | Residential |  |  | 2016 | 2016
20252-215342-01 | Marshall Municipal Utilities | 151 | 11731 | Muni | Application 4 | 1.5 | Solar |  |  | Interconnected | Marshall | 56258 | Southeast | Oconnell | Residential |  |  | 2016 | 2016
20252-215342-01 | Marshall Municipal Utilities | 151 | 11731 | Muni | Application 5 | 1.2 | Solar |  |  | Interconnected | Marshall | 56258 | Southeast | Oconnell | Residential |  |  | 2016 | 2016
20252-215342-01 | Marshall Municipal Utilities | 151 | 11731 | Muni | Application 6 | 100 | Solar |  |  | Interconnected | Marshall | 56258 | Southeast | SMSU | Commercial |  |  | 2016 | 2016
20252-215342-01 | Marshall Municipal Utilities | 151 | 11731 | Muni | Application 7 | 50 | Solar |  |  | Interconnected | Marshall | 56258 | Southeast | SMSU | Commercial |  |  | 2016 | 2016
20252-215342-01 | Marshall Municipal Utilities | 151 | 11731 | Muni | Application 8 | 7.6 | Solar |  |  | Interconnected | Marshall | 56258 | Southwest | South 4th St. | Residential |  |  | 2018 | 2018
20252-215342-01 | Marshall Municipal Utilities | 151 | 11731 | Muni | Application 9 | 39 | Solar |  |  | Interconnected | Marshall | 56258 | Southwest | N Hwy 23 | Commercial |  | 113546 | 2022 | 2022
20252-215342-01 | Marshall Municipal Utilities | 151 | 11731 | Muni | Application 10 | 39 | Solar |  |  | Interconnected | Marshall | 56258 | Southeast | SMSU | Commercial |  | 130552 | 2022 | 2022
20252-215342-01 | Marshall Municipal Utilities | 151 | 11731 | Muni | Application 11 | 39.9 | Solar |  |  | Interconnected | Marshall | 56258 | Southeast | Parkside | Commercial |  | 120844 | 2022 | 2022
20252-215342-01 | Marshall Municipal Utilities | 151 | 11731 | Muni | Application 12 | 39 | Solar |  |  | Interconnected | Marshall | 56258 | Southwest | N Hwy 23 | Commercial |  | 107771 | 2022 | 2022
20252-215342-01 | Marshall Municipal Utilities | 151 | 11731 | Muni | Application 13 | 39.9 | Solar |  |  | Interconnected | Marshall | 56258 | Saratoga | Northside | Commercial |  | 130522 | 2022 | 2023
20252-215342-01 | Marshall Municipal Utilities | 151 | 11731 | Muni | Application 14 | 13 | Solar |  |  | Interconnected | Marshall | 56258 | Southwest | County Rd 7 | Residential |  | 64736 | 2022 | 2023
20252-215342-01 | Marshall Municipal Utilities | 151 | 11731 | Muni | Application 15 | 10.88 | Solar |  |  | Interconnected | Marshall | 56258 | Southwest | County Rd 7 | Residential |  | 40408.5 | 2023 | 2023
20252-215342-01 | Marshall Municipal Utilities | 151 | 11731 | Muni | Application 16 | 12.672 | Solar |  |  | Interconnected | Marshall | 56258 | Southwest | South 4th St. | Residential |  | 48716 | 2023 | 2023
20251-214109-01 | McLeod Cooperative Power Assn | 64 | 11910 | Co-op | 2018 MCP 1 | 39 | Wind |  |  | Interconnected | Glencoe | 55336 |  | 59-15-009 | Residential |  |  | 2002 | 2002
20251-214109-01 | McLeod Cooperative Power Assn | 64 | 11910 | Co-op | 2018 MCP 2 | 20 | Wind |  |  | Interconnected | Glencoe | 55336 |  | 58-03-010 | Residential |  |  | 2006 | 2006
20251-214109-01 | McLeod Cooperative Power Assn | 64 | 11910 | Co-op | 2018 MCP 3 | 20 | Wind |  |  | Interconnected | Bird Island | 55310 |  | 43-19-005 | Residential |  |  | 2007 | 2007
20251-214109-01 | McLeod Cooperative Power Assn | 64 | 11910 | Co-op | 2018 MCP 4 | 39.5 | Wind |  |  | Interconnected | Bird Island | 55310 |  | 63-09-001 | Residential |  |  | 2008 | 2008
20251-214109-01 | McLeod Cooperative Power Assn | 64 | 11910 | Co-op | 2018 MCP 5 | 38 | Wind |  |  | Interconnected | Hutchinson | 55350 |  | 70-11-010 | Residential |  |  | 2007 | 2007
20251-214109-01 | McLeod Cooperative Power Assn | 64 | 11910 | Co-op | 2018 MCP 6 | 20 | Wind |  |  | Interconnected | Hutchinson | 55350 |  | 70-31-003 | Residential |  |  | 2010 | 2010
20251-214109-01 | McLeod Cooperative Power Assn | 64 | 11910 | Co-op | 2018 MCP 7 | 24.5 | Wind |  |  | Interconnected | Glencoe | 55336 |  | 57-33-009 | Residential |  |  | 2009 | 2009
20251-214109-01 | McLeod Cooperative Power Assn | 64 | 11910 | Co-op | 2018 MCP 8 | 39 | Wind |  |  | Interconnected | Glencoe | 55336 |  | 57-33-010 | Residential |  |  | 2009 | 2009
20251-214109-01 | McLeod Cooperative Power Assn | 64 | 11910 | Co-op | 2018 MCP 9 | 39 | Wind |  |  | Interconnected | Winthrop | 55396 |  | 30-23-005 | Residential |  |  | 2011 | 2011
20251-214109-01 | McLeod Cooperative Power Assn | 64 | 11910 | Co-op | 2018 MCP 10 | 20 | Wind |  |  | Interconnected | Arlington | 55307 |  | 47-28-006 | Residential |  |  | 2012 | 2012
20251-214109-01 | McLeod Cooperative Power Assn | 64 | 11910 | Co-op | 2018 MCP 11 | 25 | Wind |  |  | Interconnected | Mayer | 55360 |  | 66-11-007 | Residential |  |  | 1982 | 1982
20251-214109-01 | McLeod Cooperative Power Assn | 64 | 11910 | Co-op | 2018 MCP 12 | 36 | Wind |  |  | Interconnected | Hutchinson | 55350 |  | 60-15-002 | Residential |  |  | 2015 | 2015
20251-214109-01 | McLeod Cooperative Power Assn | 64 | 11910 | Co-op | 2018 MCP 13 | 24 | Solar |  |  | Interconnected | Winthrop | 55396 |  | 30-22-004 | Residential |  |  | 2012 | 2012
20251-214109-01 | McLeod Cooperative Power Assn | 64 | 11910 | Co-op | 2018 MCP 14 | 6 | Solar |  |  | Interconnected | Arlington | 55307 |  | 48-15-004 | Residential |  |  | 2013 | 2013
20251-214109-01 | McLeod Cooperative Power Assn | 64 | 11910 | Co-op | 2018 MCP 15 | 22.5 | Solar |  |  | Interconnected | Silver Lake | 55381 |  | 68-04-026 | Residential |  |  | 2014 | 2014
20251-214109-01 | McLeod Cooperative Power Assn | 64 | 11910 | Co-op | 2018 MCP 16 | 11 | Solar |  |  | Interconnected | Glencoe | 55336 |  | 68-16-013 | Residential |  |  | 2014 | 2014
20251-214109-01 | McLeod Cooperative Power Assn | 64 | 11910 | Co-op | 2018 MCP 17 | 11 | Solar |  |  | Interconnected | Gaylord | 55334 |  | 38-07-003 | Residential |  |  | 2015 | 2015
20251-214109-01 | McLeod Cooperative Power Assn | 64 | 11910 | Co-op | 2018 MCP 18 | 7.5 | Solar |  |  | Interconnected | Arlington | 55307 |  | 48-27-002 | Residential |  |  | 2015 | 2015
20251-214109-01 | McLeod Cooperative Power Assn | 64 | 11910 | Co-op | 2018 MCP 19 | 7.3 | Solar |  |  | Interconnected | Lester Prairie | 55354 |  | 67-14-010 | Residential |  |  | 2016 | 2016
20251-214109-01 | McLeod Cooperative Power Assn | 64 | 11910 | Co-op | 2018 MCP 20 | 21.08 | Solar |  |  | Interconnected | Winthrop | 55396 |  | 39-06-001 | Residential |  |  | 2016 | 2016
20251-214109-01 | McLeod Cooperative Power Assn | 64 | 11910 | Co-op | 2018 MCP 21 | 36 | Solar |  |  | Interconnected | Hector | 55342 |  | 62-28-003 | Residential |  |  | 2017 | 2017
20251-214109-01 | McLeod Cooperative Power Assn | 64 | 11910 | Co-op | 2018 MCP 22 | 17.76 | Solar |  |  | Interconnected | Bird Island | 55310 |  | 43-19-005 | Residential |  |  | 2017 | 2017
20251-214109-01 | McLeod Cooperative Power Assn | 64 | 11910 | Co-op | 2018 MCP 23 | 36 | Solar |  |  | Interconnected | Mayer | 55360 |  | 76-16-009 | Residential |  |  | 2017 | 2017
20251-214109-01 | McLeod Cooperative Power Assn | 64 | 11910 | Co-op | 2018 MCP 24 | 7.6 | Solar |  |  | Interconnected | Lester Prairie | 55354 | 9 | 77-34-005 | Residential |  | 25000 | 2018 | 2018
20251-214109-01 | McLeod Cooperative Power Assn | 64 | 11910 | Co-op | 2019 MCP 25 | 10 | Solar |  |  | Interconnected | Winsted | 55395 | 9 | 77-12-015 | Residential |  | 34992 | 2019 | 2019
20251-214109-01 | McLeod Cooperative Power Assn | 64 | 11910 | Co-op | 2019 MCP 26 | 4.08 | Solar |  |  | Interconnected | Mayer | 55360 |  |  | Residential |  | 27000 | 2019 | 2019
20251-214109-01 | McLeod Cooperative Power Assn | 64 | 11910 | Co-op | 2019 MCP 27 | 18 | Solar |  |  | Interconnected | Green Isle | 55338 | 7 | 47-11-004 | Residential |  | 120000 | 2019 | 2019
20251-214109-01 | McLeod Cooperative Power Assn | 64 | 11910 | Co-op | NOVA 2208 | 36 | Solar |  |  | Interconnected | Stewart | 55285 | 8 | PRE-1 | Residential |  | 236250 | 2019 | 2019
20251-214109-01 | McLeod Cooperative Power Assn | 64 | 11910 | Co-op | NOVA 2201 | 19.6 | Solar |  | X | Interconnected | Arlington | 55307 | 7 | HI-2 | Residential |  | 35000 | 2019 | 2019
20251-214109-01 | McLeod Cooperative Power Assn | 64 | 11910 | Co-op | NOVA 2674 | 14.72 | Solar |  |  | Interconnected | Hutchinson | 55350 | 1 | HL-3 | Residential |  | 9568 | 2019 | 2019
20251-214109-01 | McLeod Cooperative Power Assn | 64 | 11910 | Co-op | NOVA 1712 | 12 | Solar |  |  | Withdrawn | Arlington | 55307 | 7 | HI-2 | Residential |  | 33750 | 2019 | 2019
20251-214109-01 | McLeod Cooperative Power Assn | 64 | 11910 | Co-op | NOVA2792 | 30 | Solar |  |  | Interconnected | Watertown | 55388 | 6 | HOL-1 | Residential |  | 144250 | 2020 | 2020
20251-214109-01 | McLeod Cooperative Power Assn | 64 | 11910 | Co-op | NOVA3120 | 8.85 | Solar |  |  | Interconnected | Mayer | 55360 | 6 | HOL-2 | Residential |  | 20360 | 2020 | 2020
20251-214109-01 | McLeod Cooperative Power Assn | 64 | 11910 | Co-op | NOVA3627 | 9.6 | Solar |  |  | Interconnected | Hutchinson | 55350 | 1 | HOK-1 | Residential |  | 30000 | 2020 | 2020
20251-214109-01 | McLeod Cooperative Power Assn | 64 | 11910 | Co-op | NOVA3284 | 39 | Solar |  |  | Interconnected | Norwood Young America | 55397 | 4 | NGE-3 | Commercial |  | 129000 | 2020 | 2021
20251-214109-01 | McLeod Cooperative Power Assn | 64 | 11910 | Co-op | NOVA2890 | 26.1 | Solar |  |  | Interconnected | Mayer | 55360 | 6 | HOL-1 | Residential |  | 59900 | 2020 | 2020
20251-214109-01 | McLeod Cooperative Power Assn | 64 | 11910 | Co-op | NOVA3159 | 7.6 | Solar |  |  | Interconnected | Mayer | 55360 | 4 | NGE - 2 | Residential |  | 44066 | 2020 | 2020
20251-214109-01 | McLeod Cooperative Power Assn | 64 | 11910 | Co-op | NOVA3682 | 6.58 | Solar |  |  | Interconnected | Lester Prairie | 55354 | 9 | SHE-4 | Residential |  | 25469 | 2020 | 2020
20251-214109-01 | McLeod Cooperative Power Assn | 64 | 11910 | Co-op | NOVA3240 | 38.5 | Solar |  |  | Interconnected | Norwood Young America | 55397 | 4 | NGE-3 | Commercial |  | 129000 | 2020 | 2021
20251-214109-01 | McLeod Cooperative Power Assn | 64 | 11910 | Co-op | NOVA3011 | 9.44 | Solar |  |  | Interconnected | Stewart | 55385 | 5 | BEL-6 | Residential |  | 30000 | 2020 | 2020
20251-214109-01 | McLeod Cooperative Power Assn | 64 | 11910 | Co-op | NOVA3925 | 32.8 | Solar |  |  | Interconnected | Glencoe | 55336 | 11 | HEL-1 | Residential |  | 70000 | 2020 | 2020
20251-214109-01 | McLeod Cooperative Power Assn | 64 | 11910 | Co-op | NOVA4370 | 10.62 | Solar |  |  | Interconnected | New Germany | 55367 | 6 | HOL-1 | Commercial |  | 132000 | 2021 | 2021
20251-214109-01 | McLeod Cooperative Power Assn | 64 | 11910 | Co-op | NOVA4415 | 18.88 | Solar |  |  | Interconnected | Huchinson | 55350 | 5 | BEL-6 | Residential |  | 59404.8 | 2021 | 2021
20251-214109-01 | McLeod Cooperative Power Assn | 64 | 11910 | Co-op | NOVA4464 | 39 | Solar |  |  | Interconnected | Watertown | 55388 | 6 | HOL-1 | Commercial |  | 132000 | 2021 | 2021
20251-214109-01 | McLeod Cooperative Power Assn | 64 | 11910 | Co-op | NOVA4583 | 7.6 | Solar |  |  | Interconnected | Lester Prairie | 55354 | 9 | SHE-4 | Residential |  | 40949 | 2021 | 2022
20251-214109-01 | McLeod Cooperative Power Assn | 64 | 11910 | Co-op | NOVA4590 | 9.51 | Solar |  |  | Interconnected | Glencoe | 55336 | 11 | HEL-2 | Residential |  | 44993.38 | 2021 | 2022
20251-214109-01 | McLeod Cooperative Power Assn | 64 | 11910 | Co-op | NOVA4686 | 54.2 | Solar |  |  | Withdrawn | Gibbon | 55335 | 2 | WIN-3 | Residential |  | 191950 | 2021
20251-214109-01 | McLeod Cooperative Power Assn | 64 | 11910 | Co-op | NOVA4856 | 22.8 | Solar |  |  | Interconnected | Hutchinson | 55350 | 5 | BEL-2 | Residential |  | 84120 | 2021 | 2022
20251-214109-01 | McLeod Cooperative Power Assn | 64 | 11910 | Co-op | NOVA4869 | 7.08 | Solar |  |  | Interconnected | Hutchinson | 55350 | 5 | BEL-2 | Residential |  | 23625 | 2021 | 2021
20251-214109-01 | McLeod Cooperative Power Assn | 64 | 11910 | Co-op | NOVA4877 | 8.85 | Solar |  |  | Interconnected | Arlington | 55307 | 7 | HI-3 | Residential |  | 28000 | 2021 | 2021
20251-214109-01 | McLeod Cooperative Power Assn | 64 | 11910 | Co-op | NOVA5022 | 11.8 | Solar |  |  | Interconnected | Mayer | 55360 | 6 | HOL-1 | Residential |  | 37900 | 2021 | 2022
20251-214109-01 | McLeod Cooperative Power Assn | 64 | 11910 | Co-op | NOVA5035 | 38.8 | Solar |  | X | Interconnected | Gibbon | 55335 | 2 | WIN-3 | Residential |  | 155000 | 2021 | 2021
20251-214109-01 | McLeod Cooperative Power Assn | 64 | 11910 | Co-op | NOVA4445 | 18 | Solar |  |  | Interconnected | Glencoe | 55336 | 11 | HEL-1 | Residential |  | 45000 | 2021 | 2021
20251-214109-01 | McLeod Cooperative Power Assn | 64 | 11910 | Co-op | NOVA5296 | 11.8 | Solar |  |  | Interconnected | Hamburg | 55339 | 4 | NGE-3 | Residential |  | 35000 | 2021 | 2021
20251-214109-01 | McLeod Cooperative Power Assn | 64 | 11910 | Co-op | NOVA5392 | 11.8 | Solar |  |  | Interconnected | Hutchinson | 55350 | Hook Lake | HL-4 | Residential |  | 43870 | 2021 | 2022
20251-214109-01 | McLeod Cooperative Power Assn | 64 | 11910 | Co-op | NOVA5598 | 8.26 | Solar |  |  | Interconnected | Mayer | 55360 | Hollywood | HOL-1 | Residential |  | 37324 | 2022 | 2022
20251-214109-01 | McLeod Cooperative Power Assn | 64 | 11910 | Co-op | NOVA5616 | 18 | Solar |  |  | Interconnected | Green Isle | 55338 | High Island | HI-2 | Residential |  | 1e+05 | 2022 | 2022
20251-214109-01 | McLeod Cooperative Power Assn | 64 | 11910 | Co-op | NOVA5761 | 21.84 | Solar |  |  | Interconnected | Hutchinson | 55350 | Hook Lake | HOK-1 | Residential |  | 84770.4 | 2022 | 2022
20251-214109-01 | McLeod Cooperative Power Assn | 64 | 11910 | Co-op | NOVA5820 | 20.88 | Solar |  |  | Interconnected | Winsted | 55395 | Sherman | SHE-1 | Residential |  | 28000 | 2022 | 2022
20251-214109-01 | McLeod Cooperative Power Assn | 64 | 11910 | Co-op | NOVA6004 | 11.4 | Solar |  |  | Interconnected | Glencoe | 55336 | Helen | HEL-4 | Residential |  | 55189 | 2022 | 2022
20251-214109-01 | McLeod Cooperative Power Assn | 64 | 11910 | Co-op | NOVA6018 | 10.25 | Solar |  |  | Interconnected | Winthrop | 55396 | Withrop | WIN-2 | Residential |  | 35333.08 | 2022 | 2022
20251-214109-01 | McLeod Cooperative Power Assn | 64 | 11910 | Co-op | NOVA6292 | 22.8 | Solar |  |  | Interconnected | Arlington | 55307 | High Island | HI-3 | Residential |  | 64000 | 2022 | 2022
20251-214109-01 | McLeod Cooperative Power Assn | 64 | 11910 | Co-op | NOVA6468 | 15.36 | Solar |  |  | Interconnected | Arlington | 55307 | High Island | HI-3 | Residential |  | 57810 | 2022 | 2022
20251-214109-01 | McLeod Cooperative Power Assn | 64 | 11910 | Co-op | NOVA6504 | 12.6 | Solar |  |  | Interconnected | Hutchinson | 55350 | Hook Lake | HOK-1 | Residential |  | 64702.7 | 2022 | 2023
20251-214109-01 | McLeod Cooperative Power Assn | 64 | 11910 | Co-op | NOVA6540 | 39.6 | Solar |  |  | Interconnected | Watertown | 55388 | Hollywood | HOL-1 | Residential |  | 144800 | 2022 | 2023
20251-214109-01 | McLeod Cooperative Power Assn | 64 | 11910 | Co-op | NOVA6654 | 22.8 | Solar |  |  | Interconnected | Glencoe | 55336 | Helen | HEL-2 | Residential |  | 106726 | 2022 | 2023
20251-214109-01 | McLeod Cooperative Power Assn | 64 | 11910 | Co-op | NOVA6686 | 37.33 | Solar |  |  | Interconnected | Glencoe | 55336 | High Island | HI-2 | Residential |  | 85000 | 2022 | 2023
20251-214109-01 | McLeod Cooperative Power Assn | 64 | 11910 | Co-op | NOVA6688 | 37.33 | Solar |  |  | Interconnected | Glencoe | 55336 | High Island | HI-2 | Residential |  | 85000 | 2022 | 2023
20251-214109-01 | McLeod Cooperative Power Assn | 64 | 11910 | Co-op | NOVA6790 | 7.6 | Solar |  |  | Interconnected | Hutchinson | 55350 | Bell | BEL-1 | Residential |  | 30729.6 | 2022 | 2023
20251-214109-01 | McLeod Cooperative Power Assn | 64 | 11910 | Co-op | NOVA6869 | 11.52 | Solar |  |  | Interconnected | Hutchinson | 55350 | Bell | BEL-6 | Residential |  | 69840 | 2022 | 2023
20251-214109-01 | McLeod Cooperative Power Assn | 64 | 11910 | Co-op | NOVA7031 | 34.8 | Solar |  |  | Interconnected | Hutchinson | 55350 | Hook Lake | HOK-1 | Commercial |  | 69600 | 2022 | 2023
20251-214109-01 | McLeod Cooperative Power Assn | 64 | 11910 | Co-op | NOVA7062 | 24 | Solar |  |  | Interconnected | Brownton | 55312 | Bell | BEL-4 | Residential |  | 193820 | 2022 | 2023
20251-214109-01 | McLeod Cooperative Power Assn | 64 | 11910 | Co-op | NOVA7220 | 15.4 | Solar |  |  | Interconnected | Hutchinson | 55350 | Hook Lake | HOK-1 | Residential |  | 48000 | 2022 | 2022
20251-214109-01 | McLeod Cooperative Power Assn | 64 | 11910 | Co-op | NOVA7437 | 15.4 | Solar |  |  | Interconnected | Glencoe | 55336 | High Island | HI-1 | Residential |  | 51600 | 2023 | 2023
20251-214109-01 | McLeod Cooperative Power Assn | 64 | 11910 | Co-op | NOVA7570 | 9.6 | Solar |  |  | Interconnected | Hutchinson | 55350 | Hook Lake | HL-3 | Residential |  | 48435 | 2023 | 2023
20251-214109-01 | McLeod Cooperative Power Assn | 64 | 11910 | Co-op | NOVA7712 | 38 | Solar |  |  | Interconnected | Glencoe | 55336 | High Island | HI-1 | Residential |  | 158570 | 2023 | 2023
20251-214109-01 | McLeod Cooperative Power Assn | 64 | 11910 | Co-op | NOVA7892 | 38.4 | Solar |  |  | Interconnected | Buffalo Lake | 55313 | Preston Lake | PRE-3 | Residential |  | 93444 | 2023 | 2023
20251-214109-01 | McLeod Cooperative Power Assn | 64 | 11910 | Co-op | NOVA8113 | 19.76 | Solar |  |  | Interconnected | Winsted | 55395 | Hollywood | HOL-3 | Residential |  | 60000 | 2023 | 2023
20251-214109-01 | McLeod Cooperative Power Assn | 64 | 11910 | Co-op | NOVA8163 | 11.52 | Solar |  |  | Interconnected | Glencoe | 55336 | Helen | HEL-1 | Residential |  | 44819 | 2023 | 2023
20251-214109-01 | McLeod Cooperative Power Assn | 64 | 11910 | Co-op | NOVA8208 | 16.64 | Solar |  |  | Interconnected | Silver Lake | 55381 | Helen | HEL-2 | Residential |  | 18000 | 2023 | 2023
20251-214109-01 | McLeod Cooperative Power Assn | 64 | 11910 | Co-op | NOVA8241 | 38.5 | Solar |  |  | Interconnected | Hector | 55342 | Brookfield | BRK-2 | Residential |  | 184750 | 2023 | 2024
20251-214109-01 | McLeod Cooperative Power Assn | 64 | 11910 | Co-op | NOVA8252 | 27.72 | Solar |  |  | Interconnected | Plato | 55370 | New Germany | NGE-3 | Residential |  | 89938 | 2023 | 2023
20251-214109-01 | McLeod Cooperative Power Assn | 64 | 11910 | Co-op | NOVA8254 | 35.7 | Solar |  |  | Interconnected | Hutchinson | 55350 | Hook Lake | HOK-1 | Residential |  | 103600 | 2023 | 2023
20251-214109-01 | McLeod Cooperative Power Assn | 64 | 11910 | Co-op | NOVA8407 | 38 | Solar |  |  | Interconnected | Hector | 55342 | Brookfield | BRK-3 | Commercial |  | 268980 | 2023 | 2023
20251-214109-01 | McLeod Cooperative Power Assn | 64 | 11910 | Co-op | NOVA8415 | 38 | Solar |  |  | Interconnected | Hector | 55342 | Brookfield | BRK-3 | Commercial |  | 268980 | 2023 | 2023
20251-214109-01 | McLeod Cooperative Power Assn | 64 | 11910 | Co-op | NOVA8610 | 38.4 | Solar |  |  | Withdrawn | Hutchinson | 55350 | Hook Lake | HOK-1 | Residential |  | 113500 | 2023
20251-214109-01 | McLeod Cooperative Power Assn | 64 | 11910 | Co-op | NOVA8658 | 17.6 | Solar |  |  | Interconnected | Young America | 55397 | New Germany | NGE-3 | Residential |  | 57850 | 2023 | 2024
20251-214109-01 | McLeod Cooperative Power Assn | 64 | 11910 | Co-op | NOVA8669 | 8.05 | Solar |  |  | Interconnected | Silver Lake | 55381 | Hook Lake | HL-3 | Residential |  | 30000 | 2023 | 2023
20251-214109-01 | McLeod Cooperative Power Assn | 64 | 11910 | Co-op | NOVA8694 | 6.53 | Solar |  |  | Interconnected | Hutchinson | 55350 | Hook Lake | HOK-1 | Residential |  | 17799 | 2023 | 2023
20251-214109-01 | McLeod Cooperative Power Assn | 64 | 11910 | Co-op | NOVA8950 | 38 | Solar |  |  | Interconnected | Stewart | 55385 | Preston Lake | PRE-3 | Residential |  | 161340 | 2023 | 2024
20251-214109-01 | McLeod Cooperative Power Assn | 64 | 11910 | Co-op | NOVA9112 | 19.97 | Solar |  |  | Interconnected | Glencoe | 55336 | Bell | BEL-3 | Residential |  | 75000 | 2024 | 2024
20251-214109-01 | McLeod Cooperative Power Assn | 64 | 11910 | Co-op | NOVA9145 | 22.8 | Solar |  |  | Interconnected | Hutchinson | 55350 | Hook Lake | HOK-1 | Residential |  | 48780 | 2024 | 2024
20251-214109-01 | McLeod Cooperative Power Assn | 64 | 11910 | Co-op | NOVA9155 | 38.4 | Solar |  |  | Interconnected | Hutchinson | 55350 | Hook Lake | HOK-1 | Residential |  | 110000 | 2024 | 2024
20251-214109-01 | McLeod Cooperative Power Assn | 64 | 11910 | Co-op | NOVA9195 | 22.66 | Solar |  |  | Interconnected | Gibbon | 55335 | Preston Lake | PRE-1 | Residential |  | 93456 | 2024 | 2024
20251-214109-01 | McLeod Cooperative Power Assn | 64 | 11910 | Co-op | NOVA10268 | 39.8 | Wind |  |  | Active Application | Hector | 55342 | Hector | HEC-3 | Residential |  | 220000 | 2024
20251-214109-01 | McLeod Cooperative Power Assn | 64 | 11910 | Co-op | NOVA10333 | 12.67 | Solar |  |  | Interconnected | Winsted | 55395 | Sherman | SHE-2 | Residential |  | 40500 | 2024 | 2024
20251-214109-01 | McLeod Cooperative Power Assn | 64 | 11910 | Co-op | NOVA10358 | 11.85 | Solar |  |  | Interconnected | Arlington | 55307 | High Island | HI-3 | Residential |  | 8000 | 2024 | 2024
20251-214109-01 | McLeod Cooperative Power Assn | 64 | 11910 | Co-op | NOVA10510 | 16.13 | Solar |  |  | Interconnected | Hutchinson | 55350 | Bell | BEL-6 | Residential |  | 50000 | 2024 | 2024
20251-214109-01 | McLeod Cooperative Power Assn | 64 | 11910 | Co-op | NOVA10538 | 36.86 | Solar |  | X | Withdrawn | Green Isle | 55338 | High Island | HI-2 | Residential |  | 181105.19 | 2024
20251-214109-01 | McLeod Cooperative Power Assn | 64 | 11910 | Co-op | NOVA10551 | 11700 | Other | X |  | Active Application | Winthrop | 55396 |  |  | Industrial |  | 2.5e+07 | 2024
20251-214109-01 | McLeod Cooperative Power Assn | 64 | 11910 | Co-op | NOVA10788 | 25 | Wind |  |  | Active Application | Hector | 55342 | Preston Lake | PRE-1 | Commercial |  | 220000 | 2024
20251-214109-01 | McLeod Cooperative Power Assn | 64 | 11910 | Co-op | NOVA10800 | 25 | Wind |  |  | Active Application | Buffalo Lake | 55314 | Preston Lake | PRE-1 | Residential |  | 220000 | 2024
20251-214109-01 | McLeod Cooperative Power Assn | 64 | 11910 | Co-op | NOVA10801 | 25 | Wind |  |  | Active Application | Buffalo Lake | 55314 | Preston Lake | PRE-2 | Commercial |  | 220000 | 2024
20251-214109-01 | McLeod Cooperative Power Assn | 64 | 11910 | Co-op | NOVA11839 | 25 | Wind |  |  | Active Application | Hector | 55342 | Preston Lake | PRE-2 | Residential |  | 220000 | 2024
20251-214109-01 | McLeod Cooperative Power Assn | 64 | 11910 | Co-op | NOVA12136 | 7.6 | Solar |  |  | Active Application | Lester Prairie | 55354 | New Germany | NGE-4 | Residential |  | 42654.43 | 2024
20251-214109-01 | McLeod Cooperative Power Assn | 64 | 11910 | Co-op | NOVA12258 | 28.8 | Solar |  |  | Interconnected | Plato | 55370 | High Island | HI-2 | Residential |  | 78000 | 2024 | 2024
20251-214109-01 | McLeod Cooperative Power Assn | 64 | 11910 | Co-op | NOVA12289 | 20 | Solar |  |  | Interconnected | Hutchinson | 55350 | Hook Lake | HOK-1 | Residential |  | 65000 | 2024 | 2024
20251-214109-01 | McLeod Cooperative Power Assn | 64 | 11910 | Co-op | NOVA12305 | 38.4 | Solar |  |  | Interconnected | Hutchinson | 55350 | Hook Lake | HL-3 | Residential |  | 180980 | 2024 | 2024
20251-214109-01 | McLeod Cooperative Power Assn | 64 | 11910 | Co-op | NOVA12320 | 39.8 | Solar |  |  | Interconnected | Hutchinson | 55350 | Hook Lake | HL-4 | Commercial |  | 183000 | 2024 | 2024
20251-214109-01 | McLeod Cooperative Power Assn | 64 | 11910 | Co-op | NOVA12322 | 28.8 | Solar |  |  | Interconnected | Bird Island | 55310 | Brookfield | BRK-4 | Residential |  | 85000 | 2024 | 2024
20251-214109-01 | McLeod Cooperative Power Assn | 64 | 11910 | Co-op | NOVA12380 | 34.5 | Solar |  | X | Active Application | Green Isle | 55338 | High Island | HI-2 | Residential |  | 181105.19 | 2024
20251-214109-01 | McLeod Cooperative Power Assn | 64 | 11910 | Co-op | NOVA12432 | 15.2 | Solar |  |  | Active Application | Glencoe |  | Helen | HEL-2 | Residential |  | 73480 | 2024
20251-214109-01 | McLeod Cooperative Power Assn | 64 | 11910 | Co-op | NOVA12480 | 17.69 | Solar |  | X | Active Application | Hutchinson | 55350 | Bell | BEL-5 | Residential |  | 69000 | 2024
20252-215796-01 | Meeker Cooperative Light & Power | 66 | 12227 | Co-op | 32.04.102 | 6.2 | Solar |  |  | Interconnected | Atwater | 56209 | 9 | 3 | Residential |  |  |  | 2010
20252-215796-01 | Meeker Cooperative Light & Power | 66 | 12227 | Co-op | 01.05.303 | 6.1 | Solar |  |  | Interconnected | South Haven | 55382 | 7 | 1 | Residential |  |  |  | 2010
20252-215796-01 | Meeker Cooperative Light & Power | 66 | 12227 | Co-op | 10.04.301 | 10 | Wind |  |  | Interconnected | Watkins | 55389 | 3 | 3 | Residential |  |  |  | 2010
20252-215796-01 | Meeker Cooperative Light & Power | 66 | 12227 | Co-op | 10.11.403 | 39.9 | Wind |  |  | Interconnected | Watkins | 55389 | 3 | 2 | Commercial |  |  | 2011 | 2011
20252-215796-01 | Meeker Cooperative Light & Power | 66 | 12227 | Co-op | 34.09.202 | 39.6 | Solar |  |  | Interconnected | Lake Lillian | 56253 | 5 | 4 | Residential |  |  |  | 2012
20252-215796-01 | Meeker Cooperative Light & Power | 66 | 12227 | Co-op | 23.05.401 | 4.5 | Solar |  |  | Interconnected | Litchfield | 55355 | 1 | 7 | Residential |  |  |  | 2013
20252-215796-01 | Meeker Cooperative Light & Power | 66 | 12227 | Co-op | 04.19.119 | 11.34 | Solar |  |  | Interconnected | Eden Valley | 55329 | 2 | 1 | Residential |  |  | 2013 | 2014
20252-215796-01 | Meeker Cooperative Light & Power | 66 | 12227 | Co-op | 02.29.201 | 20 | Solar |  |  | Interconnected | Watkins | 55389 | 3 | 1 | Residential |  |  | 2014 | 2014
20252-215796-01 | Meeker Cooperative Light & Power | 66 | 12227 | Co-op | 18.23.401 | 39.6 | Solar |  |  | Interconnected | Grove City | 56243 | 6 | 2 | Residential |  |  | 2014 | 2014
20252-215796-01 | Meeker Cooperative Light & Power | 66 | 12227 | Co-op | 05.23.305 | 20 | Wind |  |  | Interconnected | Paynesville | 56362 | 14 | 2 | Residential |  |  |  | 2011
20252-215796-01 | Meeker Cooperative Light & Power | 66 | 12227 | Co-op | 32.07.202 | 39.24 | Solar |  |  | Interconnected | Lake Lillian | 56253 | 9 | 3 | Residential |  |  |  | 2015
20252-215796-01 | Meeker Cooperative Light & Power | 66 | 12227 | Co-op | 25.19.401 | 39.6 | Solar |  |  | Interconnected | Dassel | 55325 | 13 | 4 | Residential |  |  | 2015 | 2015
20252-215796-01 | Meeker Cooperative Light & Power | 66 | 12227 | Co-op | 28.20.401 | 39.6 | Solar |  |  | Interconnected | Dassel | 55325 | 11 | 1 | Commercial |  |  | 2015 | 2015
20252-215796-01 | Meeker Cooperative Light & Power | 66 | 12227 | Co-op | 15.11.118 | 5.2 | Solar |  |  | Interconnected | South Haven | 55382 | 7 | 2 | Residential |  |  | 2015 | 2015
20252-215796-01 | Meeker Cooperative Light & Power | 66 | 12227 | Co-op | 36.30.303 | 39.9 | Solar |  |  | Interconnected | Cosmos | 56288 | 5 | 2 | Commercial |  |  | 2015 | 2015
20252-215796-01 | Meeker Cooperative Light & Power | 66 | 12227 | Co-op | 28.35.104 | 6.5 | Solar |  |  | Interconnected | Dassel | 55325 | 11 | 2 | Residential |  |  | 2016 | 2016
20252-215796-01 | Meeker Cooperative Light & Power | 66 | 12227 | Co-op | 01.07.413 | 6.84 | Solar |  |  | Interconnected | South Haven | 55382 | 7 | 1 | Residential |  |  |  | 2016
20252-215796-01 | Meeker Cooperative Light & Power | 66 | 12227 | Co-op | 40.06.102 | 19.62 | Solar |  |  | Interconnected | Cosmos | 56288 | 5 | 3 | Commercial |  |  |  | 2017
20252-215796-01 | Meeker Cooperative Light & Power | 66 | 12227 | Co-op | 40.04.401 | 39.24 | Solar |  |  | Interconnected | Cosmos | 56288 | 5 | 3 | Commercial |  |  |  | 2017
20252-215796-01 | Meeker Cooperative Light & Power | 66 | 12227 | Co-op | 23.30.402 | 14 | Solar |  |  | Interconnected | Litchfield | 55355 | 6 | 4 | Residential |  |  |  | 2017
20252-215796-01 | Meeker Cooperative Light & Power | 66 | 12227 | Co-op | 29.04.313 | 6.48 | Solar |  |  | Interconnected | Litchfield | 55355 | 1 | 4 | Residential |  |  |  | 2017
20252-215796-01 | Meeker Cooperative Light & Power | 66 | 12227 | Co-op | 23-05-401 | 5.04 | Solar |  |  | Interconnected | Litchfield | 55355 | 1 | 7 | Residential |  |  | 2013 | 2017
20252-215796-01 | Meeker Cooperative Light & Power | 66 | 12227 | Co-op | 29-04-311 | 6.48 | Solar |  |  | Interconnected | Litchfield | 55355 | 201 | 4 | Residential |  |  |  | 2017
20252-215796-01 | Meeker Cooperative Light & Power | 66 | 12227 | Co-op | 32-10-303 | 42 | Solar |  |  | Interconnected | Atwater | 56209 | 9 | 3 | Commercial |  |  | 2018 | 2018
20252-215796-01 | Meeker Cooperative Light & Power | 66 | 12227 | Co-op | 04-16-401 | 4.72 | Solar |  |  | Interconnected | Eden Valley | 55329 | 2 | 1 | Residential |  |  | 2018 | 2018
20252-215796-01 | Meeker Cooperative Light & Power | 66 | 12227 | Co-op | 31-05-401 | 46.8 | Solar |  |  | Interconnected | Atwater | 56209 | 6 | 3 | Commercial |  |  | 2018 | 2018
20252-215796-01 | Meeker Cooperative Light & Power | 66 | 12227 | Co-op | 31-05-403 | 46.8 | Solar |  |  | Interconnected | Atwater | 56209 | 6 | 3 | Commercial |  |  | 2018 | 2018
20252-215796-01 | Meeker Cooperative Light & Power | 66 | 12227 | Co-op | 29-04-329 | 11.68 | Solar |  |  | Interconnected | Litchfield | 55355 | 201 | 4 | Residential |  |  | 2018 | 2019
20252-215796-01 | Meeker Cooperative Light & Power | 66 | 12227 | Co-op | 27-07-316 | 3.84 | Solar |  |  | Interconnected | Cokato | 55321 | 11 | 1 | Residential |  | 16482 | 2019 | 2019
20252-215796-01 | Meeker Cooperative Light & Power | 66 | 12227 | Co-op | NOVA1189 | 36 | Solar |  |  | Interconnected | Darwin | 55324 | 201 | 3 | Residential |  | 237500 | 2019 | 2019
20252-215796-01 | Meeker Cooperative Light & Power | 66 | 12227 | Co-op | NOVA2187 | 38.5 | Solar |  |  | Interconnected | Eden Valley | 55329 | 2 | 2 | Residential |  | 120000 | 2019 | 2020
20252-215796-01 | Meeker Cooperative Light & Power | 66 | 12227 | Co-op | NOVA2400 | 100 | Solar |  |  | Interconnected | Eden Valley | 55329 | 2 | 2 | Commercial |  | 325000 | 2019 | 2020
20252-215796-01 | Meeker Cooperative Light & Power | 66 | 12227 | Co-op | NOVA2630 | 20 | Solar |  |  | Interconnected | Kimball |  | 7 | 4 | Residential |  | 61000 | 2019 | 2020
20252-215796-01 | Meeker Cooperative Light & Power | 66 | 12227 | Co-op | NOVA2631 | 23 | Solar |  |  | Interconnected | Watkins | 55389 | 3 | 1 | Residential |  | 60489 | 2019 | 2020
20252-215796-01 | Meeker Cooperative Light & Power | 66 | 12227 | Co-op | NOVA2765 | 33.06 | Solar |  |  | Interconnected | Litchfield | 55355 | 8 | 1 | Residential |  | 105672 | 2020 | 2020
20252-215796-01 | Meeker Cooperative Light & Power | 66 | 12227 | Co-op | NOVA3099 | 14 | Solar |  |  | Interconnected | South Haven | 55382 | 7 | 1 | Residential |  | 21000 | 2020 | 2020
20252-215796-01 | Meeker Cooperative Light & Power | 66 | 12227 | Co-op | NOVA3104 | 20 | Solar |  |  | Interconnected | Litchfield | 55355 | 201 | 3 | Residential |  | 61839.36 | 2020 | 2020
20252-215796-01 | Meeker Cooperative Light & Power | 66 | 12227 | Co-op | NOVA3302 | 25 | Wind |  |  | Interconnected | Cosmos | 56228 | 5 | 3 | Residential |  | 150000 | 2020 | 2021
20252-215796-01 | Meeker Cooperative Light & Power | 66 | 12227 | Co-op | NOVA3445 | 5.58 | Solar |  |  | Interconnected | Hutchinson | 55350 | 11 | 3 | Residential |  | 24570 | 2020 | 2020
20252-215796-01 | Meeker Cooperative Light & Power | 66 | 12227 | Co-op | NOVA3494 | 32.8 | Solar |  |  | Interconnected | Darwin | 55324 | 201 | 4 | Residential |  | 142650 | 2020 | 2020
20252-215796-01 | Meeker Cooperative Light & Power | 66 | 12227 | Co-op | NOVA3512 | 36 | Solar |  |  | Interconnected | Litchfield | 55355 | 13 | 1 | Commercial |  | 201650 | 2020 | 2021
20252-215796-01 | Meeker Cooperative Light & Power | 66 | 12227 | Co-op | NOVA3633 | 5.22 | Solar |  |  | Interconnected | Litchfield | 55355 | 1 | 8 | Residential |  | 22638 | 2020 | 2021
20252-215796-01 | Meeker Cooperative Light & Power | 66 | 12227 | Co-op | NOVA3689 | 10 | Solar |  |  | Interconnected | Litchfield | 55355 | 8 | 4 | Residential |  | 42000 | 2020 | 2020
20252-215796-01 | Meeker Cooperative Light & Power | 66 | 12227 | Co-op | NOVA3780 | 11.4 | Solar |  |  | Withdrawn | Lake Lillian | 56253 | 5 | 4 | Residential |  | 60691 | 2020
20252-215796-01 | Meeker Cooperative Light & Power | 66 | 12227 | Co-op | NOVA3922 | 24 | Solar |  |  | Interconnected | Litchfield | 55355 | 201 | 3 | Commercial |  | 158000 | 2020 | 2021
20252-215796-01 | Meeker Cooperative Light & Power | 66 | 12227 | Co-op | NOVA3979 | 12.2 | Solar |  |  | Interconnected | Atwater | 56209 | 9 | 1 | Residential |  | 34620 | 2020 | 2021
20252-215796-01 | Meeker Cooperative Light & Power | 66 | 12227 | Co-op | NOVA3993 | 3000 | Other |  |  | Interconnected | Litchfield | 55355 | 1 | 9 | Industrial |  |  | 2020 | 2021
20252-215796-01 | Meeker Cooperative Light & Power | 66 | 12227 | Co-op | NOVA4051 | 14.4 | Solar |  |  | Interconnected | Watkins | 55389 | 3 | 2 | Residential |  | 47000 | 2021 | 2021
20252-215796-01 | Meeker Cooperative Light & Power | 66 | 12227 | Co-op | NOVA4091 | 16.5 | Solar |  |  | Interconnected | Watkins | 55389 | 3 | 2 | Residential |  | 25077 | 2021 | 2021
20252-215796-01 | Meeker Cooperative Light & Power | 66 | 12227 | Co-op | NOVA4276 | 5.8 | Solar |  |  | Interconnected | South Haven | 55382 | 7 | 2 | Residential |  | 30191.93 | 2021 | 2021
20252-215796-01 | Meeker Cooperative Light & Power | 66 | 12227 | Co-op | NOVA4419 | 7.6 | Solar |  |  | Withdrawn | Paynesville | 56362 | 14 | 3 | Residential |  | 44000 | 2021
20252-215796-01 | Meeker Cooperative Light & Power | 66 | 12227 | Co-op | NOVA4502 | 12.54 | Solar |  | X | Interconnected | Watkins | 55389 | 3 | 2 | Residential |  | 45882 | 2021 | 2021
20252-215796-01 | Meeker Cooperative Light & Power | 66 | 12227 | Co-op | NOVA4545 | 8.4 | Solar |  |  | Withdrawn | Watkins | 55389 | 1 | 7 | Residential |  | 33060 | 2021
20252-215796-01 | Meeker Cooperative Light & Power | 66 | 12227 | Co-op | NOVA4772 | 6 | Solar |  |  | Interconnected | South Haven | 55382 | 7 | 2 | Residential |  | 14000 | 2021 | 2021
20252-215796-01 | Meeker Cooperative Light & Power | 66 | 12227 | Co-op | NOVA4832 | 15.6 | Solar |  |  | Interconnected | Watkins | 55389 | 1 | 8 | Residential |  | 47000 | 2021
20252-215796-01 | Meeker Cooperative Light & Power | 66 | 12227 | Co-op | NOVA4844 | 15 | Solar |  |  | Interconnected | Watkins | 55389 | 3 | 1 | Residential |  | 40000 | 2021 | 2021
20252-215796-01 | Meeker Cooperative Light & Power | 66 | 12227 | Co-op | NOVA4935 | 15.4 | Solar |  |  | Interconnected | Watkins | 55389 | 1 | 8 | Residential |  | 62300 | 2021 | 2021
20252-215796-01 | Meeker Cooperative Light & Power | 66 | 12227 | Co-op | NOVA5080 | 13.05 | Solar |  |  | Interconnected | Litchfield | 55355 | 8 | 1 | Residential |  | 40000 | 2021 | 2021
20252-215796-01 | Meeker Cooperative Light & Power | 66 | 12227 | Co-op | NOVA5149 | 20 | Solar |  |  | Interconnected | Lake Lillian | 56253 | 5 | 4 | Residential |  | 60000 | 2021 | 2021
20252-215796-01 | Meeker Cooperative Light & Power | 66 | 12227 | Co-op | NOVA5290 | 37.5 | Solar |  |  | Interconnected | Lake Lillian | 56253 | 9 | 2 | Residential |  | 96220 | 2021 | 2022
20252-215796-01 | Meeker Cooperative Light & Power | 66 | 12227 | Co-op | NOVA5306 | 37.5 | Solar |  |  | Interconnected | Lake Lillian | 56253 | 9 | 2 | Residential |  | 96220 | 2021 | 2022
20252-215796-01 | Meeker Cooperative Light & Power | 66 | 12227 | Co-op | NOVA5307 | 37.5 | Solar |  |  | Interconnected | Lake Lillian | 56253 | 9 | 2 | Residential |  | 96220 | 2021 | 2022
20252-215796-01 | Meeker Cooperative Light & Power | 66 | 12227 | Co-op | NOVA5349 | 14.3 | Solar |  |  | Interconnected | Litchfield | 55355 | 9 | 1 | Residential |  | 44558 | 2021 | 2022
20252-215796-01 | Meeker Cooperative Light & Power | 66 | 12227 | Co-op | NOVA5526 | 12 | Solar |  |  | Interconnected | Litchfield | 55355 | 201 | 3 | Commercial |  | 79248 | 2021 | 2022
20252-215796-01 | Meeker Cooperative Light & Power | 66 | 12227 | Co-op | NOVA5571 | 33.3 | Solar |  |  | Interconnected | Cosmos | 56228 | 5 | 2 | Commercial |  | 169860 | 2022 | 2022
20252-215796-01 | Meeker Cooperative Light & Power | 66 | 12227 | Co-op | NOVA5763 | 12 | Solar |  |  | Interconnected | Watkins | 55389 | 3 | 2 | Residential |  | 50000 | 2022 | 2022
20252-215796-01 | Meeker Cooperative Light & Power | 66 | 12227 | Co-op | NOVA5780 | 19.99 | Solar |  |  | Interconnected | Paynesville | 56362 | 2 | 3 | Residential |  | 59520 | 2022 | 2022
20252-215796-01 | Meeker Cooperative Light & Power | 66 | 12227 | Co-op | NOVA5892 | 6.96 | Solar |  |  | Interconnected | Litchfield | 55355 | 1 | 8 | Residential |  | 9600 | 2022 | 2023
20252-215796-01 | Meeker Cooperative Light & Power | 66 | 12227 | Co-op | NOVA6133 | 13.36 | Solar |  | X | Interconnected | Litchfield | 55355 | 201 | 5 | Residential |  | 48703 | 2022 | 2022
20252-215796-01 | Meeker Cooperative Light & Power | 66 | 12227 | Co-op | NOVA6211 | 38 | Solar |  |  | Interconnected | Litchfield | 55355 | 201 | 4 | Residential |  | 166202 | 2022 | 2022
20252-215796-01 | Meeker Cooperative Light & Power | 66 | 12227 | Co-op | NOVA6290 | 11.6 | Solar |  |  | Interconnected | South Haven | 55040 | 7 | 1 | Residential |  | 135000 | 2022 | 2022
20252-215796-01 | Meeker Cooperative Light & Power | 66 | 12227 | Co-op | NOVA6577 | 10 | Solar |  | X | Interconnected | South Haven | 55382 | 7 | 2 | Residential |  | 49275 | 2022 | 2022
20252-215796-01 | Meeker Cooperative Light & Power | 66 | 12227 | Co-op | NOVA6577-S | 10 | Storage |  |  | Interconnected | South Haven | 55382 | 7 | 2 | Residential |  | 49275 | 2022 | 2022
20252-215796-01 | Meeker Cooperative Light & Power | 66 | 12227 | Co-op | NOVA6691 | 12 | Solar |  |  | Interconnected | Atwater | 56209 | 6 | 1 | Residential |  | 95900 | 2022 | 2022
20252-215796-01 | Meeker Cooperative Light & Power | 66 | 12227 | Co-op | NOVA6863 | 10 | Solar |  | X | Withdrawn | Dassel | 55325 | 4 | 2 | Residential |  | 64992 | 2023
20252-215796-01 | Meeker Cooperative Light & Power | 66 | 12227 | Co-op | NOVA6887 | 15 | Solar |  |  | Interconnected | Watkins | 55389 | 3 | 2 | Residential |  | 101550 | 2022 | 2023
20252-215796-01 | Meeker Cooperative Light & Power | 66 | 12227 | Co-op | NOVA6960 | 30 | Solar |  | X | Interconnected | Litchfield | 55355 | 1 | 7 | Residential |  | 91000 | 2022 | 2023
20252-215796-01 | Meeker Cooperative Light & Power | 66 | 12227 | Co-op | NOVA7056 | 9.28 | Solar |  |  | Interconnected | South Haven | 55382 | 7 | 2 | Residential |  | 37726 | 2022 | 2023
20252-215796-01 | Meeker Cooperative Light & Power | 66 | 12227 | Co-op | NOVA7068 | 8 | Solar |  |  | Interconnected | Dassel | 55325 | 13 | 4 | Residential |  | 28600 | 2022 | 2023
20252-215796-01 | Meeker Cooperative Light & Power | 66 | 12227 | Co-op | NOVA7136 | 21 | Solar |  |  | Interconnected | Litchfield | 55355 | 1 | 8 | Residential |  | 60000 | 2022 | 2022
20252-215796-01 | Meeker Cooperative Light & Power | 66 | 12227 | Co-op | NOVA7250 | 32 | Solar |  |  | Withdrawn | Watkins | 55389 | 3 | 2 | Residential |  | 194000 | 2023
20252-215796-01 | Meeker Cooperative Light & Power | 66 | 12227 | Co-op | NOVA7484 | 11.17 | Solar |  |  | Interconnected | Watkins | 55389 | 1 | 8 | Residential |  | 38000 | 2023 | 2023
20252-215796-01 | Meeker Cooperative Light & Power | 66 | 12227 | Co-op | NOVA7563 | 38.5 | Solar |  |  | Interconnected | Spicer | 56288 | 6 | 1 | Residential |  | 112500 | 2023 | 2023
20252-215796-01 | Meeker Cooperative Light & Power | 66 | 12227 | Co-op | NOVA7596 | 25 | Wind |  |  | Interconnected | Lake Lillian | 56253 | 5 | 4 | Residential |  | 169000 | 2023 | 2023
20252-215796-01 | Meeker Cooperative Light & Power | 66 | 12227 | Co-op | NOVA7599 | 17.36 | Solar |  |  | Interconnected | Cokato | 55321 | 11 | 2 | Residential |  | 65244 | 2023 | 2023
20252-215796-01 | Meeker Cooperative Light & Power | 66 | 12227 | Co-op | NOVA7900 | 11 | Solar |  | X | Interconnected | Dassel | 55325 | 4 | 2 | Residential |  | 64992 | 2023 | 2023
20252-215796-01 | Meeker Cooperative Light & Power | 66 | 12227 | Co-op | NOVA8024 | 15 | Solar |  | X | Interconnected | Dassel | 55325 | 4 | 5 | Residential |  | 50000 | 2023 | 2023
20252-215796-01 | Meeker Cooperative Light & Power | 66 | 12227 | Co-op | NOVA8047 | 15.36 | Solar |  |  | Interconnected | Darwin | 55324 | 4 | 4 | Residential |  | 40000 | 2023 | 2023
20252-215796-01 | Meeker Cooperative Light & Power | 66 | 12227 | Co-op | NOVA8095 | 16.24 | Solar |  | X | Withdrawn | Paynesville | 56362 | 14 | 3 | Residential |  | 60331 | 2023
20252-215796-01 | Meeker Cooperative Light & Power | 66 | 12227 | Co-op | NOVA8095-S | 7 | Storage |  |  | Withdrawn | Paynesville | 56362 | 14 | 3 | Residential |  | 60331 | 2023
20252-215796-01 | Meeker Cooperative Light & Power | 66 | 12227 | Co-op | NOVA8102 | 16.51 | Solar |  |  | Withdrawn | Dassel | 55325 | 11 | 2 | Residential |  | 46354 | 2023
20252-215796-01 | Meeker Cooperative Light & Power | 66 | 12227 | Co-op | NOVA8166 | 19.97 | Solar |  |  | Interconnected | Hutchinson | 55350 | 8 | 2 | Residential |  | 30000 | 2023 | 2023
20252-215796-01 | Meeker Cooperative Light & Power | 66 | 12227 | Co-op | NOVA8259 | 16.51 | Solar |  |  | Interconnected | Dassel | 55325 | 11 | 2 | Residential |  | 66220 | 2023 | 2023
20252-215796-01 | Meeker Cooperative Light & Power | 66 | 12227 | Co-op | NOVA8268 | 9.1 | Solar |  | X | Interconnected | Paynesville | 56362 | 14 | 2 | Residential |  | 60331 | 2023 | 2023
20252-215796-01 | Meeker Cooperative Light & Power | 66 | 12227 | Co-op | NOVA8268-S | 5 | Storage |  |  | Interconnected | Paynesville | 56362 | 14 | 2 | Residential |  | 60331 | 2023 | 2023
20252-215796-01 | Meeker Cooperative Light & Power | 66 | 12227 | Co-op | NOVA8362 | 13 | Solar |  |  | Interconnected | Atwater | 56209 | 6 | 3 | Residential |  | 91594.58 | 2023 | 2024
20252-215796-01 | Meeker Cooperative Light & Power | 66 | 12227 | Co-op | NOVA8433 | 27.6 | Solar |  |  | Interconnected | Litchfield | 55355 | 201 | 5 | Residential |  | 108837 | 2023 | 2023
20252-215796-01 | Meeker Cooperative Light & Power | 66 | 12227 | Co-op | NOVA8552 | 22.8 | Solar |  |  | Active Application | Cosmos | 56228 | 5 | 3 | Residential |  | 97580 | 2023
20252-215796-01 | Meeker Cooperative Light & Power | 66 | 12227 | Co-op | NOVA8723 | 9 | Solar |  |  | Interconnected | Cosmos | 56228 | 5 | 4 | Residential |  | 15000 | 2023 | 2024
20252-215796-01 | Meeker Cooperative Light & Power | 66 | 12227 | Co-op | NOVA8963 | 39.99 | Solar |  |  | Withdrawn | Grove City | 56243 | 2 | 3 | Residential |  | 161340 | 2023
20252-215796-01 | Meeker Cooperative Light & Power | 66 | 12227 | Co-op | NOVA9049 | 145.8 | Solar |  |  | Interconnected | Darwin | 55324 | 4 | 4 | Commercial |  | 367000 | 2024 | 2024
20252-215796-01 | Meeker Cooperative Light & Power | 66 | 12227 | Co-op | NOVA10310 | 17.28 | Solar |  |  | Interconnected | Watkins | 55389 | 3 | 3 | Residential |  | 28687.5 | 2024 | 2024
20252-215796-01 | Meeker Cooperative Light & Power | 66 | 12227 | Co-op | NOVA10312 | 39.8 | Wind |  |  | Active Application | Cosmos | 56228 | 5 | 3 | Residential |  | 220000 | 2024
20252-215796-01 | Meeker Cooperative Light & Power | 66 | 12227 | Co-op | NOVA10512 | 100 | Solar |  |  | Active Application | Eden Valley | 55329 | 2 | 2 | Residential |  | 120000 | 2024
20252-215796-01 | Meeker Cooperative Light & Power | 66 | 12227 | Co-op | NOVA10640 | 38.4 | Solar |  |  | Interconnected | Atwater | 56209 | 6 | 1 | Residential |  | 95000 | 2024 | 2024
20252-215796-01 | Meeker Cooperative Light & Power | 66 | 12227 | Co-op | NOVA12017 | 11.17 | Solar |  |  | Interconnected | Dassel | 55325 | 13 | 3 | Residential |  | 46750 | 2024 | 2024
20252-215796-01 | Meeker Cooperative Light & Power | 66 | 12227 | Co-op | NOVA12069 | 15 | Solar |  |  | Interconnected | Dassel | 55325 | 5 | 5 | Residential |  | 36000 | 2024 | 2024
20252-215796-01 | Meeker Cooperative Light & Power | 66 | 12227 | Co-op | NOVA12304 | 145 | Solar |  |  | Interconnected | Kimball | 55353 | 7 | 1 | Commercial |  | 398976 | 2024 | 2024
20252-215796-01 | Meeker Cooperative Light & Power | 66 | 12227 | Co-op | NOVA12371 | 8.78 | Solar |  |  | Active Application | Litchfield | 55355 | 201 | 5 | Residential |  | 34777 | 2024
20252-215552-01 | Melrose Public Utilities | 67 | 12286 | Muni | 30-0089-00-02 | 37.9 | Solar |  |  | Interconnected | Melrose | 56352 | East | 4 | Commercial |  |  | 2022 | 2022
20252-215552-01 | Melrose Public Utilities | 67 | 12286 | Muni | 25-0152-00-07 | 10.73 | Solar |  |  | Interconnected | Melrose | 56352 | Power Plant | 5 | Residential |  |  | 2023 | 2023
20252-215651-01 | MiEnergy Cooperative | 118 | 19157 | Co-op | NOVA8943 | 5000 | Solar |  |  | Active Application | Caledonia | 55921 | Caledonia | 4-CS | Residential |  | 9500000 | 2023
20252-215651-01 | MiEnergy Cooperative | 118 | 19157 | Co-op | NOVA11964 | 20.5 | Solar |  |  | Active Application | Spring Valley | 55975 | Spring Valley | 1-SVN | Residential |  | 76274 | 2024
20252-215651-01 | MiEnergy Cooperative | 118 | 19157 | Co-op | NOVA12112 | 16.84 | Solar |  |  | Active Application | Caledonia | 55921 | Brownsville | 4-BW | Residential |  | 51336 | 2024
20252-215651-01 | MiEnergy Cooperative | 118 | 19157 | Co-op | NOVA12213 | 10.56 | Solar |  |  | Active Application | Preston | 55965 | Fountain | 3-FG | Residential |  | 37000 | 2024
20252-215651-01 | MiEnergy Cooperative | 118 | 19157 | Co-op | NOVA12386 | 7.68 | Solar |  |  | Active Application | Preston | 55965 | Granger | 3-GC | Residential |  | 38823.38 | 2024
20252-215651-01 | MiEnergy Cooperative | 118 | 19157 | Co-op | NOVA12448 | 26.11 | Solar |  |  | Active Application | Houston | 55943 | Houston | 5-H | Residential |  | 99123.6 | 2024
20252-215651-01 | MiEnergy Cooperative | 118 | 19157 | Co-op | NOVA12458 | 6.6 | Solar |  |  | Active Application | Mabel | 55954 | Riceford | 4-RH | Residential |  | 30400 | 2024
20252-215651-01 | MiEnergy Cooperative | 118 | 19157 | Co-op | NOVA12463 | 150 | Solar |  |  | Active Application | Lewiston | 55952 | Lewiston | 4-LTT | Residential |  | 421038 | 2024
20252-215651-01 | MiEnergy Cooperative | 118 | 19157 | Co-op | NOVA4240010 | 10 | Wind |  |  | Decommissioned | Spring Valley | 55975 | Spring Valley | 1-SVN | Residential |  |  | 1983 | 1983 | 2019
20252-215651-01 | MiEnergy Cooperative | 118 | 19157 | Co-op | NOVA28060040 | 4 | Wind |  |  | Decommissioned | Rushford | 55971 | Rushford | 1-RN | Residential |  |  | 2010 | 2010 | 2020
20252-215651-01 | MiEnergy Cooperative | 118 | 19157 | Co-op | NOVA9060090 | 39.9 | Wind |  |  | Decommissioned | Preston | 55965 | Granger | 3-GC | Commercial |  |  | 2012 | 2012 | 2023
20252-215651-01 | MiEnergy Cooperative | 118 | 19157 | Co-op | NOVA85008764 | 0.38 | Solar |  |  | Decommissioned | Lewiston | 55952 | Lewiston | 4-LTT | Residential |  |  | 2015 | 2015 | 2023
20252-215651-01 | MiEnergy Cooperative | 118 | 19157 | Co-op | NOVA85008762 | 20 | Wind |  |  | Interconnected | Lewiston | 55952 | Lewiston | 3-LTS | Residential |  |  | 2003 | 2003
20252-215651-01 | MiEnergy Cooperative | 118 | 19157 | Co-op | NOVA85008763 | 35 | Wind |  |  | Interconnected | Rushford | 55971 | Wilson | 5-WR | Residential |  |  | 2005 | 2005
20252-215651-01 | MiEnergy Cooperative | 118 | 19157 | Co-op | NOVA53110020 | 19.2 | Solar |  |  | Interconnected | Winona | 55987 | Wilson | 2-WE | Residential |  |  | 2005 | 2006
20252-215651-01 | MiEnergy Cooperative | 118 | 19157 | Co-op | NOVA28250080 | 0.5 | Solar |  |  | Interconnected | Houston | 55943 | Houston | 4-HW | Residential |  |  | 2006 | 2007
20252-215651-01 | MiEnergy Cooperative | 118 | 19157 | Co-op | NOVA53120050 | 2.4 | Wind |  |  | Interconnected | Winona | 55987 | Wilson | 2-WE | Residential |  |  | 2008 | 2008
20252-215651-01 | MiEnergy Cooperative | 118 | 19157 | Co-op | NOVA9160030 | 1.8 | Wind |  |  | Interconnected | Preston | 55965 | Granger | 3-GC | Residential |  |  | 2008 | 2008
20252-215651-01 | MiEnergy Cooperative | 118 | 19157 | Co-op | NOVA9160030A | 1.8 | Solar |  |  | Interconnected | Preston | 55965 | Granger | 3-GC | Residential |  |  | 2008 | 2008
20252-215651-01 | MiEnergy Cooperative | 118 | 19157 | Co-op | NOVA41250050 | 8 | Solar |  |  | Interconnected | Utica | 55979 | Fremont | 3-LP | Residential |  |  | 2008 | 2009
20252-215651-01 | MiEnergy Cooperative | 118 | 19157 | Co-op | NOVA36190050 | 5.7 | Solar |  |  | Interconnected | Houston | 55943 | Mound Prairie | 4-MH | Residential |  |  | 2009 | 2009
20252-215651-01 | MiEnergy Cooperative | 118 | 19157 | Co-op | NOVA24320010 | 8.05 | Solar |  |  | Interconnected | Peterson | 55962 | Peterson | 2-PR | Residential |  |  | 2010 | 2010
20252-215651-01 | MiEnergy Cooperative | 118 | 19157 | Co-op | NOVA59340020 | 4 | Solar |  |  | Interconnected | Winona | 55987 | Witoka | 2-WP | Residential |  |  | 2010 | 2010
20252-215651-01 | MiEnergy Cooperative | 118 | 19157 | Co-op | NOVA15100080 | 4.56 | Solar |  |  | Interconnected | Lanesboro | 55949 | Peterson | 4-PF | Residential |  |  | 2011 | 2011
20252-215651-01 | MiEnergy Cooperative | 118 | 19157 | Co-op | NOVA21210090 | 1.35 | Solar |  |  | Interconnected | Mabel | 55954 | Canton | 2-CM | Residential |  |  | 2011 | 2011
20252-215651-01 | MiEnergy Cooperative | 118 | 19157 | Co-op | NOVA24160100 | 38.2 | Solar |  |  | Interconnected | Rushford | 55971 | Rushford | 4-RP | Commercial |  |  | 2011 | 2011
20252-215651-01 | MiEnergy Cooperative | 118 | 19157 | Co-op | NOVA4070010 | 16 | Solar |  |  | Interconnected | Stewartville | 55976 | Spring Valley | 1-SVN | Residential |  |  | 2011 | 2011
20252-215651-01 | MiEnergy Cooperative | 118 | 19157 | Co-op | NOVA41320110 | 6.02 | Solar |  |  | Interconnected | Chatfield | 55923 | Fremont | 4-L | Residential |  |  | 2011 | 2011
20252-215651-01 | MiEnergy Cooperative | 118 | 19157 | Co-op | NOVA45100220 | 12 | Wind |  |  | Interconnected | Utica | 55979 | Fremont | 1-LS | Residential |  |  | 2011 | 2011
20252-215651-01 | MiEnergy Cooperative | 118 | 19157 | Co-op | NOVA60320030 | 12 | Solar |  |  | Interconnected | La Crescent | 55947 | Pine Creek | 1-PE | Residential |  |  | 2011 | 2011
20252-215651-01 | MiEnergy Cooperative | 118 | 19157 | Co-op | NOVA45360060 | 39.9 | Wind |  |  | Interconnected | Rushford | 55971 | Rushford | 1-RN | Residential |  |  | 2010 | 2012
20252-215651-01 | MiEnergy Cooperative | 118 | 19157 | Co-op | NOVA23070070 | 39.9 | Wind |  |  | Interconnected | Peterson | 55962 | Peterson | 3-PH | Residential |  |  | 2012 | 2012
20252-215651-01 | MiEnergy Cooperative | 118 | 19157 | Co-op | NOVA4220040 | 10 | Wind |  |  | Interconnected | Stewartville | 55976 | Spring Valley | 1-SVN | Residential |  |  | 2012 | 2012
20252-215651-01 | MiEnergy Cooperative | 118 | 19157 | Co-op | NOVA43150040 | 12 | Solar |  |  | Interconnected | Saint Charles | 55972 | Saint Charles | 1-SC | Residential |  |  | 2012 | 2012
20252-215651-01 | MiEnergy Cooperative | 118 | 19157 | Co-op | NOVA57080080 | 10 | Wind |  |  | Interconnected | Winona | 55987 | Witoka | 4-WW | Residential |  |  | 2012 | 2012
20252-215651-01 | MiEnergy Cooperative | 118 | 19157 | Co-op | NOVA85007755 | 4 | Solar |  |  | Interconnected | Chatfield | 55923 | Chosen Valley | 1-CHV | Residential |  |  | 2012 | 2012
20252-215651-01 | MiEnergy Cooperative | 118 | 19157 | Co-op | NOVA12100040 | 3.5 | Solar |  |  | Interconnected | Chatfield | 55923 | Fountain | 1-FN | Residential |  |  | 2013 | 2013
20252-215651-01 | MiEnergy Cooperative | 118 | 19157 | Co-op | NOVA42010010 | 8 | Solar |  |  | Interconnected | Saint Charles | 55972 | Saint Charles | 1-SC | Residential |  |  | 2013 | 2013
20252-215651-01 | MiEnergy Cooperative | 118 | 19157 | Co-op | NOVA58360010 | 27.5 | Solar |  |  | Interconnected | La Crescent | 55947 | Pine Creek | 2-PW | Residential |  |  | 2013 | 2013
20252-215651-01 | MiEnergy Cooperative | 118 | 19157 | Co-op | NOVA19090212 | 5 | Solar |  |  | Interconnected | Lanesboro | 55949 | Peterson | 3-PH | Residential |  |  | 2013 | 2014
20252-215651-01 | MiEnergy Cooperative | 118 | 19157 | Co-op | NOVA14330040 | 3.65 | Solar |  |  | Interconnected | Harmony | 55939 | Granger | 1-GH | Residential |  |  | 2014 | 2014
20252-215651-01 | MiEnergy Cooperative | 118 | 19157 | Co-op | NOVA16350010 | 10.56 | Solar |  |  | Interconnected | Lanesboro | 55949 | Peterson | 4-PF | Residential |  |  | 2014 | 2014
20252-215651-01 | MiEnergy Cooperative | 118 | 19157 | Co-op | NOVA22320060 | 30 | Solar |  |  | Interconnected | Harmony | 55939 | Riceford | 4-RH | Residential |  |  | 2014 | 2014
20252-215651-01 | MiEnergy Cooperative | 118 | 19157 | Co-op | NOVA34050020 | 11.4 | Solar |  |  | Interconnected | Caledonia | 55921 | Brownsville | 4-BW | Residential |  |  | 2014 | 2014
20252-215651-01 | MiEnergy Cooperative | 118 | 19157 | Co-op | NOVA4220190 | 37.65 | Solar |  |  | Interconnected | Stewartville | 55976 | Spring Valley | 1-SVN | Residential |  |  | 2014 | 2014
20252-215651-01 | MiEnergy Cooperative | 118 | 19157 | Co-op | NOVA85008763A | 4 | Solar |  |  | Interconnected | Rushford | 55971 | Wilson | 5-WR | Residential |  |  | 2009 | 2015
20252-215651-01 | MiEnergy Cooperative | 118 | 19157 | Co-op | NOVA56180050 | 36 | Other |  |  | Interconnected | Houston | 55943 | Wilson | 2-WE | Residential |  |  | 2014 | 2015
20252-215651-01 | MiEnergy Cooperative | 118 | 19157 | Co-op | NOVA85009269 | 9 | Solar |  |  | Interconnected | Saint Charles | 55972 | Saint Charles | 1-SC | Residential |  |  | 2014 | 2015
20252-215651-01 | MiEnergy Cooperative | 118 | 19157 | Co-op | NOVA85009270 | 20 | Solar |  |  | Interconnected | Saint Charles | 55972 | Saint Charles | 1-SC | Residential |  |  | 2014 | 2015
20252-215651-01 | MiEnergy Cooperative | 118 | 19157 | Co-op | NOVA10200050 | 37 | Solar |  |  | Interconnected | Preston | 55965 | Granger | 4-GF | Residential |  |  | 2015 | 2015
20252-215651-01 | MiEnergy Cooperative | 118 | 19157 | Co-op | NOVA1320050 | 39.9 | Solar |  |  | Interconnected | Leroy | 55951 | Cherry Grove | 3-GS | Residential |  |  | 2015 | 2015
20252-215651-01 | MiEnergy Cooperative | 118 | 19157 | Co-op | NOVA14240060 | 34.2 | Solar |  |  | Interconnected | Fountain | 55935 | Henrytown | 4-HG | Residential |  |  | 2015 | 2015
20252-215651-01 | MiEnergy Cooperative | 118 | 19157 | Co-op | NOVA19140020 | 21 | Solar |  |  | Interconnected | Whalan | 55986 | Peterson | 3-PH | Residential |  |  | 2015 | 2015
20252-215651-01 | MiEnergy Cooperative | 118 | 19157 | Co-op | NOVA29270020 | 14 | Solar |  |  | Interconnected | Spring Grove | 55974 | Caledonia | 4-CS | Residential |  |  | 2015 | 2015
20252-215651-01 | MiEnergy Cooperative | 118 | 19157 | Co-op | NOVA46260100 | 10 | Wind |  |  | Interconnected | Lewiston | 55952 | Fremont | 1-LS | Residential |  |  | 2015 | 2015
20252-215651-01 | MiEnergy Cooperative | 118 | 19157 | Co-op | NOVA58350010 | 29.9 | Solar |  |  | Interconnected | La Crescent | 55947 | Pine Creek | 2-PW | Residential |  |  | 2015 | 2015
20252-215651-01 | MiEnergy Cooperative | 118 | 19157 | Co-op | NOVA315303002 | 32.8 | Solar |  |  | Interconnected | Saint Charles | 55972 | Saint Charles | 3-PS | Residential |  |  | 2018 | 2015
20252-215651-01 | MiEnergy Cooperative | 118 | 19157 | Co-op | NOVA12240030 | 9.99 | Solar |  |  | Interconnected | Fountain | 55935 | Fountain | 1-FN | Residential |  |  | 2015 | 2016
20252-215651-01 | MiEnergy Cooperative | 118 | 19157 | Co-op | NOVA10170040 | 34.2 | Solar |  |  | Interconnected | Fountain | 55965 | Fountain | 3-FG | Residential |  |  | 2016 | 2016
20252-215651-01 | MiEnergy Cooperative | 118 | 19157 | Co-op | NOVA10170080 | 34.2 | Solar |  |  | Interconnected | Preston | 55965 | Fountain | 3-FG | Residential |  |  | 2016 | 2016
20252-215651-01 | MiEnergy Cooperative | 118 | 19157 | Co-op | NOVA15210030 | 10.95 | Solar |  |  | Interconnected | Preston | 55965 | Fountain | 2-FP | Residential |  |  | 2016 | 2016
20252-215651-01 | MiEnergy Cooperative | 118 | 19157 | Co-op | NOVA18340010 | 8 | Solar |  |  | Interconnected | Canton | 55922 | Henrytown | 2-HR | Residential |  |  | 2016 | 2016
20252-215651-01 | MiEnergy Cooperative | 118 | 19157 | Co-op | NOVA21360040 | 36 | Solar |  |  | Interconnected | Mabel | 55954 | Spring Grove | 1-SM | Commercial |  |  | 2016 | 2016
20252-215651-01 | MiEnergy Cooperative | 118 | 19157 | Co-op | NOVA24320110 | 8.35 | Solar |  |  | Interconnected | Peterson | 55962 | Peterson | 2-PR | Residential |  |  | 2016 | 2016
20252-215651-01 | MiEnergy Cooperative | 118 | 19157 | Co-op | NOVA25230030 | 36 | Solar |  |  | Interconnected | Spring Grove | 55974 | Spring Grove | 2-SP | Residential |  |  | 2016 | 2016
20252-215651-01 | MiEnergy Cooperative | 118 | 19157 | Co-op | NOVA26200010 | 36 | Solar |  |  | Interconnected | Spring Grove | 55974 | Riceford | 2-RC | Residential |  |  | 2016 | 2016
20252-215651-01 | MiEnergy Cooperative | 118 | 19157 | Co-op | NOVA26270070 | 37.1 | Solar |  |  | Interconnected | Spring Grove | 55974 | Riceford | 2-RC | Residential |  |  | 2016 | 2016
20252-215651-01 | MiEnergy Cooperative | 118 | 19157 | Co-op | NOVA3010020 | 4.21 | Solar |  |  | Interconnected | Spring Valley | 55975 | Spring Valley | 1-SVN | Residential |  |  | 2016 | 2016
20252-215651-01 | MiEnergy Cooperative | 118 | 19157 | Co-op | NOVA30200030 | 10 | Solar |  |  | Interconnected | Caledonia | 55921 | Spring Grove | 3-SG | Residential |  |  | 2016 | 2016
20252-215651-01 | MiEnergy Cooperative | 118 | 19157 | Co-op | NOVA34200050 | 10.9 | Solar |  |  | Interconnected | Caledonia | 55921 | Caledonia | 2-CB | Residential |  |  | 2016 | 2016
20252-215651-01 | MiEnergy Cooperative | 118 | 19157 | Co-op | NOVA35290070 | 12 | Solar |  |  | Interconnected | Caledonia | 55921 | Brownsville | 4-BW | Residential |  |  | 2016 | 2016
20252-215651-01 | MiEnergy Cooperative | 118 | 19157 | Co-op | NOVA42300011 | 37.5 | Solar |  |  | Interconnected | Saint Charles | 55972 | Saint Charles | 3-PS | Residential |  |  | 2016 | 2016
20252-215651-01 | MiEnergy Cooperative | 118 | 19157 | Co-op | NOVA42320120 | 21.6 | Solar |  |  | Interconnected | Saint Charles | 55972 | Saint Charles | 3-PS | Residential |  |  | 2016 | 2016
20252-215651-01 | MiEnergy Cooperative | 118 | 19157 | Co-op | NOVA57130550 | 12 | Solar |  |  | Interconnected | Winona | 55987 | Witoka | 2-WP | Residential |  |  | 2016 | 2016
20252-215651-01 | MiEnergy Cooperative | 118 | 19157 | Co-op | NOVA58100080 | 16.5 | Solar |  |  | Interconnected | Dakota | 55925 | Witoka | 2-WP | Residential |  |  | 2016 | 2016
20252-215651-01 | MiEnergy Cooperative | 118 | 19157 | Co-op | NOVA78310210 | 5.45 | Solar |  |  | Interconnected | Winona | 55987 | Stockton | 1-SW | Residential |  |  | 2016 | 2016
20252-215651-01 | MiEnergy Cooperative | 118 | 19157 | Co-op | NOVA85008263 | 5 | Solar |  |  | Interconnected | Lewiston | 55952 | Lewiston | 4-LTT | Residential |  |  | 2016 | 2016
20252-215651-01 | MiEnergy Cooperative | 118 | 19157 | Co-op | NOVA85420601 | 24 | Solar |  |  | Interconnected | Saint Charles | 55972 | Saint Charles | 1-SC | Residential |  |  | 2016 | 2016
20252-215651-01 | MiEnergy Cooperative | 118 | 19157 | Co-op | NOVA31340010 | 10 | Solar |  |  | Interconnected | Caledonia | 55921 | Caledonia | 1-CH | Residential |  |  | 2016 | 2017
20252-215651-01 | MiEnergy Cooperative | 118 | 19157 | Co-op | NOVA58260120 | 21.9 | Solar |  |  | Interconnected | La Crescent | 55947 | Pine Creek | 2-PW | Residential |  |  | 2016 | 2017
20252-215651-01 | MiEnergy Cooperative | 118 | 19157 | Co-op | NOVA85431702 | 39.3 | Solar |  |  | Interconnected | Saint Charles | 55972 | Saint Charles | 1-SC | Residential |  |  | 2016 | 2017
20252-215651-01 | MiEnergy Cooperative | 118 | 19157 | Co-op | NOVA10020080 | 5 | Solar |  |  | Interconnected | Preston | 55965 | Fountain | 3-FG | Residential |  |  | 2017 | 2017
20252-215651-01 | MiEnergy Cooperative | 118 | 19157 | Co-op | NOVA10200040 | 36 | Solar |  |  | Interconnected | Preston | 55965 | Granger | 4-GF | Residential |  |  | 2017 | 2017
20252-215651-01 | MiEnergy Cooperative | 118 | 19157 | Co-op | NOVA13080140 | 16.7 | Solar |  |  | Interconnected | Harmony | 55939 | Granger | 1-GH | Residential |  |  | 2017 | 2017
20252-215651-01 | MiEnergy Cooperative | 118 | 19157 | Co-op | NOVA15010010 | 4.15 | Solar |  |  | Interconnected | Lanesboro | 55949 | Peterson | 4-PF | Residential |  |  | 2017 | 2017
20252-215651-01 | MiEnergy Cooperative | 118 | 19157 | Co-op | NOVA17150060 | 7.6 | Solar |  |  | Interconnected | Canton | 55922 | Canton | 1-CN | Residential |  |  | 2017 | 2017
20252-215651-01 | MiEnergy Cooperative | 118 | 19157 | Co-op | NOVA18250070 | 21.9 | Solar |  |  | Interconnected | Canton | 55922 | Henrytown | 1-HP | Residential |  |  | 2017 | 2017
20252-215651-01 | MiEnergy Cooperative | 118 | 19157 | Co-op | NOVA19190170 | 20.82 | Solar |  |  | Interconnected | Lanesboro | 55949 | Peterson | 3-PH | Residential |  |  | 2017 | 2017
20252-215651-01 | MiEnergy Cooperative | 118 | 19157 | Co-op | NOVA19300040 | 16.7 | Solar |  |  | Interconnected | Lanesboro | 55949 | Henrytown | 1-HP | Residential |  |  | 2017 | 2017
20252-215651-01 | MiEnergy Cooperative | 118 | 19157 | Co-op | NOVA20250020 | 16.7 | Solar |  |  | Interconnected | Peterson | 55962 | Peterson | 2-PR | Residential |  |  | 2017 | 2017
20252-215651-01 | MiEnergy Cooperative | 118 | 19157 | Co-op | NOVA20250050 | 14 | Solar |  |  | Interconnected | Peterson | 55962 | Peterson | 2-PR | Residential |  |  | 2017 | 2017
20252-215651-01 | MiEnergy Cooperative | 118 | 19157 | Co-op | NOVA25150220 | 21.6 | Solar |  |  | Interconnected | Spring Grove | 55974 | Spring Grove | 1-SM | Residential |  |  | 2017 | 2017
20252-215651-01 | MiEnergy Cooperative | 118 | 19157 | Co-op | NOVA26110010 | 6 | Solar |  |  | Interconnected | Spring Grove | 55974 | Riceford | 2-RC | Residential |  |  | 2017 | 2017
20252-215651-01 | MiEnergy Cooperative | 118 | 19157 | Co-op | NOVA334313001 | 39.2 | Solar |  |  | Interconnected | Saint Charles | 55972 | Saint Charles | 1-SC | Residential |  |  | 2017 | 2017
20252-215651-01 | MiEnergy Cooperative | 118 | 19157 | Co-op | NOVA34200030 | 9.25 | Solar |  |  | Interconnected | Caledonia | 55921 | Caledonia | 2-CB | Residential |  |  | 2017 | 2017
20252-215651-01 | MiEnergy Cooperative | 118 | 19157 | Co-op | NOVA40090590 | 7.5 | Solar |  |  | Interconnected | La Crescent | 55947 | Pine Creek | 1-PE | Residential |  |  | 2017 | 2017
20252-215651-01 | MiEnergy Cooperative | 118 | 19157 | Co-op | NOVA40091800 | 10.95 | Solar |  |  | Interconnected | La Crescent | 55947 | Pine Creek | 1-PE | Residential |  |  | 2017 | 2017
20252-215651-01 | MiEnergy Cooperative | 118 | 19157 | Co-op | NOVA42070030 | 39.2 | Solar |  |  | Interconnected | Saint Charles | 55972 | Saint Charles | 1-SC | Residential |  |  | 2017 | 2017
20252-215651-01 | MiEnergy Cooperative | 118 | 19157 | Co-op | NOVA43330010 | 36 | Solar |  |  | Interconnected | Saint Charles | 55972 | Saint Charles | 1-SC | Residential |  |  | 2017 | 2017
20252-215651-01 | MiEnergy Cooperative | 118 | 19157 | Co-op | NOVA50120020 | 33.9 | Solar |  |  | Interconnected | Winona | 55987 | Wilson | 1-WS | Residential |  |  | 2017 | 2017
20252-215651-01 | MiEnergy Cooperative | 118 | 19157 | Co-op | NOVA50120100 | 8 | Solar |  |  | Interconnected | Winona | 55987 | Wilson | 1-WS | Residential |  |  | 2017 | 2017
20252-215651-01 | MiEnergy Cooperative | 118 | 19157 | Co-op | NOVA53140100 | 36.75 | Solar |  |  | Interconnected | Winona | 55987 | Wilson | 2-WE | Residential |  |  | 2017 | 2017
20252-215651-01 | MiEnergy Cooperative | 118 | 19157 | Co-op | NOVA53140120 | 7.5 | Solar |  |  | Interconnected | Winona | 55987 | Wilson | 2-WE | Residential |  |  | 2017 | 2017
20252-215651-01 | MiEnergy Cooperative | 118 | 19157 | Co-op | NOVA53280020 | 5 | Solar |  |  | Interconnected | Houston | 55943 | Wilson | 2-WE | Residential |  |  | 2017 | 2017
20252-215651-01 | MiEnergy Cooperative | 118 | 19157 | Co-op | NOVA57190090 | 8.35 | Solar |  |  | Interconnected | Winona | 55987 | Witoka | 4-WW | Residential |  |  | 2017 | 2017
20252-215651-01 | MiEnergy Cooperative | 118 | 19157 | Co-op | NOVA57210110 | 16.5 | Solar |  |  | Interconnected | Winona | 55987 | Witoka | 1-WN | Residential |  |  | 2017 | 2017
20252-215651-01 | MiEnergy Cooperative | 118 | 19157 | Co-op | NOVA85473001 | 38.6 | Solar |  |  | Interconnected | Altura | 55910 | Lewiston | 2-LTW | Residential |  |  | 2017 | 2017
20252-215651-01 | MiEnergy Cooperative | 118 | 19157 | Co-op | NOVA54180110 | 37.5 | Solar |  |  | Interconnected | Winona | 55987 | Wilson | 1-WS | Residential |  |  | 2017 | 2018
20252-215651-01 | MiEnergy Cooperative | 118 | 19157 | Co-op | NOVA85009207 | 16.2 | Solar |  |  | Interconnected | Saint Charles | 55972 | Saint Charles | 1-SC | Residential |  |  | 2017 | 2018
20252-215651-01 | MiEnergy Cooperative | 118 | 19157 | Co-op | NOVA1090030 | 37.5 | Solar |  |  | Interconnected | Ostrander | 55961 | Cherry Grove | 4-GW | Residential |  |  | 2018 | 2018
20252-215651-01 | MiEnergy Cooperative | 118 | 19157 | Co-op | NOVA17090020 | 33.4 | Solar |  |  | Interconnected | Canton | 55922 | Henrytown | 3-HE | Residential |  |  | 2018 | 2018
20252-215651-01 | MiEnergy Cooperative | 118 | 19157 | Co-op | NOVA17150090 | 4.64 | Solar |  |  | Interconnected | Canton | 55922 | Canton | 1-CN | Residential |  |  | 2018 | 2018
20252-215651-01 | MiEnergy Cooperative | 118 | 19157 | Co-op | NOVA18050100 | 15.2 | Solar |  |  | Interconnected | Lanesboro | 55949 | Henrytown | 1-HP | Residential |  |  | 2018 | 2018
20252-215651-01 | MiEnergy Cooperative | 118 | 19157 | Co-op | NOVA19220060 | 8.35 | Solar |  |  | Interconnected | Lanesboro | 55949 | Peterson | 3-PH | Residential |  |  | 2018 | 2018
20252-215651-01 | MiEnergy Cooperative | 118 | 19157 | Co-op | NOVA20050040 | 5 | Solar |  |  | Interconnected | Peterson | 55962 | Fremont | 3-LP | Residential |  |  | 2018 | 2018
20252-215651-01 | MiEnergy Cooperative | 118 | 19157 | Co-op | NOVA20220030 | 8 | Solar |  |  | Interconnected | Peterson | 55962 | Peterson | 2-PR | Residential |  |  | 2018 | 2018
20252-215651-01 | MiEnergy Cooperative | 118 | 19157 | Co-op | NOVA20220040 | 19.6 | Solar |  |  | Interconnected | Lanesboro | 55949 | Peterson | 1-PL | Residential |  |  | 2018 | 2018
20252-215651-01 | MiEnergy Cooperative | 118 | 19157 | Co-op | NOVA2280060 | 37.5 | Solar |  |  | Interconnected | Spring Valley | 55975 | Cherry Grove | 1-GN | Residential |  |  | 2018 | 2018
20252-215651-01 | MiEnergy Cooperative | 118 | 19157 | Co-op | NOVA24270020 | 37.5 | Solar |  |  | Interconnected | Rushford | 55971 | Rushford | 2-RE | Residential |  |  | 2018 | 2018
20252-215651-01 | MiEnergy Cooperative | 118 | 19157 | Co-op | NOVA27160030 | 37.5 | Solar |  |  | Interconnected | Rushford | 55971 | Rushford | 3-RR | Residential |  |  | 2018 | 2018
20252-215651-01 | MiEnergy Cooperative | 118 | 19157 | Co-op | NOVA29350060 | 37.5 | Solar |  |  | Interconnected | Eitzen | 55931 | Spring Grove | 2-SP | Residential |  |  | 2018 | 2018
20252-215651-01 | MiEnergy Cooperative | 118 | 19157 | Co-op | NOVA40050380 | 12.5 | Solar |  |  | Interconnected | La Crescent | 55947 | Pine Creek | 1-PE | Residential |  |  | 2018 | 2018
20252-215651-01 | MiEnergy Cooperative | 118 | 19157 | Co-op | NOVA40090500 | 6 | Solar |  |  | Interconnected | La Crescent | 55947 | Pine Creek | 1-PE | Residential |  |  | 2018 | 2018
20252-215651-01 | MiEnergy Cooperative | 118 | 19157 | Co-op | NOVA40170131 | 11.5 | Solar |  |  | Interconnected | La Crescent | 55947 | Pine Creek | 1-PE | Residential |  |  | 2018 | 2018
20252-215651-01 | MiEnergy Cooperative | 118 | 19157 | Co-op | NOVA42020030 | 16.4 | Solar |  |  | Interconnected | Saint Charles | 55972 | Saint Charles | 1-SC | Residential |  |  | 2018 | 2018
20252-215651-01 | MiEnergy Cooperative | 118 | 19157 | Co-op | NOVA42210160 | 37.5 | Solar |  |  | Interconnected | Saint Charles | 55972 | Saint Charles | 3-PS | Residential |  |  | 2018 | 2018
20252-215651-01 | MiEnergy Cooperative | 118 | 19157 | Co-op | NOVA47100010 | 24 | Solar |  |  | Interconnected | Rollingston | 55969 | Stockton | 4-SR | Residential |  |  | 2018 | 2018
20252-215651-01 | MiEnergy Cooperative | 118 | 19157 | Co-op | NOVA50360030 | 37.5 | Solar |  |  | Interconnected | Winona | 55987 | Wilson | 4-NW | Residential |  |  | 2018 | 2018
20252-215651-01 | MiEnergy Cooperative | 118 | 19157 | Co-op | NOVA51150040 | 3.8 | Solar |  |  | Interconnected | Minnesota City | 55959 | Stockton | 5-STE | Residential |  |  | 2018 | 2018
20252-215651-01 | MiEnergy Cooperative | 118 | 19157 | Co-op | NOVA53060020 | 38.36 | Solar |  |  | Interconnected | Winona | 55987 | Wilson | 4-NW | Residential |  |  | 2018 | 2018
20252-215651-01 | MiEnergy Cooperative | 118 | 19157 | Co-op | NOVA53170110 | 7.4 | Solar |  |  | Interconnected | Rushford | 55971 | Wilson | 2-WE | Residential |  |  | 2018 | 2018
20252-215651-01 | MiEnergy Cooperative | 118 | 19157 | Co-op | NOVA53280010 | 7.67 | Solar |  |  | Interconnected | Houston | 55943 | Wilson | 2-WE | Residential |  |  | 2018 | 2018
20252-215651-01 | MiEnergy Cooperative | 118 | 19157 | Co-op | NOVA57050070 | 16.5 | Solar |  |  | Interconnected | Winona | 55987 | Witoka | 4-WW | Residential |  |  | 2018 | 2018
20252-215651-01 | MiEnergy Cooperative | 118 | 19157 | Co-op | NOVA58350010A | 7.6 | Solar |  |  | Interconnected | La Crescent | 55947 | Pine Creek | 2-PW | Residential |  |  | 2018 | 2018
20252-215651-01 | MiEnergy Cooperative | 118 | 19157 | Co-op | NOVA7110040 | 30.2 | Solar |  |  | Interconnected | Wykoff | 55990 | Fountain | 4-FW | Residential |  |  | 2018 | 2018
20252-215651-01 | MiEnergy Cooperative | 118 | 19157 | Co-op | NOVA78330305 | 8.4 | Solar |  |  | Interconnected | Winona | 55987 | Wilson | 1-WS | Residential |  |  | 2018 | 2018
20252-215651-01 | MiEnergy Cooperative | 118 | 19157 | Co-op | NOVA83254100 | 12.6 | Solar |  |  | Interconnected | Brownsville | 55919 | Brownsville | 2-BB | Residential |  |  | 2018 | 2018
20252-215651-01 | MiEnergy Cooperative | 118 | 19157 | Co-op | NOVA83254190 | 9.5 | Solar |  |  | Interconnected | Brownsville | 55919 | Brownsville | 2-BB | Residential |  |  | 2018 | 2018
20252-215651-01 | MiEnergy Cooperative | 118 | 19157 | Co-op | NOVA85008075 | 9.6 | Solar |  |  | Interconnected | Lewiston | 55952 | Lewiston | 4-LTT | Residential |  |  | 2018 | 2018
20252-215651-01 | MiEnergy Cooperative | 118 | 19157 | Co-op | NOVA85009212 | 37.5 | Solar |  |  | Interconnected | Saint Charles | 55972 | Saint Charles | 1-SC | Residential |  |  | 2018 | 2018
20252-215651-01 | MiEnergy Cooperative | 118 | 19157 | Co-op | NOVA85009254 | 17.6 | Solar |  |  | Interconnected | Saint Charles | 55972 | Saint Charles | 1-SC | Residential |  |  | 2018 | 2018
20252-215651-01 | MiEnergy Cooperative | 118 | 19157 | Co-op | NOVA85009785 | 19.6 | Solar |  |  | Interconnected | Utica | 55979 | Lewiston | 2-LTW | Residential |  |  | 2018 | 2018
20252-215651-01 | MiEnergy Cooperative | 118 | 19157 | Co-op | NOVA11130030 | 6 | Solar |  |  | Interconnected | Fountain | 55935 | Fountain | 2-FP | Residential |  |  | 2018 | 2019
20252-215651-01 | MiEnergy Cooperative | 118 | 19157 | Co-op | NOVA42130080 | 38.2 | Solar |  |  | Interconnected | Utica | 55979 | Saint Charles | 1-SC | Residential |  |  | 2018 | 2019
20252-215651-01 | MiEnergy Cooperative | 118 | 19157 | Co-op | NOVA1019 | 37.5 | Solar |  |  | Interconnected | Wykoff | 55990 | Fountain | 4-FW | Residential |  | 70000 | 2019 | 2019
20252-215651-01 | MiEnergy Cooperative | 118 | 19157 | Co-op | NOVA1033 | 15 | Solar |  |  | Interconnected | Caledonia | 55921 | Caledonia | 1-CH | Residential |  | 35500 | 2019 | 2019
20252-215651-01 | MiEnergy Cooperative | 118 | 19157 | Co-op | NOVA1201 | 37.5 | Solar |  |  | Interconnected | Wykoff | 55990 | Fountain | 4-FW | Residential |  | 70000 | 2019 | 2019
20252-215651-01 | MiEnergy Cooperative | 118 | 19157 | Co-op | NOVA12020020 | 25 | Solar |  |  | Interconnected | Chatfield | 55923 | Fountain | 1-FN | Residential |  |  | 2019 | 2019
20252-215651-01 | MiEnergy Cooperative | 118 | 19157 | Co-op | NOVA12290040 | 11.4 | Solar |  |  | Interconnected | Fountain | 55935 | Fountain | 4-FW | Residential |  |  | 2019 | 2019
20252-215651-01 | MiEnergy Cooperative | 118 | 19157 | Co-op | NOVA1260030 | 37.5 | Solar |  |  | Interconnected | Leroy | 55951 | Cherry Grove | 4-GW | Residential |  |  | 2019 | 2019
20252-215651-01 | MiEnergy Cooperative | 118 | 19157 | Co-op | NOVA1282 | 37.5 | Solar |  |  | Interconnected | Spring Valley | 55975 | Spring Valley | 1-SVN | Residential |  | 105000 | 2019 | 2019
20252-215651-01 | MiEnergy Cooperative | 118 | 19157 | Co-op | NOVA1290 | 25 | Solar |  |  | Interconnected | Stewartville | 55976 | Spring Valley | 1-SVN | Residential |  | 54000 | 2019 | 2019
20252-215651-01 | MiEnergy Cooperative | 118 | 19157 | Co-op | NOVA1300 | 6 | Solar |  |  | Interconnected | Caledonia | 55921 | Caledonia | 4-CS | Residential |  | 11995 | 2019 | 2019
20252-215651-01 | MiEnergy Cooperative | 118 | 19157 | Co-op | NOVA13080030 | 7.6 | Solar |  |  | Interconnected | Harmony | 55939 | Granger | 1-GH | Residential |  |  | 2019 | 2019
20252-215651-01 | MiEnergy Cooperative | 118 | 19157 | Co-op | NOVA13080090 | 7.6 | Solar |  |  | Interconnected | Harmony | 55939 | Granger | 1-GH | Residential |  |  | 2019 | 2019
20252-215651-01 | MiEnergy Cooperative | 118 | 19157 | Co-op | NOVA13320010 | 5.31 | Solar |  |  | Interconnected | Harmony | 55939 | Granger | 2-GR | Residential |  |  | 2019 | 2019
20252-215651-01 | MiEnergy Cooperative | 118 | 19157 | Co-op | NOVA1410 | 6.38 | Solar |  |  | Interconnected | Mabel | 55954 | Canton | 2-CM | Residential |  | 22000 | 2019 | 2019
20252-215651-01 | MiEnergy Cooperative | 118 | 19157 | Co-op | NOVA14120020 | 12.5 | Solar |  |  | Interconnected | Lanesboro | 55949 | Henrytown | 1-HP | Residential |  |  | 2019 | 2019
20252-215651-01 | MiEnergy Cooperative | 118 | 19157 | Co-op | NOVA1548 | 37.5 | Solar |  |  | Interconnected | Spring Valley | 55975 | Cherry Grove | 1-GN | Residential |  | 105000 | 2019 | 2019
20252-215651-01 | MiEnergy Cooperative | 118 | 19157 | Co-op | NOVA1549 | 19 | Solar |  |  | Interconnected | Rollingstone | 55969 | Stockton | 4-SR | Residential |  | 50000 | 2019 | 2019
20252-215651-01 | MiEnergy Cooperative | 118 | 19157 | Co-op | NOVA1594 | 37.5 | Solar |  |  | Interconnected | Lewiston | 55952 | Fremont | 4-L | Residential |  | 115000 | 2019 | 2019
20252-215651-01 | MiEnergy Cooperative | 118 | 19157 | Co-op | NOVA1670 | 12.5 | Solar |  |  | Interconnected | Lewiston | 55952 | Fremont | 1-LS | Residential |  | 39380 | 2019 | 2019
20252-215651-01 | MiEnergy Cooperative | 118 | 19157 | Co-op | NOVA17250120 | 6.49 | Solar |  |  | Interconnected | Mabel | 55954 | Canton | 2-CM | Residential |  |  | 2019 | 2019
20252-215651-01 | MiEnergy Cooperative | 118 | 19157 | Co-op | NOVA1787 | 7.6 | Solar |  |  | Interconnected | Saint Charles | 55972 | Saint Charles | 1-SC | Residential |  | 22165 | 2019 | 2019
20252-215651-01 | MiEnergy Cooperative | 118 | 19157 | Co-op | NOVA1795 | 19 | Solar |  |  | Interconnected | Preston | 55965 | Granger | 4-GF | Residential |  | 53580 | 2019 | 2019
20252-215651-01 | MiEnergy Cooperative | 118 | 19157 | Co-op | NOVA18270180 | 11.21 | Solar |  |  | Interconnected | Canton | 55922 | Henrytown | 2-HR | Residential |  |  | 2019 | 2019
20252-215651-01 | MiEnergy Cooperative | 118 | 19157 | Co-op | NOVA1996 | 37.5 | Solar |  |  | Interconnected | La Crescent | 55947 | Pine Creek | 2-PW | Residential |  | 120000 | 2019 | 2019
20252-215651-01 | MiEnergy Cooperative | 118 | 19157 | Co-op | NOVA20110030 | 7.6 | Solar |  |  | Interconnected | Peterson | 55962 | Peterson | 1-PL | Residential |  |  | 2019 | 2019
20252-215651-01 | MiEnergy Cooperative | 118 | 19157 | Co-op | NOVA2097 | 37.5 | Solar |  |  | Interconnected | Lewiston | 55952 | Fremont | 2-LW | Residential |  | 115000 | 2019 | 2019
20252-215651-01 | MiEnergy Cooperative | 118 | 19157 | Co-op | NOVA21200010 | 9.6 | Solar |  |  | Interconnected | Mabel | 55954 | Canton | 2-CM | Residential |  |  | 2019 | 2019
20252-215651-01 | MiEnergy Cooperative | 118 | 19157 | Co-op | NOVA2255 | 15 | Solar |  |  | Interconnected | Lanesboro | 55949 | Fountain | 2-FP | Residential |  | 50330 | 2019 | 2019
20252-215651-01 | MiEnergy Cooperative | 118 | 19157 | Co-op | NOVA2262 | 37.5 | Solar |  |  | Interconnected | Rushford | 55971 | Wilson | 5-WR | Residential |  | 120000 | 2019 | 2019
20252-215651-01 | MiEnergy Cooperative | 118 | 19157 | Co-op | NOVA2271 | 11.8 | Solar |  |  | Interconnected | Peterson | 55962 | Rushford | 4-RP | Residential |  | 43928 | 2019 | 2019
20252-215651-01 | MiEnergy Cooperative | 118 | 19157 | Co-op | NOVA2282 | 37.5 | Solar |  |  | Interconnected | Saint Charles | 55972 | Fremont | 4-L | Residential |  | 113000 | 2019 | 2019
20252-215651-01 | MiEnergy Cooperative | 118 | 19157 | Co-op | NOVA2291 | 11.4 | Solar |  |  | Interconnected | Saint Charles | 55972 | Saint Charles | 1-SC | Residential |  | 37500 | 2019 | 2019
20252-215651-01 | MiEnergy Cooperative | 118 | 19157 | Co-op | NOVA2294 | 30 | Solar |  |  | Interconnected | Peterson | 55962 | Peterson | 3-PH | Residential |  | 90900 | 2019 | 2019
20252-215651-01 | MiEnergy Cooperative | 118 | 19157 | Co-op | NOVA2315 | 30 | Solar |  |  | Interconnected | Fountain | 55935 | Fountain | 2-FP | Residential |  | 79500 | 2019 | 2019
20252-215651-01 | MiEnergy Cooperative | 118 | 19157 | Co-op | NOVA2386 | 37.5 | Solar |  |  | Interconnected | Lewiston | 55952 | Lewiston | 2-LTW | Commercial |  | 115000 | 2019 | 2019
20252-215651-01 | MiEnergy Cooperative | 118 | 19157 | Co-op | NOVA24260150 | 4.32 | Solar |  |  | Interconnected | Rushford | 55971 | Rushford | 2-RE | Residential |  |  | 2019 | 2019
20252-215651-01 | MiEnergy Cooperative | 118 | 19157 | Co-op | NOVA2474 | 37.5 | Solar |  |  | Interconnected | Lanesboro | 55949 | Peterson | 1-PL | Residential |  | 115000 | 2019 | 2019
20252-215651-01 | MiEnergy Cooperative | 118 | 19157 | Co-op | NOVA2475 | 37.5 | Solar |  |  | Interconnected | Lanesboro | 55949 | Peterson | 1-PL | Residential |  | 115000 | 2019 | 2019
20252-215651-01 | MiEnergy Cooperative | 118 | 19157 | Co-op | NOVA25060040 | 7.68 | Solar |  |  | Interconnected | Mabel | 55954 | Riceford | 3-RS | Residential |  |  | 2019 | 2019
20252-215651-01 | MiEnergy Cooperative | 118 | 19157 | Co-op | NOVA2558 | 10 | Solar |  |  | Interconnected | Winona | 55987 | Stockton | 3-SL | Residential |  | 28000 | 2019 | 2019
20252-215651-01 | MiEnergy Cooperative | 118 | 19157 | Co-op | NOVA2590 | 22.8 | Solar |  |  | Interconnected | Lewiston | 55952 | Fremont | 2-LW | Residential |  | 60000 | 2019 | 2019
20252-215651-01 | MiEnergy Cooperative | 118 | 19157 | Co-op | NOVA2594 | 11.8 | Solar |  |  | Interconnected | Mabel |  | Canton | 2-CM | Residential |  | 27000 | 2019 | 2019
20252-215651-01 | MiEnergy Cooperative | 118 | 19157 | Co-op | NOVA2602 | 37.5 | Solar |  |  | Interconnected | Houston | 55943 | Houston | 3-HS | Residential |  | 1e+05 | 2019 | 2019
20252-215651-01 | MiEnergy Cooperative | 118 | 19157 | Co-op | NOVA28020090 | 17.54 | Solar |  |  | Interconnected | Houston | 55943 | Houston | 4-HW | Residential |  |  | 2019 | 2019
20252-215651-01 | MiEnergy Cooperative | 118 | 19157 | Co-op | NOVA34100010 | 37.5 | Solar |  |  | Interconnected | Caledonia | 55921 | Brownsville | 4-BW | Residential |  |  | 2019 | 2019
20252-215651-01 | MiEnergy Cooperative | 118 | 19157 | Co-op | NOVA36230030 | 12 | Solar |  |  | Interconnected | La Crescent | 55947 | Mound Prairie | 3-MB | Residential |  |  | 2019 | 2019
20252-215651-01 | MiEnergy Cooperative | 118 | 19157 | Co-op | NOVA40041040 | 5 | Solar |  |  | Interconnected | La Crescent | 55947 | Pine Creek | 1-PE | Residential |  |  | 2019 | 2019
20252-215651-01 | MiEnergy Cooperative | 118 | 19157 | Co-op | NOVA40160630 | 26.4 | Solar |  |  | Interconnected | La Crescent | 55947 | Pine Creek | 1-PE | Residential |  |  | 2019 | 2019
20252-215651-01 | MiEnergy Cooperative | 118 | 19157 | Co-op | NOVA42260030 | 10 | Solar |  |  | Interconnected | Saint Charles | 55972 | Saint Charles | 2-SF | Residential |  |  | 2019 | 2019
20252-215651-01 | MiEnergy Cooperative | 118 | 19157 | Co-op | NOVA42300130 | 37.5 | Solar |  |  | Interconnected | Saint Charles | 55972 | Saint Charles | 3-PS | Residential |  |  | 2019 | 2019
20252-215651-01 | MiEnergy Cooperative | 118 | 19157 | Co-op | NOVA42300140 | 37.5 | Solar |  |  | Interconnected | Saint Charles | 55972 | Saint Charles | 3-PS | Residential |  |  | 2019 | 2019
20252-215651-01 | MiEnergy Cooperative | 118 | 19157 | Co-op | NOVA42300150 | 37.5 | Solar |  |  | Interconnected | Saint Charles | 55972 | Saint Charles | 3-PS | Residential |  |  | 2019 | 2019
20252-215651-01 | MiEnergy Cooperative | 118 | 19157 | Co-op | NOVA42300160 | 37.5 | Solar |  |  | Interconnected | Saint Charles | 55972 | Saint Charles | 3-PS | Residential |  |  | 2019 | 2019
20252-215651-01 | MiEnergy Cooperative | 118 | 19157 | Co-op | NOVA4240010 | 31.8 | Solar |  |  | Interconnected | Spring Valley | 55975 | Spring Valley | 1-SVN | Residential |  |  | 2019 | 2019
20252-215651-01 | MiEnergy Cooperative | 118 | 19157 | Co-op | NOVA45090040 | 10 | Solar |  |  | Interconnected | Lewiston | 55952 | Fremont | 1-LS | Residential |  |  | 2019 | 2019
20252-215651-01 | MiEnergy Cooperative | 118 | 19157 | Co-op | NOVA45110010 | 37.5 | Solar |  |  | Interconnected | Lewiston | 55952 | Fremont | 2-LW | Residential |  |  | 2019 | 2019
20252-215651-01 | MiEnergy Cooperative | 118 | 19157 | Co-op | NOVA50090040 | 10 | Solar |  |  | Interconnected | Winona | 55987 | Wilson | 3-WL | Residential |  |  | 2019 | 2019
20252-215651-01 | MiEnergy Cooperative | 118 | 19157 | Co-op | NOVA5160040 | 39.9 | Solar |  |  | Interconnected | Preston | 55965 | Cherry Grove | 2-CG | Residential |  |  | 2019 | 2019
20252-215651-01 | MiEnergy Cooperative | 118 | 19157 | Co-op | NOVA54200100 | 28.8 | Solar |  |  | Interconnected | Winona | 55987 | Wilson | 1-WS | Residential |  |  | 2019 | 2019
20252-215651-01 | MiEnergy Cooperative | 118 | 19157 | Co-op | NOVA58260010 | 24 | Solar |  |  | Interconnected | La Crescent | 55947 | Pine Creek | 2-PW | Residential |  |  | 2019 | 2019
20252-215651-01 | MiEnergy Cooperative | 118 | 19157 | Co-op | NOVA6030050 | 36.4 | Solar |  |  | Interconnected | Wykoff | 55990 | Spring Valley | 2-SVE | Residential |  |  | 2019 | 2019
20252-215651-01 | MiEnergy Cooperative | 118 | 19157 | Co-op | NOVA7010010 | 30 | Solar |  |  | Interconnected | Fountain | 55935 | Fountain | 4-FW | Residential |  |  | 2019 | 2019
20252-215651-01 | MiEnergy Cooperative | 118 | 19157 | Co-op | NOVA85009249 | 20.35 | Solar |  |  | Interconnected | Saint Charles | 55972 | Saint Charles | 1-SC | Residential |  |  | 2019 | 2019
20252-215651-01 | MiEnergy Cooperative | 118 | 19157 | Co-op | NOVA2720 | 35.8 | Solar |  |  | Interconnected | Winona | 55987 | Wilson | 3-WL | Residential |  | 12000 | 2020 | 2019
20252-215651-01 | MiEnergy Cooperative | 118 | 19157 | Co-op | NOVA2987 | 37.5 | Solar |  |  | Interconnected | Winona | 55987 | Wilson | 1-WS | Residential |  | 1e+05 | 2020 | 2019
20252-215651-01 | MiEnergy Cooperative | 118 | 19157 | Co-op | NOVA3121 | 37.5 | Solar |  |  | Interconnected | Houston | 55943 | Witoka | 4-WW | Residential |  | 118000 | 2020 | 2019
20252-215651-01 | MiEnergy Cooperative | 118 | 19157 | Co-op | NOVA3168 | 9 | Solar |  |  | Interconnected | Fountain | 55935 | Fountain | 5-FV | Residential |  | 42000 | 2020 | 2019
20252-215651-01 | MiEnergy Cooperative | 118 | 19157 | Co-op | NOVA3227 | 37.5 | Solar |  |  | Interconnected | Leroy | 55951 | Cherry Grove | 3-GS | Residential |  | 115000 | 2020 | 2019
20252-215651-01 | MiEnergy Cooperative | 118 | 19157 | Co-op | NOVA3228 | 37.5 | Solar |  |  | Interconnected | Racine | 55967 | Racine | 1-RAC | Residential |  | 118000 | 2020 | 2019
20252-215651-01 | MiEnergy Cooperative | 118 | 19157 | Co-op | NOVA1671 | 11.7 | Solar |  |  | Interconnected | La Crescent | 55947 | Mound Prairie | 5-MP | Residential |  | 28795 | 2019 | 2020
20252-215651-01 | MiEnergy Cooperative | 118 | 19157 | Co-op | NOVA1887 | 10 | Solar |  |  | Interconnected | Rushford | 55971 | Rushford | 3-RR | Residential |  | 34000 | 2019 | 2020
20252-215651-01 | MiEnergy Cooperative | 118 | 19157 | Co-op | NOVA2263 | 37.5 | Solar |  |  | Interconnected | Saint Charles | 55972 | Saint Charles | 3-PS | Residential |  | 90000 | 2019 | 2020
20252-215651-01 | MiEnergy Cooperative | 118 | 19157 | Co-op | NOVA2265 | 37.5 | Solar |  |  | Interconnected | Saint Charles | 55972 | Saint Charles | 3-PS | Residential |  | 90000 | 2019 | 2020
20252-215651-01 | MiEnergy Cooperative | 118 | 19157 | Co-op | NOVA2267 | 37.5 | Solar |  |  | Interconnected | Saint Charles | 55972 | Saint Charles | 3-PS | Residential |  | 90000 | 2019 | 2020
20252-215651-01 | MiEnergy Cooperative | 118 | 19157 | Co-op | NOVA2268 | 37.5 | Solar |  |  | Interconnected | Saint Charles | 55972 | Saint Charles | 3-PS | Residential |  | 90000 | 2019 | 2020
20252-215651-01 | MiEnergy Cooperative | 118 | 19157 | Co-op | NOVA2418 | 21.7 | Solar |  | X | Interconnected | Minnesota City | 55959 | Stockton | 5-STE | Residential |  | 40000 | 2019 | 2020
20252-215651-01 | MiEnergy Cooperative | 118 | 19157 | Co-op | NOVA2418-S | 8 | Storage |  |  | Interconnected | Minnesota City | 55959 | Stockton | 5-STE | Residential |  | 40000 | 2019 | 2020
20252-215651-01 | MiEnergy Cooperative | 118 | 19157 | Co-op | NOVA2419 | 7.6 | Solar |  |  | Interconnected | Saint Charles | 55972 | Saint Charles | 3-PS | Residential |  | 23265 | 2019 | 2020
20252-215651-01 | MiEnergy Cooperative | 118 | 19157 | Co-op | NOVA2420 | 9 | Solar |  |  | Interconnected | Winona | 55987 | Wilson | 3-WL | Residential |  | 26775 | 2019 | 2020
20252-215651-01 | MiEnergy Cooperative | 118 | 19157 | Co-op | NOVA2422 | 7.6 | Solar |  |  | Interconnected | Stockton | 55987 | Lewiston | 1-LTE | Residential |  | 25240 | 2019 | 2020
20252-215651-01 | MiEnergy Cooperative | 118 | 19157 | Co-op | NOVA2495 | 37.5 | Solar |  |  | Interconnected | Utica | 55979 | Fremont | 4-L | Residential |  | 95000 | 2019 | 2020
20252-215651-01 | MiEnergy Cooperative | 118 | 19157 | Co-op | NOVA2519 | 37.5 | Solar |  |  | Interconnected | Wykoff | 55990 | Fountain | 4-FW | Residential |  | 75000 | 2019 | 2020
20252-215651-01 | MiEnergy Cooperative | 118 | 19157 | Co-op | NOVA2520 | 37.5 | Solar |  |  | Interconnected | Wykoff | 55990 | Fountain | 4-FW | Residential |  | 75000 | 2019 | 2020
20252-215651-01 | MiEnergy Cooperative | 118 | 19157 | Co-op | NOVA2562 | 15.2 | Solar |  |  | Interconnected | Spring Grove | 55974 | Spring Grove | 3-SG | Residential |  | 34000 | 2019 | 2020
20252-215651-01 | MiEnergy Cooperative | 118 | 19157 | Co-op | NOVA2591 | 12 | Solar |  |  | Interconnected | Hokah | 55941 | Brownsville | 1-BL | Residential |  | 20000 | 2019 | 2020
20252-215651-01 | MiEnergy Cooperative | 118 | 19157 | Co-op | NOVA2845 | 37.5 | Solar |  |  | Interconnected | Caledonia | 55921 | Caledonia | 1-CH | Residential |  | 81000 | 2020 | 2020
20252-215651-01 | MiEnergy Cooperative | 118 | 19157 | Co-op | NOVA2900 | 20 | Solar |  |  | Interconnected | Caledonia | 55921 | Caledonia | 4-CS | Residential |  | 58700 | 2020 | 2020
20252-215651-01 | MiEnergy Cooperative | 118 | 19157 | Co-op | NOVA2903 | 20 | Solar |  |  | Interconnected | Spring Valley | 55975 | Spring Valley | 3-SVW | Residential |  | 61950 | 2020 | 2020
20252-215651-01 | MiEnergy Cooperative | 118 | 19157 | Co-op | NOVA2921 | 5 | Solar |  |  | Interconnected | Houston | 55943 | Mound Prairie | 3-MB | Residential |  | 14000 | 2020 | 2020
20252-215651-01 | MiEnergy Cooperative | 118 | 19157 | Co-op | NOVA2924 | 37.5 | Solar |  |  | Interconnected | Houston | 55943 | Rushford | 3-RR | Residential |  | 108000 | 2020 | 2020
20252-215651-01 | MiEnergy Cooperative | 118 | 19157 | Co-op | NOVA2940 | 15 | Solar |  |  | Interconnected | Brownsville | 55919 | Brownsville | 3-BC | Residential |  | 85000 | 2020 | 2020
20252-215651-01 | MiEnergy Cooperative | 118 | 19157 | Co-op | NOVA2959 | 6 | Solar |  |  | Interconnected | Harmony | 55939 | Granger | 1-GH | Residential |  | 33690 | 2020 | 2020
20252-215651-01 | MiEnergy Cooperative | 118 | 19157 | Co-op | NOVA2988 | 7.6 | Solar |  |  | Interconnected | Saint Charles | 55972 | Saint Charles | 1-SC | Residential |  | 18000 | 2020 | 2020
20252-215651-01 | MiEnergy Cooperative | 118 | 19157 | Co-op | NOVA3068 | 3.8 | Solar |  |  | Interconnected | Utica | 55979 | Lewiston | 4-L | Residential |  | 17428 | 2020 | 2020
20252-215651-01 | MiEnergy Cooperative | 118 | 19157 | Co-op | NOVA3135 | 6 | Solar |  |  | Interconnected | Winona | 55987 | Wilson | 2-WE | Residential |  | 22197 | 2020 | 2020
20252-215651-01 | MiEnergy Cooperative | 118 | 19157 | Co-op | NOVA3143 | 37.5 | Solar |  |  | Interconnected | Rushford | 55971 | Wilson | 4-NW | Residential |  | 118000 | 2020 | 2020
20252-215651-01 | MiEnergy Cooperative | 118 | 19157 | Co-op | NOVA3152 | 37.5 | Solar |  |  | Interconnected | Rushford | 55971 | Rushford | 2-RE | Residential |  | 118000 | 2020 | 2020
20252-215651-01 | MiEnergy Cooperative | 118 | 19157 | Co-op | NOVA3189 | 19 | Solar |  |  | Interconnected | Houston | 55943 | Houston | 1-HN | Residential |  | 52000 | 2020 | 2020
20252-215651-01 | MiEnergy Cooperative | 118 | 19157 | Co-op | NOVA3206 | 39.99 | Solar |  |  | Interconnected | Spring Valley | 55975 | Spring Valley | 2-SVE | Residential |  | 91000 | 2020 | 2020
20252-215651-01 | MiEnergy Cooperative | 118 | 19157 | Co-op | NOVA3226 | 37.5 | Solar |  |  | Interconnected | Racine | 55967 | Spring Valley | 3-SVW | Residential |  | 118000 | 2020 | 2020
20252-215651-01 | MiEnergy Cooperative | 118 | 19157 | Co-op | NOVA3235 | 11.4 | Solar |  |  | Interconnected | La Crescent | 55947 | Pine Creek | 2-PW | Residential |  | 22000 | 2020 | 2020
20252-215651-01 | MiEnergy Cooperative | 118 | 19157 | Co-op | NOVA3248 | 24 | Solar |  |  | Interconnected | Spring Grove | 55974 | Spring Grove | 3-SG | Commercial |  | 33000 | 2020 | 2020
20252-215651-01 | MiEnergy Cooperative | 118 | 19157 | Co-op | NOVA3249 | 7.6 | Solar |  |  | Interconnected | Lewiston | 55952 | Fremont | 2-LW | Residential |  | 29200 | 2020 | 2020
20252-215651-01 | MiEnergy Cooperative | 118 | 19157 | Co-op | NOVA3255 | 5 | Solar |  |  | Interconnected | Winona | 55987 | Witoka | 2-WP | Residential |  | 23280 | 2020 | 2020
20252-215651-01 | MiEnergy Cooperative | 118 | 19157 | Co-op | NOVA3268 | 8.2 | Solar |  |  | Interconnected | La Crescent | 55947 | Pine Creek | 2-PW | Residential |  | 11000 | 2020 | 2020
20252-215651-01 | MiEnergy Cooperative | 118 | 19157 | Co-op | NOVA3269 | 7.2 | Solar |  |  | Interconnected | La Crescent | 55947 | Mound Prairie | 2-ME | Residential |  | 20000 | 2020 | 2020
20252-215651-01 | MiEnergy Cooperative | 118 | 19157 | Co-op | NOVA3320 | 37.5 | Solar |  |  | Interconnected | Rushford | 55971 | Rushford | 2-RE | Residential |  | 118000 | 2020 | 2020
20252-215651-01 | MiEnergy Cooperative | 118 | 19157 | Co-op | NOVA3322 | 37.5 | Solar |  |  | Interconnected | Rushford | 55971 | Wilson | 5-WR | Residential |  | 118000 | 2020 | 2020
20252-215651-01 | MiEnergy Cooperative | 118 | 19157 | Co-op | NOVA3323 | 30.4 | Solar |  |  | Interconnected | Saint Charles | 55972 | Saint Charles | 3-PS | Residential |  | 80000 | 2020 | 2020
20252-215651-01 | MiEnergy Cooperative | 118 | 19157 | Co-op | NOVA3324 | 36 | Solar |  |  | Interconnected | Lewiston | 55952 | Lewiston | 1-LTE | Residential |  | 56000 | 2020 | 2020
20252-215651-01 | MiEnergy Cooperative | 118 | 19157 | Co-op | NOVA3328 | 10 | Solar |  |  | Interconnected | Lanesboro | 55949 | Peterson | 3-PH | Residential |  | 36417 | 2020 | 2020
20252-215651-01 | MiEnergy Cooperative | 118 | 19157 | Co-op | NOVA3337 | 10 | Solar |  |  | Interconnected | Peterson | 55962 | Peterson | 2-PR | Residential |  | 36225 | 2020 | 2020
20252-215651-01 | MiEnergy Cooperative | 118 | 19157 | Co-op | NOVA3356 | 11.8 | Solar |  |  | Interconnected | Canton | 55922 | Canton City | CV | Residential |  | 30000 | 2020 | 2020
20252-215651-01 | MiEnergy Cooperative | 118 | 19157 | Co-op | NOVA3357 | 5 | Solar |  |  | Interconnected | La Crescent | 55947 | Pine Creek | 2-PW | Residential |  | 13000 | 2020 | 2020
20252-215651-01 | MiEnergy Cooperative | 118 | 19157 | Co-op | NOVA3413 | 27.5 | Solar |  |  | Interconnected | Spring Valley | 55975 | Spring Valley | 3-SVW | Residential |  | 72000 | 2020 | 2020
20252-215651-01 | MiEnergy Cooperative | 118 | 19157 | Co-op | NOVA3419 | 12.5 | Solar |  |  | Interconnected | La Crescent | 55947 | Pine Creek | 2-PW | Residential |  | 45435 | 2020 | 2020
20252-215651-01 | MiEnergy Cooperative | 118 | 19157 | Co-op | NOVA3425 | 37.5 | Solar |  |  | Interconnected | Saint Charles | 55972 | Saint Charles | 3-PS | Residential |  | 118000 | 2020 | 2020
20252-215651-01 | MiEnergy Cooperative | 118 | 19157 | Co-op | NOVA3458 | 37.5 | Solar |  |  | Interconnected | Rushford | 55971 | Rushford | 2-RE | Residential |  | 118000 | 2020 | 2020
20252-215651-01 | MiEnergy Cooperative | 118 | 19157 | Co-op | NOVA3470 | 7.8 | Solar |  |  | Interconnected | Lewiston | 55952 | Stockton | 5-STE | Residential |  | 24926 | 2020 | 2020
20252-215651-01 | MiEnergy Cooperative | 118 | 19157 | Co-op | NOVA3472 | 7.6 | Solar |  |  | Interconnected | Preston | 55965 | Spring Valley | 2-SVE | Residential |  | 31945 | 2020 | 2020
20252-215651-01 | MiEnergy Cooperative | 118 | 19157 | Co-op | NOVA3478 | 25 | Solar |  |  | Interconnected | Rushford | 55971 | Rushford | 2-RE | Residential |  | 75020 | 2020 | 2020
20252-215651-01 | MiEnergy Cooperative | 118 | 19157 | Co-op | NOVA3480 | 10 | Solar |  |  | Interconnected | Spring Grove | 55974 | Riceford | 2-RC | Residential |  | 29568 | 2020 | 2020
20252-215651-01 | MiEnergy Cooperative | 118 | 19157 | Co-op | NOVA3497 | 37.5 | Solar |  |  | Interconnected | Lewiston | 55952 | Fremont | 3-LP | Residential |  | 105000 | 2020 | 2020
20252-215651-01 | MiEnergy Cooperative | 118 | 19157 | Co-op | NOVA3538 | 37.5 | Solar |  |  | Interconnected | Spring Valley | 55975 | Wilder | 1-WDE | Residential |  | 116000 | 2020 | 2020
20252-215651-01 | MiEnergy Cooperative | 118 | 19157 | Co-op | NOVA3539 | 11.21 | Solar |  |  | Interconnected | Canton | 55922 | Canton City | 1-CN | Residential |  | 29500 | 2020 | 2020
20252-215651-01 | MiEnergy Cooperative | 118 | 19157 | Co-op | NOVA3548 | 14.61 | Solar |  |  | Interconnected | Hokah | 55941 | Brownsville | 1-BL | Residential |  | 37543.04 | 2020 | 2020
20252-215651-01 | MiEnergy Cooperative | 118 | 19157 | Co-op | NOVA3553 | 19.2 | Solar |  |  | Interconnected | Winona | 55987 | Stockton | 1-SW | Residential |  | 58000 | 2020 | 2020
20252-215651-01 | MiEnergy Cooperative | 118 | 19157 | Co-op | NOVA3557 | 37.5 | Solar |  |  | Interconnected | Spring Valley | 55975 | Spring Valley | 3-SVW | Residential |  | 116000 | 2020 | 2020
20252-215651-01 | MiEnergy Cooperative | 118 | 19157 | Co-op | NOVA3628 | 6 | Solar |  |  | Interconnected | Caledonia | 55921 | Brownsville | 1-BL | Residential |  | 28400 | 2020 | 2020
20252-215651-01 | MiEnergy Cooperative | 118 | 19157 | Co-op | NOVA3668 | 30 | Solar |  |  | Interconnected | La Crescent |  | Pine Creek | 1-PE | Residential |  | 77000 | 2020 | 2020
20252-215651-01 | MiEnergy Cooperative | 118 | 19157 | Co-op | NOVA3784 | 37.5 | Solar |  |  | Interconnected | Lewiston | 55952 | Stockton | 3-SL | Residential |  | 114000 | 2020 | 2020
20252-215651-01 | MiEnergy Cooperative | 118 | 19157 | Co-op | NOVA3795 | 10 | Solar |  |  | Interconnected | Rushford | 55971 | Rushford | 3-RR | Residential |  | 30080 | 2020 | 2020
20252-215651-01 | MiEnergy Cooperative | 118 | 19157 | Co-op | NOVA3796 | 37.5 | Solar |  |  | Interconnected | Mabel | 55954 | Riceford | 4-RH | Residential |  | 103200 | 2020 | 2020
20252-215651-01 | MiEnergy Cooperative | 118 | 19157 | Co-op | NOVA3860 | 37.5 | Solar |  |  | Interconnected | Houston | 55943 | Houston | 4-HW | Residential |  | 116000 | 2020 | 2020
20252-215651-01 | MiEnergy Cooperative | 118 | 19157 | Co-op | NOVA3913 | 37.5 | Solar |  |  | Interconnected | Lewiston | 55952 | Lewiston | 2-LTW | Residential |  | 105000 | 2020 | 2020
20252-215651-01 | MiEnergy Cooperative | 118 | 19157 | Co-op | NOVA3937 | 22.8 | Solar |  |  | Interconnected | Rushford | 55971 | Rushford | 1-RN | Residential |  | 58000 | 2020 | 2020
20252-215651-01 | MiEnergy Cooperative | 118 | 19157 | Co-op | NOVA2211 | 1000 | Solar |  |  | Interconnected | Rushford Village | 55971 | Rushford | 4-RP | Utility |  | 1850000 | 2019 | 2021
20252-215651-01 | MiEnergy Cooperative | 118 | 19157 | Co-op | NOVA2902 | 20 | Solar |  |  | Interconnected | Fountain | 55935 | Fountain | 1-FN | Residential |  | 61850 | 2020 | 2021
20252-215651-01 | MiEnergy Cooperative | 118 | 19157 | Co-op | NOVA2909 | 3000 | Solar |  |  | Interconnected | Lanesboro | 55949 | Peterson | 1-PL | Utility |  | 4500000 | 2020 | 2021
20252-215651-01 | MiEnergy Cooperative | 118 | 19157 | Co-op | NOVA2922 | 3000 | Solar |  |  | Interconnected | Fountain | 55935 | Fountain | 3-FG | Utility |  | 4500000 | 2020 | 2021
20252-215651-01 | MiEnergy Cooperative | 118 | 19157 | Co-op | NOVA2923 | 2000 | Solar |  |  | Interconnected | Stockton | 55987 | Stockton | 5-STE | Utility |  | 3e+06 | 2020 | 2021
20252-215651-01 | MiEnergy Cooperative | 118 | 19157 | Co-op | NOVA3747 | 37.5 | Solar |  |  | Interconnected | Lanesboro | 55949 | Fountain | 2-FP | Residential |  | 103650 | 2020 | 2021
20252-215651-01 | MiEnergy Cooperative | 118 | 19157 | Co-op | NOVA3897 | 25 | Solar |  |  | Interconnected | Harmony | 55939 | Canton | 1-CN | Residential |  | 56000 | 2020 | 2021
20252-215651-01 | MiEnergy Cooperative | 118 | 19157 | Co-op | NOVA3904 | 37.5 | Solar |  |  | Interconnected | Harmony | 55939 | Canton | 1-CN | Residential |  | 77000 | 2020 | 2021
20252-215651-01 | MiEnergy Cooperative | 118 | 19157 | Co-op | NOVA3915 | 37.5 | Solar |  |  | Interconnected | Harmony | 55939 | Granger | 2-GR | Residential |  | 77000 | 2020 | 2021
20252-215651-01 | MiEnergy Cooperative | 118 | 19157 | Co-op | NOVA3919 | 19.6 | Solar |  | X | Interconnected | Winona | 55987 | Witoka | 4-WW | Residential |  | 95000 | 2020 | 2021
20252-215651-01 | MiEnergy Cooperative | 118 | 19157 | Co-op | NOVA3943 | 30.72 | Solar |  |  | Interconnected | Chatfield | 55923 | Fountain | 4-FW | Residential |  | 94080 | 2020 | 2021
20252-215651-01 | MiEnergy Cooperative | 118 | 19157 | Co-op | NOVA3992 | 14.4 | Solar |  |  | Interconnected | Minnesota City | 55959 | Stockton | 5-STE | Residential |  | 47750 | 2020 | 2021
20252-215651-01 | MiEnergy Cooperative | 118 | 19157 | Co-op | NOVA4008 | 10 | Solar |  |  | Interconnected | Hokah | 55941 | Brownsville | 1-BL | Residential |  | 33000 | 2020 | 2021
20252-215651-01 | MiEnergy Cooperative | 118 | 19157 | Co-op | NOVA4035 | 11.4 | Solar |  |  | Interconnected | Caledonia | 55921 | Caledonia | 1-CH | Residential |  | 33500 | 2021 | 2021
20252-215651-01 | MiEnergy Cooperative | 118 | 19157 | Co-op | NOVA4041 | 7.6 | Solar |  |  | Interconnected | Brownsville | 55919 | Brownsville | 3-BC | Residential |  | 8000 | 2021 | 2021
20252-215651-01 | MiEnergy Cooperative | 118 | 19157 | Co-op | NOVA4047 | 37.5 | Solar |  |  | Interconnected | Caledonia | 55921 | Caledonia | 1-CH | Residential |  | 73500 | 2021 | 2021
20252-215651-01 | MiEnergy Cooperative | 118 | 19157 | Co-op | NOVA4053 | 10 | Solar |  |  | Interconnected | Spring Grove | 55974 | Riceford | 2-RC | Residential |  | 31000 | 2021 | 2021
20252-215651-01 | MiEnergy Cooperative | 118 | 19157 | Co-op | NOVA4055 | 5 | Solar |  |  | Interconnected | Harmony | 55939 | Granger | 1-GH | Residential |  | 11000 | 2021 | 2021
20252-215651-01 | MiEnergy Cooperative | 118 | 19157 | Co-op | NOVA4214 | 11.4 | Solar |  |  | Interconnected | Spring Valley | 55975 | Spring Valley | 2-SVE | Residential |  | 36000 | 2021 | 2021
20252-215651-01 | MiEnergy Cooperative | 118 | 19157 | Co-op | NOVA4238 | 28.8 | Solar |  |  | Interconnected | Chatfield | 55923 | Chosen Valley | 1-CHV | Residential |  | 82370 | 2021 | 2021
20252-215651-01 | MiEnergy Cooperative | 118 | 19157 | Co-op | NOVA4303 | 13.2 | Solar |  |  | Interconnected | Winona | 55987 | Wilson | 1-WS | Residential |  | 46942 | 2021 | 2021
20252-215651-01 | MiEnergy Cooperative | 118 | 19157 | Co-op | NOVA4305 | 16.2 | Solar |  |  | Interconnected | Winona | 55987 | Witoka | 1-WN | Residential |  | 52197 | 2021 | 2021
20252-215651-01 | MiEnergy Cooperative | 118 | 19157 | Co-op | NOVA4306 | 30.4 | Solar |  |  | Interconnected | Saint Charles | 55972 | Fremont | 4-L | Residential |  | 67500 | 2021 | 2021
20252-215651-01 | MiEnergy Cooperative | 118 | 19157 | Co-op | NOVA4309 | 30 | Solar |  |  | Interconnected | Rushford | 55971 | Rushford | 3-RR | Residential |  | 68000 | 2021 | 2021
20252-215651-01 | MiEnergy Cooperative | 118 | 19157 | Co-op | NOVA4332 | 17.56 | Solar |  |  | Interconnected | La Crescent | 55947 | Pine Creek | 1-PE | Residential |  | 62800 | 2021 | 2021
20252-215651-01 | MiEnergy Cooperative | 118 | 19157 | Co-op | NOVA4384 | 11.4 | Solar |  |  | Interconnected | Spring Valley | 55975 | Spring Valley | 2-SVE | Residential |  | 30500 | 2021 | 2021
20252-215651-01 | MiEnergy Cooperative | 118 | 19157 | Co-op | NOVA4385 | 11.4 | Solar |  |  | Interconnected | Wykoff | 55990 | Wilder | 1-WDE | Residential |  | 34000 | 2021 | 2021
20252-215651-01 | MiEnergy Cooperative | 118 | 19157 | Co-op | NOVA4396 | 7.6 | Solar |  |  | Interconnected | Fountain | 55935 | Fountain | 3-FG | Residential |  | 24000 | 2021 | 2021
20252-215651-01 | MiEnergy Cooperative | 118 | 19157 | Co-op | NOVA4446 | 37.5 | Solar |  |  | Interconnected | Caledonia | 55921 | Brownsville | 4-BW | Residential |  | 1e+05 | 2021 | 2021
20252-215651-01 | MiEnergy Cooperative | 118 | 19157 | Co-op | NOVA4450 | 10.25 | Solar |  |  | Interconnected | Dakota | 55925 | Witoka | 3-WM | Residential |  | 46622.36 | 2021 | 2021
20252-215651-01 | MiEnergy Cooperative | 118 | 19157 | Co-op | NOVA4490 | 37.5 | Solar |  |  | Interconnected | Spring Grove | 55974 | Spring Grove | 2-SP | Residential |  | 110000 | 2021 | 2021
20252-215651-01 | MiEnergy Cooperative | 118 | 19157 | Co-op | NOVA4514 | 37.5 | Solar |  |  | Interconnected | Rushford | 55971 | Rushford | 1-RN | Residential |  | 115000 | 2021 | 2021
20252-215651-01 | MiEnergy Cooperative | 118 | 19157 | Co-op | NOVA4528 | 12.5 | Solar |  |  | Interconnected | Caledonia | 55921 | Brownsville | 1-BL | Residential |  | 38000 | 2021 | 2021
20252-215651-01 | MiEnergy Cooperative | 118 | 19157 | Co-op | NOVA4536 | 37.5 | Solar |  |  | Interconnected | Preston | 55965 | Fountain | 3-FG | Residential |  | 79990 | 2021 | 2021
20252-215651-01 | MiEnergy Cooperative | 118 | 19157 | Co-op | NOVA4544 | 30 | Solar |  |  | Interconnected | Preston | 55965 | Henrytown | 1-HP | Residential |  | 77280 | 2021 | 2021
20252-215651-01 | MiEnergy Cooperative | 118 | 19157 | Co-op | NOVA4553 | 15 | Solar |  |  | Interconnected | Harmony | 55939 | Granger | 1-GH | Residential |  | 32800 | 2021 | 2021
20252-215651-01 | MiEnergy Cooperative | 118 | 19157 | Co-op | NOVA4581 | 8.78 | Solar |  |  | Interconnected | Brownsville | 55919 | Brownsville | 2-BB | Residential |  | 26075.65 | 2021 | 2021
20252-215651-01 | MiEnergy Cooperative | 118 | 19157 | Co-op | NOVA4596 | 37.5 | Solar |  |  | Interconnected | Utica | 55979 | Fremont | 3-LP | Residential |  | 91000 | 2021 | 2021
20252-215651-01 | MiEnergy Cooperative | 118 | 19157 | Co-op | NOVA4611 | 26.55 | Solar |  |  | Interconnected | Caledonia | 55921 | Spring Grove | 3-SG | Residential |  | 68400 | 2021 | 2021
20252-215651-01 | MiEnergy Cooperative | 118 | 19157 | Co-op | NOVA4612 | 10 | Solar |  |  | Interconnected | Caledonia | 55921 | Caledonia | 1-CH | Residential |  | 29000 | 2021 | 2021
20252-215651-01 | MiEnergy Cooperative | 118 | 19157 | Co-op | NOVA4653 | 38 | Solar |  |  | Interconnected | Harmony | 55939 | Granger | 3-GC | Residential |  | 1e+05 | 2021 | 2021
20252-215651-01 | MiEnergy Cooperative | 118 | 19157 | Co-op | NOVA4654 | 38 | Solar |  |  | Interconnected | Rushford | 55971 | Rushford | 2-RE | Residential |  | 1e+05 | 2021 | 2021
20252-215651-01 | MiEnergy Cooperative | 118 | 19157 | Co-op | NOVA4816 | 38 | Solar |  |  | Interconnected | Saint Charles | 55972 | Saint Charles | 1-SC | Residential |  | 1e+05 | 2021 | 2021
20252-215651-01 | MiEnergy Cooperative | 118 | 19157 | Co-op | NOVA4818 | 38 | Solar |  |  | Interconnected | Utica | 55979 | Saint Charles | 1-SC | Residential |  | 1e+05 | 2021 | 2021
20252-215651-01 | MiEnergy Cooperative | 118 | 19157 | Co-op | NOVA4819 | 38 | Solar |  |  | Interconnected | Rushford | 55971 | Rushford | 1-RN | Residential |  | 105000 | 2021 | 2021
20252-215651-01 | MiEnergy Cooperative | 118 | 19157 | Co-op | NOVA4821 | 38 | Solar |  |  | Interconnected | Lewiston | 55952 | Fremont | 3-LP | Residential |  | 90000 | 2021 | 2021
20252-215651-01 | MiEnergy Cooperative | 118 | 19157 | Co-op | NOVA4834 | 12.5 | Solar |  |  | Interconnected | Stewartville | 55976 | Spring Valley | 1-SVN | Residential |  | 33600 | 2021 | 2021
20252-215651-01 | MiEnergy Cooperative | 118 | 19157 | Co-op | NOVA4835 | 15.2 | Solar |  |  | Interconnected | Spring Grove | 55974 | Riceford | 2-RC | Residential |  | 38720 | 2021 | 2021
20252-215651-01 | MiEnergy Cooperative | 118 | 19157 | Co-op | NOVA4836 | 11.4 | Solar |  |  | Interconnected | La Crescent | 55947 | Mound Prairie | 3-MB | Residential |  | 31000 | 2021 | 2021
20252-215651-01 | MiEnergy Cooperative | 118 | 19157 | Co-op | NOVA4857 | 37.5 | Solar |  |  | Interconnected | Harmony | 55939 | Granger | 2-GR | Residential |  | 80000 | 2021 | 2021
20252-215651-01 | MiEnergy Cooperative | 118 | 19157 | Co-op | NOVA4887 | 38 | Solar |  |  | Interconnected | Lewiston | 55952 | Fremont | 2-LW | Residential |  | 105000 | 2021 | 2021
20252-215651-01 | MiEnergy Cooperative | 118 | 19157 | Co-op | NOVA4890 | 38 | Solar |  |  | Interconnected | Utica | 55979 | Saint Charles | 2-SF | Residential |  | 1e+05 | 2021 | 2021
20252-215651-01 | MiEnergy Cooperative | 118 | 19157 | Co-op | NOVA4891 | 38 | Solar |  |  | Interconnected | Utica | 55979 | Saint Charles | 2-SF | Residential |  | 1e+05 | 2021 | 2021
20252-215651-01 | MiEnergy Cooperative | 118 | 19157 | Co-op | NOVA4901 | 38 | Solar |  |  | Interconnected | Spring Valley | 55975 | Spring Valley | 3-SVW | Residential |  | 110000 | 2021 | 2021
20252-215651-01 | MiEnergy Cooperative | 118 | 19157 | Co-op | NOVA4913 | 9.6 | Solar |  |  | Interconnected | Winona | 55987 | Lewiston | 1-LTE | Residential |  | 32373 | 2021 | 2021
20252-215651-01 | MiEnergy Cooperative | 118 | 19157 | Co-op | NOVA4932 | 9.51 | Solar |  |  | Interconnected | Winona | 55987 | Wilson | 1-WS | Residential |  | 29337.22 | 2021 | 2021
20252-215651-01 | MiEnergy Cooperative | 118 | 19157 | Co-op | NOVA4967 | 11.4 | Solar |  |  | Interconnected | Rushford | 55971 | Wilson | 5-WR | Residential |  | 34000 | 2021 | 2021
20252-215651-01 | MiEnergy Cooperative | 118 | 19157 | Co-op | NOVA4968 | 38 | Solar |  |  | Interconnected | Spring Valley | 55975 | Spring Valley | 3-SVW | Residential |  | 105000 | 2021 | 2021
20252-215651-01 | MiEnergy Cooperative | 118 | 19157 | Co-op | NOVA4974 | 37.5 | Solar |  |  | Interconnected | Harmony | 55939 | Canton | 1-CN | Residential |  | 79990 | 2021 | 2021
20252-215651-01 | MiEnergy Cooperative | 118 | 19157 | Co-op | NOVA5054 | 20.5 | Solar |  |  | Interconnected | Winona | 55987 | Witoka | 2-WP | Residential |  | 49501.08 | 2021 | 2021
20252-215651-01 | MiEnergy Cooperative | 118 | 19157 | Co-op | NOVA5129 | 7.6 | Solar |  |  | Interconnected | Fountain | 55935 | Fountain | 3-FG | Residential |  | 18500 | 2021 | 2021
20252-215651-01 | MiEnergy Cooperative | 118 | 19157 | Co-op | NOVA5157 | 20 | Solar |  |  | Interconnected | Spring Grove | 55974 | Riceford | 2-RC | Residential |  | 57000 | 2021 | 2021
20252-215651-01 | MiEnergy Cooperative | 118 | 19157 | Co-op | NOVA5192 | 22.8 | Solar |  |  | Interconnected | Rushford | 55971 | Wilson | 2-WE | Residential |  | 60000 | 2021 | 2021
20252-215651-01 | MiEnergy Cooperative | 118 | 19157 | Co-op | NOVA5195 | 4.76 | Solar |  |  | Interconnected | Brownsville | 55919 | Brownsville | 1-BL | Residential |  | 18096.43 | 2021 | 2021
20252-215651-01 | MiEnergy Cooperative | 118 | 19157 | Co-op | NOVA5233 | 12 | Solar |  |  | Interconnected | Canton | 55922 | Henrytown | 3-HE | Residential |  | 29100 | 2021 | 2021
20252-215651-01 | MiEnergy Cooperative | 118 | 19157 | Co-op | NOVA5241 | 11.4 | Solar |  |  | Interconnected | Saint Charles | 55972 | Saint Charles | 1-SC | Residential |  | 35000 | 2021 | 2021
20252-215651-01 | MiEnergy Cooperative | 118 | 19157 | Co-op | NOVA5251 | 11.71 | Solar |  |  | Interconnected | Peterson | 56962 | Peterson | 2-PR | Residential |  | 58156 | 2021 | 2021
20252-215651-01 | MiEnergy Cooperative | 118 | 19157 | Co-op | NOVA5269 | 11.4 | Solar |  |  | Interconnected | Saint Charles | 55972 | Saint Charles | 3-PS | Residential |  | 26000 | 2021 | 2021
20252-215651-01 | MiEnergy Cooperative | 118 | 19157 | Co-op | NOVA5286 | 15.34 | Solar |  |  | Interconnected | Spring Grove | 55974 | Spring Grove | 1-SM | Residential |  | 42000 | 2021 | 2021
20252-215651-01 | MiEnergy Cooperative | 118 | 19157 | Co-op | NOVA5295 | 12.5 | Solar |  |  | Interconnected | Rushford | 55971 | Rushford | 3-RR | Residential |  | 36000 | 2021 | 2021
20252-215651-01 | MiEnergy Cooperative | 118 | 19157 | Co-op | NOVA5299 | 16.84 | Solar |  |  | Interconnected | Dakota | 55925 | Witoka | 2-WP | Residential |  | 43485.49 | 2021 | 2021
20252-215651-01 | MiEnergy Cooperative | 118 | 19157 | Co-op | NOVA4789 | 37.5 | Solar |  |  | Interconnected | Fountain | 55935 | Fountain | 4-FW | Residential |  | 79990 | 2021 | 2022
20252-215651-01 | MiEnergy Cooperative | 118 | 19157 | Co-op | NOVA4805 | 36.4 | Solar |  |  | Interconnected | Canton | 55922 | Canton | 2-CM | Residential |  | 155000 | 2021 | 2022
20252-215651-01 | MiEnergy Cooperative | 118 | 19157 | Co-op | NOVA4899 | 5.31 | Solar |  |  | Interconnected | Caledonia | 55921 | Houston | 3-HS | Residential |  | 29169.92 | 2021 | 2022
20252-215651-01 | MiEnergy Cooperative | 118 | 19157 | Co-op | NOVA5154 | 10 | Solar |  |  | Interconnected | Winona | 55987 | Witoka | 2-WP | Residential |  | 35770 | 2021 | 2022
20252-215651-01 | MiEnergy Cooperative | 118 | 19157 | Co-op | NOVA5185 | 20.8 | Solar |  |  | Interconnected | Peterson | 55962 | Peterson | 2-PR | Residential |  | 43406 | 2021 | 2022
20252-215651-01 | MiEnergy Cooperative | 118 | 19157 | Co-op | NOVA5266 | 38 | Solar |  |  | Interconnected | Spring Valley | 55975 | Wilder | 2-WDS | Residential |  | 1e+05 | 2021 | 2022
20252-215651-01 | MiEnergy Cooperative | 118 | 19157 | Co-op | NOVA5303 | 8.78 | Solar |  |  | Interconnected | Houston | 55943 | Witoka | 3-WM | Residential |  | 25670.73 | 2021 | 2022
20252-215651-01 | MiEnergy Cooperative | 118 | 19157 | Co-op | NOVA5308 | 8.78 | Solar |  |  | Interconnected | Peterson | 55962 | Peterson | 3-PH | Residential |  | 24034.49 | 2021 | 2022
20252-215651-01 | MiEnergy Cooperative | 118 | 19157 | Co-op | NOVA5338 | 19.2 | Solar |  |  | Interconnected | Winona | 55987 | Stockton | 1-SW | Residential |  | 59295 | 2021 | 2022
20252-215651-01 | MiEnergy Cooperative | 118 | 19157 | Co-op | NOVA5340 | 19 | Solar |  |  | Interconnected | Utica | 55979 | Lewiston | 2-LTW | Residential |  | 32000 | 2021 | 2022
20252-215651-01 | MiEnergy Cooperative | 118 | 19157 | Co-op | NOVA5492 | 38 | Solar |  |  | Interconnected | Utica | 55979 | Saint Charles | 1-SC | Residential |  | 1e+05 | 2021 | 2022
20252-215651-01 | MiEnergy Cooperative | 118 | 19157 | Co-op | NOVA5394 | 13.91 | Solar |  |  | Interconnected | Winona | 55987 | Witoka | 2-WP | Residential |  | 47259.34 | 2022 | 2022
20252-215651-01 | MiEnergy Cooperative | 118 | 19157 | Co-op | NOVA5434 | 12.49 | Solar |  | X | Interconnected | Ostrander | 55961 | Wilder | 2-WDS | Residential |  | 40000 | 2022 | 2022
20252-215651-01 | MiEnergy Cooperative | 118 | 19157 | Co-op | NOVA5539 | 9.73 | Solar |  |  | Interconnected | Brownsville | 55919 | Brownsville | 2-BB | Residential |  | 28500 | 2022 | 2022
20252-215651-01 | MiEnergy Cooperative | 118 | 19157 | Co-op | NOVA5585 | 35.14 | Solar |  |  | Interconnected | La Crescent | 55947 | Mound Prairie | 2-ME | Residential |  | 78663.17 | 2022 | 2022
20252-215651-01 | MiEnergy Cooperative | 118 | 19157 | Co-op | NOVA5607 | 38 | Solar |  |  | Interconnected | Houston | 55943 | Houston | 3-HS | Residential |  | 105000 | 2022 | 2022
20252-215651-01 | MiEnergy Cooperative | 118 | 19157 | Co-op | NOVA5623 | 36 | Solar |  |  | Interconnected | Winona | 55987 | Wilson | 1-WS | Residential |  | 121287 | 2022 | 2022
20252-215651-01 | MiEnergy Cooperative | 118 | 19157 | Co-op | NOVA5625 | 15 | Solar |  |  | Interconnected | La Crescent | 55947 | Mound Prairie | 2-ME | Residential |  | 42000 | 2022 | 2022
20252-215651-01 | MiEnergy Cooperative | 118 | 19157 | Co-op | NOVA5635 | 38 | Solar |  |  | Interconnected | Houston | 55943 | Houston | 3-HS | Residential |  | 80000 | 2022 | 2022
20252-215651-01 | MiEnergy Cooperative | 118 | 19157 | Co-op | NOVA5638 | 15 | Solar |  |  | Interconnected | Caledonia | 55921 | Brownsville | 4-BW | Residential |  | 38000 | 2022 | 2022
20252-215651-01 | MiEnergy Cooperative | 118 | 19157 | Co-op | NOVA5660 | 11.71 | Solar |  |  | Interconnected | Spring Valley | 55975 | Spring Valley | 1-SVN | Residential |  | 32831.63 | 2022 | 2022
20252-215651-01 | MiEnergy Cooperative | 118 | 19157 | Co-op | NOVA5668 | 38 | Solar |  |  | Interconnected | Saint Charles | 55972 | Saint Charles | 3-PS | Residential |  | 1e+05 | 2022 | 2022
20252-215651-01 | MiEnergy Cooperative | 118 | 19157 | Co-op | NOVA5707 | 11.4 | Solar |  |  | Interconnected | Winona | 55987 | Witoka | 2-WP | Residential |  | 36500 | 2022 | 2022
20252-215651-01 | MiEnergy Cooperative | 118 | 19157 | Co-op | NOVA5720 | 11.71 | Solar |  |  | Interconnected | La Crescent | 55947 | Mound Prairie | 2-ME | Residential |  | 40626.63 | 2022 | 2022
20252-215651-01 | MiEnergy Cooperative | 118 | 19157 | Co-op | NOVA5756 | 38 | Solar |  |  | Interconnected | Chatfield | 55923 | Fountain | 1-FN | Residential |  | 80000 | 2022 | 2022
20252-215651-01 | MiEnergy Cooperative | 118 | 19157 | Co-op | NOVA5759 | 20 | Solar |  |  | Interconnected | Winona | 55987 | Witoka | 1-WN | Residential |  | 55000 | 2022 | 2022
20252-215651-01 | MiEnergy Cooperative | 118 | 19157 | Co-op | NOVA5809 | 38 | Solar |  |  | Interconnected | Lanesboro | 55949 | Henrytown | 1-HP | Residential |  | 80000 | 2022 | 2022
20252-215651-01 | MiEnergy Cooperative | 118 | 19157 | Co-op | NOVA5928 | 22.8 | Solar |  |  | Interconnected | Rushford | 55971 | Rushford | 3-RR | Residential |  | 60000 | 2022 | 2022
20252-215651-01 | MiEnergy Cooperative | 118 | 19157 | Co-op | NOVA5943 | 25 | Solar |  |  | Interconnected | Spring Valley | 55975 | Spring Valley | 1-SVN | Residential |  | 83640 | 2022 | 2022
20252-215651-01 | MiEnergy Cooperative | 118 | 19157 | Co-op | NOVA5944 | 25 | Solar |  |  | Interconnected | Houston | 55943 | Mound Prairie | 3-MB | Residential |  | 83600 | 2022 | 2022
20252-215651-01 | MiEnergy Cooperative | 118 | 19157 | Co-op | NOVA5962 | 15 | Solar |  |  | Interconnected | Spring Grove | 55974 | Riceford | 3-RS | Residential |  | 48500 | 2022 | 2022
20252-215651-01 | MiEnergy Cooperative | 118 | 19157 | Co-op | NOVA5972 | 18.56 | Solar |  |  | Interconnected | Winona | 55987 | Wilson | 1-WS | Residential |  | 58765 | 2022 | 2022
20252-215651-01 | MiEnergy Cooperative | 118 | 19157 | Co-op | NOVA6005 | 12 | Solar |  |  | Interconnected | Spring Valley | 55975 | Wilder | 1-WDE | Residential |  | 37000 | 2022 | 2022
20252-215651-01 | MiEnergy Cooperative | 118 | 19157 | Co-op | NOVA6012 | 37.5 | Solar |  |  | Interconnected | Preston | 55965 | Granger | 4-GF | Residential |  | 1e+05 | 2022 | 2022
20252-215651-01 | MiEnergy Cooperative | 118 | 19157 | Co-op | NOVA6019 | 37.5 | Solar |  |  | Interconnected | Preston | 55965 | Granger | 4-GF | Residential |  | 1e+05 | 2022 | 2022
20252-215651-01 | MiEnergy Cooperative | 118 | 19157 | Co-op | NOVA6053 | 20 | Solar |  |  | Interconnected | Winona | 55987 | Witoka | 4-WW | Residential |  | 66875 | 2022 | 2022
20252-215651-01 | MiEnergy Cooperative | 118 | 19157 | Co-op | NOVA6054 | 10.25 | Solar |  |  | Interconnected | La Crescent | 55947 | Pine Creek | 1-PE | Residential |  | 40898 | 2022 | 2022
20252-215651-01 | MiEnergy Cooperative | 118 | 19157 | Co-op | NOVA6145 | 38 | Solar |  |  | Interconnected | Le Roy | 55951 | Cherry Grove | 4-GW | Residential |  | 80000 | 2022 | 2022
20252-215651-01 | MiEnergy Cooperative | 118 | 19157 | Co-op | NOVA6146 | 38 | Solar |  |  | Interconnected | Le Roy | 55951 | Cherry Grove | 4-GW | Residential |  | 80000 | 2022 | 2022
20252-215651-01 | MiEnergy Cooperative | 118 | 19157 | Co-op | NOVA6148 | 38 | Solar |  |  | Interconnected | Eitzen | 55931 | Caledonia | 3-CE | Residential |  | 80000 | 2022 | 2022
20252-215651-01 | MiEnergy Cooperative | 118 | 19157 | Co-op | NOVA6149 | 38 | Solar |  |  | Interconnected | Rushford | 55971 | Rushford | 1-RN | Residential |  | 80000 | 2022 | 2022
20252-215651-01 | MiEnergy Cooperative | 118 | 19157 | Co-op | NOVA6152 | 38 | Solar |  |  | Interconnected | Lewiston | 55952 | Fremont | 3-LP | Residential |  | 80000 | 2022 | 2022
20252-215651-01 | MiEnergy Cooperative | 118 | 19157 | Co-op | NOVA6154 | 38 | Solar |  |  | Interconnected | Chatfield | 55923 | Peterson | 1-PL | Residential |  | 80000 | 2022 | 2022
20252-215651-01 | MiEnergy Cooperative | 118 | 19157 | Co-op | NOVA6194 | 10.98 | Solar |  |  | Interconnected | Brownsville | 55919 | Brownsville | 2-BB | Residential |  | 33815.45 | 2022 | 2022
20252-215651-01 | MiEnergy Cooperative | 118 | 19157 | Co-op | NOVA6215 | 38 | Solar |  |  | Interconnected | Wykoff | 55990 | Spring Valley | 2-SVE | Residential |  | 80000 | 2022 | 2022
20252-215651-01 | MiEnergy Cooperative | 118 | 19157 | Co-op | NOVA6331 | 38 | Solar |  |  | Interconnected | Le Roy | 55951 | Cherry Grove | 3-GS | Residential |  | 80000 | 2022 | 2022
20252-215651-01 | MiEnergy Cooperative | 118 | 19157 | Co-op | NOVA6332 | 38 | Solar |  |  | Interconnected | Lewiston | 55952 | Lewiston | 1-LTE | Residential |  | 80000 | 2022 | 2022
20252-215651-01 | MiEnergy Cooperative | 118 | 19157 | Co-op | NOVA6365 | 14.72 | Solar |  |  | Interconnected | Caledonia | 55921 | Spring Grove | 3-SG | Residential |  | 48000 | 2022 | 2022
20252-215651-01 | MiEnergy Cooperative | 118 | 19157 | Co-op | NOVA6408 | 8.2 | Solar |  |  | Interconnected | Spring Grove | 55974 | Spring Grove | 3-SG | Residential |  | 26500 | 2022 | 2022
20252-215651-01 | MiEnergy Cooperative | 118 | 19157 | Co-op | NOVA6431 | 20.86 | Solar |  |  | Interconnected | Lanesboro | 55949 | Peterson | 3-PH | Residential |  | 53594.51 | 2022 | 2022
20252-215651-01 | MiEnergy Cooperative | 118 | 19157 | Co-op | NOVA6503 | 37.5 | Solar |  |  | Interconnected | Spring Valley | 55975 | Spring Valley | 1-SVN | Residential |  | 116900 | 2022 | 2022
20252-215651-01 | MiEnergy Cooperative | 118 | 19157 | Co-op | NOVA6584 | 14.64 | Solar |  |  | Interconnected | La Crescent | 55947 | Brownsville | 1-BL | Residential |  | 43830.96 | 2022 | 2022
20252-215651-01 | MiEnergy Cooperative | 118 | 19157 | Co-op | NOVA6590 | 37.5 | Solar |  |  | Interconnected | Harmony | 55939 | Granger | 1-GH | Residential |  | 1e+05 | 2022 | 2022
20252-215651-01 | MiEnergy Cooperative | 118 | 19157 | Co-op | NOVA6593 | 25 | Solar |  |  | Interconnected | Caledonia | 55921 | Caledonia | 2-CB | Residential |  | 83600 | 2022 | 2022
20252-215651-01 | MiEnergy Cooperative | 118 | 19157 | Co-op | NOVA6630 | 11.4 | Solar |  |  | Interconnected | Dakota | 55925 | Witoka | 3-WL | Residential |  | 32000 | 2022 | 2022
20252-215651-01 | MiEnergy Cooperative | 118 | 19157 | Co-op | NOVA6678 | 11.4 | Solar |  |  | Interconnected | Caledonia | 55921 | Spring Grove | 3-SG | Residential |  | 20500 | 2022 | 2022
20252-215651-01 | MiEnergy Cooperative | 118 | 19157 | Co-op | NOVA6710 | 38 | Solar |  |  | Interconnected | Utica | 55979 | Fremont | 4-L | Residential |  | 80000 | 2022 | 2022
20252-215651-01 | MiEnergy Cooperative | 118 | 19157 | Co-op | NOVA6784 | 25 | Solar |  |  | Interconnected | Caledonia | 55921 | Brownsville | 4-BW | Residential |  | 85000 | 2022 | 2022
20252-215651-01 | MiEnergy Cooperative | 118 | 19157 | Co-op | NOVA6876 | 5.12 | Solar |  | X | Interconnected | Winona | 55987 | Wilson | 1-WS | Residential |  | 29825 | 2022 | 2022
20252-215651-01 | MiEnergy Cooperative | 118 | 19157 | Co-op | NOVA6907 | 38 | Solar |  |  | Interconnected | Houston | 55943 | Houston | 3-HS | Residential |  | 80000 | 2022 | 2022
20252-215651-01 | MiEnergy Cooperative | 118 | 19157 | Co-op | NOVA6913 | 15 | Solar |  |  | Interconnected | Caledonia | 55921 | Spring Grove | 3-SG | Residential |  | 43000 | 2022 | 2022
20252-215651-01 | MiEnergy Cooperative | 118 | 19157 | Co-op | NOVA6922 | 38 | Solar |  |  | Interconnected | Wykoff | 55990 | Wilder | 1-WDE | Residential |  | 80000 | 2022 | 2022
20252-215651-01 | MiEnergy Cooperative | 118 | 19157 | Co-op | NOVA6923 | 37.5 | Solar |  |  | Interconnected | Lanesboro | 55949 | Henrytown | 1-HP | Residential |  | 125000 | 2022 | 2022
20252-215651-01 | MiEnergy Cooperative | 118 | 19157 | Co-op | NOVA6924 | 36.4 | Solar |  |  | Interconnected | Harmony | 55939 | Canton | 1-CN | Residential |  | 1e+05 | 2022 | 2022
20252-215651-01 | MiEnergy Cooperative | 118 | 19157 | Co-op | NOVA6925 | 25 | Solar |  |  | Interconnected | Mabel | 55954 | Riceford | 4-RH | Residential |  | 81000 | 2022 | 2022
20252-215651-01 | MiEnergy Cooperative | 118 | 19157 | Co-op | NOVA6937 | 20.48 | Solar |  |  | Interconnected | Rollingstone | 55969 | Stockton | 4-SR | Residential |  | 67000 | 2022 | 2022
20252-215651-01 | MiEnergy Cooperative | 118 | 19157 | Co-op | NOVA6998 | 38 | Solar |  |  | Interconnected | Saint Charles | 55972 | Saint Charles | 1-SC | Residential |  | 80000 | 2022 | 2022
20252-215651-01 | MiEnergy Cooperative | 118 | 19157 | Co-op | NOVA7023 | 6.4 | Solar |  |  | Interconnected | Saint Charles | 55972 | Saint Charles | 1-SC | Residential |  | 23000 | 2022 | 2022
20252-215651-01 | MiEnergy Cooperative | 118 | 19157 | Co-op | NOVA7024 | 5.76 | Solar |  |  | Interconnected | Winona | 55987 | Wilson | 1-WS | Residential |  | 24681 | 2022 | 2022
20252-215651-01 | MiEnergy Cooperative | 118 | 19157 | Co-op | NOVA7049 | 37.5 | Solar |  |  | Interconnected | Spring Grove | 55974 | Riceford | 2-RC | Residential |  | 125000 | 2022 | 2022
20252-215651-01 | MiEnergy Cooperative | 118 | 19157 | Co-op | NOVA7052 | 37.5 | Solar |  |  | Interconnected | Spring Grove | 55974 | Spring Grove | 2-SP | Residential |  | 125000 | 2022 | 2022
20252-215651-01 | MiEnergy Cooperative | 118 | 19157 | Co-op | NOVA7114 | 15 | Solar |  |  | Interconnected | Houston | 55943 | Houston | 5-H | Residential |  | 51000 | 2022 | 2022
20252-215651-01 | MiEnergy Cooperative | 118 | 19157 | Co-op | NOVA7116 | 15 | Solar |  |  | Interconnected | Houston | 55943 | Mound Prairie | 4-MH | Residential |  | 51000 | 2022 | 2022
20252-215651-01 | MiEnergy Cooperative | 118 | 19157 | Co-op | NOVA5655 | 25 | Solar |  |  | Interconnected | Caledonia | 55921 | Brownsville | 4-BW | Residential |  | 49000 | 2022 | 2023
20252-215651-01 | MiEnergy Cooperative | 118 | 19157 | Co-op | NOVA6147 | 38 | Solar |  |  | Interconnected | Lewiston | 55952 | Fremont | 3-LP | Residential |  | 80000 | 2022 | 2023
20252-215651-01 | MiEnergy Cooperative | 118 | 19157 | Co-op | NOVA6201-S | 5.7 | Storage |  |  | Interconnected | Winona | 55987 | Witoka | 2-WP | Residential |  | 19057.36 | 2022 | 2023
20252-215651-01 | MiEnergy Cooperative | 118 | 19157 | Co-op | NOVA6234 | 18 | Solar |  |  | Interconnected | Utica | 55979 | Lewiston | 2-LTW | Residential |  | 73135.14 | 2022 | 2023
20252-215651-01 | MiEnergy Cooperative | 118 | 19157 | Co-op | NOVA6271 | 34.2 | Solar |  |  | Interconnected | Lewiston | 55952 | Fremont | 1-LS | Residential |  | 143989 | 2022 | 2023
20252-215651-01 | MiEnergy Cooperative | 118 | 19157 | Co-op | NOVA6303 | 10 | Solar |  |  | Interconnected | Utica | 55979 | Lewiston | 2-LTW | Residential |  | 30000 | 2022 | 2023
20252-215651-01 | MiEnergy Cooperative | 118 | 19157 | Co-op | NOVA6550 | 37.5 | Solar |  |  | Interconnected | Harmony | 55939 | Granger | 1-GH | Residential |  | 100100 | 2022 | 2023
20252-215651-01 | MiEnergy Cooperative | 118 | 19157 | Co-op | NOVA6648 | 38.99 | Solar |  |  | Interconnected | Houston | 55943 | Houston | 5-H | Residential |  | 115331 | 2022 | 2023
20252-215651-01 | MiEnergy Cooperative | 118 | 19157 | Co-op | NOVA6667 | 37.5 | Solar |  |  | Interconnected | Preston | 55965 | Fountain | 3-FG | Residential |  | 1e+05 | 2022 | 2023
20252-215651-01 | MiEnergy Cooperative | 118 | 19157 | Co-op | NOVA6843 | 37.33 | Solar |  |  | Interconnected | Lanesboro | 55949 | Peterson | 3-PH | Residential |  | 117909.08 | 2022 | 2023
20252-215651-01 | MiEnergy Cooperative | 118 | 19157 | Co-op | NOVA6851 | 12.44 | Solar |  |  | Interconnected | La Crescent | 55947 | Pine Creek | 1-PE | Residential |  | 49620 | 2022 | 2023
20252-215651-01 | MiEnergy Cooperative | 118 | 19157 | Co-op | NOVA6888 | 12.5 | Solar |  |  | Interconnected | Caledonia | 55921 | Caledonia | 4-CS | Residential |  | 36000 | 2022 | 2023
20252-215651-01 | MiEnergy Cooperative | 118 | 19157 | Co-op | NOVA6897 | 20 | Solar |  |  | Interconnected | Spring Grove | 55974 | Riceford | 2-RC | Residential |  | 28000 | 2022 | 2023
20252-215651-01 | MiEnergy Cooperative | 118 | 19157 | Co-op | NOVA6999 | 38 | Solar |  |  | Interconnected | Winona | 55987 | Wilson | 2-WE | Residential |  | 80000 | 2022 | 2023
20252-215651-01 | MiEnergy Cooperative | 118 | 19157 | Co-op | NOVA7000 | 38 | Solar |  |  | Interconnected | Le Roy | 55951 | Cherry Grove | 3-GS | Residential |  | 80000 | 2022 | 2023
20252-215651-01 | MiEnergy Cooperative | 118 | 19157 | Co-op | NOVA7030 | 38 | Solar |  |  | Interconnected | Spring Valley | 55975 | Cherry Grove | 1-GN | Residential |  | 80000 | 2022 | 2023
20252-215651-01 | MiEnergy Cooperative | 118 | 19157 | Co-op | NOVA7042 | 38 | Solar |  |  | Interconnected | Stewartville | 55976 | Spring Valley | 1-SVN | Residential |  | 80000 | 2022 | 2023
20252-215651-01 | MiEnergy Cooperative | 118 | 19157 | Co-op | NOVA7043 | 38 | Solar |  |  | Interconnected | Caledonia | 55921 | Brownsville | 4-BW | Residential |  | 80000 | 2022 | 2023
20252-215651-01 | MiEnergy Cooperative | 118 | 19157 | Co-op | NOVA7051 | 19 | Solar |  |  | Interconnected | Utica | 55979 | Fremont | 3-LP | Residential |  | 48000 | 2022 | 2023
20252-215651-01 | MiEnergy Cooperative | 118 | 19157 | Co-op | NOVA7054 | 38 | Solar |  |  | Interconnected | Wykoff | 55990 | Spring Valley | 2-SVE | Residential |  | 80000 | 2022 | 2023
20252-215651-01 | MiEnergy Cooperative | 118 | 19157 | Co-op | NOVA7070 | 7.32 | Solar |  | X | Interconnected | Winona | 55987 | Witoka | 2-WP | Residential |  | 28237.32 | 2022 | 2023
20252-215651-01 | MiEnergy Cooperative | 118 | 19157 | Co-op | NOVA7079 | 11.71 | Solar |  |  | Interconnected | Houston | 55943 | Mound Prairie | 3-MB | Residential |  | 37491.42 | 2022 | 2023
20252-215651-01 | MiEnergy Cooperative | 118 | 19157 | Co-op | NOVA7113 | 20 | Solar |  |  | Interconnected | Caledonia | 55921 | Spring Grove | 3-SG | Residential |  | 63000 | 2022 | 2023
20252-215651-01 | MiEnergy Cooperative | 118 | 19157 | Co-op | NOVA7134 | 38 | Solar |  |  | Interconnected | Le Roy | 55951 | Cherry Grove | 3-GS | Residential |  | 80000 | 2022 | 2023
20252-215651-01 | MiEnergy Cooperative | 118 | 19157 | Co-op | NOVA7135 | 22.8 | Solar |  |  | Interconnected | Winona | 55987 | Wilson | 2-WE | Residential |  | 73500 | 2022 | 2023
20252-215651-01 | MiEnergy Cooperative | 118 | 19157 | Co-op | NOVA7175 | 38 | Solar |  |  | Interconnected | Rushford | 55971 | Rushford | 3-RR | Residential |  | 80000 | 2022 | 2023
20252-215651-01 | MiEnergy Cooperative | 118 | 19157 | Co-op | NOVA7188 | 7.2 | Solar |  |  | Interconnected | Hokah | 55941 | Brownsville | 1-BL | Residential |  | 16300 | 2022 | 2023
20252-215651-01 | MiEnergy Cooperative | 118 | 19157 | Co-op | NOVA7194 | 38 | Solar |  |  | Interconnected | Saint Charles | 55972 | Saint Charles | 1-SC | Residential |  | 80000 | 2022 | 2023
20252-215651-01 | MiEnergy Cooperative | 118 | 19157 | Co-op | NOVA7198 | 38 | Solar |  |  | Interconnected | Spring Valley | 55975 | Wilder | 2-WDS | Residential |  | 80000 | 2022 | 2023
20252-215651-01 | MiEnergy Cooperative | 118 | 19157 | Co-op | NOVA7215 | 34.6 | Solar |  |  | Interconnected | Spring Valley | 55975 | Wilder | 2-WDS | Residential |  | 80000 | 2022 | 2023
20252-215651-01 | MiEnergy Cooperative | 118 | 19157 | Co-op | NOVA7217 | 20 | Solar |  |  | Interconnected | Rushford | 55971 | Rushford | 3-RR | Residential |  | 29000 | 2022 | 2023
20252-215651-01 | MiEnergy Cooperative | 118 | 19157 | Co-op | NOVA7221 | 10.5 | Solar |  |  | Interconnected | La Crescent | 55947 | Pine Creek | 1-PE | Residential |  | 42000 | 2022 | 2023
20252-215651-01 | MiEnergy Cooperative | 118 | 19157 | Co-op | NOVA7225 | 19 | Solar |  |  | Interconnected | Lanesboro | 55949 | Peterson | 1-PL | Residential |  | 58000 | 2022 | 2023
20252-215651-01 | MiEnergy Cooperative | 118 | 19157 | Co-op | NOVA7226 | 6 | Solar |  |  | Interconnected | Mabel | 55954 | Riceford | 1-RB | Residential |  | 18000 | 2022 | 2023
20252-215651-01 | MiEnergy Cooperative | 118 | 19157 | Co-op | NOVA7233 | 37.5 | Solar |  |  | Interconnected | Wykoff | 55990 | Spring Valley | 2-SVE | Residential |  | 122000 | 2022 | 2023
20252-215651-01 | MiEnergy Cooperative | 118 | 19157 | Co-op | NOVA7245 | 36 | Solar |  | X | Interconnected | Lanesboro | 55949 | Henrytown | 1-HP | Residential |  | 238317 | 2022 | 2023
20252-215651-01 | MiEnergy Cooperative | 118 | 19157 | Co-op | NOVA7300 | 38 | Solar |  |  | Interconnected | Rushford | 55971 | Rushford | 1-RN | Residential |  | 40000 | 2022 | 2023
20252-215651-01 | MiEnergy Cooperative | 118 | 19157 | Co-op | NOVA7301 | 37.5 | Solar |  |  | Interconnected | Spring Valley | 55975 | Wilder | 2-WDS | Residential |  | 105000 | 2022 | 2023
20252-215651-01 | MiEnergy Cooperative | 118 | 19157 | Co-op | NOVA7329 | 9.6 | Solar |  |  | Interconnected | Rollingstone | 55969 | Stockton | 4-SR | Residential |  | 33000 | 2022 | 2023
20252-215651-01 | MiEnergy Cooperative | 118 | 19157 | Co-op | NOVA7333 | 37.5 | Solar |  |  | Interconnected | Lanesboro | 55949 | Peterson | 4-PF | Residential |  | 114500 | 2022 | 2023
20252-215651-01 | MiEnergy Cooperative | 118 | 19157 | Co-op | NOVA7334 | 38 | Solar |  |  | Interconnected | Harmony | 55939 | Granger | 2-GR | Residential |  | 80000 | 2022 | 2023
20252-215651-01 | MiEnergy Cooperative | 118 | 19157 | Co-op | NOVA7335 | 38 | Solar |  |  | Interconnected | Saint Charles | 55972 | Saint Charles | 1-SC | Residential |  | 80000 | 2022 | 2023
20252-215651-01 | MiEnergy Cooperative | 118 | 19157 | Co-op | NOVA7336 | 38 | Solar |  |  | Interconnected | Spring Valley | 55975 | Spring Valley | 3-SVW | Residential |  | 80000 | 2022 | 2023
20252-215651-01 | MiEnergy Cooperative | 118 | 19157 | Co-op | NOVA7343 | 7.8 | Solar |  |  | Interconnected | Lanesboro | 55949 | Peterson | 3-PH | Residential |  | 18500 | 2022 | 2023
20252-215651-01 | MiEnergy Cooperative | 118 | 19157 | Co-op | NOVA7348 | 11.4 | Solar |  |  | Interconnected | Caledonia | 55921 | Houston | 3-HS | Residential |  | 30000 | 2022 | 2023
20252-215651-01 | MiEnergy Cooperative | 118 | 19157 | Co-op | NOVA7350 | 38 | Solar |  |  | Interconnected | Lanesboro | 55949 | Peterson | 1-PL | Residential |  | 114000 | 2022 | 2023
20252-215651-01 | MiEnergy Cooperative | 118 | 19157 | Co-op | NOVA7356 | 38 | Solar |  |  | Interconnected | Atlura | 55910 | Lewiston | 2-LTW | Residential |  | 80000 | 2022 | 2023
20252-215651-01 | MiEnergy Cooperative | 118 | 19157 | Co-op | NOVA7357 | 38 | Solar |  |  | Interconnected | Rushford | 55971 | Wilson | 5-WR | Residential |  | 80000 | 2022 | 2023
20252-215651-01 | MiEnergy Cooperative | 118 | 19157 | Co-op | NOVA7358 | 22.8 | Solar |  |  | Interconnected | Caledonia | 55921 | Brownsville | 4-BW | Residential |  | 65000 | 2022 | 2023
20252-215651-01 | MiEnergy Cooperative | 118 | 19157 | Co-op | NOVA7359 | 12.5 | Solar |  |  | Interconnected | Preston | 55965 | Fountain | 2-FP | Residential |  | 31200 | 2022 | 2023
20252-215651-01 | MiEnergy Cooperative | 118 | 19157 | Co-op | NOVA7365 | 37.5 | Solar |  |  | Interconnected | Preston | 55965 | Granger | 4-GF | Residential |  | 105000 | 2022 | 2023
20252-215651-01 | MiEnergy Cooperative | 118 | 19157 | Co-op | NOVA7369 | 34.2 | Solar |  |  | Interconnected | Spring Valley | 55975 | Spring Valley | 1-SVN | Residential |  | 80000 | 2022 | 2023
20252-215651-01 | MiEnergy Cooperative | 118 | 19157 | Co-op | NOVA7370 | 30 | Solar |  |  | Interconnected | Saint Charles | 55972 | Saint Charles | 3-PS | Residential |  | 75000 | 2022 | 2023
20252-215651-01 | MiEnergy Cooperative | 118 | 19157 | Co-op | NOVA7379 | 38 | Solar |  |  | Interconnected | Houston | 55943 | Houston | 4-HW | Residential |  | 80000 | 2022 | 2023
20252-215651-01 | MiEnergy Cooperative | 118 | 19157 | Co-op | NOVA7396 | 38 | Solar |  |  | Interconnected | Houston | 55943 | Houston | 4-HW | Residential |  | 80000 | 2022 | 2023
20252-215651-01 | MiEnergy Cooperative | 118 | 19157 | Co-op | NOVA7397 | 38 | Solar |  |  | Interconnected | Houston | 55943 | Houston | 4-HW | Residential |  | 80000 | 2022 | 2023
20252-215651-01 | MiEnergy Cooperative | 118 | 19157 | Co-op | NOVA7403 | 10.98 | Solar |  |  | Interconnected | La Crescent | 55947 | Pine Creek | 1-PE | Residential |  | 60119.29 | 2022 | 2023
20252-215651-01 | MiEnergy Cooperative | 118 | 19157 | Co-op | NOVA6231 | 33.63 | Solar |  |  | Interconnected | Houston | 55943 | Houston | 5-H | Residential |  | 121435.72 | 2023 | 2023
20252-215651-01 | MiEnergy Cooperative | 118 | 19157 | Co-op | NOVA7478 | 6.38 | Solar |  |  | Interconnected | Winona | 55987 | Witoka | 1-WN | Residential |  | 65575 | 2023 | 2023
20252-215651-01 | MiEnergy Cooperative | 118 | 19157 | Co-op | NOVA7615 | 21.8 | Solar |  | X | Interconnected | La Crescent | 55947 | Pine Creek | 2-PW | Residential |  | 65008 | 2023 | 2023
20252-215651-01 | MiEnergy Cooperative | 118 | 19157 | Co-op | NOVA7733 | 15.37 | Solar |  |  | Interconnected | Caledonia | 55921 | Brownsville | 3-BC | Residential |  | 55660 | 2023 | 2023
20252-215651-01 | MiEnergy Cooperative | 118 | 19157 | Co-op | NOVA7798 | 12.6 | Solar |  |  | Interconnected | Preston | 55965 | Fountain | 3-FG | Residential |  | 45940 | 2023 | 2023
20252-215651-01 | MiEnergy Cooperative | 118 | 19157 | Co-op | NOVA7818 | 5.49 | Solar |  |  | Interconnected | Brownsville | 55919 | Brownsville | 1-BL | Residential |  | 2974.56 | 2023 | 2023
20252-215651-01 | MiEnergy Cooperative | 118 | 19157 | Co-op | NOVA7887 | 11.4 | Solar |  |  | Interconnected | Spring Valley | 55975 | Spring Valley | 2-SVE | Residential |  | 30000 | 2023 | 2023
20252-215651-01 | MiEnergy Cooperative | 118 | 19157 | Co-op | NOVA7889 | 11.4 | Solar |  |  | Interconnected | Le Roy | 55951 | Cherry Grove | 4-GW | Residential |  | 38500 | 2023 | 2023
20252-215651-01 | MiEnergy Cooperative | 118 | 19157 | Co-op | NOVA7930 | 19 | Solar |  |  | Interconnected | Le Roy | 55951 | Cherry Grove | 4-GW | Residential |  | 62000 | 2023 | 2023
20252-215651-01 | MiEnergy Cooperative | 118 | 19157 | Co-op | NOVA7974 | 4.76 | Solar |  |  | Interconnected | Brownsville | 55919 | Brownsville | 2-BB | Residential |  | 20656 | 2023 | 2023
20252-215651-01 | MiEnergy Cooperative | 118 | 19157 | Co-op | NOVA8168 | 20.48 | Solar |  |  | Interconnected | Winona | 55987 | Wilson | 3-WL | Residential |  | 30000 | 2023 | 2023
20252-215651-01 | MiEnergy Cooperative | 118 | 19157 | Co-op | NOVA8197 | 19.99 | Solar |  |  | Interconnected | Harmony | 55939 | Henrytown | 4-HG | Residential |  | 64000 | 2023 | 2023
20252-215651-01 | MiEnergy Cooperative | 118 | 19157 | Co-op | NOVA8328 | 4.16 | Solar |  |  | Interconnected | La Crescent | 55947 | Pine Creek | 2-PW | Residential |  | 27793 | 2023 | 2023
20252-215651-01 | MiEnergy Cooperative | 118 | 19157 | Co-op | NOVA8332 | 11.4 | Solar |  |  | Interconnected | Le Roy | 55951 | Cherry Grove | 3-GS | Residential |  | 32500 | 2023 | 2023
20252-215651-01 | MiEnergy Cooperative | 118 | 19157 | Co-op | NOVA8375 | 20.48 | Solar |  |  | Interconnected | Spring Valley | 55975 | Spring Valley | 2-SVE | Residential |  | 101530.43 | 2023 | 2023
20252-215651-01 | MiEnergy Cooperative | 118 | 19157 | Co-op | NOVA8419 | 18.75 | Solar |  |  | Interconnected | Houston | 55943 | Rushford | 3-RR | Residential |  | 15086.85 | 2023 | 2023
20252-215651-01 | MiEnergy Cooperative | 118 | 19157 | Co-op | NOVA8478 | 38 | Solar |  |  | Interconnected | Peterson |  | Fremont | 3-LP | Residential |  | 118000 | 2023 | 2023
20252-215651-01 | MiEnergy Cooperative | 118 | 19157 | Co-op | NOVA8522 | 9.57 | Solar |  |  | Interconnected | Stockton | 55987 | Lewiston | 1-LTE | Residential |  | 41107.5 | 2023 | 2023
20252-215651-01 | MiEnergy Cooperative | 118 | 19157 | Co-op | NOVA8568 | 12.5 | Solar |  |  | Interconnected | Spring Grove | 55974 | Riceford | 1-RB | Residential |  | 43000 | 2023 | 2023
20252-215651-01 | MiEnergy Cooperative | 118 | 19157 | Co-op | NOVA8597 | 12.68 | Solar |  | X | Interconnected | Spring Valley | 55975 | Spring Valley | 1-SVN | Residential |  | 51568 | 2023 | 2023
20252-215651-01 | MiEnergy Cooperative | 118 | 19157 | Co-op | NOVA8700 | 6 | Solar |  |  | Interconnected | Fountain | 55935 | Fountain | 2-FP | Residential |  | 28890 | 2023 | 2023
20252-215651-01 | MiEnergy Cooperative | 118 | 19157 | Co-op | NOVA8731 | 25 | Solar |  |  | Interconnected | Caledonia | 55921 | Caledonia | 4-CS | Residential |  | 60000 | 2023 | 2023
20252-215651-01 | MiEnergy Cooperative | 118 | 19157 | Co-op | NOVA6650 | 37.5 | Solar |  |  | Interconnected | Houston | 55943 | Houston | 5-H | Residential |  | 120159 | 2022 | 2024
20252-215651-01 | MiEnergy Cooperative | 118 | 19157 | Co-op | NOVA7195 | 15.31 | Solar |  |  | Interconnected | Winona | 55987 | Witoka | 4-WW | Residential |  | 5000 | 2022 | 2024
20252-215651-01 | MiEnergy Cooperative | 118 | 19157 | Co-op | NOVA7247 | 39.98 | Solar |  |  | Interconnected | Lewiston | 55952 | Lewiston | 2-LTW | Residential |  | 40000 | 2022 | 2024
20252-215651-01 | MiEnergy Cooperative | 118 | 19157 | Co-op | NOVA7977 | 12.44 | Solar |  |  | Interconnected | Caledonia | 55921 | Caledonia | 3-CE | Residential |  | 50941 | 2023 | 2024
20252-215651-01 | MiEnergy Cooperative | 118 | 19157 | Co-op | NOVA8184 | 37.5 | Solar |  |  | Interconnected | Rushford | 55971 | Wilson | 5-WR | Residential |  | 114980 | 2023 | 2024
20252-215651-01 | MiEnergy Cooperative | 118 | 19157 | Co-op | NOVA8203 | 20.25 | Solar |  |  | Interconnected | Harmony | 55939 | Henrytown | 4-HG | Residential |  | 70000 | 2023 | 2024
20252-215651-01 | MiEnergy Cooperative | 118 | 19157 | Co-op | NOVA8429 | 7.6 | Solar |  |  | Interconnected | Lanesboro | 55949 | Henrytown | 1-HP | Residential |  | 20500 | 2023 | 2024
20252-215651-01 | MiEnergy Cooperative | 118 | 19157 | Co-op | NOVA8842 | 162 | Solar |  |  | Interconnected | Spring Valley | 55975 | Kingsland | 1-KNG | Residential |  | 419970 | 2023 | 2024
20252-215651-01 | MiEnergy Cooperative | 118 | 19157 | Co-op | NOVA8952 | 13.44 | Solar |  |  | Interconnected | Winona | 55987 | Wilson | 1-WS | Residential |  | 51304 | 2023 | 2024
20252-215651-01 | MiEnergy Cooperative | 118 | 19157 | Co-op | NOVA8955 | 23.4 | Solar |  |  | Interconnected | Winona | 55987 | Witoka | 2-WP | Residential |  | 65107.94 | 2023 | 2024
20252-215651-01 | MiEnergy Cooperative | 118 | 19157 | Co-op | NOVA8979 | 14.64 | Solar |  |  | Interconnected | Spring Grove | 55974 | Spring Grove | 2-SP | Residential |  | 45000 | 2023 | 2024
20252-215651-01 | MiEnergy Cooperative | 118 | 19157 | Co-op | NOVA10235 | 8.45 | Solar |  |  | Interconnected | Rushford | 55971 | Wilson | 2-WE | Residential |  | 30000 | 2024 | 2024
20252-215651-01 | MiEnergy Cooperative | 118 | 19157 | Co-op | NOVA10286 | 22.27 | Solar |  |  | Interconnected | Spring Valley | 55975 | Spring Valley | 3-SVW | Residential |  | 59188 | 2024 | 2024
20252-215651-01 | MiEnergy Cooperative | 118 | 19157 | Co-op | NOVA10301 | 38 | Solar |  |  | Interconnected | Utica |  | Stockton | 3-SL | Residential |  | 125000 | 2024 | 2024
20252-215651-01 | MiEnergy Cooperative | 118 | 19157 | Co-op | NOVA10384 | 12.6 | Solar |  |  | Interconnected | Lanesboro | 55949 | Henrytown | 1-HP | Residential |  | 83315.6 | 2024 | 2024
20252-215651-01 | MiEnergy Cooperative | 118 | 19157 | Co-op | NOVA10419 | 20 | Solar |  | X | Interconnected | Winona | 55997 | Stockton | 1-SW | Residential |  | 105000 | 2024 | 2024
20252-215651-01 | MiEnergy Cooperative | 118 | 19157 | Co-op | NOVA10478 | 22.8 | Solar |  |  | Interconnected | Houston | 55943 | Mound Prairie | 4-MH | Residential |  | 70000 | 2024 | 2024
20252-215651-01 | MiEnergy Cooperative | 118 | 19157 | Co-op | NOVA10482 | 11.4 | Solar |  |  | Interconnected | Houston |  | Rushford | 3-RR | Residential |  | 41000 | 2024 | 2024
20252-215651-01 | MiEnergy Cooperative | 118 | 19157 | Co-op | NOVA10492 | 19 | Solar |  |  | Interconnected | Utica | 55979 | Saint Charles | 2-SF | Residential |  | 40000 | 2024 | 2024
20252-215651-01 | MiEnergy Cooperative | 118 | 19157 | Co-op | NOVA10708 | 10.75 | Solar |  |  | Interconnected | Rushford | 55971 | Wilson | 2-WE | Residential |  | 38916 | 2024 | 2024
20252-215651-01 | MiEnergy Cooperative | 118 | 19157 | Co-op | NOVA11889 | 17.2 | Solar |  |  | Interconnected | Chatfield | 55923 | Chosen Valley | 1-CHV | Residential |  | 60105.92 | 2024 | 2024
20252-215651-01 | MiEnergy Cooperative | 118 | 19157 | Co-op | NOVA12035 | 6.22 | Solar |  |  | Interconnected | Dakota | 55925 | Pine Creek | 2-PW | Residential |  | 30000 | 2024 | 2024
20252-215651-01 | MiEnergy Cooperative | 118 | 19157 | Co-op | NOVA12093 | 9.15 | Solar |  |  | Interconnected | Lewiston | 55952 | Lewiston | 4-LTT | Residential |  | 34725 | 2024 | 2024
20252-215651-01 | MiEnergy Cooperative | 118 | 19157 | Co-op | NOVA12103 | 19 | Solar |  |  | Interconnected | Winona |  | Witoka | 4-WW | Residential |  | 46000 | 2024 | 2024
20252-215651-01 | MiEnergy Cooperative | 118 | 19157 | Co-op | NOVA12109 | 22.8 | Solar |  |  | Interconnected | Preston |  | Henrytown | 1-HP | Residential |  | 60500 | 2024 | 2024
20252-215651-01 | MiEnergy Cooperative | 118 | 19157 | Co-op | NOVA12110 | 15.2 | Solar |  |  | Interconnected | Winona | 55987 | Witoka | 1-WN | Residential |  | 53000 | 2024 | 2024
20252-215651-01 | MiEnergy Cooperative | 118 | 19157 | Co-op | NOVA9022 | 10.56 | Solar |  |  | Interconnected | Lanesboro | 55949 | Peterson | 2-PR | Residential |  | 49354 | 2024 | 2024
20252-215651-01 | MiEnergy Cooperative | 118 | 19157 | Co-op | NOVA9041 | 13.44 | Solar |  |  | Interconnected | Eitzen | 55931 | Caledonia | 3-CE | Residential |  | 56000 | 2024 | 2024
20252-215651-01 | MiEnergy Cooperative | 118 | 19157 | Co-op | NOVA9056 | 11.4 | Solar |  |  | Interconnected | Rushford | 55971 | Rushford | 3-RR | Residential |  | 32500 | 2024 | 2024
20252-215651-01 | MiEnergy Cooperative | 118 | 19157 | Co-op | NOVA9185 | 4.61 | Solar |  |  | Interconnected | Harmony | 55939 | Granger | 2-GR | Residential |  | 7560 | 2024 | 2024
20252-215651-01 | MiEnergy Cooperative | 118 | 19157 | Co-op | NOVA1283 | 37.5 | Solar |  |  | Withdrawn | Spring Valley | 55975 |  |  |  |  | 105000 | 2019
20252-215651-01 | MiEnergy Cooperative | 118 | 19157 | Co-op | NOVA1389 | 34.2 | Solar |  |  | Withdrawn | Houston | 55943 | Houston | 3-HS | Residential |  | 1e+05 | 2019
20252-215651-01 | MiEnergy Cooperative | 118 | 19157 | Co-op | NOVA2264 | 37.5 | Solar |  |  | Withdrawn | Saint Charles | 55972 | Saint Charles | 3-PS | Residential |  | 90000 | 2019
20252-215651-01 | MiEnergy Cooperative | 118 | 19157 | Co-op | NOVA2266 | 37.5 | Solar |  |  | Withdrawn | Saint Charles | 55972 | Saint Charles | 3-PS | Residential |  | 90000 | 2019
20252-215651-01 | MiEnergy Cooperative | 118 | 19157 | Co-op | NOVA2269 | 2000 | Solar |  |  | Withdrawn | Lanesboro | 55949 | Peterson | 2-PR | Utility |  | 3400000 | 2019
20252-215651-01 | MiEnergy Cooperative | 118 | 19157 | Co-op | NOVA2751 | 10 | Solar |  |  | Withdrawn | Houston | 55943 | Rushford | 3-RR | Residential |  | 40000 | 2020
20252-215651-01 | MiEnergy Cooperative | 118 | 19157 | Co-op | NOVA3052 | 18.75 | Solar |  |  | Withdrawn | Houston | 55943 | Rushford | 3-RR | Residential |  | 40000 | 2020
20252-215651-01 | MiEnergy Cooperative | 118 | 19157 | Co-op | NOVA3186 | 40 | Solar |  |  | Withdrawn | Spring Valley | 55972 | Spring Valley | 2-SVE | Residential |  | 90000 | 2020
20252-215651-01 | MiEnergy Cooperative | 118 | 19157 | Co-op | NOVA3578 | 7.6 | Solar |  |  | Withdrawn | Racine | 55967 | Spring Valley | 1-SVN | Residential |  | 38692 | 2020
20252-215651-01 | MiEnergy Cooperative | 118 | 19157 | Co-op | NOVA3660 | 33.6 | Solar |  |  | Withdrawn | Chatfield | 55923 | Fountain | 1-FN | Residential |  | 94080 | 2020
20252-215651-01 | MiEnergy Cooperative | 118 | 19157 | Co-op | NOVA4698 | 38 | Solar |  |  | Withdrawn | Houston | 55943 | Mound Prairie | 4-MH | Residential |  | 1e+05 | 2021
20252-215651-01 | MiEnergy Cooperative | 118 | 19157 | Co-op | NOVA5745 | 2.1 | Wind |  |  | Withdrawn | Fountain | 55935 | Fountain | 4-FW | Residential |  | 2000 | 2022
20252-215651-01 | MiEnergy Cooperative | 118 | 19157 | Co-op | NOVA5747 | 3.25 | Solar |  |  | Withdrawn | Lanesboro | 55949 | Peterson | 4-PF | Residential |  | 14841 | 2022
20252-215651-01 | MiEnergy Cooperative | 118 | 19157 | Co-op | NOVA6421 | 26.6 | Solar |  | X | Withdrawn | Lanesboro | 55949 | Peterson | 1-PL | Residential |  | 103250 | 2022
20252-215651-01 | MiEnergy Cooperative | 118 | 19157 | Co-op | NOVA6454 | 5.12 | Solar |  |  | Withdrawn | Winona | 55987 | Wilson | 1-WS | Residential |  | 14325 | 2022
20252-215651-01 | MiEnergy Cooperative | 118 | 19157 | Co-op | NOVA6885 | 7.32 | Solar |  |  | Withdrawn | Winona | 55987 | Witoka | 2-WP | Residential |  | 28237.32 | 2022
20252-215651-01 | MiEnergy Cooperative | 118 | 19157 | Co-op | NOVA7036 | 9.6 | Solar |  |  | Withdrawn | Rollingstone | 55959 | Stockton | 4-SR | Residential |  | 33900 | 2022
20252-215651-01 | MiEnergy Cooperative | 118 | 19157 | Co-op | NOVA7229 | 38 | Solar |  |  | Withdrawn | Spring Valley | 55975 | Spring Valley | 3-SVW | Residential |  | 80000 | 2022
20252-215651-01 | MiEnergy Cooperative | 118 | 19157 | Co-op | NOVA7341 | 7.8 | Solar |  |  | Withdrawn | La Crescent | 55947 | Pine Creek | 2-PW | Residential |  | 33966 | 2022
20252-215651-01 | MiEnergy Cooperative | 118 | 19157 | Co-op | NOVA7386 | 24.3 | Solar |  |  | Withdrawn | Lanesboro | 55949 | Henrytown | 1-HP | Residential |  | 35000 | 2022
20252-215651-01 | MiEnergy Cooperative | 118 | 19157 | Co-op | NOVA7482 | 3.3 | Solar |  |  | Withdrawn | Lanesboro | 55949 |  |  |  |  | 17180 | 2023
20252-215651-01 | MiEnergy Cooperative | 118 | 19157 | Co-op | NOVA7947 | 20.48 | Solar |  |  | Withdrawn | Winona | 55987 | Wilson | 3-WL | Residential |  | 83912 | 2023
20252-215651-01 | MiEnergy Cooperative | 118 | 19157 | Co-op | NOVA8180 | 22.13 | Solar |  |  | Withdrawn | Houston | 55943 | Rushford | 3-RR | Residential |  | 15086.85 | 2023
20252-215651-01 | MiEnergy Cooperative | 118 | 19157 | Co-op | NOVA8808 | 19.03 | Solar |  |  | Withdrawn | Winona | 55987 | Witoka | 2-WP | Residential |  | 65107.94 | 2023
20252-215651-01 | MiEnergy Cooperative | 118 | 19157 | Co-op | NOVA8827 | 7.6 | Solar |  |  | Withdrawn | Peterson | 55962 | Peterson | 2-PR | Residential |  | 18000 | 2023
20252-215651-01 | MiEnergy Cooperative | 118 | 19157 | Co-op | NOVA8980 | 17.6 | Solar |  |  | Withdrawn | Spring Valley | 55975 | Spring Valley | 3-SVW | Residential |  | 63428 | 2023
20252-215651-01 | MiEnergy Cooperative | 118 | 19157 | Co-op | NOVA10500 | 14.27 | Solar |  |  | Withdrawn | Chatfield | 55923 | Chosen Valley | 1-CHV | Residential |  | 49156.5 | 2024
20252-215651-01 | MiEnergy Cooperative | 118 | 19157 | Co-op | NOVA10705 | 48.25 | Solar |  |  | Withdrawn | Rushford | 55971 |  |  |  |  | 150700 | 2024
20252-215651-01 | MiEnergy Cooperative | 118 | 19157 | Co-op | NOVA8961 | 28.42 | Solar |  |  | Withdrawn | Altura | 55910 |  |  |  |  | 149000 | 2024
20251-214257-01 | Mille Lacs Energy Cooperative | 21 | 12546 | Co-op | 60-55-077 | 3 | Solar |  |  | Interconnected | Onamia | 56359 | 10 | 3 | Commercial |  |  |  | 2008
20251-214257-01 | Mille Lacs Energy Cooperative | 21 | 12546 | Co-op | 30-51-043 | 1.2 | Wind |  |  | Interconnected | Mcgregor | 55760 | 9 | 2 | Commercial |  |  |  | 2009
20251-214257-01 | Mille Lacs Energy Cooperative | 21 | 12546 | Co-op | 52-91-008 | 1.84 | Solar |  |  | Interconnected | Aitkin | 56431 | 5 | 6 | Residential |  |  |  | 2010
20251-214257-01 | Mille Lacs Energy Cooperative | 21 | 12546 | Co-op | 48-59-037 | 15 | Solar |  |  | Interconnected | Aitkin | 56431 | 5 | 6 | Residential |  |  |  | 2011
20251-214257-01 | Mille Lacs Energy Cooperative | 21 | 12546 | Co-op | 28-51-011 | 3.87 | Solar |  |  | Interconnected | Mcgregor | 55760 | 9 | 3 | Residential |  |  |  | 2011
20251-214257-01 | Mille Lacs Energy Cooperative | 21 | 12546 | Co-op | 52-20-014 | 2.76 | Solar |  |  | Decommissioned | Brainerd | 56401 | 5 | 7 | Residential |  |  |  | 2012 | 2020
20251-214257-01 | Mille Lacs Energy Cooperative | 21 | 12546 | Co-op | 27-13-006 | 5.76 | Solar |  |  | Interconnected | Palisade | 56469 | 8 | 1 | Commercial |  |  |  | 2012
20251-214257-01 | Mille Lacs Energy Cooperative | 21 | 12546 | Co-op | 52-20-001 | 14 | Solar |  |  | Interconnected | Brainerd | 56401 | 5 | 7 | Residential |  |  |  | 2012
20251-214257-01 | Mille Lacs Energy Cooperative | 21 | 12546 | Co-op | 40-68-002 | 1.92 | Solar |  |  | Interconnected | Aitkin | 56431 | 3 | 4 | Residential |  |  |  | 2013
20251-214257-01 | Mille Lacs Energy Cooperative | 21 | 12546 | Co-op | 14-03-004 | 14.58 | Solar |  |  | Interconnected | Palisade | 56469 | 8 | 3 | Residential |  |  |  | 2014
20251-214257-01 | Mille Lacs Energy Cooperative | 21 | 12546 | Co-op | 48-56-006 | 8.2 | Solar |  |  | Interconnected | Aitkin | 56431 | 3 | 1 | Residential |  |  |  | 2015
20251-214257-01 | Mille Lacs Energy Cooperative | 21 | 12546 | Co-op | 27-13-007 | 5.5 | Solar |  |  | Interconnected | Palisade | 56469 | 8 | 1 | Commercial |  |  |  | 2015
20251-214257-01 | Mille Lacs Energy Cooperative | 21 | 12546 | Co-op | 40-34-002 | 7.6 | Solar |  |  | Interconnected | Aitkin | 56431 | 3 | 4 | Residential |  |  |  | 2016
20251-214257-01 | Mille Lacs Energy Cooperative | 21 | 12546 | Co-op | 27-60-003 | 15 | Solar |  |  | Interconnected | Aitkin | 56431 | 1 | 3 | Residential |  |  |  | 2017
20251-214257-01 | Mille Lacs Energy Cooperative | 21 | 12546 | Co-op | 40-62-004 | 6 | Solar |  |  | Interconnected | Aitkin | 56431 | 3 | 4 | Residential |  |  |  | 2017
20251-214257-01 | Mille Lacs Energy Cooperative | 21 | 12546 | Co-op | 39-64-016 | 7.6 | Solar |  |  | Interconnected | Aitkin | 56431 | 3 | 2 | Residential |  |  | 2018 | 2018
20251-214257-01 | Mille Lacs Energy Cooperative | 21 | 12546 | Co-op | MLEC0001 | 22.8 | Solar |  |  | Interconnected | Garrison | 56450 | 5 | 7 | Residential |  |  | 2019 | 2019
20251-214257-01 | Mille Lacs Energy Cooperative | 21 | 12546 | Co-op | MLEC0002 | 15.2 | Solar |  |  | Interconnected | Aitkin | 56431 | 3 | 4 | Residential |  | 21187.57 | 2019 | 2019
20251-214257-01 | Mille Lacs Energy Cooperative | 21 | 12546 | Co-op | MLEC0003 | 20 | Solar |  |  | Interconnected | Aitkin | 56431 | 1 | 3 | Community Solar Garden |  |  | 2015 | 2015
20251-214257-01 | Mille Lacs Energy Cooperative | 21 | 12546 | Co-op | NOVA1169 | 10 | Solar |  |  | Interconnected | Aitkin | 56431 | 1 | 3 | Residential |  | 3917 | 2019 | 2019
20251-214257-01 | Mille Lacs Energy Cooperative | 21 | 12546 | Co-op | NOVA1333 | 8.64 | Solar |  |  | Interconnected | Aitkin | 56431 | 3 | 4 | Residential |  | 36047 | 2019 | 2019
20251-214257-01 | Mille Lacs Energy Cooperative | 21 | 12546 | Co-op | NOVA1586 | 15.2 | Solar |  |  | Interconnected | Aitkin | 56431 | 1 | 3 | Residential |  | 51642 | 2019 | 2019
20251-214257-01 | Mille Lacs Energy Cooperative | 21 | 12546 | Co-op | NOVA2513 | 7.6 | Solar |  |  | Interconnected | Onamia |  | 6 | 6 | Residential |  | 30000 | 2019 | 2019
20251-214257-01 | Mille Lacs Energy Cooperative | 21 | 12546 | Co-op | NOVA3178 | 2.4 | Solar |  |  | Interconnected | Aitkin | 56431 | 3 | 2 | Residential |  | 6000 | 2020 | 2020
20251-214257-01 | Mille Lacs Energy Cooperative | 21 | 12546 | Co-op | NOVA3704 | 7.96 | Solar |  |  | Interconnected | Isle | 56342 | 7 | 2 | Residential |  | 30861 | 2020 | 2020
20251-214257-01 | Mille Lacs Energy Cooperative | 21 | 12546 | Co-op | NOVA4228 | 14.75 | Solar |  |  | Interconnected | Aitkin | 56431 | 3 | 4 | Residential |  | 37873 | 2021 | 2021
20251-214257-01 | Mille Lacs Energy Cooperative | 21 | 12546 | Co-op | NOVA4534 | 13.91 | Solar |  |  | Interconnected | Isle | 56432 | 7 | 4 | Residential |  | 45648 | 2021 | 2021
20251-214257-01 | Mille Lacs Energy Cooperative | 21 | 12546 | Co-op | NOVA4896 | 8.85 | Solar |  |  | Interconnected | Isle | 56342 | 7 | 2 | Residential |  | 45131 | 2021 | 2021
20251-214257-01 | Mille Lacs Energy Cooperative | 21 | 12546 | Co-op | NOVA4904 | 8.26 | Solar |  |  | Interconnected | Aitkin | 56431 | 1 | 1 | Residential |  | 40342 | 2021 | 2021
20251-214257-01 | Mille Lacs Energy Cooperative | 21 | 12546 | Co-op | NOVA5245 | 13.57 | Solar |  |  | Interconnected | Aitkin | 56431 | 5 | 5 | Residential |  | 59350 | 2021 | 2022
20251-214257-01 | Mille Lacs Energy Cooperative | 21 | 12546 | Co-op | NOVA5377 | 29.5 | Solar |  |  | Interconnected | Onamia | 56359 | 6 | 6 | Residential |  | 37000 | 2021 | 2022
20251-214257-01 | Mille Lacs Energy Cooperative | 21 | 12546 | Co-op | NOVA5503 | 14.16 | Solar |  |  | Interconnected | Aitkin | 56431 | 3 | 3 | Residential |  | 54872 | 2021 | 2022
20251-214257-01 | Mille Lacs Energy Cooperative | 21 | 12546 | Co-op | NOVA5652 | 5.61 | Solar |  |  | Interconnected | Aitkin | 56431 | Glen | Glen 2 | Residential |  | 24321.62 | 2022 | 2022
20251-214257-01 | Mille Lacs Energy Cooperative | 21 | 12546 | Co-op | NOVA5716 | 7.6 | Solar |  |  | Withdrawn | Isle | 56342 | Opstead | Opstead 4 | Residential |  | 20000 | 2022
20251-214257-01 | Mille Lacs Energy Cooperative | 21 | 12546 | Co-op | NOVA5762 | 28.8 | Solar |  |  | Interconnected | Aitkin | 56431 | Spirit Lake | Spirit Lake 1 | Residential |  | 40000 | 2022 | 2022
20251-214257-01 | Mille Lacs Energy Cooperative | 21 | 12546 | Co-op | NOVA5933 | 13.8 | Solar |  |  | Interconnected | Aitkin | 56431 | Spirit Lake | Spirit Lake 4 | Residential |  | 69960 | 2022 | 2022
20251-214257-01 | Mille Lacs Energy Cooperative | 21 | 12546 | Co-op | NOVA6065 | 6 | Solar |  |  | Interconnected | Palisade | 56469 | Palisade | Palisade 1 | Residential |  | 24950 | 2022 | 2022
20251-214257-01 | Mille Lacs Energy Cooperative | 21 | 12546 | Co-op | NOVA6077 | 3.8 | Solar |  |  | Interconnected | Onamia | 56359 | Onamia | Onamia 1 | Residential |  | 13560 | 2022 | 2022
20251-214257-01 | Mille Lacs Energy Cooperative | 21 | 12546 | Co-op | NOVA6109 | 27.84 | Solar |  |  | Withdrawn | Palisade | 56469 |  |  |  |  | 124756.76 | 2022
20251-214257-01 | Mille Lacs Energy Cooperative | 21 | 12546 | Co-op | NOVA6172 | 30 | Solar |  | X | Interconnected | Mcgregor | 55760 | McGregor | McGregor 3 | Residential |  | 105408 | 2022 | 2022
20251-214257-01 | Mille Lacs Energy Cooperative | 21 | 12546 | Co-op | NOVA6172-S | 10 | Storage |  |  | Interconnected | Mcgregor | 55760 | McGregor | McGregor 3 | Residential |  | 105408 | 2022 | 2022
20251-214257-01 | Mille Lacs Energy Cooperative | 21 | 12546 | Co-op | NOVA6204 | 28.8 | Solar |  |  | Interconnected | Palisade | 56469 | Palisade | Palisade 2 | Residential |  | 124756.76 | 2022 | 2023
20251-214257-01 | Mille Lacs Energy Cooperative | 21 | 12546 | Co-op | NOVA6278 | 39 | Solar |  |  | Interconnected | Onamia | 56359 | Onamia | Onamia 2 | Residential |  | 188918.92 | 2022 | 2022
20251-214257-01 | Mille Lacs Energy Cooperative | 21 | 12546 | Co-op | NOVA6328 | 8.85 | Solar |  |  | Interconnected | Isle | 56342 | Opstead | Opstead 2 | Residential |  | 41044.5 | 2022 | 2022
20251-214257-01 | Mille Lacs Energy Cooperative | 21 | 12546 | Co-op | NOVA6379 | 34.5 | Solar |  |  | Interconnected | Aitkin | 56431 | Kimberly | Kimberly 6 | Residential |  | 163421 | 2022 | 2023
20251-214257-01 | Mille Lacs Energy Cooperative | 21 | 12546 | Co-op | NOVA6619 | 29.4 | Solar |  |  | Interconnected | Palisade | 56469 | Palisade | Palisade 2 | Residential |  | 144968.42 | 2022 | 2023
20251-214257-01 | Mille Lacs Energy Cooperative | 21 | 12546 | Co-op | NOVA6651 | 32.21 | Solar |  | X | Withdrawn | Isle | 56342 | Opstead | Opstead 2 | Residential |  | 191484 | 2022
20251-214257-01 | Mille Lacs Energy Cooperative | 21 | 12546 | Co-op | NOVA6675 | 12.81 | Solar |  |  | Interconnected | Deerwood | 56444 | Wilson Lake | Wilson Lake 1 | Residential |  | 51912 | 2022 | 2023
20251-214257-01 | Mille Lacs Energy Cooperative | 21 | 12546 | Co-op | NOVA6918 | 20.13 | Solar |  |  | Interconnected | Aitkin | 56431 | Aitkin | Aitkin 2 | Residential |  | 124762 | 2022 | 2023
20251-214257-01 | Mille Lacs Energy Cooperative | 21 | 12546 | Co-op | NOVA6950 | 5.4 | Solar |  |  | Interconnected | Aitkin | 56431 | Spirit Lake | Spirit Lake 4 | Residential |  | 31000 | 2022 | 2023
20251-214257-01 | Mille Lacs Energy Cooperative | 21 | 12546 | Co-op | NOVA6983 | 39.89 | Solar |  | X | Interconnected | Isle | 56342 | Opstead | Opstead 2 | Residential |  | 148500 | 2022 | 2023
20251-214257-01 | Mille Lacs Energy Cooperative | 21 | 12546 | Co-op | NOVA7053 | 26.1 | Solar |  | X | Interconnected | Aitkin | 56431 | Wilson Lake | Wilson Lake 7 | Residential |  | 64358 | 2022 | 2023
20251-214257-01 | Mille Lacs Energy Cooperative | 21 | 12546 | Co-op | NOVA7053-S | 5.7 | Storage |  |  | Interconnected | Aitkin | 56431 | Wilson Lake | Wilson Lake 7 | Residential |  | 64358 | 2022 | 2023
20251-214257-01 | Mille Lacs Energy Cooperative | 21 | 12546 | Co-op | NOVA7150 | 4.39 | Solar |  |  | Withdrawn | Onamia | 56359 | Onamia | Onamia 6 | Residential |  | 20752 | 2022
20251-214257-01 | Mille Lacs Energy Cooperative | 21 | 12546 | Co-op | NOVA7442 | 38 | Solar |  |  | Withdrawn | Onamia | 56353 | Onamia | Onamia 2 | Residential |  | 120000 | 2023
20251-214257-01 | Mille Lacs Energy Cooperative | 21 | 12546 | Co-op | NOVA7558 | 13.18 | Solar |  |  | Withdrawn | Aitkin | 56431 | Spirit Lake | Spirit Lake 4 | Residential |  | 89888 | 2023
20251-214257-01 | Mille Lacs Energy Cooperative | 21 | 12546 | Co-op | NOVA7614 | 29.44 | Solar |  |  | Withdrawn | Aitkin | 56431 | Glen | Glen 3 | Commercial |  | 83613 | 2023
20251-214257-01 | Mille Lacs Energy Cooperative | 21 | 12546 | Co-op | NOVA7950 | 7.68 | Solar |  |  | Withdrawn | Aitkin | 56431 | Glen | Glen 3 | Residential |  | 33059 | 2023
20251-214257-01 | Mille Lacs Energy Cooperative | 21 | 12546 | Co-op | NOVA8048 | 17.66 | Solar |  |  | Interconnected | Aitkin | 56431 | Glen | Glen 3 | Residential |  | 40000 | 2023 | 2023
20251-214257-01 | Mille Lacs Energy Cooperative | 21 | 12546 | Co-op | NOVA8058 | 8.32 | Solar |  |  | Interconnected | Aitkin | 56431 | Kimberly | Kimberly 3 | Residential |  | 27350 | 2023 | 2023
20251-214257-01 | Mille Lacs Energy Cooperative | 21 | 12546 | Co-op | NOVA8450 | 7.92 | Solar |  |  | Interconnected | Garrison | 56450 | Wilson Lake | Wilson Lake 7 | Commercial |  | 36820 | 2023 | 2023
20251-214257-01 | Mille Lacs Energy Cooperative | 21 | 12546 | Co-op | NOVA8530 | 11.52 | Solar |  |  | Interconnected | Aitkin | 56431 | Glen | Glen 3 | Residential |  | 33000 | 2023 | 2024
20251-214257-01 | Mille Lacs Energy Cooperative | 21 | 12546 | Co-op | NOVA8561 | 38 | Solar |  |  | Interconnected | Onamia | 56359 | Onamia | Onamia 2 | Residential |  | 80000 | 2023 | 2024
20251-214257-01 | Mille Lacs Energy Cooperative | 21 | 12546 | Co-op | NOVA8562 | 38 | Solar |  |  | Interconnected | Onamia | 56359 | Onamia | Onamia 2 | Residential |  | 80000 | 2023 | 2024
20251-214257-01 | Mille Lacs Energy Cooperative | 21 | 12546 | Co-op | NOVA8563 | 38 | Solar |  |  | Interconnected | Onamia | 56359 | Onamia | Onamia 2 | Residential |  | 80000 | 2023 | 2024
20251-214257-01 | Mille Lacs Energy Cooperative | 21 | 12546 | Co-op | NOVA8600 | 28.16 | Solar |  |  | Interconnected | Aitkin | 56431 | Spirit Lake | Spirit Lake 4 | Commercial |  | 105900 | 2023 | 2024
20251-214257-01 | Mille Lacs Energy Cooperative | 21 | 12546 | Co-op | NOVA8645 | 15.37 | Solar |  |  | Interconnected | Deerwood | 56444 | Wilson Lake | Wilson Lake 3 | Residential |  | 80684 | 2023 | 2023
20251-214257-01 | Mille Lacs Energy Cooperative | 21 | 12546 | Co-op | NOVA8812 | 6.6 | Solar |  |  | Withdrawn | Isle | 56342 | Opstead | Opstead 4 | Residential |  | 25696 | 2023
20251-214257-01 | Mille Lacs Energy Cooperative | 21 | 12546 | Co-op | NOVA9032 | 38 | Solar |  |  | Interconnected | Onamia | 56359 | Onamia | Onamia 2 | Residential |  | 80000 | 2024 | 2024
20251-214257-01 | Mille Lacs Energy Cooperative | 21 | 12546 | Co-op | NOVA9078 | 5.12 | Solar |  |  | Withdrawn | Mcgregor | 55760 | McGregor | McGregor 2 | Residential |  | 21527 | 2024
20251-214257-01 | Mille Lacs Energy Cooperative | 21 | 12546 | Co-op | NOVA10337 | 7.68 | Solar |  |  | Interconnected | Aitkin | 56431 | Spirit Lake | Spirit Lake 4 | Residential |  | 25618 | 2024 | 2024
20251-214257-01 | Mille Lacs Energy Cooperative | 21 | 12546 | Co-op | NOVA10441 | 13.82 | Solar |  |  | Interconnected | Aitkin | 56431 | Spirit Lake | Spirit Lake 4 | Residential |  | 62955 | 2024 | 2024
20251-214257-01 | Mille Lacs Energy Cooperative | 21 | 12546 | Co-op | NOVA10599 | 6.91 | Solar |  |  | Interconnected | Aitkin | 56431 | Spirit Lake | Spirit Lake 1 | Residential |  | 31200 | 2024 | 2024
20251-214257-01 | Mille Lacs Energy Cooperative | 21 | 12546 | Co-op | NOVA10655 | 10.88 | Solar |  |  | Interconnected | Deerwood | 56444 | Wilson Lake | Wilson Lake 3 | Residential |  | 44982 | 2024 | 2024
20251-214257-01 | Mille Lacs Energy Cooperative | 21 | 12546 | Co-op | NOVA10783 | 11.9 | Solar |  |  | Interconnected | Aitkin | 56431 | Spirit Lake | Spirit Lake 2 | Residential |  | 40000 | 2024 | 2024
20251-214257-01 | Mille Lacs Energy Cooperative | 21 | 12546 | Co-op | NOVA11886 | 13.44 | Solar |  |  | Interconnected | Isle | 56342 | Opstead | Opstead 4 | Residential |  | 49300 | 2024 | 2024
20251-214257-01 | Mille Lacs Energy Cooperative | 21 | 12546 | Co-op | NOVA11952 | 15.89 | Solar |  | X | Active Application | Mcgregor | 55760 | McGregor | McGregor 2 | Residential |  | 36579 | 2024
20251-214257-01 | Mille Lacs Energy Cooperative | 21 | 12546 | Co-op | NOVA12012 | 5.2 | Solar |  |  | Withdrawn | Aitkin | 56431 | Glen | Glen 2 | Residential |  | 27945.46 | 2024
20251-214257-01 | Mille Lacs Energy Cooperative | 21 | 12546 | Co-op | NOVA12022 | 7.69 | Solar |  |  | Interconnected | Aitkin | 56431 | Wilson Lake | Wilson Lake 6 | Residential |  | 32531.63 | 2024 | 2024
20251-214257-01 | Mille Lacs Energy Cooperative | 21 | 12546 | Co-op | NOVA12056 | 26.6 | Solar |  |  | Interconnected | Aikin | 56431 | Spirit Lake | Spirit Lake 1 | Residential |  | 74301.28 | 2024 | 2024
20251-214257-01 | Mille Lacs Energy Cooperative | 21 | 12546 | Co-op | NOVA12066 | 11.9 | Solar |  |  | Active Application | Aitkin | 56431 | Aitkin | Aitkin 3 | Residential |  | 59675.32 | 2024
20251-214257-01 | Mille Lacs Energy Cooperative | 21 | 12546 | Co-op | NOVA12138 | 6.6 | Solar |  |  | Interconnected | Isle | 56342 | Opstead | Opstead 4 | Residential |  | 19560 | 2024 | 2024
20251-214257-01 | Mille Lacs Energy Cooperative | 21 | 12546 | Co-op | NOVA12179 | 10 | Solar |  |  | Active Application | Onamia | 56359 | Onamia | Onamia 6 | Residential |  | 35000 | 2024
20252-215912-02 | Xcel Energy | 85 | 13781 | IOU | 03121270 | 1000 | Solar |  |  | Interconnected | Morristown | Trade | MTW | MTW021 | Community Solar Garden | Solar*Rewards Community | Trade Secret | 2016 | 2018
20252-215912-02 | Xcel Energy | 85 | 13781 | IOU | 03121273 | 1000 | Solar |  |  | Interconnected | Red Wing | Trade | BUR | BUR032 | Community Solar Garden | Solar*Rewards Community | Trade Secret | 2015 | 2019
20252-215912-02 | Xcel Energy | 85 | 13781 | IOU | 03121274 | 990 | Solar |  |  | Interconnected | Northfield | Trade | NOF | NOF061 | Community Solar Garden | Solar*Rewards Community | Trade Secret | 2015 | 2018
20252-215912-02 | Xcel Energy | 85 | 13781 | IOU | 03121275 | 400 | Solar |  |  | Interconnected | Red Wing | Trade | BUR | BUR032 | Community Solar Garden | Solar*Rewards Community | Trade Secret | 2015 | 2019
20252-215912-02 | Xcel Energy | 85 | 13781 | IOU | 03121287 | 990 | Solar |  |  | Interconnected | Northfield | Trade | NOF | NOF061 | Community Solar Garden | Solar*Rewards Community | Trade Secret | 2015 | 2018
20252-215912-02 | Xcel Energy | 85 | 13781 | IOU | 03121290 | 990 | Solar |  |  | Interconnected | Northfield | Trade | NOF | NOF061 | Community Solar Garden | Solar*Rewards Community | Trade Secret | 2015 | 2018
20252-215912-02 | Xcel Energy | 85 | 13781 | IOU | 03121292 | 1000 | Solar |  |  | Interconnected | Red Wing | Trade | BUR | BUR032 | Community Solar Garden | Solar*Rewards Community | Trade Secret | 2015 | 2019
20252-215912-02 | Xcel Energy | 85 | 13781 | IOU | 03121296 | 1000 | Solar |  |  | Interconnected | Red Wing | Trade | BUR | BUR032 | Community Solar Garden | Solar*Rewards Community | Trade Secret | 2015 | 2019
20252-215912-02 | Xcel Energy | 85 | 13781 | IOU | 03121298 | 990 | Solar |  |  | Interconnected | Northfield | Trade | NOF | NOF061 | Community Solar Garden | Solar*Rewards Community | Trade Secret | 2015 | 2018
20252-215912-02 | Xcel Energy | 85 | 13781 | IOU | 03121307 | 1000 | Solar |  |  | Interconnected | Red Wing | Trade | BUR | BUR032 | Community Solar Garden | Solar*Rewards Community | Trade Secret | 2015 | 2019
20252-215912-02 | Xcel Energy | 85 | 13781 | IOU | 03121310 | 998 | Solar |  |  | Interconnected | New Germany | Trade | LSP | LSP021 | Community Solar Garden | Solar*Rewards Community | Trade Secret | 2015 | 2018
20252-215912-02 | Xcel Energy | 85 | 13781 | IOU | 03121329 | 1000 | Solar |  |  | Interconnected | Waterville | Trade | WAT | WAT081 | Community Solar Garden | Solar*Rewards Community | Trade Secret | 2018 | 2021
20252-215912-02 | Xcel Energy | 85 | 13781 | IOU | 03121330 | 1000 | Solar |  |  | Interconnected | Red Wing | Trade | BUR | BUR032 | Community Solar Garden | Solar*Rewards Community | Trade Secret | 2015 | 2018
20252-215912-02 | Xcel Energy | 85 | 13781 | IOU | 03121332 | 1000 | Solar |  |  | Interconnected | Scandia | Trade | SCA | SCA021 | Community Solar Garden | Solar*Rewards Community | Trade Secret | 2015 | 2018
20252-215912-02 | Xcel Energy | 85 | 13781 | IOU | 03121335 | 1000 | Solar |  |  | Interconnected | Woodbury | Trade | RRK | RRK064 | Community Solar Garden | Solar*Rewards Community | Trade Secret | 2015 | 2020
20252-215912-02 | Xcel Energy | 85 | 13781 | IOU | 03121339 | 500 | Solar |  |  | Interconnected | Scandia | Trade | SCA | SCA021 | Community Solar Garden | Solar*Rewards Community | Trade Secret | 2015 | 2018
20252-215912-02 | Xcel Energy | 85 | 13781 | IOU | 03121342 | 1000 | Solar |  |  | Interconnected | Red Wing | Trade | BUR | BUR032 | Community Solar Garden | Solar*Rewards Community | Trade Secret | 2015 | 2018
20252-215912-02 | Xcel Energy | 85 | 13781 | IOU | 03121345 | 1000 | Solar |  |  | Interconnected | Red Wing | Trade | BUR | BUR032 | Community Solar Garden | Solar*Rewards Community | Trade Secret | 2015 | 2018
20252-215912-02 | Xcel Energy | 85 | 13781 | IOU | 03121346 | 1000 | Solar |  |  | Interconnected | Red Wing | Trade | BUR | BUR032 | Community Solar Garden | Solar*Rewards Community | Trade Secret | 2015 | 2018
20252-215912-02 | Xcel Energy | 85 | 13781 | IOU | 03121347 | 1000 | Solar |  |  | Interconnected | Red Wing | Trade | BUR | BUR032 | Community Solar Garden | Solar*Rewards Community | Trade Secret | 2015 | 2018
20252-215912-02 | Xcel Energy | 85 | 13781 | IOU | 03121349 | 1000 | Solar |  |  | Interconnected | Waseca | Trade | WAS | WAS092 | Community Solar Garden | Solar*Rewards Community | Trade Secret | 2015 | 2018
20252-215912-02 | Xcel Energy | 85 | 13781 | IOU | 03121350 | 1000 | Solar |  |  | Interconnected | Woodbury | Trade | RRK | RRK064 | Community Solar Garden | Solar*Rewards Community | Trade Secret | 2015 | 2020
20252-215912-02 | Xcel Energy | 85 | 13781 | IOU | 03121352 | 972 | Solar |  |  | Interconnected | Center City | Trade | LCR | LCR311 | Community Solar Garden | Solar*Rewards Community | Trade Secret | 2015 | 2017
20252-215912-02 | Xcel Energy | 85 | 13781 | IOU | 03121356 | 1000 | Solar |  |  | Interconnected | Waseca | Trade | WAS | WAS092 | Community Solar Garden | Solar*Rewards Community | Trade Secret | 2015 | 2018
20252-215912-02 | Xcel Energy | 85 | 13781 | IOU | 03121357 | 1000 | Solar |  |  | Interconnected | Woodbury | Trade | RRK | RRK064 | Community Solar Garden | Solar*Rewards Community | Trade Secret | 2015 | 2020
20252-215912-02 | Xcel Energy | 85 | 13781 | IOU | 03121360 | 972 | Solar |  |  | Interconnected | Center City | Trade | LCR | LCR311 | Community Solar Garden | Solar*Rewards Community | Trade Secret | 2015 | 2017
20252-215912-02 | Xcel Energy | 85 | 13781 | IOU | 03121365 | 1000 | Solar |  |  | Interconnected | Montevideo | Trade | MTV | MTV022 | Community Solar Garden | Solar*Rewards Community | Trade Secret | 2015 | 2018
20252-215912-02 | Xcel Energy | 85 | 13781 | IOU | 03121366 | 1000 | Solar |  |  | Interconnected | Scandia | Trade | SCA | SCA021 | Community Solar Garden | Solar*Rewards Community | Trade Secret | 2015 | 2018
20252-215912-02 | Xcel Energy | 85 | 13781 | IOU | 03121368 | 1000 | Solar |  |  | Interconnected | Osakis | Trade | DGC | DGC061 | Community Solar Garden | Solar*Rewards Community | Trade Secret | 2015 | 2018
20252-215912-02 | Xcel Energy | 85 | 13781 | IOU | 03121370 | 1000 | Solar |  |  | Interconnected | Montevideo | Trade | MTV | MTV022 | Community Solar Garden | Solar*Rewards Community | Trade Secret | 2015 | 2018
20252-215912-02 | Xcel Energy | 85 | 13781 | IOU | 03121372 | 1000 | Solar |  |  | Interconnected | Waseca | Trade | WAS | WAS092 | Community Solar Garden | Solar*Rewards Community | Trade Secret | 2015 | 2018
20252-215912-02 | Xcel Energy | 85 | 13781 | IOU | 03121373 | 1000 | Solar |  |  | Interconnected | Paynesville | Trade | PAT | PAT312 | Community Solar Garden | Solar*Rewards Community | Trade Secret | 2017 | 2020
20252-215912-02 | Xcel Energy | 85 | 13781 | IOU | 03121375 | 1000 | Solar |  |  | Interconnected | Waseca | Trade | WAS | WAS092 | Community Solar Garden | Solar*Rewards Community | Trade Secret | 2015 | 2018
20252-215912-02 | Xcel Energy | 85 | 13781 | IOU | 03121376 | 1000 | Solar |  |  | Interconnected | Waseca | Trade | WAS | WAS092 | Community Solar Garden | Solar*Rewards Community | Trade Secret | 2015 | 2018
20252-215912-02 | Xcel Energy | 85 | 13781 | IOU | 03121381 | 1000 | Solar |  |  | Interconnected | Montevideo | Trade | MTV | MTV022 | Community Solar Garden | Solar*Rewards Community | Trade Secret | 2015 | 2018
20252-215912-02 | Xcel Energy | 85 | 13781 | IOU | 03121383 | 1000 | Solar |  |  | Interconnected | Osakis | Trade | DGC | DGC061 | Community Solar Garden | Solar*Rewards Community | Trade Secret | 2015 | 2018
20252-215912-02 | Xcel Energy | 85 | 13781 | IOU | 03121384 | 1000 | Solar |  |  | Interconnected | Montevideo | Trade | MTV | MTV022 | Community Solar Garden | Solar*Rewards Community | Trade Secret | 2015 | 2018
20252-215912-02 | Xcel Energy | 85 | 13781 | IOU | 03121386 | 1000 | Solar |  |  | Interconnected | Osakis | Trade | DGC | DGC061 | Community Solar Garden | Solar*Rewards Community | Trade Secret | 2015 | 2018
20252-215912-02 | Xcel Energy | 85 | 13781 | IOU | 03121399 | 1000 | Solar |  |  | Interconnected | Clara City | Trade | CLC | CLC221 | Community Solar Garden | Solar*Rewards Community | Trade Secret | 2017 | 2020
20252-215912-02 | Xcel Energy | 85 | 13781 | IOU | 03121402 | 1000 | Solar |  |  | Interconnected | Felton | Trade | AVR | AVR081 | Community Solar Garden | Solar*Rewards Community | Trade Secret | 2017 | 2020
20252-215912-02 | Xcel Energy | 85 | 13781 | IOU | 03121405 | 1000 | Solar |  |  | Interconnected | Saint Cloud | Trade | SCL | SCL322 | Community Solar Garden | Solar*Rewards Community | Trade Secret | 2017 | 2019
20252-215912-02 | Xcel Energy | 85 | 13781 | IOU | 03121410 | 1000 | Solar |  |  | Interconnected | Winsted | Trade | WSD | WSD061 | Community Solar Garden | Solar*Rewards Community | Trade Secret | 2015 | 2019
20252-215912-02 | Xcel Energy | 85 | 13781 | IOU | 03121419 | 1000 | Solar |  |  | Interconnected | Richmond | Trade | RCH | RCH061 | Community Solar Garden | Solar*Rewards Community | Trade Secret | 2015 | 2017
20252-215912-02 | Xcel Energy | 85 | 13781 | IOU | 03121420 | 1000 | Solar |  |  | Interconnected | Wabasha | Trade | WAB | WAB031 | Community Solar Garden | Solar*Rewards Community | Trade Secret | 2017 | 2019
20252-215912-02 | Xcel Energy | 85 | 13781 | IOU | 03121421 | 1000 | Solar |  |  | Interconnected | Pipestone | Trade | PIP | PIP090 | Community Solar Garden | Solar*Rewards Community | Trade Secret | 2015 | 2017
20252-215912-02 | Xcel Energy | 85 | 13781 | IOU | 03121422 | 1000 | Solar |  |  | Interconnected | Clara City | Trade | CLC | CLC221 | Community Solar Garden | Solar*Rewards Community | Trade Secret | 2017 | 2019
20252-215912-02 | Xcel Energy | 85 | 13781 | IOU | 03121423 | 1000 | Solar |  |  | Interconnected | Altura | Trade | ALT | ALT021 | Community Solar Garden | Solar*Rewards Community | Trade Secret | 2017 | 2019
20252-215912-02 | Xcel Energy | 85 | 13781 | IOU | 03121425 | 1000 | Solar |  |  | Interconnected | Kellogg | Trade | WAB | WAB031 | Community Solar Garden | Solar*Rewards Community | Trade Secret | 2017 | 2019
20252-215912-02 | Xcel Energy | 85 | 13781 | IOU | 03121431 | 1000 | Solar |  |  | Interconnected | Pipestone | Trade | PIP | PIP090 | Community Solar Garden | Solar*Rewards Community | Trade Secret | 2015 | 2017
20252-215912-02 | Xcel Energy | 85 | 13781 | IOU | 03121432 | 1000 | Solar |  |  | Interconnected | Tracy | Trade | TSS | TSS061 | Community Solar Garden | Solar*Rewards Community | Trade Secret | 2015 | 2018
20252-215912-02 | Xcel Energy | 85 | 13781 | IOU | 03121439 | 1000 | Solar |  |  | Interconnected | Tracy | Trade | TSS | TSS061 | Community Solar Garden | Solar*Rewards Community | Trade Secret | 2015 | 2018
20252-215912-02 | Xcel Energy | 85 | 13781 | IOU | 03121443 | 1000 | Solar |  |  | Interconnected | Saint Cloud | Trade | SCL | SCL322 | Community Solar Garden | Solar*Rewards Community | Trade Secret | 2017 | 2019
20252-215912-02 | Xcel Energy | 85 | 13781 | IOU | 03121448 | 1000 | Solar |  |  | Interconnected | Saint Michael | Trade | LAP | LAP311 | Community Solar Garden | Solar*Rewards Community | Trade Secret | 2015 | 2018
20252-215912-02 | Xcel Energy | 85 | 13781 | IOU | 03121449 | 1000 | Solar |  |  | Interconnected | Saint Michael | Trade | LAP | LAP311 | Community Solar Garden | Solar*Rewards Community | Trade Secret | 2015 | 2018
20252-215912-02 | Xcel Energy | 85 | 13781 | IOU | 03121455 | 1000 | Solar |  |  | Interconnected | Saint Michael | Trade | LAP | LAP311 | Community Solar Garden | Solar*Rewards Community | Trade Secret | 2015 | 2018
20252-215912-02 | Xcel Energy | 85 | 13781 | IOU | 03121456 | 1000 | Solar |  |  | Interconnected | Saint Michael | Trade | LAP | LAP311 | Community Solar Garden | Solar*Rewards Community | Trade Secret | 2015 | 2018
20252-215912-02 | Xcel Energy | 85 | 13781 | IOU | 03121458 | 1000 | Solar |  |  | Interconnected | Tracy | Trade | TSS | TSS061 | Community Solar Garden | Solar*Rewards Community | Trade Secret | 2015 | 2018
20252-215912-02 | Xcel Energy | 85 | 13781 | IOU | 03121464 | 1000 | Solar |  |  | Interconnected | Pipestone | Trade | PIP | PIP062 | Community Solar Garden | Solar*Rewards Community | Trade Secret | 2018 | 2021
20252-215912-02 | Xcel Energy | 85 | 13781 | IOU | 03121468 | 1000 | Solar |  |  | Interconnected | Saint Cloud | Trade | SCL | SCL322 | Community Solar Garden | Solar*Rewards Community | Trade Secret | 2017 | 2021
20252-215912-02 | Xcel Energy | 85 | 13781 | IOU | 03123276 | 1000 | Solar |  |  | Interconnected | Hayfield | Trade | DOC | DOC211 | Community Solar Garden | Solar*Rewards Community | Trade Secret | 2018 | 2021
20252-215912-02 | Xcel Energy | 85 | 13781 | IOU | 03123277 | 320 | Solar |  |  | Interconnected | Minneapolis | Trade | RIV | RIV063 | Community Solar Garden | Solar*Rewards Community | Trade Secret | 2016 | 2018
20252-215912-02 | Xcel Energy | 85 | 13781 | IOU | 03123278 | 1000 | Solar |  |  | Interconnected | Hayfield | Trade | DOC | DOC211 | Community Solar Garden | Solar*Rewards Community | Trade Secret | 2018 | 2021
20252-215912-02 | Xcel Energy | 85 | 13781 | IOU | 03123280 | 180 | Solar |  |  | Interconnected | Minneapolis | Trade | IDA | IDA073 | Community Solar Garden | Solar*Rewards Community | Trade Secret | 2015 | 2018
20252-215912-02 | Xcel Energy | 85 | 13781 | IOU | 03123281 | 1000 | Solar |  |  | Interconnected | Zumbrota | Trade | ZUM | ZUM022 | Community Solar Garden | Solar*Rewards Community | Trade Secret | 2017 | 2020
20252-215912-02 | Xcel Energy | 85 | 13781 | IOU | 03123283 | 1000 | Solar |  |  | Interconnected | Zumbrota | Trade | ZUM | ZUM022 | Community Solar Garden | Solar*Rewards Community | Trade Secret | 2017 | 2020
20252-215912-02 | Xcel Energy | 85 | 13781 | IOU | 03123285 | 1000 | Solar |  |  | Interconnected | Courtland | Trade | SWN | SWN022 | Community Solar Garden | Solar*Rewards Community | Trade Secret | 2017 | 2020
20252-215912-02 | Xcel Energy | 85 | 13781 | IOU | 03123286 | 830 | Solar |  |  | Interconnected | Morristown | Trade | MTW | MTW021 | Community Solar Garden | Solar*Rewards Community | Trade Secret | 2017 | 2021
20252-215912-02 | Xcel Energy | 85 | 13781 | IOU | 03123287 | 1000 | Solar |  |  | Interconnected | Dassel | Trade | DAS | DAS061 | Community Solar Garden | Solar*Rewards Community | Trade Secret | 2017 | 2019
20252-215912-02 | Xcel Energy | 85 | 13781 | IOU | 03123288 | 1000 | Solar |  |  | Interconnected | La Crescent | Trade | LAC | LAC062 | Community Solar Garden | Solar*Rewards Community | Trade Secret | 2017 | 2020
20252-215912-02 | Xcel Energy | 85 | 13781 | IOU | 03123289 | 1000 | Solar |  |  | Interconnected | Farmington | Trade | VMR | VMR061 | Community Solar Garden | Solar*Rewards Community | Trade Secret | 2017 | 2019
20252-215912-02 | Xcel Energy | 85 | 13781 | IOU | 03123292 | 1000 | Solar |  |  | Interconnected | Osakis | Trade | DGC | DGC061 | Community Solar Garden | Solar*Rewards Community | Trade Secret | 2017 | 2019
20252-215912-02 | Xcel Energy | 85 | 13781 | IOU | 03123295 | 1000 | Solar |  |  | Interconnected | Zumbrota | Trade | ZUM | ZUM022 | Community Solar Garden | Solar*Rewards Community | Trade Secret | 2017 | 2020
20252-215912-02 | Xcel Energy | 85 | 13781 | IOU | 03123296 | 1000 | Solar |  |  | Interconnected | La Crescent | Trade | LAC | LAC062 | Community Solar Garden | Solar*Rewards Community | Trade Secret | 2017 | 2020
20252-215912-02 | Xcel Energy | 85 | 13781 | IOU | 03123298 | 1000 | Solar |  |  | Interconnected | Albany | Trade | AVN | AVN021 | Community Solar Garden | Solar*Rewards Community | Trade Secret | 2017 | 2019
20252-215912-02 | Xcel Energy | 85 | 13781 | IOU | 03123299 | 1000 | Solar |  |  | Interconnected | Stewart | Trade | STW | STW021 | Community Solar Garden | Solar*Rewards Community | Trade Secret | 2017 | 2019
20252-215912-02 | Xcel Energy | 85 | 13781 | IOU | 03123307 | 1000 | Solar |  |  | Interconnected | Brooten | Trade | BRO | BRO021 | Community Solar Garden | Solar*Rewards Community | Trade Secret | 2019 | 2020
20252-215912-02 | Xcel Energy | 85 | 13781 | IOU | 03123313 | 1000 | Solar |  |  | Interconnected | North Branch | Trade | CHI | CHI311 | Community Solar Garden | Solar*Rewards Community | Trade Secret | 2018 | 2020
20252-215912-02 | Xcel Energy | 85 | 13781 | IOU | 03123314 | 1000 | Solar |  |  | Interconnected | Cologne | Trade | WWK | WWK321 | Community Solar Garden | Solar*Rewards Community | Trade Secret | 2017 | 2019
20252-215912-02 | Xcel Energy | 85 | 13781 | IOU | 03123334 | 1000 | Solar |  |  | Interconnected | Freeport | Trade | WOB | WOB021 | Community Solar Garden | Solar*Rewards Community | Trade Secret | 2015 | 2017
20252-215912-02 | Xcel Energy | 85 | 13781 | IOU | 03123335 | 1000 | Solar |  |  | Interconnected | Freeport | Trade | WOB | WOB021 | Community Solar Garden | Solar*Rewards Community | Trade Secret | 2015 | 2017
20252-215912-02 | Xcel Energy | 85 | 13781 | IOU | 03123344 | 1000 | Solar |  |  | Interconnected | Freeport | Trade | WOB | WOB021 | Community Solar Garden | Solar*Rewards Community | Trade Secret | 2015 | 2017
20252-215912-02 | Xcel Energy | 85 | 13781 | IOU | 03123350 | 1000 | Solar |  |  | Interconnected | Freeport | Trade | WOB | WOB021 | Community Solar Garden | Solar*Rewards Community | Trade Secret | 2015 | 2017
20252-215912-02 | Xcel Energy | 85 | 13781 | IOU | 03123354 | 1000 | Solar |  |  | Interconnected | Osakis | Trade | DGC | DGC061 | Community Solar Garden | Solar*Rewards Community | Trade Secret | 2018 | 2020
20252-215912-02 | Xcel Energy | 85 | 13781 | IOU | 03123355 | 1000 | Solar |  |  | Interconnected | Mankato | Trade | SMT | SMT092 | Community Solar Garden | Solar*Rewards Community | Trade Secret | 2016 | 2018
20252-215912-02 | Xcel Energy | 85 | 13781 | IOU | 03123356 | 1000 | Solar |  |  | Interconnected | Winsted | Trade | WSD | WSD061 | Community Solar Garden | Solar*Rewards Community | Trade Secret | 2016 | 2018
20252-215912-02 | Xcel Energy | 85 | 13781 | IOU | 03123357 | 1000 | Solar |  |  | Interconnected | Zumbrota | Trade | ZUM | ZUM022 | Community Solar Garden | Solar*Rewards Community | Trade Secret | 2016 | 2018
20252-215912-02 | Xcel Energy | 85 | 13781 | IOU | 03123359 | 1000 | Solar |  |  | Interconnected | Winsted | Trade | WSD | WSD061 | Community Solar Garden | Solar*Rewards Community | Trade Secret | 2015 | 2017
20252-215912-02 | Xcel Energy | 85 | 13781 | IOU | 03123360 | 1000 | Solar |  |  | Interconnected | Winsted | Trade | WSD | WSD061 | Community Solar Garden | Solar*Rewards Community | Trade Secret | 2015 | 2017
20252-215912-02 | Xcel Energy | 85 | 13781 | IOU | 03123364 | 1000 | Solar |  |  | Interconnected | Waconia | Trade | WWK | WWK311 | Community Solar Garden | Solar*Rewards Community | Trade Secret | 2016 | 2019
20252-215912-02 | Xcel Energy | 85 | 13781 | IOU | 03123366 | 1000 | Solar |  |  | Interconnected | Cologne | Trade | WCS | WCS064 | Community Solar Garden | Solar*Rewards Community | Trade Secret | 2016 | 2019
20252-215912-02 | Xcel Energy | 85 | 13781 | IOU | 03123367 | 1000 | Solar |  |  | Interconnected | Sauk Rapids | Trade | MHW | MHW311 | Community Solar Garden | Solar*Rewards Community | Trade Secret | 2016 | 2018
20252-215912-02 | Xcel Energy | 85 | 13781 | IOU | 03123368 | 1000 | Solar |  |  | Interconnected | Big Lake | Trade | FSL | FSL311 | Community Solar Garden | Solar*Rewards Community | Trade Secret | 2016 | 2018
20252-215912-02 | Xcel Energy | 85 | 13781 | IOU | 03123369 | 1000 | Solar |  |  | Interconnected | North Branch | Trade | CHI | CHI311 | Community Solar Garden | Solar*Rewards Community | Trade Secret | 2016 | 2018
20252-215912-02 | Xcel Energy | 85 | 13781 | IOU | 03123370 | 1000 | Solar |  |  | Interconnected | Cologne | Trade | WWK | WWK321 | Community Solar Garden | Solar*Rewards Community | Trade Secret | 2016 | 2020
20252-215912-02 | Xcel Energy | 85 | 13781 | IOU | 03123372 | 500 | Solar |  |  | Interconnected | Scandia | Trade | SCA | SCA021 | Community Solar Garden | Solar*Rewards Community | Trade Secret | 2016 | 2018
20252-215912-02 | Xcel Energy | 85 | 13781 | IOU | 03123374 | 1000 | Solar |  |  | Interconnected | Goodhue | Trade | WEL | WEL021 | Community Solar Garden | Solar*Rewards Community | Trade Secret | 2016 | 2018
20252-215912-02 | Xcel Energy | 85 | 13781 | IOU | 03123375 | 1000 | Solar |  |  | Interconnected | Morgan | Trade | MGN | MGN211 | Community Solar Garden | Solar*Rewards Community | Trade Secret | 2015 | 2017
20252-215912-02 | Xcel Energy | 85 | 13781 | IOU | 03123376 | 1000 | Solar |  |  | Interconnected | Mankato | Trade | SMT | SMT082 | Community Solar Garden | Solar*Rewards Community | Trade Secret | 2015 | 2018
20252-215912-02 | Xcel Energy | 85 | 13781 | IOU | 03123378 | 1000 | Solar |  |  | Interconnected | Mantorville | Trade | KAN | KAN031 | Community Solar Garden | Solar*Rewards Community | Trade Secret | 2019 | 2020
20252-215912-02 | Xcel Energy | 85 | 13781 | IOU | 03123379 | 1000 | Solar |  |  | Withdrawn | Trade Secret | Trade | CHI | CHI311 | Community Solar Garden | Solar*Rewards Community | Trade Secret | 2019
20252-215912-02 | Xcel Energy | 85 | 13781 | IOU | 03123380 | 1000 | Solar |  |  | Interconnected | Mantorville | Trade | KAN | KAN031 | Community Solar Garden | Solar*Rewards Community | Trade Secret | 2019 | 2020
20252-215912-02 | Xcel Energy | 85 | 13781 | IOU | 03123383 | 1000 | Solar |  |  | Interconnected | Mankato | Trade | SMT | SMT082 | Community Solar Garden | Solar*Rewards Community | Trade Secret | 2015 | 2018
20252-215912-02 | Xcel Energy | 85 | 13781 | IOU | 03123385 | 1000 | Solar |  |  | Interconnected | Mapleton | Trade | MPN | MPN081 | Community Solar Garden | Solar*Rewards Community | Trade Secret | 2015 | 2017
20252-215912-02 | Xcel Energy | 85 | 13781 | IOU | 03123386 | 1000 | Solar |  |  | Interconnected | Morgan | Trade | MGN | MGN211 | Community Solar Garden | Solar*Rewards Community | Trade Secret | 2015 | 2017
20252-215912-02 | Xcel Energy | 85 | 13781 | IOU | 03123388 | 1000 | Solar |  |  | Interconnected | Mapleton | Trade | MPN | MPN081 | Community Solar Garden | Solar*Rewards Community | Trade Secret | 2015 | 2017
20252-215912-02 | Xcel Energy | 85 | 13781 | IOU | 03123389 | 1000 | Solar |  |  | Interconnected | Mankato | Trade | SMT | SMT082 | Community Solar Garden | Solar*Rewards Community | Trade Secret | 2015 | 2018
20252-215912-02 | Xcel Energy | 85 | 13781 | IOU | 03123390 | 1000 | Solar |  |  | Interconnected | Mankato | Trade | SMT | SMT082 | Community Solar Garden | Solar*Rewards Community | Trade Secret | 2015 | 2018
20252-215912-02 | Xcel Energy | 85 | 13781 | IOU | 03123391 | 1000 | Solar |  |  | Interconnected | Morgan | Trade | MGN | MGN211 | Community Solar Garden | Solar*Rewards Community | Trade Secret | 2015 | 2017
20252-215912-02 | Xcel Energy | 85 | 13781 | IOU | 03123392 | 1000 | Solar |  |  | Interconnected | Hartland | Trade | CKG | CKG041 | Community Solar Garden | Solar*Rewards Community | Trade Secret | 2017 | 2020
20252-215912-02 | Xcel Energy | 85 | 13781 | IOU | 03123393 | 1000 | Solar |  |  | Interconnected | Felton | Trade | AVR | AVR081 | Community Solar Garden | Solar*Rewards Community | Trade Secret | 2017 | 2020
20252-215912-02 | Xcel Energy | 85 | 13781 | IOU | 03123395 | 1000 | Solar |  |  | Interconnected | Saint Cloud | Trade | SCL | SCL322 | Community Solar Garden | Solar*Rewards Community | Trade Secret | 2017 | 2019
20252-215912-02 | Xcel Energy | 85 | 13781 | IOU | 03123396 | 1000 | Solar |  |  | Interconnected | Waterville | Trade | WAT | WAT081 | Community Solar Garden | Solar*Rewards Community | Trade Secret | 2017 | 2021
20252-215912-02 | Xcel Energy | 85 | 13781 | IOU | 03123397 | 1000 | Solar |  |  | Interconnected | Atwater | Trade | ATW | ATW061 | Community Solar Garden | Solar*Rewards Community | Trade Secret | 2017 | 2020
20252-215912-02 | Xcel Energy | 85 | 13781 | IOU | 03123398 | 1000 | Solar |  |  | Interconnected | Mankato | Trade | SMT | SMT082 | Community Solar Garden | Solar*Rewards Community | Trade Secret | 2015 | 2018
20252-215912-02 | Xcel Energy | 85 | 13781 | IOU | 03123399 | 1000 | Solar |  |  | Interconnected | Mapleton | Trade | MPN | MPN081 | Community Solar Garden | Solar*Rewards Community | Trade Secret | 2015 | 2017
20252-215912-02 | Xcel Energy | 85 | 13781 | IOU | 03123400 | 1000 | Solar |  |  | Interconnected | Byron | Trade | WEB | WEB021 | Community Solar Garden | Solar*Rewards Community | Trade Secret | 2018 | 2020
20252-215912-02 | Xcel Energy | 85 | 13781 | IOU | 03123402 | 760 | Solar |  |  | Interconnected | Watkins | Trade | WKN | WKN001 | Community Solar Garden | Solar*Rewards Community | Trade Secret | 2016 | 2019
20252-215912-02 | Xcel Energy | 85 | 13781 | IOU | 03123403 | 1000 | Solar |  |  | Interconnected | Sacred Heart | Trade | SCH | SCH211 | Community Solar Garden | Solar*Rewards Community | Trade Secret | 2016 | 2019
20252-215912-02 | Xcel Energy | 85 | 13781 | IOU | 03123410 | 1000 | Solar |  |  | Interconnected | Faribault | Trade | FAB | FAB063 | Community Solar Garden | Solar*Rewards Community | Trade Secret | 2017 | 2019
20252-215912-02 | Xcel Energy | 85 | 13781 | IOU | 03123411 | 1000 | Solar |  |  | Interconnected | Morgan | Trade | MGN | MGN211 | Community Solar Garden | Solar*Rewards Community | Trade Secret | 2017 | 2021
20252-215912-02 | Xcel Energy | 85 | 13781 | IOU | 03123412 | 860 | Solar |  |  | Interconnected | Morgan | Trade | MGN | MGN211 | Community Solar Garden | Solar*Rewards Community | Trade Secret | 2017 | 2021
20252-215912-02 | Xcel Energy | 85 | 13781 | IOU | 03123413 | 860 | Solar |  |  | Interconnected | Morgan | Trade | MGN | MGN211 | Community Solar Garden | Solar*Rewards Community | Trade Secret | 2017 | 2020
20252-215912-02 | Xcel Energy | 85 | 13781 | IOU | 03123416 | 1000 | Solar |  |  | Interconnected | Starbuck | Trade | LOW | LOW021 | Community Solar Garden | Solar*Rewards Community | Trade Secret | 2017 | 2019
20252-215912-02 | Xcel Energy | 85 | 13781 | IOU | 03123417 | 1000 | Solar |  |  | Interconnected | Starbuck | Trade | LOW | LOW021 | Community Solar Garden | Solar*Rewards Community | Trade Secret | 2017 | 2019
20252-215912-02 | Xcel Energy | 85 | 13781 | IOU | 03123422 | 527 | Solar |  |  | Interconnected | Edina | Trade | EDA | EDA085 | Community Solar Garden | Solar*Rewards Community | Trade Secret | 2016 | 2018
20252-215912-02 | Xcel Energy | 85 | 13781 | IOU | 03123425 | 1000 | Solar |  |  | Interconnected | Faribault | Trade | WEF | WEF071 | Community Solar Garden | Solar*Rewards Community | Trade Secret | 2017 | 2019
20252-215912-02 | Xcel Energy | 85 | 13781 | IOU | 03123428 | 1000 | Solar |  |  | Interconnected | Green Isle | Trade | GRI | GRI001 | Community Solar Garden | Solar*Rewards Community | Trade Secret | 2017 | 2020
20252-215912-02 | Xcel Energy | 85 | 13781 | IOU | 03123429 | 1000 | Solar |  |  | Interconnected | Kasson | Trade | KAN | KAN022 | Community Solar Garden | Solar*Rewards Community | Trade Secret | 2018 | 2020
20252-215912-02 | Xcel Energy | 85 | 13781 | IOU | 03123433 | 1000 | Solar |  |  | Interconnected | Courtland | Trade | SWN | SWN022 | Community Solar Garden | Solar*Rewards Community | Trade Secret | 2018 | 2020
20252-215912-02 | Xcel Energy | 85 | 13781 | IOU | 03123435 | 1000 | Solar |  |  | Interconnected | Waseca | Trade | WAS | WAS091 | Community Solar Garden | Solar*Rewards Community | Trade Secret | 2018 | 2020
20252-215912-02 | Xcel Energy | 85 | 13781 | IOU | 03123436 | 1000 | Solar |  |  | Interconnected | Waseca | Trade | WAS | WAS092 | Community Solar Garden | Solar*Rewards Community | Trade Secret | 2018 | 2020
20252-215912-02 | Xcel Energy | 85 | 13781 | IOU | 03123437 | 1000 | Solar |  |  | Interconnected | Faribault | Trade | WEF | WEF071 | Community Solar Garden | Solar*Rewards Community | Trade Secret | 2018 | 2020
20252-215912-02 | Xcel Energy | 85 | 13781 | IOU | 03123438 | 1000 | Solar |  |  | Interconnected | Kasson | Trade | KAN | KAN031 | Community Solar Garden | Solar*Rewards Community | Trade Secret | 2018 | 2020
20252-215912-02 | Xcel Energy | 85 | 13781 | IOU | 03123439 | 1000 | Solar |  |  | Interconnected | Waseca | Trade | WAS | WAS092 | Community Solar Garden | Solar*Rewards Community | Trade Secret | 2018 | 2021
20252-215912-02 | Xcel Energy | 85 | 13781 | IOU | 03123441 | 1000 | Solar |  |  | Interconnected | Kasson | Trade | KAN | KAN022 | Community Solar Garden | Solar*Rewards Community | Trade Secret | 2015 | 2017
20252-215912-02 | Xcel Energy | 85 | 13781 | IOU | 03123442 | 1000 | Solar |  |  | Interconnected | Kasson | Trade | KAN | KAN022 | Community Solar Garden | Solar*Rewards Community | Trade Secret | 2015 | 2017
20252-215912-02 | Xcel Energy | 85 | 13781 | IOU | 03123443 | 1000 | Solar |  |  | Interconnected | Kasson | Trade | KAN | KAN022 | Community Solar Garden | Solar*Rewards Community | Trade Secret | 2015 | 2017
20252-215912-02 | Xcel Energy | 85 | 13781 | IOU | 03123444 | 1000 | Solar |  |  | Interconnected | Kasson | Trade | KAN | KAN022 | Community Solar Garden | Solar*Rewards Community | Trade Secret | 2015 | 2017
20252-215912-02 | Xcel Energy | 85 | 13781 | IOU | 03123445 | 1000 | Solar |  |  | Interconnected | Kasson | Trade | KAN | KAN022 | Community Solar Garden | Solar*Rewards Community | Trade Secret | 2015 | 2017
20252-215912-02 | Xcel Energy | 85 | 13781 | IOU | 03123450 | 998 | Solar |  |  | Interconnected | Lindstrom | Trade | SCA | SCA021 | Community Solar Garden | Solar*Rewards Community | Trade Secret | 2015 | 2019
20252-215912-02 | Xcel Energy | 85 | 13781 | IOU | 03123452 | 1000 | Solar |  |  | Interconnected | Waseca | Trade | WAS | WAS092 | Community Solar Garden | Solar*Rewards Community | Trade Secret | 2017 | 2019
20252-215912-02 | Xcel Energy | 85 | 13781 | IOU | 03123460 | 1000 | Solar |  |  | Interconnected | Granite Falls | Trade | MNV | MNV211 | Community Solar Garden | Solar*Rewards Community | Trade Secret | 2015 | 2017
20252-215912-02 | Xcel Energy | 85 | 13781 | IOU | 03124686 | 1000 | Solar |  |  | Interconnected | Renville | Trade | RNV | RNV021 | Community Solar Garden | Solar*Rewards Community | Trade Secret | 2019 | 2022
20252-215912-02 | Xcel Energy | 85 | 13781 | IOU | 03124688 | 1000 | Solar |  |  | Interconnected | Starbuck | Trade | LOW | LOW021 | Community Solar Garden | Solar*Rewards Community | Trade Secret | 2018 | 2020
20252-215912-02 | Xcel Energy | 85 | 13781 | IOU | 03124689 | 1000 | Solar |  |  | Interconnected | Northfield | Trade | NOF | NOF061 | Community Solar Garden | Solar*Rewards Community | Trade Secret | 2015 | 2017
20252-215912-02 | Xcel Energy | 85 | 13781 | IOU | 03124690 | 1000 | Solar |  |  | Interconnected | Taylors Falls | Trade | CHI | CHI311 | Community Solar Garden | Solar*Rewards Community | Trade Secret | 2017 | 2020
20252-215912-02 | Xcel Energy | 85 | 13781 | IOU | 03124692 | 125 | Solar |  |  | Interconnected | Saint Paul | Trade | PRR | PRR061 | Community Solar Garden | Solar*Rewards Community | Trade Secret | 2015 | 2016
20252-215912-02 | Xcel Energy | 85 | 13781 | IOU | 03124702 | 1000 | Solar |  |  | Interconnected | North Branch | Trade | CHI | CHI311 | Community Solar Garden | Solar*Rewards Community | Trade Secret | 2017 | 2019
20252-215912-02 | Xcel Energy | 85 | 13781 | IOU | 03124703 | 250 | Solar |  |  | Interconnected | Clarks Grove | Trade | CKG | CKG041 | Community Solar Garden | Solar*Rewards Community | Trade Secret | 2016 | 2019
20252-215912-02 | Xcel Energy | 85 | 13781 | IOU | 03124706 | 1000 | Solar |  |  | Interconnected | Rosemount | Trade | RMT | RMT311 | Community Solar Garden | Solar*Rewards Community | Trade Secret | 2015 | 2017
20252-215912-02 | Xcel Energy | 85 | 13781 | IOU | 03124708 | 1000 | Solar |  |  | Interconnected | Rosemount | Trade | RMT | RMT311 | Community Solar Garden | Solar*Rewards Community | Trade Secret | 2015 | 2017
20252-215912-02 | Xcel Energy | 85 | 13781 | IOU | 03124709 | 1000 | Solar |  |  | Interconnected | Rosemount | Trade | RMT | RMT311 | Community Solar Garden | Solar*Rewards Community | Trade Secret | 2015 | 2017
20252-215912-02 | Xcel Energy | 85 | 13781 | IOU | 03124710 | 1000 | Solar |  |  | Interconnected | Rosemount | Trade | RMT | RMT311 | Community Solar Garden | Solar*Rewards Community | Trade Secret | 2015 | 2017
20252-215912-02 | Xcel Energy | 85 | 13781 | IOU | 03124711 | 1000 | Solar |  |  | Interconnected | Rosemount | Trade | RMT | RMT311 | Community Solar Garden | Solar*Rewards Community | Trade Secret | 2015 | 2017
20252-215912-02 | Xcel Energy | 85 | 13781 | IOU | 03124714 | 1000 | Solar |  |  | Interconnected | Slayton | Trade | SLW | SLW061 | Community Solar Garden | Solar*Rewards Community | Trade Secret | 2016 | 2018
20252-215912-02 | Xcel Energy | 85 | 13781 | IOU | 03124715 | 1000 | Solar |  |  | Interconnected | Northfield | Trade | NOF | NOF061 | Community Solar Garden | Solar*Rewards Community | Trade Secret | 2018 | 2021
20252-215912-02 | Xcel Energy | 85 | 13781 | IOU | 03124733 | 1000 | Solar |  |  | Interconnected | Janesville | Trade | WAT | WAT081 | Community Solar Garden | Solar*Rewards Community | Trade Secret | 2016 | 2018
20252-215912-02 | Xcel Energy | 85 | 13781 | IOU | 03124734 | 1000 | Solar |  |  | Interconnected | Center City | Trade | LCR | LCR311 | Community Solar Garden | Solar*Rewards Community | Trade Secret | 2016 | 2018
20252-215912-02 | Xcel Energy | 85 | 13781 | IOU | 03124741 | 1000 | Solar |  |  | Interconnected | Corcoran | Trade | GFD | GFD021 | Community Solar Garden | Solar*Rewards Community | Trade Secret | 2015 | 2017
20252-215912-02 | Xcel Energy | 85 | 13781 | IOU | 03124743 | 1000 | Solar |  |  | Interconnected | Cold Spring | Trade | WAK | WAK321 | Community Solar Garden | Solar*Rewards Community | Trade Secret | 2015 | 2017
20252-215912-02 | Xcel Energy | 85 | 13781 | IOU | 03124747 | 1000 | Solar |  |  | Interconnected | Cold Spring | Trade | WAK | WAK321 | Community Solar Garden | Solar*Rewards Community | Trade Secret | 2015 | 2017
20252-215912-02 | Xcel Energy | 85 | 13781 | IOU | 03124756 | 1000 | Solar |  |  | Interconnected | Corcoran | Trade | GFD | GFD021 | Community Solar Garden | Solar*Rewards Community | Trade Secret | 2015 | 2017
20252-215912-02 | Xcel Energy | 85 | 13781 | IOU | 03124757 | 1000 | Solar |  |  | Interconnected | Corcoran | Trade | GFD | GFD021 | Community Solar Garden | Solar*Rewards Community | Trade Secret | 2015 | 2017
20252-215912-02 | Xcel Energy | 85 | 13781 | IOU | 03124759 | 1000 | Solar |  |  | Interconnected | Corcoran | Trade | GFD | GFD021 | Community Solar Garden | Solar*Rewards Community | Trade Secret | 2015 | 2017
20252-215912-02 | Xcel Energy | 85 | 13781 | IOU | 03124760 | 1000 | Solar |  |  | Interconnected | Sauk Rapids | Trade | MHW | MHW311 | Community Solar Garden | Solar*Rewards Community | Trade Secret | 2015 | 2017
20252-215912-02 | Xcel Energy | 85 | 13781 | IOU | 03124761 | 1000 | Solar |  |  | Interconnected | Webster | Trade | VES | VES021 | Community Solar Garden | Solar*Rewards Community | Trade Secret | 2015 | 2018
20252-215912-02 | Xcel Energy | 85 | 13781 | IOU | 03124769 | 1000 | Solar |  |  | Interconnected | Lindstrom | Trade | SCA | SCA021 | Community Solar Garden | Solar*Rewards Community | Trade Secret | 2015 | 2019
20252-215912-02 | Xcel Energy | 85 | 13781 | IOU | 03124777 | 1000 | Solar |  |  | Interconnected | Clara City | Trade | CLC | CLC022 | Community Solar Garden | Solar*Rewards Community | Trade Secret | 2016 | 2018
20252-215912-02 | Xcel Energy | 85 | 13781 | IOU | 03124781 | 1000 | Solar |  |  | Interconnected | Claremont | Trade | DOC | DOC031 | Community Solar Garden | Solar*Rewards Community | Trade Secret | 2016 | 2019
20252-215912-02 | Xcel Energy | 85 | 13781 | IOU | 03124789 | 1000 | Solar |  |  | Interconnected | Clear Lake | Trade | SCL | SCL322 | Community Solar Garden | Solar*Rewards Community | Trade Secret | 2018 | 2020
20252-215912-02 | Xcel Energy | 85 | 13781 | IOU | 03124791 | 240 | Solar |  |  | Interconnected | Eagle Lake | Trade | EGL | EGL021 | Community Solar Garden | Solar*Rewards Community | Trade Secret | 2016 | 2019
20252-215912-02 | Xcel Energy | 85 | 13781 | IOU | 03124801 | 1000 | Solar |  |  | Interconnected | Glenwood | Trade | GLD | GLD021 | Community Solar Garden | Solar*Rewards Community | Trade Secret | 2016 | 2019
20252-215912-02 | Xcel Energy | 85 | 13781 | IOU | 03124806 | 1000 | Solar |  |  | Interconnected | Norwood Young America | Trade | WWK | WWK311 | Community Solar Garden | Solar*Rewards Community | Trade Secret | 2015 | 2018
20252-215912-02 | Xcel Energy | 85 | 13781 | IOU | 03124807 | 1000 | Solar |  |  | Interconnected | Norwood Young America | Trade | WWK | WWK311 | Community Solar Garden | Solar*Rewards Community | Trade Secret | 2015 | 2018
20252-215912-02 | Xcel Energy | 85 | 13781 | IOU | 03124812 | 1000 | Solar |  |  | Interconnected | Cold Spring | Trade | WAK | WAK321 | Community Solar Garden | Solar*Rewards Community | Trade Secret | 2015 | 2017
20252-215912-02 | Xcel Energy | 85 | 13781 | IOU | 03124813 | 1000 | Solar |  |  | Interconnected | Cold Spring | Trade | WAK | WAK321 | Community Solar Garden | Solar*Rewards Community | Trade Secret | 2015 | 2017
20252-215912-02 | Xcel Energy | 85 | 13781 | IOU | 03124814 | 1000 | Solar |  |  | Interconnected | Norwood Young America | Trade | WWK | WWK311 | Community Solar Garden | Solar*Rewards Community | Trade Secret | 2015 | 2018
20252-215912-02 | Xcel Energy | 85 | 13781 | IOU | 03124815 | 1000 | Solar |  |  | Interconnected | Cold Spring | Trade | WAK | WAK321 | Community Solar Garden | Solar*Rewards Community | Trade Secret | 2015 | 2017
20252-215912-02 | Xcel Energy | 85 | 13781 | IOU | 03124823 | 1000 | Solar |  |  | Interconnected | Sartell | Trade | GRC | GRC312 | Community Solar Garden | Solar*Rewards Community | Trade Secret | 2015 | 2017
20252-215912-02 | Xcel Energy | 85 | 13781 | IOU | 03124830 | 1000 | Solar |  |  | Interconnected | Corcoran | Trade | GFD | GFD021 | Community Solar Garden | Solar*Rewards Community | Trade Secret | 2015 | 2017
20252-215912-02 | Xcel Energy | 85 | 13781 | IOU | 03124831 | 1000 | Solar |  |  | Interconnected | Sartell | Trade | GRC | GRC312 | Community Solar Garden | Solar*Rewards Community | Trade Secret | 2015 | 2017
20252-215912-02 | Xcel Energy | 85 | 13781 | IOU | 03124836 | 1000 | Solar |  |  | Interconnected | Sauk Rapids | Trade | MHW | MHW311 | Community Solar Garden | Solar*Rewards Community | Trade Secret | 2015 | 2017
20252-215912-02 | Xcel Energy | 85 | 13781 | IOU | 03124837 | 1000 | Solar |  |  | Interconnected | Sauk Rapids | Trade | MHW | MHW311 | Community Solar Garden | Solar*Rewards Community | Trade Secret | 2015 | 2017
20252-215912-02 | Xcel Energy | 85 | 13781 | IOU | 03124838 | 1000 | Solar |  |  | Interconnected | Sartell | Trade | GRC | GRC312 | Community Solar Garden | Solar*Rewards Community | Trade Secret | 2015 | 2017
20252-215912-02 | Xcel Energy | 85 | 13781 | IOU | 03124840 | 1000 | Solar |  |  | Interconnected | Sauk Rapids | Trade | MHW | MHW311 | Community Solar Garden | Solar*Rewards Community | Trade Secret | 2015 | 2017
20252-215912-02 | Xcel Energy | 85 | 13781 | IOU | 03124841 | 700 | Solar |  |  | Interconnected | New Prague | Trade | JOR | JOR021 | Community Solar Garden | Solar*Rewards Community | Trade Secret | 2015 | 2017
20252-215912-02 | Xcel Energy | 85 | 13781 | IOU | 03124842 | 1000 | Solar |  |  | Interconnected | Sauk Rapids | Trade | MHW | MHW311 | Community Solar Garden | Solar*Rewards Community | Trade Secret | 2015 | 2017
20252-215912-02 | Xcel Energy | 85 | 13781 | IOU | 03124844 | 823 | Solar |  |  | Interconnected | Webster | Trade | EKO | EKO021 | Community Solar Garden | Solar*Rewards Community | Trade Secret | 2015 | 2018
20252-215912-02 | Xcel Energy | 85 | 13781 | IOU | 03124855 | 1000 | Solar |  |  | Interconnected | Dundas | Trade | DND | DND072 | Community Solar Garden | Solar*Rewards Community | Trade Secret | 2016 | 2020
20252-215912-02 | Xcel Energy | 85 | 13781 | IOU | 03124856 | 1000 | Solar |  |  | Interconnected | Glenwood | Trade | GLD | GLD021 | Community Solar Garden | Solar*Rewards Community | Trade Secret | 2016 | 2019
20252-215912-02 | Xcel Energy | 85 | 13781 | IOU | 03124857 | 1000 | Solar |  |  | Interconnected | New Richland | Trade | WAS | WAS092 | Community Solar Garden | Solar*Rewards Community | Trade Secret | 2016 | 2019
20252-215912-02 | Xcel Energy | 85 | 13781 | IOU | 03125879 | 1000 | Solar |  |  | Interconnected | Kasota | Trade | LAE | LAE061 | Community Solar Garden | Solar*Rewards Community | Trade Secret | 2016 | 2018
20252-215912-02 | Xcel Energy | 85 | 13781 | IOU | 03125886 | 324 | Solar |  |  | Interconnected | Meire Grove | Trade | MEI | MEI021 | Community Solar Garden | Solar*Rewards Community | Trade Secret | 2016 | 2019
20252-215912-02 | Xcel Energy | 85 | 13781 | IOU | 03125887 | 1000 | Solar |  |  | Interconnected | Paynesville | Trade | PAT | PAT313 | Community Solar Garden | Solar*Rewards Community | Trade Secret | 2016 | 2019
20252-215912-02 | Xcel Energy | 85 | 13781 | IOU | 03125889 | 1000 | Solar |  |  | Interconnected | Saint Peter | Trade | LAE | LAE061 | Community Solar Garden | Solar*Rewards Community | Trade Secret | 2018 | 2020
20252-215912-02 | Xcel Energy | 85 | 13781 | IOU | 03125892 | 10000 | Solar |  |  | Interconnected | Trade Secret | Trade | WAS | WAS081 | Utility |  | Trade Secret | 2016 | 2017
20252-215912-02 | Xcel Energy | 85 | 13781 | IOU | 03125893 | 5500 | Solar |  |  | Interconnected | Trade Secret | Trade | FAP | FAP061 | Utility |  | Trade Secret | 2016 | 2017
20252-215912-02 | Xcel Energy | 85 | 13781 | IOU | 03125894 | 8500 | Solar |  |  | Interconnected | Trade Secret | Trade | WWK | WWK311 | Utility |  | Trade Secret | 2016 | 2017
20252-215912-02 | Xcel Energy | 85 | 13781 | IOU | 03125895 | 1000 | Solar |  |  | Interconnected | New Richland | Trade | WAS | WAS092 | Community Solar Garden | Solar*Rewards Community | Trade Secret | 2016 | 2018
20252-215912-02 | Xcel Energy | 85 | 13781 | IOU | 03125896 | 1000 | Solar |  |  | Interconnected | Winsted | Trade | WSD | WSD061 | Community Solar Garden | Solar*Rewards Community | Trade Secret | 2015 | 2017
20252-215912-02 | Xcel Energy | 85 | 13781 | IOU | 03125905 | 1000 | Solar |  |  | Interconnected | Belle Plaine | Trade | BEL | BEL061 | Community Solar Garden | Solar*Rewards Community | Trade Secret | 2016 | 2020
20252-215912-02 | Xcel Energy | 85 | 13781 | IOU | 03125908 | 1000 | Solar |  |  | Interconnected | Raymond | Trade | CLC | CLC221 | Community Solar Garden | Solar*Rewards Community | Trade Secret | 2018 | 2020
20252-215912-02 | Xcel Energy | 85 | 13781 | IOU | 03125909 | 1000 | Solar |  |  | Interconnected | Paynesville | Trade | PAT | PAT313 | Community Solar Garden | Solar*Rewards Community | Trade Secret | 2018 | 2020
20252-215912-02 | Xcel Energy | 85 | 13781 | IOU | 03125911 | 1000 | Solar |  |  | Withdrawn | Trade Secret | Trade | LIN | LIN031 | Community Solar Garden | Solar*Rewards Community | Trade Secret | 2018
20252-215912-02 | Xcel Energy | 85 | 13781 | IOU | 03125913 | 1000 | Solar |  |  | Interconnected | Foley | Trade | MHW | MHW311 | Community Solar Garden | Solar*Rewards Community | Trade Secret | 2018 | 2021
20252-215912-02 | Xcel Energy | 85 | 13781 | IOU | 03125916 | 1000 | Solar |  |  | Interconnected | Lindstrom | Trade | CHI | CHI311 | Community Solar Garden | Solar*Rewards Community | Trade Secret | 2018 | 2021
20252-215912-02 | Xcel Energy | 85 | 13781 | IOU | 03125917 | 940 | Solar |  |  | Interconnected | Saint Cloud | Trade | SCL | SCL322 | Community Solar Garden | Solar*Rewards Community | Trade Secret | 2018 | 2019
20252-215912-02 | Xcel Energy | 85 | 13781 | IOU | 03125918 | 1000 | Solar |  |  | Interconnected | North Branch | Trade | CHI | CHI311 | Community Solar Garden | Solar*Rewards Community | Trade Secret | 2018 | 2020
20252-215912-02 | Xcel Energy | 85 | 13781 | IOU | 03125922 | 1000 | Solar |  |  | Interconnected | Mankato | Trade | SMT | SMT082 | Community Solar Garden | Solar*Rewards Community | Trade Secret | 2018 | 2021
20252-215912-02 | Xcel Energy | 85 | 13781 | IOU | 03125923 | 1000 | Solar |  |  | Interconnected | Glenwood | Trade | GLD | GLD021 | Community Solar Garden | Solar*Rewards Community | Trade Secret | 2018 | 2020
20252-215912-02 | Xcel Energy | 85 | 13781 | IOU | 03125941 | 250 | Solar |  |  | Interconnected | Cottage Grove | Trade | CHE | CHE063 | Community Solar Garden | Solar*Rewards Community | Trade Secret | 2016 | 2018
20252-215912-02 | Xcel Energy | 85 | 13781 | IOU | 03125945 | 250 | Solar |  |  | Interconnected | Butterfield | Trade | BTF | BTF001 | Community Solar Garden | Solar*Rewards Community | Trade Secret | 2016 | 2018
20252-215912-02 | Xcel Energy | 85 | 13781 | IOU | 03125949 | 1000 | Solar |  |  | Interconnected | Lester Prairie | Trade | LSP | LSP021 | Community Solar Garden | Solar*Rewards Community | Trade Secret | 2015 | 2017
20252-215912-02 | Xcel Energy | 85 | 13781 | IOU | 03125951 | 1000 | Solar |  |  | Interconnected | Lester Prairie | Trade | LSP | LSP021 | Community Solar Garden | Solar*Rewards Community | Trade Secret | 2015 | 2017
20252-215912-02 | Xcel Energy | 85 | 13781 | IOU | 03125953 | 1000 | Solar |  |  | Interconnected | Lester Prairie | Trade | LSP | LSP021 | Community Solar Garden | Solar*Rewards Community | Trade Secret | 2015 | 2017
20252-215912-02 | Xcel Energy | 85 | 13781 | IOU | 03125955 | 972 | Solar |  |  | Interconnected | Cokato | Trade | COK | COK061 | Community Solar Garden | Solar*Rewards Community | Trade Secret | 2015 | 2018
20252-215912-02 | Xcel Energy | 85 | 13781 | IOU | 03125958 | 1000 | Solar |  |  | Interconnected | Lester Prairie | Trade | LSP | LSP021 | Community Solar Garden | Solar*Rewards Community | Trade Secret | 2015 | 2017
20252-215912-02 | Xcel Energy | 85 | 13781 | IOU | 03125961 | 1000 | Solar |  |  | Interconnected | Maynard | Trade | MYN | MYN021 | Community Solar Garden | Solar*Rewards Community | Trade Secret | 2015 | 2017
20252-215912-02 | Xcel Energy | 85 | 13781 | IOU | 03125962 | 1000 | Solar |  |  | Interconnected | Maynard | Trade | MYN | MYN021 | Community Solar Garden | Solar*Rewards Community | Trade Secret | 2015 | 2017
20252-215912-02 | Xcel Energy | 85 | 13781 | IOU | 03125965 | 1000 | Solar |  |  | Interconnected | Lester Prairie | Trade | LSP | LSP021 | Community Solar Garden | Solar*Rewards Community | Trade Secret | 2015 | 2017
20252-215912-02 | Xcel Energy | 85 | 13781 | IOU | 03125967 | 1000 | Solar |  |  | Interconnected | Lake Lillian | Trade | LIL | LIL021 | Community Solar Garden | Solar*Rewards Community | Trade Secret | 2015 | 2017
20252-215912-02 | Xcel Energy | 85 | 13781 | IOU | 03125968 | 1000 | Solar |  |  | Interconnected | Lake Lillian | Trade | LIL | LIL021 | Community Solar Garden | Solar*Rewards Community | Trade Secret | 2015 | 2017
20252-215912-02 | Xcel Energy | 85 | 13781 | IOU | 03125969 | 1000 | Solar |  |  | Interconnected | Edgerton | Trade | ROC | ROC091 | Community Solar Garden | Solar*Rewards Community | Trade Secret | 2015 | 2017
20252-215912-02 | Xcel Energy | 85 | 13781 | IOU | 03125970 | 1000 | Solar |  |  | Interconnected | Waterville | Trade | WAT | WAT021 | Community Solar Garden | Solar*Rewards Community | Trade Secret | 2015 | 2018
20252-215912-02 | Xcel Energy | 85 | 13781 | IOU | 03125971 | 250 | Solar |  |  | Interconnected | Mayer | Trade | WCS | WCS064 | Community Solar Garden | Solar*Rewards Community | Trade Secret | 2015 | 2018
20252-215912-02 | Xcel Energy | 85 | 13781 | IOU | 03125972 | 1000 | Solar |  |  | Interconnected | Zumbro Falls | Trade | ZUF | ZUF021 | Community Solar Garden | Solar*Rewards Community | Trade Secret | 2015 | 2018
20252-215912-02 | Xcel Energy | 85 | 13781 | IOU | 03125973 | 1000 | Solar |  |  | Interconnected | Waterville | Trade | WAT | WAT021 | Community Solar Garden | Solar*Rewards Community | Trade Secret | 2015 | 2018
20252-215912-02 | Xcel Energy | 85 | 13781 | IOU | 03125974 | 250 | Solar |  |  | Interconnected | Mayer | Trade | WCS | WCS064 | Community Solar Garden | Solar*Rewards Community | Trade Secret | 2015 | 2018
20252-215912-02 | Xcel Energy | 85 | 13781 | IOU | 03125975 | 1000 | Solar |  |  | Interconnected | Zumbro Falls | Trade | ZUF | ZUF021 | Community Solar Garden | Solar*Rewards Community | Trade Secret | 2015 | 2018
20252-215912-02 | Xcel Energy | 85 | 13781 | IOU | 03125976 | 250 | Solar |  |  | Interconnected | Mayer | Trade | WCS | WCS064 | Community Solar Garden | Solar*Rewards Community | Trade Secret | 2015 | 2018
20252-215912-02 | Xcel Energy | 85 | 13781 | IOU | 03125977 | 250 | Solar |  |  | Interconnected | Mayer | Trade | WCS | WCS064 | Community Solar Garden | Solar*Rewards Community | Trade Secret | 2015 | 2018
20252-215912-02 | Xcel Energy | 85 | 13781 | IOU | 03125978 | 1000 | Solar |  |  | Interconnected | Zumbro Falls | Trade | ZUF | ZUF021 | Community Solar Garden | Solar*Rewards Community | Trade Secret | 2015 | 2018
20252-215912-02 | Xcel Energy | 85 | 13781 | IOU | 03125979 | 250 | Solar |  |  | Interconnected | Mayer | Trade | WCS | WCS064 | Community Solar Garden | Solar*Rewards Community | Trade Secret | 2015 | 2018
20252-215912-02 | Xcel Energy | 85 | 13781 | IOU | 03125980 | 1000 | Solar |  |  | Interconnected | Waterville | Trade | WAT | WAT021 | Community Solar Garden | Solar*Rewards Community | Trade Secret | 2015 | 2018
20252-215912-02 | Xcel Energy | 85 | 13781 | IOU | 03125981 | 250 | Solar |  |  | Interconnected | Mayer | Trade | WCS | WCS064 | Community Solar Garden | Solar*Rewards Community | Trade Secret | 2015 | 2018
20252-215912-02 | Xcel Energy | 85 | 13781 | IOU | 03125982 | 1000 | Solar |  |  | Interconnected | Edgerton | Trade | ROC | ROC091 | Community Solar Garden | Solar*Rewards Community | Trade Secret | 2015 | 2017
20252-215912-02 | Xcel Energy | 85 | 13781 | IOU | 03125984 | 972 | Solar |  |  | Interconnected | Saint Joseph | Trade | WTB | WTB021 | Community Solar Garden | Solar*Rewards Community | Trade Secret | 2015 | 2017
20252-215912-02 | Xcel Energy | 85 | 13781 | IOU | 03125985 | 244 | Solar |  |  | Interconnected | Saint Joseph | Trade | WTB | WTB021 | Community Solar Garden | Solar*Rewards Community | Trade Secret | 2015 | 2017
20252-215912-02 | Xcel Energy | 85 | 13781 | IOU | 03125986 | 972 | Solar |  |  | Interconnected | Saint Joseph | Trade | WTB | WTB021 | Community Solar Garden | Solar*Rewards Community | Trade Secret | 2015 | 2017
20252-215912-02 | Xcel Energy | 85 | 13781 | IOU | 03125988 | 972 | Solar |  |  | Interconnected | Saint Joseph | Trade | WTB | WTB021 | Community Solar Garden | Solar*Rewards Community | Trade Secret | 2015 | 2017
20252-215912-02 | Xcel Energy | 85 | 13781 | IOU | 03125989 | 1000 | Solar |  |  | Interconnected | Foley | Trade | MHW | MHW311 | Community Solar Garden | Solar*Rewards Community | Trade Secret | 2015 | 2017
20252-215912-02 | Xcel Energy | 85 | 13781 | IOU | 03125990 | 1000 | Solar |  |  | Interconnected | Foley | Trade | MHW | MHW311 | Community Solar Garden | Solar*Rewards Community | Trade Secret | 2015 | 2017
20252-215912-02 | Xcel Energy | 85 | 13781 | IOU | 03125991 | 990 | Solar |  |  | Interconnected | Belle Plaine | Trade | BEL | BEL062 | Community Solar Garden | Solar*Rewards Community | Trade Secret | 2015 | 2018
20252-215912-02 | Xcel Energy | 85 | 13781 | IOU | 03125992 | 1000 | Solar |  |  | Interconnected | Sauk Rapids | Trade | MHW | MHW311 | Community Solar Garden | Solar*Rewards Community | Trade Secret | 2015 | 2018
20252-215912-02 | Xcel Energy | 85 | 13781 | IOU | 03125993 | 999 | Solar |  |  | Interconnected | Jordan | Trade | JOR | JOR022 | Community Solar Garden | Solar*Rewards Community | Trade Secret | 2015 | 2017
20252-215912-02 | Xcel Energy | 85 | 13781 | IOU | 03125994 | 989 | Solar |  |  | Interconnected | Watertown | Trade | WWK | WWK311 | Community Solar Garden | Solar*Rewards Community | Trade Secret | 2015 | 2017
20252-215912-02 | Xcel Energy | 85 | 13781 | IOU | 03125995 | 1000 | Solar |  |  | Interconnected | Sauk Rapids | Trade | MHW | MHW311 | Community Solar Garden | Solar*Rewards Community | Trade Secret | 2015 | 2018
20252-215912-02 | Xcel Energy | 85 | 13781 | IOU | 03125996 | 990 | Solar |  |  | Interconnected | Belle Plaine | Trade | BEL | BEL062 | Community Solar Garden | Solar*Rewards Community | Trade Secret | 2015 | 2018
20252-215912-02 | Xcel Energy | 85 | 13781 | IOU | 03125997 | 990 | Solar |  |  | Interconnected | Belle Plaine | Trade | BEL | BEL062 | Community Solar Garden | Solar*Rewards Community | Trade Secret | 2015 | 2018
20252-215912-02 | Xcel Energy | 85 | 13781 | IOU | 03125998 | 997 | Solar |  |  | Interconnected | Watertown | Trade | WWK | WWK311 | Community Solar Garden | Solar*Rewards Community | Trade Secret | 2015 | 2017
20252-215912-02 | Xcel Energy | 85 | 13781 | IOU | 03125999 | 1000 | Solar |  |  | Interconnected | Tracy | Trade | TSS | TSS061 | Community Solar Garden | Solar*Rewards Community | Trade Secret | 2016 | 2019
20252-215912-02 | Xcel Energy | 85 | 13781 | IOU | 03126000 | 989 | Solar |  |  | Interconnected | Watertown | Trade | WWK | WWK311 | Community Solar Garden | Solar*Rewards Community | Trade Secret | 2015 | 2017
20252-215912-02 | Xcel Energy | 85 | 13781 | IOU | 03126001 | 990 | Solar |  |  | Interconnected | Belle Plaine | Trade | BEL | BEL062 | Community Solar Garden | Solar*Rewards Community | Trade Secret | 2015 | 2018
20252-215912-02 | Xcel Energy | 85 | 13781 | IOU | 03126002 | 983 | Solar |  |  | Interconnected | Jordan | Trade | JOR | JOR022 | Community Solar Garden | Solar*Rewards Community | Trade Secret | 2015 | 2017
20252-215912-02 | Xcel Energy | 85 | 13781 | IOU | 03126003 | 997 | Solar |  |  | Interconnected | Jordan | Trade | JOR | JOR022 | Community Solar Garden | Solar*Rewards Community | Trade Secret | 2015 | 2017
20252-215912-02 | Xcel Energy | 85 | 13781 | IOU | 03126004 | 997 | Solar |  |  | Interconnected | Jordan | Trade | JOR | JOR022 | Community Solar Garden | Solar*Rewards Community | Trade Secret | 2015 | 2017
20252-215912-02 | Xcel Energy | 85 | 13781 | IOU | 03126005 | 996 | Solar |  |  | Interconnected | Jordan | Trade | JOR | JOR022 | Community Solar Garden | Solar*Rewards Community | Trade Secret | 2015 | 2017
20252-215912-02 | Xcel Energy | 85 | 13781 | IOU | 03126006 | 990 | Solar |  |  | Interconnected | Belle Plaine | Trade | BEL | BEL062 | Community Solar Garden | Solar*Rewards Community | Trade Secret | 2015 | 2018
20252-215912-02 | Xcel Energy | 85 | 13781 | IOU | 03126007 | 990 | Solar |  |  | Interconnected | Watertown | Trade | WWK | WWK311 | Community Solar Garden | Solar*Rewards Community | Trade Secret | 2015 | 2017
20252-215912-02 | Xcel Energy | 85 | 13781 | IOU | 03126008 | 997 | Solar |  |  | Interconnected | Jordan | Trade | JOR | JOR022 | Community Solar Garden | Solar*Rewards Community | Trade Secret | 2015 | 2017
20252-215912-02 | Xcel Energy | 85 | 13781 | IOU | 03126009 | 714 | Solar |  |  | Interconnected | Jordan | Trade | JOR | JOR022 | Community Solar Garden | Solar*Rewards Community | Trade Secret | 2015 | 2017
20252-215912-02 | Xcel Energy | 85 | 13781 | IOU | 03126010 | 1000 | Solar |  |  | Interconnected | Granite Falls | Trade | MNV | MNV211 | Community Solar Garden | Solar*Rewards Community | Trade Secret | 2015 | 2017
20252-215912-02 | Xcel Energy | 85 | 13781 | IOU | 03126011 | 396 | Solar |  |  | Interconnected | Watertown | Trade | WWK | WWK311 | Community Solar Garden | Solar*Rewards Community | Trade Secret | 2015 | 2017
20252-215912-02 | Xcel Energy | 85 | 13781 | IOU | 03126012 | 998 | Solar |  |  | Interconnected | Jordan | Trade | JOR | JOR022 | Community Solar Garden | Solar*Rewards Community | Trade Secret | 2015 | 2017
20252-215912-02 | Xcel Energy | 85 | 13781 | IOU | 03126013 | 250 | Solar |  |  | Interconnected | Hastings | Trade | CGR | CGR063 | Community Solar Garden | Solar*Rewards Community | Trade Secret | 2015 | 2018
20252-215912-02 | Xcel Energy | 85 | 13781 | IOU | 03126014 | 250 | Solar |  |  | Interconnected | Hastings | Trade | CGR | CGR063 | Community Solar Garden | Solar*Rewards Community | Trade Secret | 2015 | 2018
20252-215912-02 | Xcel Energy | 85 | 13781 | IOU | 03126015 | 1000 | Solar |  |  | Interconnected | Saint Cloud | Trade | SCL | SCL322 | Community Solar Garden | Solar*Rewards Community | Trade Secret | 2015 | 2019
20252-215912-02 | Xcel Energy | 85 | 13781 | IOU | 03126016 | 1000 | Solar |  |  | Interconnected | Saint Cloud | Trade | SCL | SCL322 | Community Solar Garden | Solar*Rewards Community | Trade Secret | 2015 | 2019
20252-215912-02 | Xcel Energy | 85 | 13781 | IOU | 03126017 | 250 | Solar |  |  | Interconnected | Hastings | Trade | CGR | CGR063 | Community Solar Garden | Solar*Rewards Community | Trade Secret | 2015 | 2018
20252-215912-02 | Xcel Energy | 85 | 13781 | IOU | 03126028 | 1000 | Solar |  |  | Interconnected | Cottage Grove | Trade | CGR | CGR063 | Community Solar Garden | Solar*Rewards Community | Trade Secret | 2015 | 2018
20252-215912-02 | Xcel Energy | 85 | 13781 | IOU | 03126040 | 1000 | Solar |  |  | Interconnected | Taylors Falls | Trade | LCR | LCR311 | Community Solar Garden | Solar*Rewards Community | Trade Secret | 2015 | 2018
20252-215912-02 | Xcel Energy | 85 | 13781 | IOU | 03126043 | 1000 | Solar |  |  | Interconnected | Cottage Grove | Trade | CGR | CGR063 | Community Solar Garden | Solar*Rewards Community | Trade Secret | 2015 | 2018
20252-215912-02 | Xcel Energy | 85 | 13781 | IOU | 03126045 | 250 | Solar |  |  | Interconnected | Hastings | Trade | CGR | CGR063 | Community Solar Garden | Solar*Rewards Community | Trade Secret | 2015 | 2018
20252-215912-02 | Xcel Energy | 85 | 13781 | IOU | 03126046 | 1000 | Solar |  |  | Interconnected | Cottage Grove | Trade | CGR | CGR063 | Community Solar Garden | Solar*Rewards Community | Trade Secret | 2015 | 2018
20252-215912-02 | Xcel Energy | 85 | 13781 | IOU | 03126048 | 250 | Solar |  |  | Interconnected | Hastings | Trade | CGR | CGR063 | Community Solar Garden | Solar*Rewards Community | Trade Secret | 2015 | 2018
20252-215912-02 | Xcel Energy | 85 | 13781 | IOU | 03126051 | 1000 | Solar |  |  | Interconnected | Taylors Falls | Trade | LCR | LCR311 | Community Solar Garden | Solar*Rewards Community | Trade Secret | 2015 | 2018
20252-215912-02 | Xcel Energy | 85 | 13781 | IOU | 03126053 | 1000 | Solar |  |  | Active Application | Trade Secret | Trade | CHI | CHI311 | Community Solar Garden | Solar*Rewards Community | Trade Secret | 2019
20252-215912-02 | Xcel Energy | 85 | 13781 | IOU | 03126054 | 250 | Solar |  |  | Interconnected | Mayer | Trade | WCS | WCS064 | Community Solar Garden | Solar*Rewards Community | Trade Secret | 2015 | 2018
20252-215912-02 | Xcel Energy | 85 | 13781 | IOU | 03126056 | 1000 | Solar |  |  | Interconnected | Zumbro Falls | Trade | ZUF | ZUF021 | Community Solar Garden | Solar*Rewards Community | Trade Secret | 2015 | 2018
20252-215912-02 | Xcel Energy | 85 | 13781 | IOU | 03126058 | 250 | Solar |  |  | Interconnected | Mayer | Trade | WCS | WCS064 | Community Solar Garden | Solar*Rewards Community | Trade Secret | 2015 | 2018
20252-215912-02 | Xcel Energy | 85 | 13781 | IOU | 03126062 | 972 | Solar |  |  | Interconnected | Saint Joseph | Trade | WTB | WTB021 | Community Solar Garden | Solar*Rewards Community | Trade Secret | 2015 | 2017
20252-215912-02 | Xcel Energy | 85 | 13781 | IOU | 03126063 | 972 | Solar |  |  | Interconnected | Saint Joseph | Trade | WTB | WTB021 | Community Solar Garden | Solar*Rewards Community | Trade Secret | 2015 | 2017
20252-215912-02 | Xcel Energy | 85 | 13781 | IOU | 03126064 | 972 | Solar |  |  | Interconnected | Saint Joseph | Trade | WTB | WTB021 | Community Solar Garden | Solar*Rewards Community | Trade Secret | 2015 | 2017
20252-215912-02 | Xcel Energy | 85 | 13781 | IOU | 03126065 | 972 | Solar |  |  | Interconnected | Saint Joseph | Trade | WTB | WTB021 | Community Solar Garden | Solar*Rewards Community | Trade Secret | 2015 | 2017
20252-215912-02 | Xcel Energy | 85 | 13781 | IOU | 03126068 | 250 | Solar |  |  | Interconnected | Hastings | Trade | CGR | CGR063 | Community Solar Garden | Solar*Rewards Community | Trade Secret | 2015 | 2018
20252-215912-02 | Xcel Energy | 85 | 13781 | IOU | 03126069 | 250 | Solar |  |  | Interconnected | Hastings | Trade | CGR | CGR063 | Community Solar Garden | Solar*Rewards Community | Trade Secret | 2015 | 2018
20252-215912-02 | Xcel Energy | 85 | 13781 | IOU | 03126070 | 250 | Solar |  |  | Interconnected | Hastings | Trade | CGR | CGR063 | Community Solar Garden | Solar*Rewards Community | Trade Secret | 2015 | 2018
20252-215912-02 | Xcel Energy | 85 | 13781 | IOU | 03126071 | 250 | Solar |  |  | Interconnected | Hastings | Trade | CGR | CGR063 | Community Solar Garden | Solar*Rewards Community | Trade Secret | 2015 | 2018
20252-215912-02 | Xcel Energy | 85 | 13781 | IOU | 03126073 | 250 | Solar |  |  | Interconnected | Hastings | Trade | CGR | CGR063 | Community Solar Garden | Solar*Rewards Community | Trade Secret | 2015 | 2018
20252-215912-02 | Xcel Energy | 85 | 13781 | IOU | 03126074 | 250 | Solar |  |  | Interconnected | Hastings | Trade | CGR | CGR063 | Community Solar Garden | Solar*Rewards Community | Trade Secret | 2015 | 2018
20252-215912-02 | Xcel Energy | 85 | 13781 | IOU | 03126075 | 250 | Solar |  |  | Interconnected | Hastings | Trade | CGR | CGR063 | Community Solar Garden | Solar*Rewards Community | Trade Secret | 2015 | 2018
20252-215912-02 | Xcel Energy | 85 | 13781 | IOU | 03126076 | 250 | Solar |  |  | Interconnected | Hastings | Trade | CGR | CGR063 | Community Solar Garden | Solar*Rewards Community | Trade Secret | 2015 | 2018
20252-215912-02 | Xcel Energy | 85 | 13781 | IOU | 03126682 | 250 | Solar |  |  | Interconnected | Hastings | Trade | CGR | CGR063 | Community Solar Garden | Solar*Rewards Community | Trade Secret | 2015 | 2018
20252-215912-02 | Xcel Energy | 85 | 13781 | IOU | 03126683 | 250 | Solar |  |  | Interconnected | Hastings | Trade | CGR | CGR063 | Community Solar Garden | Solar*Rewards Community | Trade Secret | 2015 | 2018
20252-215912-02 | Xcel Energy | 85 | 13781 | IOU | 03126684 | 250 | Solar |  |  | Interconnected | Hastings | Trade | CGR | CGR063 | Community Solar Garden | Solar*Rewards Community | Trade Secret | 2015 | 2018
20252-215912-02 | Xcel Energy | 85 | 13781 | IOU | 03126685 | 250 | Solar |  |  | Interconnected | Hastings | Trade | CGR | CGR063 | Community Solar Garden | Solar*Rewards Community | Trade Secret | 2015 | 2018
20252-215912-02 | Xcel Energy | 85 | 13781 | IOU | 03126686 | 250 | Solar |  |  | Interconnected | Hastings | Trade | CGR | CGR063 | Community Solar Garden | Solar*Rewards Community | Trade Secret | 2015 | 2018
20252-215912-02 | Xcel Energy | 85 | 13781 | IOU | 03126692 | 1000 | Solar |  |  | Interconnected | Cottage Grove | Trade | CGR | CGR063 | Community Solar Garden | Solar*Rewards Community | Trade Secret | 2015 | 2018
20252-215912-02 | Xcel Energy | 85 | 13781 | IOU | 03126700 | 250 | Solar |  |  | Interconnected | Hastings | Trade | CGR | CGR063 | Community Solar Garden | Solar*Rewards Community | Trade Secret | 2015 | 2018
20252-215912-02 | Xcel Energy | 85 | 13781 | IOU | 03126702 | 250 | Solar |  |  | Interconnected | Hastings | Trade | CGR | CGR063 | Community Solar Garden | Solar*Rewards Community | Trade Secret | 2015 | 2018
20252-215912-02 | Xcel Energy | 85 | 13781 | IOU | 03126703 | 1000 | Solar |  |  | Interconnected | Taylors Falls | Trade | LCR | LCR311 | Community Solar Garden | Solar*Rewards Community | Trade Secret | 2015 | 2018
20252-215912-02 | Xcel Energy | 85 | 13781 | IOU | 03126719 | 1000 | Solar |  |  | Interconnected | Taylors Falls | Trade | LCR | LCR311 | Community Solar Garden | Solar*Rewards Community | Trade Secret | 2015 | 2018
20252-215912-02 | Xcel Energy | 85 | 13781 | IOU | 03126724 | 1000 | Solar |  |  | Interconnected | Taylors Falls | Trade | LCR | LCR311 | Community Solar Garden | Solar*Rewards Community | Trade Secret | 2015 | 2018
20252-215912-02 | Xcel Energy | 85 | 13781 | IOU | 03126728 | 1000 | Solar |  |  | Interconnected | Danube | Trade | DAN | DAN021 | Community Solar Garden | Solar*Rewards Community | Trade Secret | 2018 | 2020
20252-215912-02 | Xcel Energy | 85 | 13781 | IOU | 03126737 | 1000 | Solar |  |  | Interconnected | Minnesota City | Trade | GVW | GVW031 | Community Solar Garden | Solar*Rewards Community | Trade Secret | 2015 | 2019
20252-215912-02 | Xcel Energy | 85 | 13781 | IOU | 03126739 | 1000 | Solar |  |  | Interconnected | Minnesota City | Trade | GVW | GVW031 | Community Solar Garden | Solar*Rewards Community | Trade Secret | 2015 | 2019
20252-215912-02 | Xcel Energy | 85 | 13781 | IOU | 03126742 | 1000 | Solar |  |  | Interconnected | Scandia | Trade | HUG | HUG321 | Community Solar Garden | Solar*Rewards Community | Trade Secret | 2015 | 2017
20252-215912-02 | Xcel Energy | 85 | 13781 | IOU | 03126743 | 1000 | Solar |  |  | Interconnected | Frontenac | Trade | FRO | FRO021 | Community Solar Garden | Solar*Rewards Community | Trade Secret | 2015 | 2019
20252-215912-02 | Xcel Energy | 85 | 13781 | IOU | 03126745 | 1000 | Solar |  |  | Interconnected | Frontenac | Trade | FRO | FRO021 | Community Solar Garden | Solar*Rewards Community | Trade Secret | 2015 | 2019
20252-215912-02 | Xcel Energy | 85 | 13781 | IOU | 03126748 | 1000 | Solar |  |  | Interconnected | Wabasha | Trade | WAB | WAB031 | Community Solar Garden | Solar*Rewards Community | Trade Secret | 2015 | 2017
20252-215912-02 | Xcel Energy | 85 | 13781 | IOU | 03126750 | 1000 | Solar |  |  | Interconnected | Frontenac | Trade | FRO | FRO021 | Community Solar Garden | Solar*Rewards Community | Trade Secret | 2015 | 2019
20252-215912-02 | Xcel Energy | 85 | 13781 | IOU | 03126752 | 1000 | Solar |  |  | Interconnected | Wabasha | Trade | WAB | WAB031 | Community Solar Garden | Solar*Rewards Community | Trade Secret | 2015 | 2017
20252-215912-02 | Xcel Energy | 85 | 13781 | IOU | 03126754 | 1000 | Solar |  |  | Interconnected | Scandia | Trade | HUG | HUG321 | Community Solar Garden | Solar*Rewards Community | Trade Secret | 2015 | 2017
20252-215912-02 | Xcel Energy | 85 | 13781 | IOU | 03126757 | 1000 | Solar |  |  | Interconnected | Scandia | Trade | HUG | HUG321 | Community Solar Garden | Solar*Rewards Community | Trade Secret | 2015 | 2017
20252-215912-02 | Xcel Energy | 85 | 13781 | IOU | 03126765 | 1000 | Solar |  |  | Interconnected | Minnesota City | Trade | GVW | GVW031 | Community Solar Garden | Solar*Rewards Community | Trade Secret | 2015 | 2019
20252-215912-02 | Xcel Energy | 85 | 13781 | IOU | 03126766 | 1000 | Solar |  |  | Interconnected | Minnesota City | Trade | GVW | GVW031 | Community Solar Garden | Solar*Rewards Community | Trade Secret | 2015 | 2019
20252-215912-02 | Xcel Energy | 85 | 13781 | IOU | 03126768 | 1000 | Solar |  |  | Interconnected | Minnesota City | Trade | GVW | GVW031 | Community Solar Garden | Solar*Rewards Community | Trade Secret | 2015 | 2019
20252-215912-02 | Xcel Energy | 85 | 13781 | IOU | 03126780 | 1000 | Solar |  |  | Interconnected | Scandia | Trade | HUG | HUG321 | Community Solar Garden | Solar*Rewards Community | Trade Secret | 2015 | 2017
20252-215912-02 | Xcel Energy | 85 | 13781 | IOU | 03126781 | 1000 | Solar |  |  | Interconnected | Frontenac | Trade | FRO | FRO021 | Community Solar Garden | Solar*Rewards Community | Trade Secret | 2015 | 2019
20252-215912-02 | Xcel Energy | 85 | 13781 | IOU | 03126785 | 1000 | Solar |  |  | Interconnected | Frontenac | Trade | FRO | FRO021 | Community Solar Garden | Solar*Rewards Community | Trade Secret | 2015 | 2019
20252-215912-02 | Xcel Energy | 85 | 13781 | IOU | 03126787 | 1000 | Solar |  |  | Interconnected | Scandia | Trade | HUG | HUG321 | Community Solar Garden | Solar*Rewards Community | Trade Secret | 2015 | 2017
20252-215912-02 | Xcel Energy | 85 | 13781 | IOU | 03126789 | 1000 | Solar |  |  | Interconnected | Wabasha | Trade | WAB | WAB031 | Community Solar Garden | Solar*Rewards Community | Trade Secret | 2015 | 2017
20252-215912-02 | Xcel Energy | 85 | 13781 | IOU | 03126793 | 1000 | Solar |  |  | Interconnected | Big Lake | Trade | FSL | FSL311 | Community Solar Garden | Solar*Rewards Community | Trade Secret | 2015 | 2017
20252-215912-02 | Xcel Energy | 85 | 13781 | IOU | 03126801 | 1000 | Solar |  |  | Interconnected | Big Lake | Trade | FSL | FSL311 | Community Solar Garden | Solar*Rewards Community | Trade Secret | 2015 | 2017
20252-215912-02 | Xcel Energy | 85 | 13781 | IOU | 03126803 | 1000 | Solar |  |  | Interconnected | Big Lake | Trade | FSL | FSL311 | Community Solar Garden | Solar*Rewards Community | Trade Secret | 2015 | 2017
20252-215912-02 | Xcel Energy | 85 | 13781 | IOU | 03126808 | 1000 | Solar |  |  | Interconnected | Big Lake | Trade | FSL | FSL311 | Community Solar Garden | Solar*Rewards Community | Trade Secret | 2015 | 2017
20252-215912-02 | Xcel Energy | 85 | 13781 | IOU | 03126811 | 1000 | Solar |  |  | Interconnected | Big Lake | Trade | FSL | FSL311 | Community Solar Garden | Solar*Rewards Community | Trade Secret | 2015 | 2017
20252-215912-02 | Xcel Energy | 85 | 13781 | IOU | 03126825 | 1000 | Solar |  |  | Interconnected | Pine Island | Trade | PIL | PIL021 | Community Solar Garden | Solar*Rewards Community | Trade Secret | 2015 | 2017
20252-215912-02 | Xcel Energy | 85 | 13781 | IOU | 03126827 | 1000 | Solar |  |  | Interconnected | Pine Island | Trade | PIL | PIL021 | Community Solar Garden | Solar*Rewards Community | Trade Secret | 2015 | 2017
20252-215912-02 | Xcel Energy | 85 | 13781 | IOU | 03126829 | 1000 | Solar |  |  | Interconnected | Farmington | Trade | FRM | FRM071 | Community Solar Garden | Solar*Rewards Community | Trade Secret | 2015 | 2017
20252-215912-02 | Xcel Energy | 85 | 13781 | IOU | 03126830 | 1000 | Solar |  |  | Interconnected | Kasson | Trade | KAN | KAN031 | Community Solar Garden | Solar*Rewards Community | Trade Secret | 2015 | 2017
20252-215912-02 | Xcel Energy | 85 | 13781 | IOU | 03126831 | 1000 | Solar |  |  | Interconnected | Webster | Trade | VES | VES021 | Community Solar Garden | Solar*Rewards Community | Trade Secret | 2015 | 2017
20252-215912-02 | Xcel Energy | 85 | 13781 | IOU | 03126834 | 1000 | Solar |  |  | Interconnected | Webster | Trade | VES | VES021 | Community Solar Garden | Solar*Rewards Community | Trade Secret | 2015 | 2017
20252-215912-02 | Xcel Energy | 85 | 13781 | IOU | 03126836 | 1000 | Solar |  |  | Interconnected | Pine Island | Trade | PIL | PIL021 | Community Solar Garden | Solar*Rewards Community | Trade Secret | 2015 | 2017
20252-215912-02 | Xcel Energy | 85 | 13781 | IOU | 03126838 | 1000 | Solar |  |  | Interconnected | Byron | Trade | WEB | WEB021 | Community Solar Garden | Solar*Rewards Community | Trade Secret | 2015 | 2017
20252-215912-02 | Xcel Energy | 85 | 13781 | IOU | 03126839 | 1000 | Solar |  |  | Interconnected | Farmington | Trade | FRM | FRM071 | Community Solar Garden | Solar*Rewards Community | Trade Secret | 2015 | 2017
20252-215912-02 | Xcel Energy | 85 | 13781 | IOU | 03126841 | 1000 | Solar |  |  | Interconnected | Kasson | Trade | KAN | KAN031 | Community Solar Garden | Solar*Rewards Community | Trade Secret | 2015 | 2017
20252-215912-02 | Xcel Energy | 85 | 13781 | IOU | 03126842 | 1000 | Solar |  |  | Interconnected | Cokato | Trade | COK | COK061 | Community Solar Garden | Solar*Rewards Community | Trade Secret | 2015 | 2021
20252-215912-02 | Xcel Energy | 85 | 13781 | IOU | 03126843 | 1000 | Solar |  |  | Interconnected | Albany | Trade | ALB | ALB022 | Community Solar Garden | Solar*Rewards Community | Trade Secret | 2016 | 2019
20252-215912-02 | Xcel Energy | 85 | 13781 | IOU | 03126846 | 1000 | Solar |  |  | Interconnected | Farmington | Trade | FRM | FRM071 | Community Solar Garden | Solar*Rewards Community | Trade Secret | 2015 | 2017
20252-215912-02 | Xcel Energy | 85 | 13781 | IOU | 03126847 | 1000 | Solar |  |  | Interconnected | Kasson | Trade | KAN | KAN031 | Community Solar Garden | Solar*Rewards Community | Trade Secret | 2015 | 2017
20252-215912-02 | Xcel Energy | 85 | 13781 | IOU | 03126848 | 1000 | Solar |  |  | Interconnected | Kasson | Trade | KAN | KAN031 | Community Solar Garden | Solar*Rewards Community | Trade Secret | 2015 | 2017
20252-215912-02 | Xcel Energy | 85 | 13781 | IOU | 03126849 | 1000 | Solar |  |  | Interconnected | Cokato | Trade | COK | COK061 | Community Solar Garden | Solar*Rewards Community | Trade Secret | 2015 | 2021
20252-215912-02 | Xcel Energy | 85 | 13781 | IOU | 03126854 | 1000 | Solar |  |  | Interconnected | Byron | Trade | WEB | WEB021 | Community Solar Garden | Solar*Rewards Community | Trade Secret | 2015 | 2017
20252-215912-02 | Xcel Energy | 85 | 13781 | IOU | 03126855 | 1000 | Solar |  |  | Interconnected | Pine Island | Trade | PIL | PIL021 | Community Solar Garden | Solar*Rewards Community | Trade Secret | 2015 | 2017
20252-215912-02 | Xcel Energy | 85 | 13781 | IOU | 03126856 | 1000 | Solar |  |  | Interconnected | Webster | Trade | VES | VES021 | Community Solar Garden | Solar*Rewards Community | Trade Secret | 2015 | 2017
20252-215912-02 | Xcel Energy | 85 | 13781 | IOU | 03126858 | 1000 | Solar |  |  | Interconnected | Farmington | Trade | FRM | FRM071 | Community Solar Garden | Solar*Rewards Community | Trade Secret | 2015 | 2017
20252-215912-02 | Xcel Energy | 85 | 13781 | IOU | 03126859 | 1000 | Solar |  |  | Interconnected | Cokato | Trade | COK | COK061 | Community Solar Garden | Solar*Rewards Community | Trade Secret | 2015 | 2021
20252-215912-02 | Xcel Energy | 85 | 13781 | IOU | 03126861 | 1000 | Solar |  |  | Interconnected | Wabasha | Trade | WAB | WAB031 | Community Solar Garden | Solar*Rewards Community | Trade Secret | 2016 | 2019
20252-215912-02 | Xcel Energy | 85 | 13781 | IOU | 03126864 | 1000 | Solar |  |  | Interconnected | Dodge Center | Trade | DOC | DOC031 | Community Solar Garden | Solar*Rewards Community | Trade Secret | 2016 | 2019
20252-215912-02 | Xcel Energy | 85 | 13781 | IOU | 03126870 | 1000 | Solar |  |  | Interconnected | Watertown | Trade | WTN | WTN061 | Community Solar Garden | Solar*Rewards Community | Trade Secret | 2015 | 2017
20252-215912-02 | Xcel Energy | 85 | 13781 | IOU | 03126871 | 1000 | Solar |  |  | Interconnected | Watertown | Trade | WTN | WTN061 | Community Solar Garden | Solar*Rewards Community | Trade Secret | 2015 | 2017
20252-215912-02 | Xcel Energy | 85 | 13781 | IOU | 03126873 | 1000 | Solar |  |  | Interconnected | Watertown | Trade | WTN | WTN061 | Community Solar Garden | Solar*Rewards Community | Trade Secret | 2015 | 2017
20252-215912-02 | Xcel Energy | 85 | 13781 | IOU | 03126874 | 1000 | Solar |  |  | Interconnected | Watertown | Trade | WTN | WTN061 | Community Solar Garden | Solar*Rewards Community | Trade Secret | 2015 | 2017
20252-215912-02 | Xcel Energy | 85 | 13781 | IOU | 03126875 | 1000 | Solar |  |  | Interconnected | Norwood Young America | Trade | WWK | WWK321 | Community Solar Garden | Solar*Rewards Community | Trade Secret | 2015 | 2016
20252-215912-02 | Xcel Energy | 85 | 13781 | IOU | 03126876 | 1000 | Solar |  |  | Interconnected | Norwood Young America | Trade | WWK | WWK321 | Community Solar Garden | Solar*Rewards Community | Trade Secret | 2015 | 2016
20252-215912-02 | Xcel Energy | 85 | 13781 | IOU | 03126878 | 1000 | Solar |  |  | Interconnected | Stacy | Trade | CHI | CHI311 | Community Solar Garden | Solar*Rewards Community | Trade Secret | 2016 | 2018
20252-215912-02 | Xcel Energy | 85 | 13781 | IOU | 03126879 | 1000 | Solar |  |  | Withdrawn | Trade Secret | Trade | CHI | CHI311 | Community Solar Garden | Solar*Rewards Community | Trade Secret | 2019
20252-215912-02 | Xcel Energy | 85 | 13781 | IOU | 03126880 | 1000 | Solar |  |  | Interconnected | Watertown | Trade | WTN | WTN061 | Community Solar Garden | Solar*Rewards Community | Trade Secret | 2015 | 2017
20252-215912-02 | Xcel Energy | 85 | 13781 | IOU | 03126883 | 1000 | Solar |  |  | Interconnected | Eagle Lake | Trade | EGL | EGL021 | Community Solar Garden | Solar*Rewards Community | Trade Secret | 2015 | 2017
20252-215912-02 | Xcel Energy | 85 | 13781 | IOU | 03126884 | 1000 | Solar |  |  | Interconnected | Norwood Young America | Trade | WWK | WWK321 | Community Solar Garden | Solar*Rewards Community | Trade Secret | 2015 | 2016
20252-215912-02 | Xcel Energy | 85 | 13781 | IOU | 03126885 | 1000 | Solar |  |  | Interconnected | Norwood Young America | Trade | WWK | WWK321 | Community Solar Garden | Solar*Rewards Community | Trade Secret | 2015 | 2016
20252-215912-02 | Xcel Energy | 85 | 13781 | IOU | 03126887 | 1000 | Solar |  |  | Interconnected | Norwood Young America | Trade | WWK | WWK321 | Community Solar Garden | Solar*Rewards Community | Trade Secret | 2015 | 2016
20252-215912-02 | Xcel Energy | 85 | 13781 | IOU | 03126888 | 1000 | Solar |  |  | Interconnected | Belgrade | Trade | PAT | PAT312 | Community Solar Garden | Solar*Rewards Community | Trade Secret | 2016 | 2019
20252-215912-02 | Xcel Energy | 85 | 13781 | IOU | 03126889 | 1000 | Solar |  |  | Interconnected | Northfield | Trade | NOF | NOF061 | Community Solar Garden | Solar*Rewards Community | Trade Secret | 2016 | 2020
20252-215912-02 | Xcel Energy | 85 | 13781 | IOU | 03126892 | 1000 | Solar |  |  | Interconnected | South Saint Paul | Trade | STY | STY063 | Community Solar Garden | Solar*Rewards Community | Trade Secret | 2018 | 2020
20252-215912-02 | Xcel Energy | 85 | 13781 | IOU | 03126893 | 1000 | Solar |  |  | Interconnected | Clear Lake | Trade | SDX | SDX311 | Community Solar Garden | Solar*Rewards Community | Trade Secret | 2018 | 2020
20252-215912-02 | Xcel Energy | 85 | 13781 | IOU | 03126894 | 1000 | Solar |  |  | Interconnected | Renville | Trade | RNV | RNV021 | Community Solar Garden | Solar*Rewards Community | Trade Secret | 2018 | 2020
20252-215912-02 | Xcel Energy | 85 | 13781 | IOU | 03126906 | 1000 | Solar |  |  | Interconnected | Randolph | Trade | CTF | CTF021 | Community Solar Garden | Solar*Rewards Community | Trade Secret | 2016 | 2020
20252-215912-02 | Xcel Energy | 85 | 13781 | IOU | 03126908 | 1000 | Solar |  |  | Interconnected | Zumbrota | Trade | ZUM | ZUM022 | Community Solar Garden | Solar*Rewards Community | Trade Secret | 2016 | 2020
20252-215912-02 | Xcel Energy | 85 | 13781 | IOU | 03126909 | 1000 | Solar |  |  | Interconnected | Farmington | Trade | VMR | VMR061 | Community Solar Garden | Solar*Rewards Community | Trade Secret | 2016 | 2020
20252-215912-02 | Xcel Energy | 85 | 13781 | IOU | 03126910 | 1000 | Solar |  |  | Interconnected | Zumbrota | Trade | ZUM | ZUM022 | Community Solar Garden | Solar*Rewards Community | Trade Secret | 2016 | 2020
20252-215912-02 | Xcel Energy | 85 | 13781 | IOU | 03126913 | 1000 | Solar |  |  | Interconnected | Osakis | Trade | DGC | DGC061 | Community Solar Garden | Solar*Rewards Community | Trade Secret | 2016 | 2019
20252-215912-02 | Xcel Energy | 85 | 13781 | IOU | 03126914 | 1000 | Solar |  |  | Interconnected | Hugo | Trade | HUG | HUG321 | Community Solar Garden | Solar*Rewards Community | Trade Secret | 2016 | 2021
20252-215912-02 | Xcel Energy | 85 | 13781 | IOU | 03126915 | 1000 | Solar |  |  | Interconnected | La Crescent | Trade | LAC | LAC062 | Community Solar Garden | Solar*Rewards Community | Trade Secret | 2016 | 2020
20252-215912-02 | Xcel Energy | 85 | 13781 | IOU | 03126916 | 1000 | Solar |  |  | Interconnected | Eagle Lake | Trade | EGL | EGL021 | Community Solar Garden | Solar*Rewards Community | Trade Secret | 2016 | 2019
20252-215912-02 | Xcel Energy | 85 | 13781 | IOU | 03126917 | 1000 | Solar |  |  | Interconnected | Zumbrota | Trade | ZUM | ZUM022 | Community Solar Garden | Solar*Rewards Community | Trade Secret | 2016 | 2020
20252-215912-02 | Xcel Energy | 85 | 13781 | IOU | 03126918 | 1000 | Solar |  |  | Interconnected | Stewart | Trade | STW | STW021 | Community Solar Garden | Solar*Rewards Community | Trade Secret | 2016 | 2019
20252-215912-02 | Xcel Energy | 85 | 13781 | IOU | 03126920 | 1000 | Solar |  |  | Interconnected | Courtland | Trade | SWN | SWN022 | Community Solar Garden | Solar*Rewards Community | Trade Secret | 2016 | 2019
20252-215912-02 | Xcel Energy | 85 | 13781 | IOU | 03126921 | 1000 | Solar |  |  | Interconnected | Dassel | Trade | DAS | DAS061 | Community Solar Garden | Solar*Rewards Community | Trade Secret | 2016 | 2019
20252-215912-02 | Xcel Energy | 85 | 13781 | IOU | 03126922 | 1000 | Solar |  |  | Interconnected | Morristown | Trade | MTW | MTW021 | Community Solar Garden | Solar*Rewards Community | Trade Secret | 2016 | 2021
20252-215912-02 | Xcel Energy | 85 | 13781 | IOU | 03126924 | 1000 | Solar |  |  | Interconnected | La Crescent | Trade | LAC | LAC062 | Community Solar Garden | Solar*Rewards Community | Trade Secret | 2016 | 2020
20252-215912-02 | Xcel Energy | 85 | 13781 | IOU | 03126925 | 1000 | Solar |  |  | Interconnected | Albany | Trade | AVN | AVN021 | Community Solar Garden | Solar*Rewards Community | Trade Secret | 2016 | 2019
20252-215912-02 | Xcel Energy | 85 | 13781 | IOU | 03126927 | 1000 | Solar |  |  | Interconnected | Waterville | Trade | WAT | WAT221 | Community Solar Garden | Solar*Rewards Community | Trade Secret | 2015 | 2018
20252-215912-02 | Xcel Energy | 85 | 13781 | IOU | 03126928 | 1000 | Solar |  |  | Interconnected | Waterville | Trade | WAT | WAT221 | Community Solar Garden | Solar*Rewards Community | Trade Secret | 2015 | 2018
20252-215912-02 | Xcel Energy | 85 | 13781 | IOU | 03126930 | 1000 | Solar |  |  | Interconnected | Waterville | Trade | WAT | WAT221 | Community Solar Garden | Solar*Rewards Community | Trade Secret | 2015 | 2018
20252-215912-02 | Xcel Energy | 85 | 13781 | IOU | 03126931 | 1000 | Solar |  |  | Interconnected | Waterville | Trade | WAT | WAT221 | Community Solar Garden | Solar*Rewards Community | Trade Secret | 2015 | 2018
20252-215912-02 | Xcel Energy | 85 | 13781 | IOU | 03126932 | 1000 | Solar |  |  | Interconnected | Waterville | Trade | WAT | WAT221 | Community Solar Garden | Solar*Rewards Community | Trade Secret | 2015 | 2018
20252-215912-02 | Xcel Energy | 85 | 13781 | IOU | 03126942 | 1000 | Solar |  |  | Interconnected | Cottage Grove | Trade | CHE | CHE075 | Community Solar Garden | Solar*Rewards Community | Trade Secret | 2015 | 2018
20252-215912-02 | Xcel Energy | 85 | 13781 | IOU | 03126945 | 1000 | Solar |  |  | Interconnected | Scandia | Trade | HUG | HUG321 | Community Solar Garden | Solar*Rewards Community | Trade Secret | 2015 | 2018
20252-215912-02 | Xcel Energy | 85 | 13781 | IOU | 03126958 | 875 | Solar |  |  | Interconnected | Cottage Grove | Trade | CHE | CHE075 | Community Solar Garden | Solar*Rewards Community | Trade Secret | 2015 | 2018
20252-215912-02 | Xcel Energy | 85 | 13781 | IOU | 03126964 | 1000 | Solar |  |  | Interconnected | Scandia | Trade | HUG | HUG321 | Community Solar Garden | Solar*Rewards Community | Trade Secret | 2015 | 2018
20252-215912-02 | Xcel Energy | 85 | 13781 | IOU | 03126965 | 1000 | Solar |  |  | Interconnected | Scandia | Trade | HUG | HUG321 | Community Solar Garden | Solar*Rewards Community | Trade Secret | 2015 | 2018
20252-215912-02 | Xcel Energy | 85 | 13781 | IOU | 03126971 | 1000 | Solar |  |  | Interconnected | Corcoran | Trade | GFD | GFD021 | Community Solar Garden | Solar*Rewards Community | Trade Secret | 2015 | 2019
20252-215912-02 | Xcel Energy | 85 | 13781 | IOU | 03126972 | 1000 | Solar |  |  | Interconnected | Clear Lake | Trade | SCL | SCL322 | Community Solar Garden | Solar*Rewards Community | Trade Secret | 2015 | 2018
20252-215912-02 | Xcel Energy | 85 | 13781 | IOU | 03126973 | 1000 | Solar |  |  | Interconnected | Monticello | Trade | LAP | LAP311 | Community Solar Garden | Solar*Rewards Community | Trade Secret | 2015 | 2018
20252-215912-02 | Xcel Energy | 85 | 13781 | IOU | 03126974 | 1000 | Solar |  |  | Interconnected | Clear Lake | Trade | SCL | SCL322 | Community Solar Garden | Solar*Rewards Community | Trade Secret | 2015 | 2018
20252-215912-02 | Xcel Energy | 85 | 13781 | IOU | 03126975 | 1000 | Solar |  |  | Interconnected | Monticello | Trade | LAP | LAP311 | Community Solar Garden | Solar*Rewards Community | Trade Secret | 2015 | 2018
20252-215912-02 | Xcel Energy | 85 | 13781 | IOU | 03126990 | 1000 | Solar |  |  | Interconnected | Monticello | Trade | LAP | LAP311 | Community Solar Garden | Solar*Rewards Community | Trade Secret | 2015 | 2018
20252-215912-02 | Xcel Energy | 85 | 13781 | IOU | 03126993 | 1000 | Solar |  |  | Interconnected | Corcoran | Trade | GFD | GFD021 | Community Solar Garden | Solar*Rewards Community | Trade Secret | 2015 | 2019
20252-215912-02 | Xcel Energy | 85 | 13781 | IOU | 03126994 | 1000 | Solar |  |  | Interconnected | Clear Lake | Trade | SCL | SCL322 | Community Solar Garden | Solar*Rewards Community | Trade Secret | 2015 | 2018
20252-215912-02 | Xcel Energy | 85 | 13781 | IOU | 03126995 | 1000 | Solar |  |  | Interconnected | Corcoran | Trade | GFD | GFD021 | Community Solar Garden | Solar*Rewards Community | Trade Secret | 2015 | 2019
20252-215912-02 | Xcel Energy | 85 | 13781 | IOU | 03126997 | 1000 | Solar |  |  | Interconnected | Clear Lake | Trade | SCL | SCL322 | Community Solar Garden | Solar*Rewards Community | Trade Secret | 2015 | 2018
20252-215912-02 | Xcel Energy | 85 | 13781 | IOU | 03127000 | 1000 | Solar |  |  | Interconnected | Clear Lake | Trade | SCL | SCL322 | Community Solar Garden | Solar*Rewards Community | Trade Secret | 2015 | 2018
20252-215912-02 | Xcel Energy | 85 | 13781 | IOU | 03127001 | 1000 | Solar |  |  | Interconnected | Corcoran | Trade | GFD | GFD021 | Community Solar Garden | Solar*Rewards Community | Trade Secret | 2015 | 2019
20252-215912-02 | Xcel Energy | 85 | 13781 | IOU | 03127003 | 1000 | Solar |  |  | Interconnected | Monticello | Trade | LAP | LAP311 | Community Solar Garden | Solar*Rewards Community | Trade Secret | 2015 | 2018
20252-215912-02 | Xcel Energy | 85 | 13781 | IOU | 03127004 | 1000 | Solar |  |  | Interconnected | Corcoran | Trade | GFD | GFD021 | Community Solar Garden | Solar*Rewards Community | Trade Secret | 2015 | 2019
20252-215912-02 | Xcel Energy | 85 | 13781 | IOU | 03127008 | 1000 | Solar |  |  | Interconnected | Monticello | Trade | LAP | LAP311 | Community Solar Garden | Solar*Rewards Community | Trade Secret | 2015 | 2018
20252-215912-02 | Xcel Energy | 85 | 13781 | IOU | 03127013 | 1000 | Solar |  |  | Interconnected | Cottage Grove | Trade | CHE | CHE075 | Community Solar Garden | Solar*Rewards Community | Trade Secret | 2015 | 2018
20252-215912-02 | Xcel Energy | 85 | 13781 | IOU | 03127017 | 1000 | Solar |  |  | Interconnected | Scandia | Trade | HUG | HUG321 | Community Solar Garden | Solar*Rewards Community | Trade Secret | 2015 | 2018
20252-215912-02 | Xcel Energy | 85 | 13781 | IOU | 03127018 | 1000 | Solar |  |  | Interconnected | Scandia | Trade | HUG | HUG321 | Community Solar Garden | Solar*Rewards Community | Trade Secret | 2015 | 2018
20252-215912-02 | Xcel Energy | 85 | 13781 | IOU | 03127034 | 1000 | Solar |  |  | Interconnected | Cottage Grove | Trade | CHE | CHE075 | Community Solar Garden | Solar*Rewards Community | Trade Secret | 2015 | 2018
20252-215912-02 | Xcel Energy | 85 | 13781 | IOU | 03127035 | 1000 | Solar |  |  | Interconnected | Cottage Grove | Trade | CHE | CHE075 | Community Solar Garden | Solar*Rewards Community | Trade Secret | 2015 | 2018
20252-215912-02 | Xcel Energy | 85 | 13781 | IOU | 03127039 | 1000 | Solar |  |  | Interconnected | North Branch | Trade | CHI | CHI311 | Community Solar Garden | Solar*Rewards Community | Trade Secret | 2016 | 2018
20252-215912-02 | Xcel Energy | 85 | 13781 | IOU | 03127041 | 1000 | Solar |  |  | Interconnected | Byron | Trade | WEB | WEB021 | Community Solar Garden | Solar*Rewards Community | Trade Secret | 2018 | 2020
20252-215912-02 | Xcel Energy | 85 | 13781 | IOU | 03127042 | 1000 | Solar |  |  | Withdrawn | Trade Secret | Trade | WCR | WCR322 | Community Solar Garden | Solar*Rewards Community | Trade Secret | 2018
20252-215912-02 | Xcel Energy | 85 | 13781 | IOU | 03127044 | 290 | Solar |  |  | Interconnected | Mendota Heights | Trade | RLK | RLK065 | Community Solar Garden | Solar*Rewards Community | Trade Secret | 2018 | 2020
20252-215912-02 | Xcel Energy | 85 | 13781 | IOU | 03127047 | 1000 | Solar |  |  | Interconnected | Owatonna | Trade | MDF | MDF021 | Community Solar Garden | Solar*Rewards Community | Trade Secret | 2016 | 2018
20252-215912-02 | Xcel Energy | 85 | 13781 | IOU | 03127051 | 1000 | Solar |  |  | Interconnected | Byron | Trade | WEB | WEB021 | Community Solar Garden | Solar*Rewards Community | Trade Secret | 2018 | 2020
20252-215912-02 | Xcel Energy | 85 | 13781 | IOU | 03127052 | 1000 | Solar |  |  | Interconnected | Waseca | Trade | WAS | WAS092 | Community Solar Garden | Solar*Rewards Community | Trade Secret | 2018 | 2020
20252-215912-02 | Xcel Energy | 85 | 13781 | IOU | 03127054 | 480 | Solar |  |  | Interconnected | Hayfield | Trade | DOC | DOC211 | Community Solar Garden | Solar*Rewards Community | Trade Secret | 2018 | 2022
20252-215912-02 | Xcel Energy | 85 | 13781 | IOU | 03127059 | 1000 | Solar |  |  | Interconnected | Byron | Trade | WEB | WEB021 | Community Solar Garden | Solar*Rewards Community | Trade Secret | 2016 | 2019
20252-215912-02 | Xcel Energy | 85 | 13781 | IOU | 03127062 | 1000 | Solar |  |  | Interconnected | Zumbrota | Trade | ZUM | ZUM022 | Community Solar Garden | Solar*Rewards Community | Trade Secret | 2016 | 2018
20252-215912-02 | Xcel Energy | 85 | 13781 | IOU | 03127063 | 1000 | Solar |  |  | Interconnected | Owatonna | Trade | MDF | MDF021 | Community Solar Garden | Solar*Rewards Community | Trade Secret | 2016 | 2018
20252-215912-02 | Xcel Energy | 85 | 13781 | IOU | 03127064 | 1000 | Solar |  |  | Interconnected | Prinsburg | Trade | CLC | CLC221 | Community Solar Garden | Solar*Rewards Community | Trade Secret | 2016 | 2018
20252-215912-02 | Xcel Energy | 85 | 13781 | IOU | 03127067 | 1000 | Solar |  |  | Interconnected | North Branch | Trade | CHI | CHI311 | Community Solar Garden | Solar*Rewards Community | Trade Secret | 2016 | 2018
20252-215912-02 | Xcel Energy | 85 | 13781 | IOU | 03127068 | 1000 | Solar |  |  | Interconnected | Rollingstone | Trade | ALT | ALT021 | Community Solar Garden | Solar*Rewards Community | Trade Secret | 2018 | 2020
20252-215912-02 | Xcel Energy | 85 | 13781 | IOU | 03127070 | 1000 | Solar |  |  | Interconnected | Clara City | Trade | CLC | CLC221 | Community Solar Garden | Solar*Rewards Community | Trade Secret | 2016 | 2018
20252-215912-02 | Xcel Energy | 85 | 13781 | IOU | 03127071 | 1000 | Solar |  |  | Interconnected | Waseca | Trade | WAS | WAS092 | Community Solar Garden | Solar*Rewards Community | Trade Secret | 2018 | 2020
20252-215912-02 | Xcel Energy | 85 | 13781 | IOU | 03127072 | 1000 | Solar |  |  | Interconnected | Waseca | Trade | WAS | WAS092 | Community Solar Garden | Solar*Rewards Community | Trade Secret | 2016 | 2018
20252-215912-02 | Xcel Energy | 85 | 13781 | IOU | 03127073 | 1000 | Solar |  |  | Interconnected | Lindstrom | Trade | CHI | CHI311 | Community Solar Garden | Solar*Rewards Community | Trade Secret | 2016 | 2018
20252-215912-02 | Xcel Energy | 85 | 13781 | IOU | 03127074 | 1000 | Solar |  |  | Interconnected | Nicollet | Trade | SWN | SWN022 | Community Solar Garden | Solar*Rewards Community | Trade Secret | 2016 | 2019
20252-215912-02 | Xcel Energy | 85 | 13781 | IOU | 03127075 | 1000 | Solar |  |  | Interconnected | Renville | Trade | RNV | RNV021 | Community Solar Garden | Solar*Rewards Community | Trade Secret | 2016 | 2018
20252-215912-02 | Xcel Energy | 85 | 13781 | IOU | 03127076 | 1000 | Solar |  |  | Interconnected | Buffalo Lake | Trade | BFL | BFL021 | Community Solar Garden | Solar*Rewards Community | Trade Secret | 2016 | 2018
20252-215912-02 | Xcel Energy | 85 | 13781 | IOU | 03127077 | 1000 | Solar |  |  | Interconnected | Zumbrota | Trade | ZUM | ZUM021 | Community Solar Garden | Solar*Rewards Community | Trade Secret | 2016 | 2018
20252-215912-02 | Xcel Energy | 85 | 13781 | IOU | 03127079 | 1000 | Solar |  |  | Interconnected | Montevideo | Trade | FIC | FIC022 | Community Solar Garden | Solar*Rewards Community | Trade Secret | 2018 | 2022
20252-215912-02 | Xcel Energy | 85 | 13781 | IOU | 03127085 | 770 | Solar |  |  | Interconnected | Montevideo | Trade | MTV | MTV022 | Community Solar Garden | Solar*Rewards Community | Trade Secret | 2019 | 2024
20252-215912-02 | Xcel Energy | 85 | 13781 | IOU | 03127095 | 1000 | Solar |  |  | Interconnected | Saint Cloud | Trade | SCL | SCL322 | Community Solar Garden | Solar*Rewards Community | Trade Secret | 2015 | 2019
20252-215912-02 | Xcel Energy | 85 | 13781 | IOU | 03127096 | 1000 | Solar |  |  | Interconnected | Morristown | Trade | MTW | MTW021 | Community Solar Garden | Solar*Rewards Community | Trade Secret | 2015 | 2020
20252-215912-02 | Xcel Energy | 85 | 13781 | IOU | 03127106 | 1000 | Solar |  |  | Interconnected | Saint Cloud | Trade | SCL | SCL322 | Community Solar Garden | Solar*Rewards Community | Trade Secret | 2015 | 2019
20252-215912-02 | Xcel Energy | 85 | 13781 | IOU | 03127114 | 1000 | Solar |  |  | Interconnected | Rollingstone | Trade | ALT | ALT021 | Community Solar Garden | Solar*Rewards Community | Trade Secret | 2018 | 2020
20252-215912-02 | Xcel Energy | 85 | 13781 | IOU | 03127139 | 1000 | Solar |  |  | Interconnected | Saint Cloud | Trade | SCL | SCL322 | Community Solar Garden | Solar*Rewards Community | Trade Secret | 2015 | 2019
20252-215912-02 | Xcel Energy | 85 | 13781 | IOU | 03127140 | 1000 | Solar |  |  | Interconnected | Saint Cloud | Trade | SCL | SCL322 | Community Solar Garden | Solar*Rewards Community | Trade Secret | 2015 | 2019
20252-215912-02 | Xcel Energy | 85 | 13781 | IOU | 03127143 | 1000 | Solar |  |  | Interconnected | Northfield | Trade | DND | DND071 | Community Solar Garden | Solar*Rewards Community | Trade Secret | 2015 | 2020
20252-215912-02 | Xcel Energy | 85 | 13781 | IOU | 03127144 | 1000 | Solar |  |  | Interconnected | Morristown | Trade | MTW | MTW021 | Community Solar Garden | Solar*Rewards Community | Trade Secret | 2015 | 2020
20252-215912-02 | Xcel Energy | 85 | 13781 | IOU | 03127146 | 1000 | Solar |  |  | Interconnected | Northfield | Trade | DND | DND071 | Community Solar Garden | Solar*Rewards Community | Trade Secret | 2015 | 2020
20252-215912-02 | Xcel Energy | 85 | 13781 | IOU | 03127151 | 1000 | Solar |  |  | Interconnected | Belle Plaine | Trade | BEL | BEL062 | Community Solar Garden | Solar*Rewards Community | Trade Secret | 2015 | 2020
20252-215912-02 | Xcel Energy | 85 | 13781 | IOU | 03127152 | 1000 | Solar |  |  | Interconnected | Belle Plaine | Trade | BEL | BEL062 | Community Solar Garden | Solar*Rewards Community | Trade Secret | 2015 | 2020
20252-215912-02 | Xcel Energy | 85 | 13781 | IOU | 03127155 | 1000 | Solar |  |  | Interconnected | Faribault | Trade | WEF | WEF071 | Community Solar Garden | Solar*Rewards Community | Trade Secret | 2019 | 2020
20252-215912-02 | Xcel Energy | 85 | 13781 | IOU | 03127161 | 1000 | Solar |  |  | Interconnected | Saint Cloud | Trade | SCL | SCL322 | Community Solar Garden | Solar*Rewards Community | Trade Secret | 2015 | 2019
20252-215912-02 | Xcel Energy | 85 | 13781 | IOU | 03127167 | 1000 | Solar |  |  | Interconnected | Belle Plaine | Trade | BEL | BEL062 | Community Solar Garden | Solar*Rewards Community | Trade Secret | 2015 | 2020
20252-215912-02 | Xcel Energy | 85 | 13781 | IOU | 03127169 | 1000 | Solar |  |  | Interconnected | Courtland | Trade | SWN | SWN022 | Community Solar Garden | Solar*Rewards Community | Trade Secret | 2015 | 2017
20252-215912-02 | Xcel Energy | 85 | 13781 | IOU | 03127171 | 1000 | Solar |  |  | Interconnected | Courtland | Trade | SWN | SWN022 | Community Solar Garden | Solar*Rewards Community | Trade Secret | 2015 | 2017
20252-215912-02 | Xcel Energy | 85 | 13781 | IOU | 03127175 | 1000 | Solar |  |  | Interconnected | Courtland | Trade | SWN | SWN022 | Community Solar Garden | Solar*Rewards Community | Trade Secret | 2015 | 2017
20252-215912-02 | Xcel Energy | 85 | 13781 | IOU | 03127179 | 1000 | Solar |  |  | Interconnected | Eagle Lake | Trade | EGL | EGL021 | Community Solar Garden | Solar*Rewards Community | Trade Secret | 2015 | 2017
20252-215912-02 | Xcel Energy | 85 | 13781 | IOU | 03127181 | 1000 | Solar |  |  | Interconnected | Eagle Lake | Trade | EGL | EGL021 | Community Solar Garden | Solar*Rewards Community | Trade Secret | 2015 | 2017
20252-215912-02 | Xcel Energy | 85 | 13781 | IOU | 03127185 | 1000 | Solar |  |  | Interconnected | Eagle Lake | Trade | EGL | EGL021 | Community Solar Garden | Solar*Rewards Community | Trade Secret | 2015 | 2017
20252-215912-02 | Xcel Energy | 85 | 13781 | IOU | 03127186 | 1000 | Solar |  |  | Interconnected | Courtland | Trade | SWN | SWN022 | Community Solar Garden | Solar*Rewards Community | Trade Secret | 2015 | 2017
20252-215912-02 | Xcel Energy | 85 | 13781 | IOU | 03127191 | 1000 | Solar |  |  | Interconnected | Courtland | Trade | SWN | SWN022 | Community Solar Garden | Solar*Rewards Community | Trade Secret | 2015 | 2017
20252-215912-02 | Xcel Energy | 85 | 13781 | IOU | 03127200 | 1000 | Solar |  |  | Interconnected | Eagle Lake | Trade | EGL | EGL021 | Community Solar Garden | Solar*Rewards Community | Trade Secret | 2015 | 2017
20252-215912-02 | Xcel Energy | 85 | 13781 | IOU | 03127202 | 972 | Solar |  |  | Interconnected | Center City | Trade | LCR | LCR311 | Community Solar Garden | Solar*Rewards Community | Trade Secret | 2015 | 2017
20252-215912-02 | Xcel Energy | 85 | 13781 | IOU | 03127206 | 1000 | Solar |  |  | Interconnected | Clear Lake | Trade | SCL | SCL322 | Community Solar Garden | Solar*Rewards Community | Trade Secret | 2018 | 2019
20252-215912-02 | Xcel Energy | 85 | 13781 | IOU | 03127208 | 1000 | Solar |  |  | Interconnected | Zumbrota | Trade | ZUM | ZUM022 | Community Solar Garden | Solar*Rewards Community | Trade Secret | 2018 | 2020
20252-215912-02 | Xcel Energy | 85 | 13781 | IOU | 03127227 | 1000 | Solar |  |  | Interconnected | Northfield | Trade | NOF | NOF072 | Community Solar Garden | Solar*Rewards Community | Trade Secret | 2019 | 2020
20252-215912-02 | Xcel Energy | 85 | 13781 | IOU | 03127228 | 1000 | Solar |  |  | Interconnected | Gaylord | Trade | GAY | GAY002 | Community Solar Garden | Solar*Rewards Community | Trade Secret | 2018 | 2020
20252-215912-02 | Xcel Energy | 85 | 13781 | IOU | 03127229 | 1000 | Solar |  |  | Interconnected | Sauk Rapids | Trade | MHW | MHW311 | Community Solar Garden | Solar*Rewards Community | Trade Secret | 2018 | 2021
20252-215912-02 | Xcel Energy | 85 | 13781 | IOU | 03127230 | 1000 | Solar |  |  | Interconnected | Clear Lake | Trade | SDX | SDX311 | Community Solar Garden | Solar*Rewards Community | Trade Secret | 2018 | 2020
20252-215912-02 | Xcel Energy | 85 | 13781 | IOU | 03127231 | 1000 | Solar |  |  | Interconnected | Northfield | Trade | NOF | NOF071 | Community Solar Garden | Solar*Rewards Community | Trade Secret | 2018 | 2020
20252-215912-02 | Xcel Energy | 85 | 13781 | IOU | 03127239 | 972 | Solar |  |  | Interconnected | Center City | Trade | LCR | LCR311 | Community Solar Garden | Solar*Rewards Community | Trade Secret | 2015 | 2017
20252-215912-02 | Xcel Energy | 85 | 13781 | IOU | 03127250 | 1000 | Solar |  |  | Interconnected | Lindstrom | Trade | CHI | CHI311 | Community Solar Garden | Solar*Rewards Community | Trade Secret | 2018 | 2020
20252-215912-02 | Xcel Energy | 85 | 13781 | IOU | 03127251 | 1000 | Solar |  |  | Interconnected | Cokato | Trade | COK | COK061 | Community Solar Garden | Solar*Rewards Community | Trade Secret | 2018 | 2020
20252-215912-02 | Xcel Energy | 85 | 13781 | IOU | 03127254 | 1000 | Solar |  |  | Interconnected | Taylors Falls | Trade | CHI | CHI311 | Community Solar Garden | Solar*Rewards Community | Trade Secret | 2018 | 2021
20252-215912-02 | Xcel Energy | 85 | 13781 | IOU | 03127256 | 1000 | Solar |  |  | Interconnected | Annandale | Trade | ANN | ANN021 | Community Solar Garden | Solar*Rewards Community | Trade Secret | 2018 | 2020
20252-215912-02 | Xcel Energy | 85 | 13781 | IOU | 03127261 | 1000 | Solar |  |  | Interconnected | Cottage Grove | Trade | CGR | CGR063 | Community Solar Garden | Solar*Rewards Community | Trade Secret | 2015 | 2018
20252-215912-02 | Xcel Energy | 85 | 13781 | IOU | 03127262 | 1000 | Solar |  |  | Interconnected | Cottage Grove | Trade | CGR | CGR063 | Community Solar Garden | Solar*Rewards Community | Trade Secret | 2015 | 2018
20252-215912-02 | Xcel Energy | 85 | 13781 | IOU | 03127264 | 1000 | Solar |  |  | Interconnected | Cottage Grove | Trade | CGR | CGR063 | Community Solar Garden | Solar*Rewards Community | Trade Secret | 2015 | 2018
20252-215912-02 | Xcel Energy | 85 | 13781 | IOU | 03127265 | 1000 | Solar |  |  | Interconnected | Foley | Trade | MHW | MHW311 | Community Solar Garden | Solar*Rewards Community | Trade Secret | 2018 | 2020
20252-215912-02 | Xcel Energy | 85 | 13781 | IOU | 03127267 | 1000 | Solar |  |  | Interconnected | Center City | Trade | CHI | CHI311 | Community Solar Garden | Solar*Rewards Community | Trade Secret | 2018 | 2021
20252-215912-02 | Xcel Energy | 85 | 13781 | IOU | 03127268 | 750 | Solar |  |  | Interconnected | Eagan | Trade | CDV | CDV071 | Community Solar Garden | Solar*Rewards Community | Trade Secret | 2016 | 2018
20252-215912-02 | Xcel Energy | 85 | 13781 | IOU | 03127272 | 1000 | Solar |  |  | Interconnected | Cottage Grove | Trade | CGR | CGR063 | Community Solar Garden | Solar*Rewards Community | Trade Secret | 2015 | 2018
20252-215912-02 | Xcel Energy | 85 | 13781 | IOU | 03127273 | 1000 | Solar |  |  | Interconnected | Cottage Grove | Trade | CGR | CGR063 | Community Solar Garden | Solar*Rewards Community | Trade Secret | 2015 | 2018
20252-215912-02 | Xcel Energy | 85 | 13781 | IOU | 03127279 | 1000 | Solar |  |  | Interconnected | Faribault | Trade | FAB | FAB063 | Community Solar Garden | Solar*Rewards Community | Trade Secret | 2018 | 2020
20252-215912-02 | Xcel Energy | 85 | 13781 | IOU | 03127283 | 1000 | Solar |  |  | Interconnected | Clear Lake | Trade | SDX | SDX311 | Community Solar Garden | Solar*Rewards Community | Trade Secret | 2018 | 2020
20252-215912-02 | Xcel Energy | 85 | 13781 | IOU | 03127284 | 1000 | Solar |  |  | Withdrawn | Trade Secret | Trade | LIN | LIN031 | Community Solar Garden | Solar*Rewards Community | Trade Secret | 2018
20252-215912-02 | Xcel Energy | 85 | 13781 | IOU | 03127287 | 400 | Solar |  |  | Interconnected | Dodge Center | Trade | DOC | DOC031 | Community Solar Garden | Solar*Rewards Community | Trade Secret | 2016 | 2019
20252-215912-02 | Xcel Energy | 85 | 13781 | IOU | 03127289 | 1000 | Solar |  |  | Interconnected | Northfield | Trade | NOF | NOF061 | Community Solar Garden | Solar*Rewards Community | Trade Secret | 2015 | 2017
20252-215912-02 | Xcel Energy | 85 | 13781 | IOU | 03127290 | 1000 | Solar |  |  | Interconnected | Northfield | Trade | NOF | NOF061 | Community Solar Garden | Solar*Rewards Community | Trade Secret | 2015 | 2017
20252-215912-02 | Xcel Energy | 85 | 13781 | IOU | 03127291 | 1000 | Solar |  |  | Interconnected | Center City | Trade | LIN | LIN022 | Community Solar Garden | Solar*Rewards Community | Trade Secret | 2015 | 2019
20252-215912-02 | Xcel Energy | 85 | 13781 | IOU | 03127292 | 1000 | Solar |  |  | Interconnected | Taylors Falls | Trade | LCR | LCR311 | Community Solar Garden | Solar*Rewards Community | Trade Secret | 2016 | 2019
20252-215912-02 | Xcel Energy | 85 | 13781 | IOU | 03127293 | 1000 | Solar |  |  | Interconnected | Jordan | Trade | JOR | JOR022 | Community Solar Garden | Solar*Rewards Community | Trade Secret | 2016 | 2019
20252-215912-02 | Xcel Energy | 85 | 13781 | IOU | 03127294 | 1000 | Solar |  |  | Interconnected | Taylors Falls | Trade | CHI | CHI311 | Community Solar Garden | Solar*Rewards Community | Trade Secret | 2016 | 2019
20252-215912-02 | Xcel Energy | 85 | 13781 | IOU | 03127295 | 1000 | Solar |  |  | Interconnected | Morristown | Trade | MTW | MTW021 | Community Solar Garden | Solar*Rewards Community | Trade Secret | 2016 | 2019
20252-215912-02 | Xcel Energy | 85 | 13781 | IOU | 03127296 | 1000 | Solar |  |  | Interconnected | Scandia | Trade | HUG | HUG321 | Community Solar Garden | Solar*Rewards Community | Trade Secret | 2016 | 2019
20252-215912-02 | Xcel Energy | 85 | 13781 | IOU | 03127297 | 1000 | Solar |  |  | Interconnected | Rollingstone | Trade | ALT | ALT021 | Community Solar Garden | Solar*Rewards Community | Trade Secret | 2016 | 2019
20252-215912-02 | Xcel Energy | 85 | 13781 | IOU | 03127298 | 1000 | Solar |  |  | Interconnected | Granite Falls | Trade | MNV | MNV211 | Community Solar Garden | Solar*Rewards Community | Trade Secret | 2015 | 2017
20252-215912-02 | Xcel Energy | 85 | 13781 | IOU | 03127299 | 1000 | Solar |  |  | Interconnected | Felton | Trade | AVR | AVR081 | Community Solar Garden | Solar*Rewards Community | Trade Secret | 2017 | 2020
20252-215912-02 | Xcel Energy | 85 | 13781 | IOU | 03127300 | 1000 | Solar |  |  | Interconnected | Hartland | Trade | CKG | CKG041 | Community Solar Garden | Solar*Rewards Community | Trade Secret | 2017 | 2020
20252-215912-02 | Xcel Energy | 85 | 13781 | IOU | 03127301 | 1000 | Solar |  |  | Withdrawn | Trade Secret | Trade | LIN | LIN031 | Community Solar Garden | Solar*Rewards Community | Trade Secret | 2018
20252-215912-02 | Xcel Energy | 85 | 13781 | IOU | 03127309 | 620 | Solar |  |  | Interconnected | Good Thunder | Trade | RAP | RAP081 | Community Solar Garden | Solar*Rewards Community | Trade Secret | 2017 | 2019
20252-215912-02 | Xcel Energy | 85 | 13781 | IOU | 03127314 | 1000 | Solar |  |  | Interconnected | North Branch | Trade | CHI | CHI311 | Community Solar Garden | Solar*Rewards Community | Trade Secret | 2017 | 2018
20252-215912-02 | Xcel Energy | 85 | 13781 | IOU | 03127324 | 1000 | Solar |  |  | Interconnected | Farmington | Trade | RMT | RMT321 | Community Solar Garden | Solar*Rewards Community | Trade Secret | 2017 | 2019
20252-215912-02 | Xcel Energy | 85 | 13781 | IOU | 03127326 | 1000 | Solar |  |  | Interconnected | Saint Paul Park | Trade | CGR | CGR061 | Community Solar Garden | Solar*Rewards Community | Trade Secret | 2017 | 2019
20252-215912-02 | Xcel Energy | 85 | 13781 | IOU | 03127331 | 620 | Solar |  |  | Interconnected | Good Thunder | Trade | RAP | RAP081 | Community Solar Garden | Solar*Rewards Community | Trade Secret | 2017 | 2019
20252-215912-02 | Xcel Energy | 85 | 13781 | IOU | 03127335 | 1000 | Solar |  |  | Interconnected | Northfield | Trade | NOF | NOF061 | Community Solar Garden | Solar*Rewards Community | Trade Secret | 2015 | 2017
20252-215912-02 | Xcel Energy | 85 | 13781 | IOU | 03127336 | 1000 | Solar |  |  | Interconnected | Northfield | Trade | NOF | NOF061 | Community Solar Garden | Solar*Rewards Community | Trade Secret | 2015 | 2017
20252-215912-02 | Xcel Energy | 85 | 13781 | IOU | 03127337 | 1000 | Solar |  |  | Interconnected | Center City | Trade | LIN | LIN022 | Community Solar Garden | Solar*Rewards Community | Trade Secret | 2015 | 2019
20252-215912-02 | Xcel Energy | 85 | 13781 | IOU | 03127338 | 1000 | Solar |  |  | Interconnected | Center City | Trade | LIN | LIN022 | Community Solar Garden | Solar*Rewards Community | Trade Secret | 2015 | 2019
20252-215912-02 | Xcel Energy | 85 | 13781 | IOU | 03127339 | 1000 | Solar |  |  | Interconnected | Byron | Trade | WEB | WEB021 | Community Solar Garden | Solar*Rewards Community | Trade Secret | 2015 | 2017
20252-215912-02 | Xcel Energy | 85 | 13781 | IOU | 03127342 | 1000 | Solar |  |  | Interconnected | Northfield | Trade | DND | DND071 | Community Solar Garden | Solar*Rewards Community | Trade Secret | 2015 | 2020
20252-215912-02 | Xcel Energy | 85 | 13781 | IOU | 03127348 | 1000 | Solar |  |  | Interconnected | Saint Cloud | Trade | SCL | SCL322 | Community Solar Garden | Solar*Rewards Community | Trade Secret | 2015 | 2018
20252-215912-02 | Xcel Energy | 85 | 13781 | IOU | 03127349 | 1000 | Solar |  |  | Withdrawn | Trade Secret | Trade | LSP | LSP022 | Community Solar Garden | Solar*Rewards Community | Trade Secret | 2019
20252-215912-02 | Xcel Energy | 85 | 13781 | IOU | 03127350 | 1000 | Solar |  |  | Interconnected | Kasson | Trade | KAN | KAN031 | Community Solar Garden | Solar*Rewards Community | Trade Secret | 2015 | 2017
20252-215912-02 | Xcel Energy | 85 | 13781 | IOU | 03127353 | 1000 | Solar |  |  | Interconnected | Webster | Trade | VES | VES021 | Community Solar Garden | Solar*Rewards Community | Trade Secret | 2015 | 2017
20252-215912-02 | Xcel Energy | 85 | 13781 | IOU | 03127354 | 1000 | Solar |  |  | Interconnected | Farmington | Trade | FRM | FRM071 | Community Solar Garden | Solar*Rewards Community | Trade Secret | 2015 | 2017
20252-215912-02 | Xcel Energy | 85 | 13781 | IOU | 03127356 | 1000 | Solar |  |  | Interconnected | Byron | Trade | WEB | WEB021 | Community Solar Garden | Solar*Rewards Community | Trade Secret | 2015 | 2017
20252-215912-02 | Xcel Energy | 85 | 13781 | IOU | 03127357 | 1000 | Solar |  |  | Interconnected | Webster | Trade | VES | VES021 | Community Solar Garden | Solar*Rewards Community | Trade Secret | 2015 | 2017
20252-215912-02 | Xcel Energy | 85 | 13781 | IOU | 03127358 | 1000 | Solar |  |  | Interconnected | Cokato | Trade | COK | COK061 | Community Solar Garden | Solar*Rewards Community | Trade Secret | 2015 | 2021
20252-215912-02 | Xcel Energy | 85 | 13781 | IOU | 03127367 | 1000 | Solar |  |  | Interconnected | Byron | Trade | WEB | WEB021 | Community Solar Garden | Solar*Rewards Community | Trade Secret | 2015 | 2017
20252-215912-02 | Xcel Energy | 85 | 13781 | IOU | 03127371 | 1000 | Solar |  |  | Interconnected | Saint Cloud | Trade | SCL | SCL322 | Community Solar Garden | Solar*Rewards Community | Trade Secret | 2015 | 2018
20252-215912-02 | Xcel Energy | 85 | 13781 | IOU | 03127373 | 1000 | Solar |  |  | Interconnected | Melrose | Trade | WOB | WOB021 | Community Solar Garden | Solar*Rewards Community | Trade Secret | 2018 | 2019
20252-215912-02 | Xcel Energy | 85 | 13781 | IOU | 03127376 | 1000 | Solar |  |  | Interconnected | Saint Cloud | Trade | SCL | SCL322 | Community Solar Garden | Solar*Rewards Community | Trade Secret | 2015 | 2018
20252-215912-02 | Xcel Energy | 85 | 13781 | IOU | 03127377 | 1000 | Solar |  |  | Interconnected | Saint Cloud | Trade | SCL | SCL322 | Community Solar Garden | Solar*Rewards Community | Trade Secret | 2015 | 2018
20252-215912-02 | Xcel Energy | 85 | 13781 | IOU | 03127380 | 1000 | Solar |  |  | Interconnected | Saint Cloud | Trade | SCL | SCL322 | Community Solar Garden | Solar*Rewards Community | Trade Secret | 2015 | 2018
20252-215912-02 | Xcel Energy | 85 | 13781 | IOU | 03127382 | 1000 | Solar |  |  | Interconnected | Melrose | Trade | WOB | WOB021 | Community Solar Garden | Solar*Rewards Community | Trade Secret | 2015 | 2019
20252-215912-02 | Xcel Energy | 85 | 13781 | IOU | 03127385 | 1000 | Solar |  |  | Interconnected | Sacred Heart | Trade | SCH | SCH211 | Community Solar Garden | Solar*Rewards Community | Trade Secret | 2018 | 2019
20252-215912-02 | Xcel Energy | 85 | 13781 | IOU | 03127391 | 972 | Solar |  |  | Interconnected | Red Wing | Trade | REW | REW023 | Community Solar Garden | Solar*Rewards Community | Trade Secret | 2015 | 2017
20252-215912-02 | Xcel Energy | 85 | 13781 | IOU | 03127392 | 204 | Solar |  |  | Interconnected | Tyler | Trade | PIP | PIP090 | Community Solar Garden | Solar*Rewards Community | Trade Secret | 2015 | 2016
20252-215912-02 | Xcel Energy | 85 | 13781 | IOU | 03127395 | 250 | Solar |  |  | Interconnected | Gibbon | Trade | GIB | GIB021 | Community Solar Garden | Solar*Rewards Community | Trade Secret | 2015 | 2019
20252-215912-02 | Xcel Energy | 85 | 13781 | IOU | 03127401 | 972 | Solar |  |  | Interconnected | Red Wing | Trade | REW | REW023 | Community Solar Garden | Solar*Rewards Community | Trade Secret | 2015 | 2017
20252-215912-02 | Xcel Energy | 85 | 13781 | IOU | 03127404 | 1000 | Solar |  |  | Interconnected | Clear Lake | Trade | SDX | SDX311 | Community Solar Garden | Solar*Rewards Community | Trade Secret | 2015 | 2018
20252-215912-02 | Xcel Energy | 85 | 13781 | IOU | 03127411 | 1000 | Solar |  |  | Interconnected | Clear Lake | Trade | SDX | SDX311 | Community Solar Garden | Solar*Rewards Community | Trade Secret | 2015 | 2018
20252-215912-02 | Xcel Energy | 85 | 13781 | IOU | 03127426 | 1000 | Solar |  |  | Interconnected | Clear Lake | Trade | SDX | SDX311 | Community Solar Garden | Solar*Rewards Community | Trade Secret | 2015 | 2018
20252-215912-02 | Xcel Energy | 85 | 13781 | IOU | 03127434 | 250 | Solar |  |  | Interconnected | Clear Lake | Trade | SDX | SDX311 | Community Solar Garden | Solar*Rewards Community | Trade Secret | 2015 | 2018
20252-215912-02 | Xcel Energy | 85 | 13781 | IOU | 03127435 | 1000 | Solar |  |  | Interconnected | Mantorville | Trade | KAN | KAN031 | Community Solar Garden | Solar*Rewards Community | Trade Secret | 2018 | 2020
20252-215912-02 | Xcel Energy | 85 | 13781 | IOU | 03127436 | 1000 | Solar |  |  | Interconnected | Starbuck | Trade | LOW | LOW021 | Community Solar Garden | Solar*Rewards Community | Trade Secret | 2018 | 2020
20252-215912-02 | Xcel Energy | 85 | 13781 | IOU | 03127438 | 1000 | Solar |  |  | Interconnected | Glenwood | Trade | GLD | GLD021 | Community Solar Garden | Solar*Rewards Community | Trade Secret | 2018 | 2020
20252-215912-02 | Xcel Energy | 85 | 13781 | IOU | 03127439 | 1000 | Solar |  |  | Interconnected | Lester Prairie | Trade | LSP | LSP021 | Community Solar Garden | Solar*Rewards Community | Trade Secret | 2018 | 2020
20252-215912-02 | Xcel Energy | 85 | 13781 | IOU | 03127441 | 800 | Solar |  |  | Interconnected | Kenyon | Trade | KEN | KEN022 | Community Solar Garden | Solar*Rewards Community | Trade Secret | 2015 | 2018
20252-215912-02 | Xcel Energy | 85 | 13781 | IOU | 03127442 | 972 | Solar |  |  | Interconnected | Red Wing | Trade | REW | REW023 | Community Solar Garden | Solar*Rewards Community | Trade Secret | 2015 | 2017
20252-215912-02 | Xcel Energy | 85 | 13781 | IOU | 03127446 | 972 | Solar |  |  | Interconnected | Red Wing | Trade | REW | REW023 | Community Solar Garden | Solar*Rewards Community | Trade Secret | 2015 | 2017
20252-215912-02 | Xcel Energy | 85 | 13781 | IOU | 03127452 | 1000 | Solar |  |  | Interconnected | Gibbon | Trade | GIB | GIB021 | Community Solar Garden | Solar*Rewards Community | Trade Secret | 2015 | 2019
20252-215912-02 | Xcel Energy | 85 | 13781 | IOU | 03127453 | 850 | Solar |  |  | Interconnected | Zumbro Falls | Trade | ZUF | ZUF021 | Community Solar Garden | Solar*Rewards Community | Trade Secret | 2015 | 2019
20252-215912-02 | Xcel Energy | 85 | 13781 | IOU | 03127454 | 972 | Solar |  |  | Interconnected | Red Wing | Trade | REW | REW023 | Community Solar Garden | Solar*Rewards Community | Trade Secret | 2015 | 2017
20252-215912-02 | Xcel Energy | 85 | 13781 | IOU | 03127456 | 1000 | Solar |  |  | Interconnected | Gibbon | Trade | GIB | GIB021 | Community Solar Garden | Solar*Rewards Community | Trade Secret | 2015 | 2019
20252-215912-02 | Xcel Energy | 85 | 13781 | IOU | 03127457 | 1000 | Solar |  |  | Interconnected | Gibbon | Trade | GIB | GIB021 | Community Solar Garden | Solar*Rewards Community | Trade Secret | 2015 | 2019
20252-215912-02 | Xcel Energy | 85 | 13781 | IOU | 03127458 | 1000 | Solar |  |  | Interconnected | Shakopee | Trade | BLL | BLL071 | Community Solar Garden | Solar*Rewards Community | Trade Secret | 2015 | 2016
20252-215912-02 | Xcel Energy | 85 | 13781 | IOU | 03127465 | 1000 | Solar |  |  | Withdrawn | Trade Secret | Trade | CHI | CHI311 | Community Solar Garden | Solar*Rewards Community | Trade Secret | 2018
20252-215912-02 | Xcel Energy | 85 | 13781 | IOU | 03127470 | 1000 | Solar |  |  | Interconnected | Zumbrota | Trade | ZUM | ZUM022 | Community Solar Garden | Solar*Rewards Community | Trade Secret | 2018 | 2020
20252-215912-02 | Xcel Energy | 85 | 13781 | IOU | 03127471 | 1000 | Solar |  |  | Interconnected | Lindstrom | Trade | CHI | CHI311 | Community Solar Garden | Solar*Rewards Community | Trade Secret | 2018 | 2023
20252-215912-02 | Xcel Energy | 85 | 13781 | IOU | 03127472 | 1000 | Solar |  |  | Interconnected | Zumbrota | Trade | ZUM | ZUM022 | Community Solar Garden | Solar*Rewards Community | Trade Secret | 2018 | 2020
20252-215912-02 | Xcel Energy | 85 | 13781 | IOU | 03127478 | 1000 | Solar |  |  | Interconnected | Goodhue | Trade | WEL | WEL021 | Community Solar Garden | Solar*Rewards Community | Trade Secret | 2018 | 2020
20252-215912-02 | Xcel Energy | 85 | 13781 | IOU | 03127479 | 1000 | Solar |  |  | Interconnected | North Branch | Trade | CHI | CHI311 | Community Solar Garden | Solar*Rewards Community | Trade Secret | 2018 | 2021
20252-215912-02 | Xcel Energy | 85 | 13781 | IOU | 03127480 | 1000 | Solar |  |  | Interconnected | Lindstrom | Trade | CHI | CHI311 | Community Solar Garden | Solar*Rewards Community | Trade Secret | 2018 | 2021
20252-215912-02 | Xcel Energy | 85 | 13781 | IOU | 03127481 | 1000 | Solar |  |  | Interconnected | Dodge Center | Trade | DOC | DOC211 | Community Solar Garden | Solar*Rewards Community | Trade Secret | 2018 | 2020
20252-215912-02 | Xcel Energy | 85 | 13781 | IOU | 03127484 | 540 | Solar |  |  | Interconnected | Saint Paul | Trade | DBL | DBL064 | Community Solar Garden | Solar*Rewards Community | Trade Secret | 2017 | 2019
20252-215912-02 | Xcel Energy | 85 | 13781 | IOU | 03127485 | 1000 | Solar |  |  | Interconnected | Webster | Trade | VES | VES021 | Community Solar Garden | Solar*Rewards Community | Trade Secret | 2017 | 2019
20252-215912-02 | Xcel Energy | 85 | 13781 | IOU | 03127486 | 598 | Solar |  |  | Interconnected | Jordan | Trade | JOR | JOR022 | Community Solar Garden | Solar*Rewards Community | Trade Secret | 2017 | 2019
20252-215912-02 | Xcel Energy | 85 | 13781 | IOU | 03127489 | 1000 | Solar |  |  | Interconnected | North Branch | Trade | CHI | CHI311 | Community Solar Garden | Solar*Rewards Community | Trade Secret | 2017 | 2018
20252-215912-02 | Xcel Energy | 85 | 13781 | IOU | 03127491 | 1000 | Solar |  |  | Interconnected | Sartell | Trade | GRC | GRC312 | Community Solar Garden | Solar*Rewards Community | Trade Secret | 2017 | 2018
20252-215912-02 | Xcel Energy | 85 | 13781 | IOU | 03127492 | 1000 | Solar |  |  | Interconnected | Stacy | Trade | CHI | CHI311 | Community Solar Garden | Solar*Rewards Community | Trade Secret | 2017 | 2018
20252-215912-02 | Xcel Energy | 85 | 13781 | IOU | 03127493 | 1000 | Solar |  |  | Interconnected | North Branch | Trade | CHI | CHI311 | Community Solar Garden | Solar*Rewards Community | Trade Secret | 2017 | 2018
20252-215912-02 | Xcel Energy | 85 | 13781 | IOU | 03127495 | 1000 | Solar |  |  | Interconnected | Webster | Trade | VES | VES021 | Community Solar Garden | Solar*Rewards Community | Trade Secret | 2017 | 2019
20252-215912-02 | Xcel Energy | 85 | 13781 | IOU | 03127496 | 1000 | Solar |  |  | Interconnected | Scandia | Trade | HUG | HUG321 | Community Solar Garden | Solar*Rewards Community | Trade Secret | 2017 | 2020
20252-215912-02 | Xcel Energy | 85 | 13781 | IOU | 03127499 | 1000 | Solar |  |  | Interconnected | Sauk Rapids | Trade | MHW | MHW311 | Community Solar Garden | Solar*Rewards Community | Trade Secret | 2017 | 2018
20252-215912-02 | Xcel Energy | 85 | 13781 | IOU | 03127501 | 1000 | Solar |  |  | Interconnected | Cologne | Trade | WCS | WCS064 | Community Solar Garden | Solar*Rewards Community | Trade Secret | 2017 | 2019
20252-215912-02 | Xcel Energy | 85 | 13781 | IOU | 03127502 | 400 | Solar |  |  | Interconnected | Jordan | Trade | JOR | JOR021 | Community Solar Garden | Solar*Rewards Community | Trade Secret | 2017 | 2019
20252-215912-02 | Xcel Energy | 85 | 13781 | IOU | 03127503 | 1000 | Solar |  |  | Interconnected | Sauk Rapids | Trade | GRC | GRC311 | Community Solar Garden | Solar*Rewards Community | Trade Secret | 2017 | 2018
20252-215912-02 | Xcel Energy | 85 | 13781 | IOU | 03127507 | 1000 | Solar |  |  | Interconnected | Owatonna | Trade | MDF | MDF021 | Community Solar Garden | Solar*Rewards Community | Trade Secret | 2018 | 2021
20252-215912-02 | Xcel Energy | 85 | 13781 | IOU | 03127508 | 1000 | Solar |  |  | Interconnected | Waseca | Trade | WAS | WAS091 | Community Solar Garden | Solar*Rewards Community | Trade Secret | 2019 | 2021
20252-215912-02 | Xcel Energy | 85 | 13781 | IOU | 03127509 | 780 | Solar |  |  | Interconnected | Hayfield | Trade | DOC | DOC211 | Community Solar Garden | Solar*Rewards Community | Trade Secret | 2017 | 2021
20252-215912-02 | Xcel Energy | 85 | 13781 | IOU | 03127511 | 1000 | Solar |  |  | Interconnected | Waseca | Trade | WAS | WAS092 | Community Solar Garden | Solar*Rewards Community | Trade Secret | 2019 | 2020
20252-215912-02 | Xcel Energy | 85 | 13781 | IOU | 03127513 | 700 | Solar |  |  | Interconnected | Faribault | Trade | WEF | WEF071 | Community Solar Garden | Solar*Rewards Community | Trade Secret | 2019 | 2020
20252-215912-02 | Xcel Energy | 85 | 13781 | IOU | 03127517 | 1000 | Solar |  |  | Interconnected | Brooten | Trade | BRO | BRO021 | Community Solar Garden | Solar*Rewards Community | Trade Secret | 2018 | 2019
20252-215912-02 | Xcel Energy | 85 | 13781 | IOU | 03127519 | 1000 | Solar |  |  | Interconnected | Lake Lillian | Trade | LIL | LIL021 | Community Solar Garden | Solar*Rewards Community | Trade Secret | 2018 | 2021
20252-215912-02 | Xcel Energy | 85 | 13781 | IOU | 03127525 | 1000 | Solar |  |  | Interconnected | Glenwood | Trade | GLD | GLD021 | Community Solar Garden | Solar*Rewards Community | Trade Secret | 2015 | 2018
20252-215912-02 | Xcel Energy | 85 | 13781 | IOU | 03127526 | 1000 | Solar |  |  | Interconnected | Glenwood | Trade | GLD | GLD021 | Community Solar Garden | Solar*Rewards Community | Trade Secret | 2015 | 2018
20252-215912-02 | Xcel Energy | 85 | 13781 | IOU | 03127533 | 1000 | Solar |  |  | Interconnected | Glenwood | Trade | GLD | GLD021 | Community Solar Garden | Solar*Rewards Community | Trade Secret | 2015 | 2018
20252-215912-02 | Xcel Energy | 85 | 13781 | IOU | 03127536 | 1000 | Solar |  |  | Interconnected | Waterville | Trade | WAT | WAT081 | Community Solar Garden | Solar*Rewards Community | Trade Secret | 2018 | 2021
20252-215912-02 | Xcel Energy | 85 | 13781 | IOU | 03127539 | 1000 | Solar |  |  | Interconnected | Kasota | Trade | SMT | SMT072 | Community Solar Garden | Solar*Rewards Community | Trade Secret | 2015 | 2018
20252-215912-02 | Xcel Energy | 85 | 13781 | IOU | 03127540 | 1000 | Solar |  |  | Interconnected | Farmington | Trade | FRM | FRM062 | Community Solar Garden | Solar*Rewards Community | Trade Secret | 2015 | 2016
20252-215912-02 | Xcel Energy | 85 | 13781 | IOU | 03127542 | 1000 | Solar |  |  | Interconnected | Farmington | Trade | FRM | FRM062 | Community Solar Garden | Solar*Rewards Community | Trade Secret | 2015 | 2016
20252-215912-02 | Xcel Energy | 85 | 13781 | IOU | 03127544 | 990 | Solar |  |  | Interconnected | Sartell | Trade | MHW | MHW312 | Community Solar Garden | Solar*Rewards Community | Trade Secret | 2015 | 2018
20252-215912-02 | Xcel Energy | 85 | 13781 | IOU | 03127548 | 1000 | Solar |  |  | Interconnected | Paynesville | Trade | PAT | PAT313 | Community Solar Garden | Solar*Rewards Community | Trade Secret | 2014 | 2016
20252-215912-02 | Xcel Energy | 85 | 13781 | IOU | 03127550 | 1000 | Solar |  |  | Interconnected | Farmington | Trade | FRM | FRM062 | Community Solar Garden | Solar*Rewards Community | Trade Secret | 2014 | 2017
20252-215912-02 | Xcel Energy | 85 | 13781 | IOU | 03127551 | 1000 | Solar |  |  | Interconnected | Taylors Falls | Trade | LCR | LCR311 | Community Solar Garden | Solar*Rewards Community | Trade Secret | 2014 | 2016
20252-215912-02 | Xcel Energy | 85 | 13781 | IOU | 03127559 | 1000 | Solar |  |  | Interconnected | Farmington | Trade | FRM | FRM062 | Community Solar Garden | Solar*Rewards Community | Trade Secret | 2014 | 2017
20252-215912-02 | Xcel Energy | 85 | 13781 | IOU | 03127569 | 1000 | Solar |  |  | Interconnected | Rosemount | Trade | RMT | RMT311 | Community Solar Garden | Solar*Rewards Community | Trade Secret | 2014 | 2016
20252-215912-02 | Xcel Energy | 85 | 13781 | IOU | 03127572 | 1000 | Solar |  |  | Interconnected | Saint Joseph | Trade | AVN | AVN021 | Community Solar Garden | Solar*Rewards Community | Trade Secret | 2014 | 2017
20252-215912-02 | Xcel Energy | 85 | 13781 | IOU | 03127575 | 1000 | Solar |  |  | Interconnected | Osakis | Trade | DGC | DGC061 | Community Solar Garden | Solar*Rewards Community | Trade Secret | 2014 | 2018
20252-215912-02 | Xcel Energy | 85 | 13781 | IOU | 03127578 | 1000 | Solar |  |  | Interconnected | Farmington | Trade | FRM | FRM062 | Community Solar Garden | Solar*Rewards Community | Trade Secret | 2014 | 2017
20252-215912-02 | Xcel Energy | 85 | 13781 | IOU | 03127580 | 1000 | Solar |  |  | Interconnected | Northfield | Trade | NOF | NOF071 | Community Solar Garden | Solar*Rewards Community | Trade Secret | 2014 | 2016
20252-215912-02 | Xcel Energy | 85 | 13781 | IOU | 03127581 | 1000 | Solar |  |  | Interconnected | Taylors Falls | Trade | LCR | LCR311 | Community Solar Garden | Solar*Rewards Community | Trade Secret | 2014 | 2016
20252-215912-02 | Xcel Energy | 85 | 13781 | IOU | 03127582 | 1000 | Solar |  |  | Interconnected | Kenyon | Trade | NER | NER021 | Community Solar Garden | Solar*Rewards Community | Trade Secret | 2014 | 2018
20252-215912-02 | Xcel Energy | 85 | 13781 | IOU | 03127590 | 1000 | Solar |  |  | Interconnected | Rosemount | Trade | RMT | RMT311 | Community Solar Garden | Solar*Rewards Community | Trade Secret | 2014 | 2016
20252-215912-02 | Xcel Energy | 85 | 13781 | IOU | 03127591 | 250 | Solar |  |  | Interconnected | Cottage Grove | Trade | CHE | CHE063 | Community Solar Garden | Solar*Rewards Community | Trade Secret | 2016 | 2018
20252-215912-02 | Xcel Energy | 85 | 13781 | IOU | 03127593 | 1000 | Solar |  |  | Interconnected | Clear Lake | Trade | SCL | SCL322 | Community Solar Garden | Solar*Rewards Community | Trade Secret | 2014 | 2018
20252-215912-02 | Xcel Energy | 85 | 13781 | IOU | 03127595 | 1000 | Solar |  |  | Interconnected | Farmington | Trade | FRM | FRM062 | Community Solar Garden | Solar*Rewards Community | Trade Secret | 2014 | 2017
20252-215912-02 | Xcel Energy | 85 | 13781 | IOU | 03127596 | 1000 | Solar |  |  | Interconnected | Taylors Falls | Trade | LCR | LCR311 | Community Solar Garden | Solar*Rewards Community | Trade Secret | 2014 | 2016
20252-215912-02 | Xcel Energy | 85 | 13781 | IOU | 03127600 | 1000 | Solar |  |  | Interconnected | Clear Lake | Trade | SCL | SCL322 | Community Solar Garden | Solar*Rewards Community | Trade Secret | 2014 | 2018
20252-215912-02 | Xcel Energy | 85 | 13781 | IOU | 03127601 | 1000 | Solar |  |  | Interconnected | Clear Lake | Trade | SCL | SCL322 | Community Solar Garden | Solar*Rewards Community | Trade Secret | 2014 | 2018
20252-215912-02 | Xcel Energy | 85 | 13781 | IOU | 03127602 | 1000 | Solar |  |  | Interconnected | Northfield | Trade | NOF | NOF071 | Community Solar Garden | Solar*Rewards Community | Trade Secret | 2014 | 2016
20252-215912-02 | Xcel Energy | 85 | 13781 | IOU | 03127604 | 720 | Solar |  |  | Interconnected | Belgrade | Trade | BEG | BEG001 | Community Solar Garden | Solar*Rewards Community | Trade Secret | 2016 | 2019
20252-215912-02 | Xcel Energy | 85 | 13781 | IOU | 03127605 | 250 | Solar |  |  | Interconnected | Cottage Grove | Trade | CHE | CHE063 | Community Solar Garden | Solar*Rewards Community | Trade Secret | 2016 | 2018
20252-215912-02 | Xcel Energy | 85 | 13781 | IOU | 03127611 | 1000 | Solar |  |  | Interconnected | Farmington | Trade | FRM | FRM062 | Community Solar Garden | Solar*Rewards Community | Trade Secret | 2014 | 2017
20252-215912-02 | Xcel Energy | 85 | 13781 | IOU | 03127612 | 1000 | Solar |  |  | Interconnected | Saint Michael | Trade | LAP | LAP311 | Community Solar Garden | Solar*Rewards Community | Trade Secret | 2014 | 2018
20252-215912-02 | Xcel Energy | 85 | 13781 | IOU | 03127613 | 1000 | Solar |  |  | Interconnected | North Branch | Trade | CHI | CHI311 | Community Solar Garden | Solar*Rewards Community | Trade Secret | 2014 | 2016
20252-215912-02 | Xcel Energy | 85 | 13781 | IOU | 03127616 | 1000 | Solar |  |  | Interconnected | Saint Michael | Trade | LAP | LAP311 | Community Solar Garden | Solar*Rewards Community | Trade Secret | 2014 | 2018
20252-215912-02 | Xcel Energy | 85 | 13781 | IOU | 03127621 | 1000 | Solar |  |  | Interconnected | Starbuck | Trade | LOW | LOW021 | Community Solar Garden | Solar*Rewards Community | Trade Secret | 2014 | 2018
20252-215912-02 | Xcel Energy | 85 | 13781 | IOU | 03127624 | 1000 | Solar |  |  | Interconnected | North Branch | Trade | CHI | CHI311 | Community Solar Garden | Solar*Rewards Community | Trade Secret | 2014 | 2016
20252-215912-02 | Xcel Energy | 85 | 13781 | IOU | 03127627 | 1000 | Solar |  |  | Interconnected | Saint Michael | Trade | HSN | HSN321 | Community Solar Garden | Solar*Rewards Community | Trade Secret | 2014 | 2019
20252-215912-02 | Xcel Energy | 85 | 13781 | IOU | 03127628 | 1000 | Solar |  |  | Interconnected | Montrose | Trade | MTR | MTR021 | Community Solar Garden | Solar*Rewards Community | Trade Secret | 2014 | 2017
20252-215912-02 | Xcel Energy | 85 | 13781 | IOU | 03127629 | 1000 | Solar |  |  | Interconnected | Starbuck | Trade | LOW | LOW021 | Community Solar Garden | Solar*Rewards Community | Trade Secret | 2014 | 2018
20252-215912-02 | Xcel Energy | 85 | 13781 | IOU | 03127631 | 1000 | Solar |  |  | Interconnected | Cold Spring | Trade | BLH | BLH061 | Community Solar Garden | Solar*Rewards Community | Trade Secret | 2014 | 2017
20252-215912-02 | Xcel Energy | 85 | 13781 | IOU | 03127632 | 1000 | Solar |  |  | Interconnected | Saint Joseph | Trade | AVN | AVN021 | Community Solar Garden | Solar*Rewards Community | Trade Secret | 2014 | 2017
20252-215912-02 | Xcel Energy | 85 | 13781 | IOU | 03127634 | 1000 | Solar |  |  | Interconnected | Saint Michael | Trade | LAP | LAP311 | Community Solar Garden | Solar*Rewards Community | Trade Secret | 2014 | 2018
20252-215912-02 | Xcel Energy | 85 | 13781 | IOU | 03127637 | 1000 | Solar |  |  | Interconnected | Clear Lake | Trade | SCL | SCL322 | Community Solar Garden | Solar*Rewards Community | Trade Secret | 2014 | 2018
20252-215912-02 | Xcel Energy | 85 | 13781 | IOU | 03127640 | 1000 | Solar |  |  | Interconnected | North Branch | Trade | CHI | CHI311 | Community Solar Garden | Solar*Rewards Community | Trade Secret | 2014 | 2016
20252-215912-02 | Xcel Energy | 85 | 13781 | IOU | 03127641 | 1000 | Solar |  |  | Interconnected | Saint Michael | Trade | LAP | LAP311 | Community Solar Garden | Solar*Rewards Community | Trade Secret | 2014 | 2018
20252-215912-02 | Xcel Energy | 85 | 13781 | IOU | 03127642 | 1000 | Solar |  |  | Interconnected | Saint Michael | Trade | LAP | LAP311 | Community Solar Garden | Solar*Rewards Community | Trade Secret | 2014 | 2018
20252-215912-02 | Xcel Energy | 85 | 13781 | IOU | 03127646 | 1000 | Solar |  |  | Interconnected | Saint Michael | Trade | HSN | HSN321 | Community Solar Garden | Solar*Rewards Community | Trade Secret | 2014 | 2019
20252-215912-02 | Xcel Energy | 85 | 13781 | IOU | 03127648 | 1000 | Solar |  |  | Interconnected | Saint Michael | Trade | HSN | HSN321 | Community Solar Garden | Solar*Rewards Community | Trade Secret | 2014 | 2019
20252-215912-02 | Xcel Energy | 85 | 13781 | IOU | 03127660 | 1000 | Solar |  |  | Interconnected | Cold Spring | Trade | BLH | BLH061 | Community Solar Garden | Solar*Rewards Community | Trade Secret | 2014 | 2017
20252-215912-02 | Xcel Energy | 85 | 13781 | IOU | 03127665 | 1000 | Solar |  |  | Interconnected | Starbuck | Trade | LOW | LOW021 | Community Solar Garden | Solar*Rewards Community | Trade Secret | 2014 | 2018
20252-215912-02 | Xcel Energy | 85 | 13781 | IOU | 03127666 | 1000 | Solar |  |  | Interconnected | Montrose | Trade | MTR | MTR021 | Community Solar Garden | Solar*Rewards Community | Trade Secret | 2014 | 2017
20252-215912-02 | Xcel Energy | 85 | 13781 | IOU | 03127670 | 1000 | Solar |  |  | Interconnected | Saint Michael | Trade | HSN | HSN321 | Community Solar Garden | Solar*Rewards Community | Trade Secret | 2014 | 2019
20252-215912-02 | Xcel Energy | 85 | 13781 | IOU | 03127673 | 1000 | Solar |  |  | Interconnected | Montrose | Trade | MTR | MTR021 | Community Solar Garden | Solar*Rewards Community | Trade Secret | 2014 | 2017
20252-215912-02 | Xcel Energy | 85 | 13781 | IOU | 03127674 | 1000 | Solar |  |  | Interconnected | Big Lake | Trade | FSL | FSL311 | Community Solar Garden | Solar*Rewards Community | Trade Secret | 2014 | 2018
20252-215912-02 | Xcel Energy | 85 | 13781 | IOU | 03127680 | 1000 | Solar |  |  | Interconnected | Cold Spring | Trade | BLH | BLH061 | Community Solar Garden | Solar*Rewards Community | Trade Secret | 2014 | 2017
20252-215912-02 | Xcel Energy | 85 | 13781 | IOU | 03127681 | 1000 | Solar |  |  | Interconnected | North Branch | Trade | CHI | CHI311 | Community Solar Garden | Solar*Rewards Community | Trade Secret | 2014 | 2016
20252-215912-02 | Xcel Energy | 85 | 13781 | IOU | 03127687 | 1000 | Solar |  |  | Interconnected | Farmington | Trade | FRM | FRM062 | Community Solar Garden | Solar*Rewards Community | Trade Secret | 2015 | 2016
20252-215912-02 | Xcel Energy | 85 | 13781 | IOU | 03127688 | 1000 | Solar |  |  | Interconnected | Kasota | Trade | SMT | SMT072 | Community Solar Garden | Solar*Rewards Community | Trade Secret | 2015 | 2018
20252-215912-02 | Xcel Energy | 85 | 13781 | IOU | 03127690 | 1000 | Solar |  |  | Interconnected | Shakopee | Trade | BLL | BLL071 | Community Solar Garden | Solar*Rewards Community | Trade Secret | 2015 | 2016
20252-215912-02 | Xcel Energy | 85 | 13781 | IOU | 03127695 | 1000 | Solar |  |  | Interconnected | Farmington | Trade | FRM | FRM062 | Community Solar Garden | Solar*Rewards Community | Trade Secret | 2015 | 2016
20252-215912-02 | Xcel Energy | 85 | 13781 | IOU | 03127696 | 990 | Solar |  |  | Interconnected | Sartell | Trade | MHW | MHW312 | Community Solar Garden | Solar*Rewards Community | Trade Secret | 2015 | 2018
20252-215912-02 | Xcel Energy | 85 | 13781 | IOU | 03127697 | 990 | Solar |  |  | Interconnected | Sartell | Trade | MHW | MHW312 | Community Solar Garden | Solar*Rewards Community | Trade Secret | 2015 | 2018
20252-215912-02 | Xcel Energy | 85 | 13781 | IOU | 03127699 | 200 | Solar |  |  | Interconnected | Tyler | Trade | PIP | PIP090 | Community Solar Garden | Solar*Rewards Community | Trade Secret | 2015 | 2017
20252-215912-02 | Xcel Energy | 85 | 13781 | IOU | 03127703 | 1000 | Solar |  |  | Interconnected | Scandia | Trade | SCA | SCA021 | Community Solar Garden | Solar*Rewards Community | Trade Secret | 2015 | 2018
20252-215912-02 | Xcel Energy | 85 | 13781 | IOU | 03127704 | 1000 | Solar |  |  | Interconnected | Scandia | Trade | SCA | SCA021 | Community Solar Garden | Solar*Rewards Community | Trade Secret | 2015 | 2018
20252-215912-02 | Xcel Energy | 85 | 13781 | IOU | 03127711 | 1000 | Solar |  |  | Interconnected | Waite Park | Trade | SAK | SAK312 | Community Solar Garden | Solar*Rewards Community | Trade Secret | 2015 | 2019
20252-215912-02 | Xcel Energy | 85 | 13781 | IOU | 03127713 | 1000 | Solar |  |  | Interconnected | Northfield | Trade | NOF | NOF061 | Community Solar Garden | Solar*Rewards Community | Trade Secret | 2015 | 2017
20252-215912-02 | Xcel Energy | 85 | 13781 | IOU | 03127717 | 1000 | Solar |  |  | Interconnected | Scandia | Trade | SCA | SCA021 | Community Solar Garden | Solar*Rewards Community | Trade Secret | 2015 | 2018
20252-215912-02 | Xcel Energy | 85 | 13781 | IOU | 03127719 | 1000 | Solar |  |  | Interconnected | Rosemount | Trade | RMT | RMT311 | Community Solar Garden | Solar*Rewards Community | Trade Secret | 2014 | 2016
20252-215912-02 | Xcel Energy | 85 | 13781 | IOU | 03127720 | 1000 | Solar |  |  | Interconnected | Northfield | Trade | NOF | NOF071 | Community Solar Garden | Solar*Rewards Community | Trade Secret | 2014 | 2016
20252-215912-02 | Xcel Energy | 85 | 13781 | IOU | 03127721 | 1000 | Solar |  |  | Interconnected | Northfield | Trade | NOF | NOF071 | Community Solar Garden | Solar*Rewards Community | Trade Secret | 2014 | 2016
20252-215912-02 | Xcel Energy | 85 | 13781 | IOU | 03127722 | 1000 | Solar |  |  | Interconnected | Northfield | Trade | NOF | NOF071 | Community Solar Garden | Solar*Rewards Community | Trade Secret | 2014 | 2016
20252-215912-02 | Xcel Energy | 85 | 13781 | IOU | 03127723 | 1000 | Solar |  |  | Interconnected | Clear Lake | Trade | SCL | SCL322 | Community Solar Garden | Solar*Rewards Community | Trade Secret | 2014 | 2018
20252-215912-02 | Xcel Energy | 85 | 13781 | IOU | 03127729 | 1000 | Solar |  |  | Interconnected | Montrose | Trade | MTR | MTR021 | Community Solar Garden | Solar*Rewards Community | Trade Secret | 2014 | 2017
20252-215912-02 | Xcel Energy | 85 | 13781 | IOU | 03127730 | 1000 | Solar |  |  | Interconnected | Saint Michael | Trade | HSN | HSN321 | Community Solar Garden | Solar*Rewards Community | Trade Secret | 2014 | 2019
20252-215912-02 | Xcel Energy | 85 | 13781 | IOU | 03127734 | 1000 | Solar |  |  | Interconnected | Owatonna | Trade | MDF | MDF021 | Community Solar Garden | Solar*Rewards Community | Trade Secret | 2017 | 2020
20252-215912-02 | Xcel Energy | 85 | 13781 | IOU | 03127737 | 1000 | Solar |  |  | Interconnected | Brooten | Trade | BRO | BRO021 | Community Solar Garden | Solar*Rewards Community | Trade Secret | 2017 | 2019
20252-215912-02 | Xcel Energy | 85 | 13781 | IOU | 03127738 | 1000 | Solar |  |  | Interconnected | Sauk Rapids | Trade | MHW | MHW311 | Community Solar Garden | Solar*Rewards Community | Trade Secret | 2017 | 2020
20252-215912-02 | Xcel Energy | 85 | 13781 | IOU | 03127741 | 1000 | Solar |  |  | Interconnected | Garvin | Trade | TSS | TSS061 | Community Solar Garden | Solar*Rewards Community | Trade Secret | 2017 | 2020
20252-215912-02 | Xcel Energy | 85 | 13781 | IOU | 03127742 | 1000 | Solar |  |  | Interconnected | Glyndon | Trade | AVR | AVR081 | Community Solar Garden | Solar*Rewards Community | Trade Secret | 2017 | 2020
20252-215912-02 | Xcel Energy | 85 | 13781 | IOU | 03127743 | 1000 | Solar |  |  | Interconnected | Morgan | Trade | MGN | MGN211 | Community Solar Garden | Solar*Rewards Community | Trade Secret | 2017 | 2020
20252-215912-02 | Xcel Energy | 85 | 13781 | IOU | 03127744 | 1000 | Solar |  |  | Interconnected | Glyndon | Trade | AVR | AVR081 | Community Solar Garden | Solar*Rewards Community | Trade Secret | 2017 | 2020
20252-215912-02 | Xcel Energy | 85 | 13781 | IOU | 03127745 | 1000 | Solar |  |  | Interconnected | Montevideo | Trade | MTV | MTV021 | Community Solar Garden | Solar*Rewards Community | Trade Secret | 2017 | 2020
20252-215912-02 | Xcel Energy | 85 | 13781 | IOU | 03127746 | 1000 | Solar |  |  | Interconnected | Sauk Rapids | Trade | MHW | MHW311 | Community Solar Garden | Solar*Rewards Community | Trade Secret | 2017 | 2020
20252-215912-02 | Xcel Energy | 85 | 13781 | IOU | 03127747 | 1000 | Solar |  |  | Interconnected | Brooten | Trade | BRO | BRO021 | Community Solar Garden | Solar*Rewards Community | Trade Secret | 2018 | 2020
20252-215912-02 | Xcel Energy | 85 | 13781 | IOU | 03127752 | 1000 | Solar |  |  | Interconnected | Shakopee | Trade | BLL | BLL071 | Community Solar Garden | Solar*Rewards Community | Trade Secret | 2015 | 2016
20252-215912-02 | Xcel Energy | 85 | 13781 | IOU | 03127753 | 990 | Solar |  |  | Interconnected | Sartell | Trade | MHW | MHW312 | Community Solar Garden | Solar*Rewards Community | Trade Secret | 2015 | 2018
20252-215912-02 | Xcel Energy | 85 | 13781 | IOU | 03127756 | 1000 | Solar |  |  | Interconnected | Kasota | Trade | SMT | SMT072 | Community Solar Garden | Solar*Rewards Community | Trade Secret | 2015 | 2018
20252-215912-02 | Xcel Energy | 85 | 13781 | IOU | 03127757 | 1000 | Solar |  |  | Interconnected | Farmington | Trade | FRM | FRM062 | Community Solar Garden | Solar*Rewards Community | Trade Secret | 2015 | 2016
20252-215912-02 | Xcel Energy | 85 | 13781 | IOU | 03127762 | 990 | Solar |  |  | Interconnected | Sartell | Trade | MHW | MHW312 | Community Solar Garden | Solar*Rewards Community | Trade Secret | 2015 | 2018
20252-215912-02 | Xcel Energy | 85 | 13781 | IOU | 03127764 | 1000 | Solar |  |  | Interconnected | Hector | Trade | HEC | HEC001 | Community Solar Garden | Solar*Rewards Community | Trade Secret | 2015 | 2017
20252-215912-02 | Xcel Energy | 85 | 13781 | IOU | 03127768 | 1000 | Solar |  |  | Interconnected | Northfield | Trade | NOF | NOF061 | Community Solar Garden | Solar*Rewards Community | Trade Secret | 2015 | 2017
20252-215912-02 | Xcel Energy | 85 | 13781 | IOU | 03127771 | 1000 | Solar |  |  | Interconnected | Paynesville | Trade | PAT | PAT313 | Community Solar Garden | Solar*Rewards Community | Trade Secret | 2014 | 2016
20252-215912-02 | Xcel Energy | 85 | 13781 | IOU | 03127775 | 1000 | Solar |  |  | Interconnected | Waseca | Trade | MRN | MRN021 | Community Solar Garden | Solar*Rewards Community | Trade Secret | 2014 | 2018
20252-215912-02 | Xcel Energy | 85 | 13781 | IOU | 03127784 | 1000 | Solar |  |  | Interconnected | Waite Park | Trade | SAK | SAK312 | Community Solar Garden | Solar*Rewards Community | Trade Secret | 2015 | 2019
20252-215912-02 | Xcel Energy | 85 | 13781 | IOU | 03127786 | 250 | Solar |  |  | Interconnected | Minnesota City | Trade | GVW | GVW031 | Community Solar Garden | Solar*Rewards Community | Trade Secret | 2014 | 2017
20252-215912-02 | Xcel Energy | 85 | 13781 | IOU | 03127791 | 1000 | Solar |  |  | Interconnected | Hector | Trade | HEC | HEC001 | Community Solar Garden | Solar*Rewards Community | Trade Secret | 2015 | 2017
20252-215912-02 | Xcel Energy | 85 | 13781 | IOU | 03127792 | 700 | Solar |  |  | Interconnected | Northfield | Trade | NOF | NOF061 | Community Solar Garden | Solar*Rewards Community | Trade Secret | 2015 | 2017
20252-215912-02 | Xcel Energy | 85 | 13781 | IOU | 03127800 | 1000 | Solar |  |  | Interconnected | Paynesville | Trade | PAT | PAT313 | Community Solar Garden | Solar*Rewards Community | Trade Secret | 2014 | 2016
20252-215912-02 | Xcel Energy | 85 | 13781 | IOU | 03127802 | 1000 | Solar |  |  | Interconnected | Hector | Trade | HEC | HEC001 | Community Solar Garden | Solar*Rewards Community | Trade Secret | 2015 | 2017
20252-215912-02 | Xcel Energy | 85 | 13781 | IOU | 03127807 | 1000 | Solar |  |  | Interconnected | Paynesville | Trade | PAT | PAT313 | Community Solar Garden | Solar*Rewards Community | Trade Secret | 2014 | 2017
20252-215912-02 | Xcel Energy | 85 | 13781 | IOU | 03127812 | 950 | Solar |  |  | Interconnected | Waite Park | Trade | SAK | SAK312 | Community Solar Garden | Solar*Rewards Community | Trade Secret | 2015 | 2019
20252-215912-02 | Xcel Energy | 85 | 13781 | IOU | 03127819 | 1000 | Solar |  |  | Interconnected | Saint Joseph | Trade | AVN | AVN021 | Community Solar Garden | Solar*Rewards Community | Trade Secret | 2014 | 2017
20252-215912-02 | Xcel Energy | 85 | 13781 | IOU | 03127826 | 1000 | Solar |  |  | Interconnected | Rosemount | Trade | RMT | RMT311 | Community Solar Garden | Solar*Rewards Community | Trade Secret | 2014 | 2016
20252-215912-02 | Xcel Energy | 85 | 13781 | IOU | 03127834 | 1000 | Solar |  |  | Interconnected | Paynesville | Trade | PAT | PAT313 | Community Solar Garden | Solar*Rewards Community | Trade Secret | 2014 | 2016
20252-215912-02 | Xcel Energy | 85 | 13781 | IOU | 03127835 | 950 | Solar |  |  | Interconnected | Waite Park | Trade | SAK | SAK312 | Community Solar Garden | Solar*Rewards Community | Trade Secret | 2015 | 2019
20252-215912-02 | Xcel Energy | 85 | 13781 | IOU | 03127837 | 1000 | Solar |  |  | Interconnected | Rosemount | Trade | RMT | RMT311 | Community Solar Garden | Solar*Rewards Community | Trade Secret | 2014 | 2016
20252-215912-02 | Xcel Energy | 85 | 13781 | IOU | 03127838 | 1000 | Solar |  |  | Interconnected | North Branch | Trade | CHI | CHI311 | Community Solar Garden | Solar*Rewards Community | Trade Secret | 2014 | 2016
20252-215912-02 | Xcel Energy | 85 | 13781 | IOU | 03127843 | 1000 | Solar |  |  | Interconnected | Kenyon | Trade | KEN | KEN022 | Community Solar Garden | Solar*Rewards Community | Trade Secret | 2014 | 2018
20252-215912-02 | Xcel Energy | 85 | 13781 | IOU | 03127845 | 1000 | Solar |  |  | Interconnected | Taylors Falls | Trade | LCR | LCR311 | Community Solar Garden | Solar*Rewards Community | Trade Secret | 2014 | 2016
20252-215912-02 | Xcel Energy | 85 | 13781 | IOU | 03127852 | 1000 | Solar |  |  | Interconnected | Clear Lake | Trade | SDX | SDX311 | Community Solar Garden | Solar*Rewards Community | Trade Secret | 2014 | 2018
20252-215912-02 | Xcel Energy | 85 | 13781 | IOU | 03127859 | 1000 | Solar |  |  | Interconnected | Northfield | Trade | DND | DND071 | Community Solar Garden | Solar*Rewards Community | Trade Secret | 2015 | 2020
20252-215912-02 | Xcel Energy | 85 | 13781 | IOU | 03127869 | 1000 | Solar |  |  | Interconnected | Sartell | Trade | MHW | MHW312 | Community Solar Garden | Solar*Rewards Community | Trade Secret | 2015 | 2019
20252-215912-02 | Xcel Energy | 85 | 13781 | IOU | 03127871 | 1000 | Solar |  |  | Interconnected | Sartell | Trade | MHW | MHW312 | Community Solar Garden | Solar*Rewards Community | Trade Secret | 2015 | 2019
20252-215912-02 | Xcel Energy | 85 | 13781 | IOU | 03127872 | 1000 | Solar |  |  | Interconnected | Waite Park | Trade | SAK | SAK312 | Community Solar Garden | Solar*Rewards Community | Trade Secret | 2015 | 2019
20252-215912-02 | Xcel Energy | 85 | 13781 | IOU | 03127873 | 1000 | Solar |  |  | Interconnected | Waconia | Trade | WCS | WCS064 | Community Solar Garden | Solar*Rewards Community | Trade Secret | 2015 | 2018
20252-215912-02 | Xcel Energy | 85 | 13781 | IOU | 03127876 | 1000 | Solar |  |  | Interconnected | Edgerton | Trade | ROC | ROC090 | Community Solar Garden | Solar*Rewards Community | Trade Secret | 2015 | 2018
20252-215912-02 | Xcel Energy | 85 | 13781 | IOU | 03127923 | 1000 | Solar |  |  | Interconnected | Clear Lake | Trade | SDX | SDX311 | Community Solar Garden | Solar*Rewards Community | Trade Secret | 2014 | 2018
20252-215912-02 | Xcel Energy | 85 | 13781 | IOU | 03127930 | 1000 | Solar |  |  | Interconnected | Farmington | Trade | VMR | VMR061 | Community Solar Garden | Solar*Rewards Community | Trade Secret | 2014 | 2018
20252-215912-02 | Xcel Energy | 85 | 13781 | IOU | 03127938 | 1000 | Solar |  |  | Interconnected | Farmington | Trade | VMR | VMR061 | Community Solar Garden | Solar*Rewards Community | Trade Secret | 2014 | 2018
20252-215912-02 | Xcel Energy | 85 | 13781 | IOU | 03127952 | 800 | Solar |  |  | Interconnected | Clear Lake | Trade | SDX | SDX311 | Community Solar Garden | Solar*Rewards Community | Trade Secret | 2014 | 2018
20252-215912-02 | Xcel Energy | 85 | 13781 | IOU | 03127956 | 1000 | Solar |  |  | Interconnected | Farmington | Trade | VMR | VMR061 | Community Solar Garden | Solar*Rewards Community | Trade Secret | 2014 | 2018
20252-215912-02 | Xcel Energy | 85 | 13781 | IOU | 03127963 | 1000 | Solar |  |  | Interconnected | Clear Lake | Trade | SDX | SDX311 | Community Solar Garden | Solar*Rewards Community | Trade Secret | 2014 | 2018
20252-215912-02 | Xcel Energy | 85 | 13781 | IOU | 03127964 | 1000 | Solar |  |  | Interconnected | Waverly | Trade | WAV | WAV021 | Community Solar Garden | Solar*Rewards Community | Trade Secret | 2014 | 2017
20252-215912-02 | Xcel Energy | 85 | 13781 | IOU | 03127969 | 1000 | Solar |  |  | Interconnected | Kenyon | Trade | NER | NER021 | Community Solar Garden | Solar*Rewards Community | Trade Secret | 2014 | 2018
20252-215912-02 | Xcel Energy | 85 | 13781 | IOU | 03127970 | 1000 | Solar |  |  | Interconnected | Waverly | Trade | WAV | WAV021 | Community Solar Garden | Solar*Rewards Community | Trade Secret | 2014 | 2017
20252-215912-02 | Xcel Energy | 85 | 13781 | IOU | 03127978 | 1000 | Solar |  |  | Interconnected | Starbuck | Trade | LOW | LOW021 | Community Solar Garden | Solar*Rewards Community | Trade Secret | 2014 | 2018
20252-215912-02 | Xcel Energy | 85 | 13781 | IOU | 03127979 | 1000 | Solar |  |  | Interconnected | Starbuck | Trade | LOW | LOW021 | Community Solar Garden | Solar*Rewards Community | Trade Secret | 2014 | 2018
20252-215912-02 | Xcel Energy | 85 | 13781 | IOU | 03127986 | 1000 | Solar |  |  | Interconnected | Waverly | Trade | WAV | WAV021 | Community Solar Garden | Solar*Rewards Community | Trade Secret | 2014 | 2017
20252-215912-02 | Xcel Energy | 85 | 13781 | IOU | 03127993 | 1000 | Solar |  |  | Interconnected | Edgerton | Trade | ROC | ROC090 | Community Solar Garden | Solar*Rewards Community | Trade Secret | 2015 | 2018
20252-215912-02 | Xcel Energy | 85 | 13781 | IOU | 03127994 | 1000 | Solar |  |  | Interconnected | Sartell | Trade | MHW | MHW312 | Community Solar Garden | Solar*Rewards Community | Trade Secret | 2015 | 2019
20252-215912-02 | Xcel Energy | 85 | 13781 | IOU | 03127996 | 1000 | Solar |  |  | Interconnected | Saint Cloud | Trade | SAK | SAK312 | Community Solar Garden | Solar*Rewards Community | Trade Secret | 2015 | 2019
20252-215912-02 | Xcel Energy | 85 | 13781 | IOU | 03128001 | 1000 | Solar |  |  | Interconnected | Waite Park | Trade | SAK | SAK312 | Community Solar Garden | Solar*Rewards Community | Trade Secret | 2015 | 2019
20252-215912-02 | Xcel Energy | 85 | 13781 | IOU | 03128008 | 950 | Solar |  |  | Interconnected | Waite Park | Trade | SAK | SAK312 | Community Solar Garden | Solar*Rewards Community | Trade Secret | 2015 | 2019
20252-215912-02 | Xcel Energy | 85 | 13781 | IOU | 03128014 | 1000 | Solar |  |  | Interconnected | Waconia | Trade | WCS | WCS064 | Community Solar Garden | Solar*Rewards Community | Trade Secret | 2015 | 2018
20252-215912-02 | Xcel Energy | 85 | 13781 | IOU | 03128018 | 950 | Solar |  |  | Interconnected | Waite Park | Trade | SAK | SAK312 | Community Solar Garden | Solar*Rewards Community | Trade Secret | 2015 | 2019
20252-215912-02 | Xcel Energy | 85 | 13781 | IOU | 03128020 | 1000 | Solar |  |  | Interconnected | Saint Cloud | Trade | SAK | SAK312 | Community Solar Garden | Solar*Rewards Community | Trade Secret | 2015 | 2019
20252-215912-02 | Xcel Energy | 85 | 13781 | IOU | 03128028 | 1000 | Solar |  |  | Interconnected | Sartell | Trade | MHW | MHW312 | Community Solar Garden | Solar*Rewards Community | Trade Secret | 2015 | 2019
20252-215912-02 | Xcel Energy | 85 | 13781 | IOU | 03128033 | 950 | Solar |  |  | Interconnected | Waite Park | Trade | SAK | SAK312 | Community Solar Garden | Solar*Rewards Community | Trade Secret | 2015 | 2019
20252-215912-02 | Xcel Energy | 85 | 13781 | IOU | 03128038 | 1000 | Solar |  |  | Interconnected | Waverly | Trade | WAV | WAV021 | Community Solar Garden | Solar*Rewards Community | Trade Secret | 2014 | 2017
20252-215912-02 | Xcel Energy | 85 | 13781 | IOU | 03128041 | 1000 | Solar |  |  | Interconnected | Edgerton | Trade | ROC | ROC090 | Community Solar Garden | Solar*Rewards Community | Trade Secret | 2015 | 2018
20252-215912-02 | Xcel Energy | 85 | 13781 | IOU | 03128051 | 1000 | Solar |  |  | Interconnected | Montrose | Trade | MTR | MTR021 | Community Solar Garden | Solar*Rewards Community | Trade Secret | 2014 | 2017
20252-215912-02 | Xcel Energy | 85 | 13781 | IOU | 03128070 | 1000 | Solar |  |  | Interconnected | Farmington | Trade | VMR | VMR061 | Community Solar Garden | Solar*Rewards Community | Trade Secret | 2014 | 2018
20252-215912-02 | Xcel Energy | 85 | 13781 | IOU | 03128073 | 1000 | Solar |  |  | Interconnected | Saint Cloud | Trade | GRC | GRC311 | Community Solar Garden | Solar*Rewards Community | Trade Secret | 2015 | 2018
20252-215912-02 | Xcel Energy | 85 | 13781 | IOU | 03128074 | 1000 | Solar |  |  | Interconnected | Saint Cloud | Trade | GRC | GRC311 | Community Solar Garden | Solar*Rewards Community | Trade Secret | 2015 | 2018
20252-215912-02 | Xcel Energy | 85 | 13781 | IOU | 03128075 | 700 | Solar |  |  | Interconnected | Edgerton | Trade | ROC | ROC090 | Community Solar Garden | Solar*Rewards Community | Trade Secret | 2015 | 2018
20252-215912-02 | Xcel Energy | 85 | 13781 | IOU | 03128079 | 1000 | Solar |  |  | Interconnected | Waconia | Trade | WCS | WCS064 | Community Solar Garden | Solar*Rewards Community | Trade Secret | 2015 | 2018
20252-215912-02 | Xcel Energy | 85 | 13781 | IOU | 03128081 | 1000 | Solar |  |  | Interconnected | Saint Cloud | Trade | GRC | GRC311 | Community Solar Garden | Solar*Rewards Community | Trade Secret | 2015 | 2018
20252-215912-02 | Xcel Energy | 85 | 13781 | IOU | 03128082 | 1000 | Solar |  |  | Interconnected | Saint Cloud | Trade | GRC | GRC311 | Community Solar Garden | Solar*Rewards Community | Trade Secret | 2015 | 2018
20252-215912-02 | Xcel Energy | 85 | 13781 | IOU | 03128085 | 1000 | Solar |  |  | Interconnected | Saint Cloud | Trade | SAK | SAK312 | Community Solar Garden | Solar*Rewards Community | Trade Secret | 2015 | 2019
20252-215912-02 | Xcel Energy | 85 | 13781 | IOU | 03128090 | 1000 | Solar |  |  | Interconnected | Sartell | Trade | MHW | MHW312 | Community Solar Garden | Solar*Rewards Community | Trade Secret | 2015 | 2019
20252-215912-02 | Xcel Energy | 85 | 13781 | IOU | 03128091 | 1000 | Solar |  |  | Interconnected | Edgerton | Trade | ROC | ROC090 | Community Solar Garden | Solar*Rewards Community | Trade Secret | 2015 | 2018
20252-215912-02 | Xcel Energy | 85 | 13781 | IOU | 03128092 | 1000 | Solar |  |  | Interconnected | Waite Park | Trade | SAK | SAK312 | Community Solar Garden | Solar*Rewards Community | Trade Secret | 2015 | 2019
20252-215912-02 | Xcel Energy | 85 | 13781 | IOU | 03128098 | 1000 | Solar |  |  | Interconnected | Kenyon | Trade | NER | NER021 | Community Solar Garden | Solar*Rewards Community | Trade Secret | 2014 | 2018
20252-215912-02 | Xcel Energy | 85 | 13781 | IOU | 03128108 | 998 | Solar |  |  | Interconnected | Zumbrota | Trade | ZUM | ZUM021 | Community Solar Garden | Solar*Rewards Community | Trade Secret | 2014 | 2018
20252-215912-02 | Xcel Energy | 85 | 13781 | IOU | 03128115 | 36 | Solar |  |  | Interconnected | Minneapolis | Trade | HWW | HWW062 | Community Solar Garden | Solar*Rewards Community | Trade Secret | 2014 | 2016
20252-215912-02 | Xcel Energy | 85 | 13781 | IOU | 03128138 | 1000 | Solar |  |  | Interconnected | Big Lake | Trade | FSL | FSL311 | Community Solar Garden | Solar*Rewards Community | Trade Secret | 2014 | 2018
20252-215912-02 | Xcel Energy | 85 | 13781 | IOU | 03128147 | 1000 | Solar |  |  | Interconnected | Big Lake | Trade | FSL | FSL311 | Community Solar Garden | Solar*Rewards Community | Trade Secret | 2014 | 2018
20252-215912-02 | Xcel Energy | 85 | 13781 | IOU | 03128148 | 1000 | Solar |  |  | Interconnected | Big Lake | Trade | FSL | FSL311 | Community Solar Garden | Solar*Rewards Community | Trade Secret | 2014 | 2018
20252-215912-02 | Xcel Energy | 85 | 13781 | IOU | 03128149 | 1000 | Solar |  |  | Interconnected | Waverly | Trade | WAV | WAV021 | Community Solar Garden | Solar*Rewards Community | Trade Secret | 2014 | 2017
20252-215912-02 | Xcel Energy | 85 | 13781 | IOU | 03128157 | 1000 | Solar |  |  | Interconnected | Kenyon | Trade | KEN | KEN022 | Community Solar Garden | Solar*Rewards Community | Trade Secret | 2014 | 2018
20252-215912-02 | Xcel Energy | 85 | 13781 | IOU | 03128163 | 1000 | Solar |  |  | Interconnected | Clear Lake | Trade | SDX | SDX311 | Community Solar Garden | Solar*Rewards Community | Trade Secret | 2014 | 2018
20252-215912-02 | Xcel Energy | 85 | 13781 | IOU | 03128164 | 1000 | Solar |  |  | Interconnected | Big Lake | Trade | FSL | FSL311 | Community Solar Garden | Solar*Rewards Community | Trade Secret | 2014 | 2018
20252-215912-02 | Xcel Energy | 85 | 13781 | IOU | 03128170 | 998 | Solar |  |  | Interconnected | Waconia | Trade | WCS | WCS072 | Community Solar Garden | Solar*Rewards Community | Trade Secret | 2014 | 2018
20252-215912-02 | Xcel Energy | 85 | 13781 | IOU | 03128198 | 1000 | Solar |  |  | Interconnected | Farmington | Trade | VMR | VMR061 | Community Solar Garden | Solar*Rewards Community | Trade Secret | 2014 | 2018
20252-215912-02 | Xcel Energy | 85 | 13781 | IOU | 03128209 | 36 | Solar |  |  | Interconnected | Kasota | Trade | SMT | SMT072 | Community Solar Garden | Solar*Rewards Community | Trade Secret | 2015 | 2015
20252-215912-02 | Xcel Energy | 85 | 13781 | IOU | 03128222 | 1000 | Solar |  |  | Interconnected | Albany | Trade | ALB | ALB021 | Community Solar Garden | Solar*Rewards Community | Trade Secret | 2018 | 2019
20252-215912-02 | Xcel Energy | 85 | 13781 | IOU | 03128223 | 427 | Solar |  |  | Interconnected | Silver Lake | Trade | LSP | LSP022 | Community Solar Garden | Solar*Rewards Community | Trade Secret | 2017 | 2022
20252-215912-02 | Xcel Energy | 85 | 13781 | IOU | 03128224 | 1000 | Solar |  |  | Interconnected | Chisago City | Trade | LIN | LIN031 | Community Solar Garden | Solar*Rewards Community | Trade Secret | 2017 | 2019
20252-215912-02 | Xcel Energy | 85 | 13781 | IOU | 03128227 | 1000 | Solar |  |  | Interconnected | Nicollet | Trade | SWN | SWN022 | Community Solar Garden | Solar*Rewards Community | Trade Secret | 2017 | 2020
20252-215912-02 | Xcel Energy | 85 | 13781 | IOU | 03128228 | 590 | Solar |  |  | Interconnected | Pine Island | Trade | PIL | PIL021 | Community Solar Garden | Solar*Rewards Community | Trade Secret | 2017 | 2019
20252-215912-02 | Xcel Energy | 85 | 13781 | IOU | 03128229 | 1000 | Solar |  |  | Interconnected | Franklin | Trade | MGN | MGN211 | Community Solar Garden | Solar*Rewards Community | Trade Secret | 2017 | 2020
20252-215912-02 | Xcel Energy | 85 | 13781 | IOU | 03128230 | 1000 | Solar |  |  | Interconnected | Waterville | Trade | WAT | WAT081 | Community Solar Garden | Solar*Rewards Community | Trade Secret | 2017 | 2021
20252-215912-02 | Xcel Energy | 85 | 13781 | IOU | 03128231 | 1000 | Solar |  |  | Interconnected | Sauk Rapids | Trade | MHW | MHW311 | Community Solar Garden | Solar*Rewards Community | Trade Secret | 2018 | 2020
20252-215912-02 | Xcel Energy | 85 | 13781 | IOU | 03128236 | 1000 | Solar |  |  | Interconnected | Albany | Trade | ALB | ALB021 | Community Solar Garden | Solar*Rewards Community | Trade Secret | 2018 | 2020
20252-215912-02 | Xcel Energy | 85 | 13781 | IOU | 03128237 | 1000 | Solar |  |  | Interconnected | Northfield | Trade | DND | DND072 | Community Solar Garden | Solar*Rewards Community | Trade Secret | 2018 | 2020
20252-215912-02 | Xcel Energy | 85 | 13781 | IOU | 03128238 | 860 | Solar |  |  | Interconnected | Cold Spring | Trade | SAK | SAK312 | Community Solar Garden | Solar*Rewards Community | Trade Secret | 2018 | 2021
20252-215912-02 | Xcel Energy | 85 | 13781 | IOU | 03128240 | 1000 | Solar |  |  | Interconnected | Byron | Trade | WEB | WEB021 | Community Solar Garden | Solar*Rewards Community | Trade Secret | 2018 | 2020
20252-215912-02 | Xcel Energy | 85 | 13781 | IOU | 03128241 | 1000 | Solar |  |  | Interconnected | Janesville | Trade | WAT | WAT081 | Community Solar Garden | Solar*Rewards Community | Trade Secret | 2018 | 2020
20252-215912-02 | Xcel Energy | 85 | 13781 | IOU | 03128242 | 1000 | Solar |  |  | Interconnected | Dodge Center | Trade | DOC | DOC211 | Community Solar Garden | Solar*Rewards Community | Trade Secret | 2019 | 2022
20252-215912-02 | Xcel Energy | 85 | 13781 | IOU | 03128243 | 1000 | Solar |  |  | Interconnected | Paynesville | Trade | PAT | PAT313 | Community Solar Garden | Solar*Rewards Community | Trade Secret | 2019 | 2020
20252-215912-02 | Xcel Energy | 85 | 13781 | IOU | 03128244 | 1000 | Solar |  |  | Interconnected | Buffalo Lake | Trade | BFL | BFL021 | Community Solar Garden | Solar*Rewards Community | Trade Secret | 2019 | 2021
20252-215912-02 | Xcel Energy | 85 | 13781 | IOU | 03128245 | 1000 | Solar |  |  | Interconnected | Hayfield | Trade | DOC | DOC211 | Community Solar Garden | Solar*Rewards Community | Trade Secret | 2019 | 2022
20252-215912-02 | Xcel Energy | 85 | 13781 | IOU | 03128246 | 1000 | Solar |  |  | Interconnected | Saint Cloud | Trade | SCL | SCL322 | Community Solar Garden | Solar*Rewards Community | Trade Secret | 2019 | 2019
20252-215912-02 | Xcel Energy | 85 | 13781 | IOU | 03128250 | 1000 | Solar |  |  | Interconnected | Plato | Trade | PLA | PLA022 | Community Solar Garden | Solar*Rewards Community | Trade Secret | 2019 | 2021
20252-215912-02 | Xcel Energy | 85 | 13781 | IOU | 03128253 | 1000 | Solar |  |  | Interconnected | Lindstrom | Trade | SCA | SCA021 | Community Solar Garden | Solar*Rewards Community | Trade Secret | 2015 | 2019
20252-215912-02 | Xcel Energy | 85 | 13781 | IOU | 03128254 | 1000 | Solar |  |  | Interconnected | Paynesville | Trade | PAT | PAT312 | Community Solar Garden | Solar*Rewards Community | Trade Secret | 2018 | 2020
20252-215912-02 | Xcel Energy | 85 | 13781 | IOU | 03128256 | 1000 | Solar |  |  | Interconnected | Mazeppa | Trade | MAZ | MAZ021 | Community Solar Garden | Solar*Rewards Community | Trade Secret | 2018 | 2020
20252-215912-02 | Xcel Energy | 85 | 13781 | IOU | 03128259 | 1000 | Solar |  |  | Interconnected | Cleveland | Trade | LAE | LAE061 | Community Solar Garden | Solar*Rewards Community | Trade Secret | 2015 | 2018
20252-215912-02 | Xcel Energy | 85 | 13781 | IOU | 03128262 | 1000 | Solar |  |  | Interconnected | Glenwood | Trade | LOW | LOW021 | Community Solar Garden | Solar*Rewards Community | Trade Secret | 2019 | 2020
20252-215912-02 | Xcel Energy | 85 | 13781 | IOU | 03128266 | 1000 | Solar |  |  | Interconnected | Zumbrota | Trade | ZUM | ZUM022 | Community Solar Garden | Solar*Rewards Community | Trade Secret | 2018 | 2021
20252-215912-02 | Xcel Energy | 85 | 13781 | IOU | 03128267 | 730 | Solar |  |  | Withdrawn | Trade Secret | Trade | DOC | DOC211 | Community Solar Garden | Solar*Rewards Community | Trade Secret | 2019
20252-215912-02 | Xcel Energy | 85 | 13781 | IOU | 03128270 | 1000 | Solar |  |  | Interconnected | Brooten | Trade | BRO | BRO021 | Community Solar Garden | Solar*Rewards Community | Trade Secret | 2019 | 2021
20252-215912-02 | Xcel Energy | 85 | 13781 | IOU | 03128272 | 1000 | Solar |  |  | Interconnected | Courtland | Trade | SWN | SWN022 | Community Solar Garden | Solar*Rewards Community | Trade Secret | 2019 | 2023
20252-215912-02 | Xcel Energy | 85 | 13781 | IOU | 03128275 | 1000 | Solar |  |  | Interconnected | Stewart | Trade | STW | STW021 | Community Solar Garden | Solar*Rewards Community | Trade Secret | 2019 | 2021
20252-215912-02 | Xcel Energy | 85 | 13781 | IOU | 03128279 | 1000 | Solar |  |  | Interconnected | Cleveland | Trade | LAE | LAE061 | Community Solar Garden | Solar*Rewards Community | Trade Secret | 2015 | 2018
20252-215912-02 | Xcel Energy | 85 | 13781 | IOU | 03128282 | 1000 | Solar |  |  | Interconnected | Saint Cloud | Trade | SCL | SCL322 | Community Solar Garden | Solar*Rewards Community | Trade Secret | 2015 | 2018
20252-215912-02 | Xcel Energy | 85 | 13781 | IOU | 03128286 | 1000 | Solar |  |  | Interconnected | Saint Cloud | Trade | SCL | SCL322 | Community Solar Garden | Solar*Rewards Community | Trade Secret | 2015 | 2018
20252-215912-02 | Xcel Energy | 85 | 13781 | IOU | 03128290 | 10000 | Solar |  |  | Interconnected | Trade Secret | Trade | PAT | PAT313 | Utility |  | Trade Secret | 2016 | 2017
20252-215912-02 | Xcel Energy | 85 | 13781 | IOU | 03128291 | 3500 | Solar |  |  | Interconnected | Trade Secret | Trade | LCR | LCR311 | Utility |  | Trade Secret | 2016 | 2017
20252-215912-02 | Xcel Energy | 85 | 13781 | IOU | 03128292 | 4500 | Solar |  |  | Interconnected | Trade Secret | Trade | HAS | HAS021 | Utility |  | Trade Secret | 2016 | 2017
20252-215912-02 | Xcel Energy | 85 | 13781 | IOU | 03128293 | 4500 | Solar |  |  | Interconnected | Trade Secret | Trade | LAE | LAE061 | Utility |  | Trade Secret | 2016 | 2017
20252-215912-02 | Xcel Energy | 85 | 13781 | IOU | 03128295 | 6500 | Solar |  |  | Interconnected | Trade Secret | Trade | CHI | CHI311 | Utility |  | Trade Secret | 2016 | 2016
20252-215912-02 | Xcel Energy | 85 | 13781 | IOU | 03128296 | 5500 | Solar |  |  | Interconnected | Trade Secret | Trade | ESW | ESW073 | Utility |  | Trade Secret | 2016 | 2017
20252-215912-02 | Xcel Energy | 85 | 13781 | IOU | 03128297 | 4000 | Solar |  |  | Interconnected | Trade Secret | Trade | ATW | ATW061 | Utility |  | Trade Secret | 2016 | 2017
20252-215912-02 | Xcel Energy | 85 | 13781 | IOU | 03128298 | 6500 | Solar |  |  | Interconnected | Trade Secret | Trade | DOC | DOC031 | Utility |  | Trade Secret | 2016 | 2017
20252-215912-02 | Xcel Energy | 85 | 13781 | IOU | 03128301 | 1000 | Solar |  |  | Interconnected | Sacred Heart | Trade | SCH | SCH211 | Community Solar Garden | Solar*Rewards Community | Trade Secret | 2019 | 2021
20252-215912-02 | Xcel Energy | 85 | 13781 | IOU | 03128302 | 1000 | Solar |  |  | Interconnected | Glencoe | Trade | PLA | PLA022 | Community Solar Garden | Solar*Rewards Community | Trade Secret | 2019 | 2020
20252-215912-02 | Xcel Energy | 85 | 13781 | IOU | 03128304 | 1000 | Solar |  |  | Interconnected | North Branch | Trade | CHI | CHI311 | Community Solar Garden | Solar*Rewards Community | Trade Secret | 2018 | 2023
20252-215912-02 | Xcel Energy | 85 | 13781 | IOU | 03128312 | 1000 | Solar |  |  | Interconnected | Cleveland | Trade | LAE | LAE061 | Community Solar Garden | Solar*Rewards Community | Trade Secret | 2015 | 2018
20252-215912-02 | Xcel Energy | 85 | 13781 | IOU | 03128314 | 3500 | Solar |  |  | Interconnected | Trade Secret | Trade | MTR | MTR021 | Utility |  | Trade Secret | 2016 | 2017
20252-215912-02 | Xcel Energy | 85 | 13781 | IOU | 03128315 | 7500 | Solar |  |  | Interconnected | Trade Secret | Trade | LAP | LAP311 | Utility |  | Trade Secret | 2016 | 2017
20252-215912-02 | Xcel Energy | 85 | 13781 | IOU | 03128316 | 4000 | Solar |  |  | Interconnected | Trade Secret | Trade | PIL | PIL021 | Utility |  | Trade Secret | 2016 | 2017
20252-215912-02 | Xcel Energy | 85 | 13781 | IOU | 03128317 | 6000 | Solar |  |  | Interconnected | Trade Secret | Trade | ANN | ANN021 | Utility |  | Trade Secret | 2016 | 2017
20252-215912-02 | Xcel Energy | 85 | 13781 | IOU | 03128318 | 10000 | Solar |  |  | Interconnected | Trade Secret | Trade | ALB | ALB023 | Utility |  | Trade Secret | 2016 | 2017
20252-215912-02 | Xcel Energy | 85 | 13781 | IOU | 03128353 | 1000 | Solar |  |  | Interconnected | Monticello | Trade | LAP | LAP311 | Community Solar Garden | Solar*Rewards Community | Trade Secret | 2015 | 2019
20252-215912-02 | Xcel Energy | 85 | 13781 | IOU | 03128355 | 1000 | Solar |  |  | Interconnected | Monticello | Trade | LAP | LAP311 | Community Solar Garden | Solar*Rewards Community | Trade Secret | 2015 | 2019
20252-215912-02 | Xcel Energy | 85 | 13781 | IOU | 03128357 | 1000 | Solar |  |  | Interconnected | Monticello | Trade | LAP | LAP311 | Community Solar Garden | Solar*Rewards Community | Trade Secret | 2015 | 2019
20252-215912-02 | Xcel Energy | 85 | 13781 | IOU | 03128360 | 1000 | Solar |  |  | Interconnected | Monticello | Trade | LAP | LAP311 | Community Solar Garden | Solar*Rewards Community | Trade Secret | 2015 | 2019
20252-215912-02 | Xcel Energy | 85 | 13781 | IOU | 03128362 | 1000 | Solar |  |  | Interconnected | Monticello | Trade | LAP | LAP311 | Community Solar Garden | Solar*Rewards Community | Trade Secret | 2015 | 2019
20252-215912-02 | Xcel Energy | 85 | 13781 | IOU | 03128369 | 1000 | Solar |  |  | Interconnected | Byron | Trade | WEB | WEB021 | Community Solar Garden | Solar*Rewards Community | Trade Secret | 2019 | 2023
20252-215912-02 | Xcel Energy | 85 | 13781 | IOU | 03128374 | 998 | Solar |  |  | Interconnected | Waconia | Trade | WCS | WCS072 | Community Solar Garden | Solar*Rewards Community | Trade Secret | 2015 | 2018
20252-215912-02 | Xcel Energy | 85 | 13781 | IOU | 03128375 | 998 | Solar |  |  | Interconnected | Webster | Trade | VES | VES021 | Community Solar Garden | Solar*Rewards Community | Trade Secret | 2015 | 2018
20252-215912-02 | Xcel Energy | 85 | 13781 | IOU | 03128386 | 1000 | Solar |  |  | Interconnected | Randolph | Trade | CTF | CTF021 | Community Solar Garden | Solar*Rewards Community | Trade Secret | 2015 | 2019
20252-215912-02 | Xcel Energy | 85 | 13781 | IOU | 03128387 | 1000 | Solar |  |  | Interconnected | Randolph | Trade | CTF | CTF021 | Community Solar Garden | Solar*Rewards Community | Trade Secret | 2015 | 2019
20252-215912-02 | Xcel Energy | 85 | 13781 | IOU | 03128390 | 1000 | Solar |  |  | Interconnected | Randolph | Trade | CTF | CTF021 | Community Solar Garden | Solar*Rewards Community | Trade Secret | 2015 | 2019
20252-215912-02 | Xcel Energy | 85 | 13781 | IOU | 03128392 | 1000 | Solar |  |  | Interconnected | Wyoming | Trade | WYO | WYO022 | Community Solar Garden | Solar*Rewards Community | Trade Secret | 2015 | 2018
20252-215912-02 | Xcel Energy | 85 | 13781 | IOU | 03128395 | 1000 | Solar |  |  | Interconnected | Wyoming | Trade | WYO | WYO022 | Community Solar Garden | Solar*Rewards Community | Trade Secret | 2015 | 2018
20252-215912-02 | Xcel Energy | 85 | 13781 | IOU | 03128396 | 1000 | Solar |  |  | Interconnected | Lindstrom | Trade | SCA | SCA021 | Community Solar Garden | Solar*Rewards Community | Trade Secret | 2015 | 2018
20252-215912-02 | Xcel Energy | 85 | 13781 | IOU | 03128397 | 1000 | Solar |  |  | Interconnected | Randolph | Trade | CTF | CTF021 | Community Solar Garden | Solar*Rewards Community | Trade Secret | 2015 | 2019
20252-215912-02 | Xcel Energy | 85 | 13781 | IOU | 03128398 | 1000 | Solar |  |  | Interconnected | Wyoming | Trade | WYO | WYO022 | Community Solar Garden | Solar*Rewards Community | Trade Secret | 2015 | 2018
20252-215912-02 | Xcel Energy | 85 | 13781 | IOU | 03128400 | 1000 | Solar |  |  | Interconnected | Minnesota Lake | Trade | MNL | MNL001 | Community Solar Garden | Solar*Rewards Community | Trade Secret | 2015 | 2018
20252-215912-02 | Xcel Energy | 85 | 13781 | IOU | 03128401 | 1000 | Solar |  |  | Interconnected | Waseca | Trade | MRN | MRN021 | Community Solar Garden | Solar*Rewards Community | Trade Secret | 2015 | 2018
20252-215912-02 | Xcel Energy | 85 | 13781 | IOU | 03128402 | 1000 | Solar |  |  | Interconnected | Waseca | Trade | MRN | MRN021 | Community Solar Garden | Solar*Rewards Community | Trade Secret | 2015 | 2018
20252-215912-02 | Xcel Energy | 85 | 13781 | IOU | 03128404 | 840 | Solar |  |  | Interconnected | Minnesota Lake | Trade | MNL | MNL001 | Community Solar Garden | Solar*Rewards Community | Trade Secret | 2015 | 2018
20252-215912-02 | Xcel Energy | 85 | 13781 | IOU | 03128405 | 1000 | Solar |  |  | Interconnected | Taylors Falls | Trade | LCR | LCR311 | Community Solar Garden | Solar*Rewards Community | Trade Secret | 2015 | 2017
20252-215912-02 | Xcel Energy | 85 | 13781 | IOU | 03128409 | 1000 | Solar |  |  | Interconnected | Taylors Falls | Trade | LCR | LCR311 | Community Solar Garden | Solar*Rewards Community | Trade Secret | 2015 | 2017
20252-215912-02 | Xcel Energy | 85 | 13781 | IOU | 03128410 | 1000 | Solar |  |  | Interconnected | Taylors Falls | Trade | LCR | LCR311 | Community Solar Garden | Solar*Rewards Community | Trade Secret | 2015 | 2017
20252-215912-02 | Xcel Energy | 85 | 13781 | IOU | 03128411 | 1000 | Solar |  |  | Interconnected | Taylors Falls | Trade | LCR | LCR311 | Community Solar Garden | Solar*Rewards Community | Trade Secret | 2015 | 2017
20252-215912-02 | Xcel Energy | 85 | 13781 | IOU | 03128412 | 1000 | Solar |  |  | Interconnected | Taylors Falls | Trade | LCR | LCR311 | Community Solar Garden | Solar*Rewards Community | Trade Secret | 2015 | 2017
20252-215912-02 | Xcel Energy | 85 | 13781 | IOU | 03128413 | 1000 | Solar |  |  | Interconnected | Taylors Falls | Trade | LCR | LCR311 | Community Solar Garden | Solar*Rewards Community | Trade Secret | 2015 | 2017
20252-215912-02 | Xcel Energy | 85 | 13781 | IOU | 03128414 | 1000 | Solar |  |  | Interconnected | Taylors Falls | Trade | LCR | LCR311 | Community Solar Garden | Solar*Rewards Community | Trade Secret | 2015 | 2017
20252-215912-02 | Xcel Energy | 85 | 13781 | IOU | 03128415 | 1000 | Solar |  |  | Interconnected | Taylors Falls | Trade | LCR | LCR311 | Community Solar Garden | Solar*Rewards Community | Trade Secret | 2015 | 2017
20252-215912-02 | Xcel Energy | 85 | 13781 | IOU | 03128429 | 1000 | Solar |  |  | Interconnected | Lindstrom | Trade | SCA | SCA021 | Community Solar Garden | Solar*Rewards Community | Trade Secret | 2015 | 2018
20252-215912-02 | Xcel Energy | 85 | 13781 | IOU | 03128431 | 1000 | Solar |  |  | Interconnected | Lindstrom | Trade | SCA | SCA021 | Community Solar Garden | Solar*Rewards Community | Trade Secret | 2015 | 2018
20252-215912-02 | Xcel Energy | 85 | 13781 | IOU | 03128433 | 1000 | Solar |  |  | Interconnected | Wyoming | Trade | WYO | WYO022 | Community Solar Garden | Solar*Rewards Community | Trade Secret | 2015 | 2018
20252-215912-02 | Xcel Energy | 85 | 13781 | IOU | 03128434 | 1000 | Solar |  |  | Interconnected | Wyoming | Trade | WYO | WYO022 | Community Solar Garden | Solar*Rewards Community | Trade Secret | 2015 | 2018
20252-215912-02 | Xcel Energy | 85 | 13781 | IOU | 03128440 | 1000 | Solar |  |  | Interconnected | Randolph | Trade | CTF | CTF021 | Community Solar Garden | Solar*Rewards Community | Trade Secret | 2015 | 2019
20252-215912-02 | Xcel Energy | 85 | 13781 | IOU | 03128446 | 1000 | Solar |  |  | Interconnected | Taylors Falls | Trade | LCR | LCR311 | Community Solar Garden | Solar*Rewards Community | Trade Secret | 2015 | 2017
20252-215912-02 | Xcel Energy | 85 | 13781 | IOU | 03128449 | 400 | Solar |  |  | Interconnected | Waseca | Trade | MRN | MRN021 | Community Solar Garden | Solar*Rewards Community | Trade Secret | 2015 | 2018
20252-215912-02 | Xcel Energy | 85 | 13781 | IOU | 03128450 | 1000 | Solar |  |  | Interconnected | Taylors Falls | Trade | LCR | LCR311 | Community Solar Garden | Solar*Rewards Community | Trade Secret | 2015 | 2017
20252-215912-02 | Xcel Energy | 85 | 13781 | IOU | 03128455 | 1000 | Solar |  |  | Interconnected | Montevideo | Trade | FIC | FIC021 | Community Solar Garden | Solar*Rewards Community | Trade Secret | 2015 | 2018
20252-215912-02 | Xcel Energy | 85 | 13781 | IOU | 03128457 | 1000 | Solar |  |  | Interconnected | Waterville | Trade | WAT | WAT081 | Community Solar Garden | Solar*Rewards Community | Trade Secret | 2015 | 2018
20252-215912-02 | Xcel Energy | 85 | 13781 | IOU | 03128460 | 1000 | Solar |  |  | Interconnected | Waterville | Trade | WAT | WAT081 | Community Solar Garden | Solar*Rewards Community | Trade Secret | 2015 | 2018
20252-215912-02 | Xcel Energy | 85 | 13781 | IOU | 03128461 | 1000 | Solar |  |  | Interconnected | Scandia | Trade | SCA | SCA021 | Community Solar Garden | Solar*Rewards Community | Trade Secret | 2015 | 2017
20252-215912-02 | Xcel Energy | 85 | 13781 | IOU | 03128462 | 1000 | Solar |  |  | Interconnected | Montevideo | Trade | FIC | FIC021 | Community Solar Garden | Solar*Rewards Community | Trade Secret | 2015 | 2018
20252-215912-02 | Xcel Energy | 85 | 13781 | IOU | 03128463 | 1000 | Solar |  |  | Interconnected | Montevideo | Trade | FIC | FIC021 | Community Solar Garden | Solar*Rewards Community | Trade Secret | 2015 | 2018
20252-215912-02 | Xcel Energy | 85 | 13781 | IOU | 03128464 | 1000 | Solar |  |  | Interconnected | Saint Cloud | Trade | SCL | SCL322 | Community Solar Garden | Solar*Rewards Community | Trade Secret | 2015 | 2018
20252-215912-02 | Xcel Energy | 85 | 13781 | IOU | 03128466 | 1000 | Solar |  |  | Interconnected | Randolph | Trade | CTF | CTF021 | Community Solar Garden | Solar*Rewards Community | Trade Secret | 2015 | 2019
20252-215912-02 | Xcel Energy | 85 | 13781 | IOU | 03128467 | 1000 | Solar |  |  | Interconnected | Northfield | Trade | DND | DND072 | Community Solar Garden | Solar*Rewards Community | Trade Secret | 2015 | 2018
20252-215912-02 | Xcel Energy | 85 | 13781 | IOU | 03128468 | 1000 | Solar |  |  | Interconnected | Northfield | Trade | DND | DND072 | Community Solar Garden | Solar*Rewards Community | Trade Secret | 2015 | 2018
20252-215912-02 | Xcel Energy | 85 | 13781 | IOU | 03128469 | 1000 | Solar |  |  | Interconnected | Northfield | Trade | DND | DND072 | Community Solar Garden | Solar*Rewards Community | Trade Secret | 2015 | 2018
20252-215912-02 | Xcel Energy | 85 | 13781 | IOU | 03128470 | 1000 | Solar |  |  | Interconnected | Center City | Trade | CHI | CHI311 | Community Solar Garden | Solar*Rewards Community | Trade Secret | 2018 | 2021
20252-215912-02 | Xcel Energy | 85 | 13781 | IOU | 03128481 | 1000 | Solar |  |  | Interconnected | Winsted | Trade | WSD | WSD061 | Community Solar Garden | Solar*Rewards Community | Trade Secret | 2015 | 2019
20252-215912-02 | Xcel Energy | 85 | 13781 | IOU | 03128486 | 1000 | Solar |  |  | Interconnected | Mapleton | Trade | MPN | MPN081 | Community Solar Garden | Solar*Rewards Community | Trade Secret | 2015 | 2018
20252-215912-02 | Xcel Energy | 85 | 13781 | IOU | 03128487 | 1000 | Solar |  |  | Interconnected | Winsted | Trade | WSD | WSD061 | Community Solar Garden | Solar*Rewards Community | Trade Secret | 2015 | 2019
20252-215912-02 | Xcel Energy | 85 | 13781 | IOU | 03128489 | 540 | Solar |  |  | Interconnected | Mapleton | Trade | MPN | MPN081 | Community Solar Garden | Solar*Rewards Community | Trade Secret | 2015 | 2018
20252-215912-02 | Xcel Energy | 85 | 13781 | IOU | 03128490 | 1000 | Solar |  |  | Interconnected | Mapleton | Trade | MPN | MPN081 | Community Solar Garden | Solar*Rewards Community | Trade Secret | 2015 | 2018
20252-215912-02 | Xcel Energy | 85 | 13781 | IOU | 03128493 | 1000 | Solar |  |  | Interconnected | Mapleton | Trade | MPN | MPN081 | Community Solar Garden | Solar*Rewards Community | Trade Secret | 2015 | 2018
20252-215912-02 | Xcel Energy | 85 | 13781 | IOU | 03128495 | 972 | Solar |  |  | Interconnected | Young America | Trade | YAM | YAM021 | Community Solar Garden | Solar*Rewards Community | Trade Secret | 2015 | 2017
20252-215912-02 | Xcel Energy | 85 | 13781 | IOU | 03128496 | 972 | Solar |  |  | Interconnected | Young America | Trade | YAM | YAM021 | Community Solar Garden | Solar*Rewards Community | Trade Secret | 2015 | 2017
20252-215912-02 | Xcel Energy | 85 | 13781 | IOU | 03128497 | 972 | Solar |  |  | Interconnected | Young America | Trade | YAM | YAM021 | Community Solar Garden | Solar*Rewards Community | Trade Secret | 2015 | 2017
20252-215912-02 | Xcel Energy | 85 | 13781 | IOU | 03128498 | 972 | Solar |  |  | Interconnected | Young America | Trade | YAM | YAM021 | Community Solar Garden | Solar*Rewards Community | Trade Secret | 2015 | 2017
20252-215912-02 | Xcel Energy | 85 | 13781 | IOU | 03128499 | 972 | Solar |  |  | Interconnected | Young America | Trade | YAM | YAM021 | Community Solar Garden | Solar*Rewards Community | Trade Secret | 2015 | 2017
20252-215912-02 | Xcel Energy | 85 | 13781 | IOU | 03128500 | 1000 | Solar |  |  | Interconnected | Belgrade | Trade | PAT | PAT312 | Community Solar Garden | Solar*Rewards Community | Trade Secret | 2016 | 2019
20252-215912-02 | Xcel Energy | 85 | 13781 | IOU | 03128501 | 180 | Solar |  |  | Interconnected | Eden Prairie | Trade | HYL | HYL061 | Community Solar Garden | Solar*Rewards Community | Trade Secret | 2017 | 2019
20252-215912-02 | Xcel Energy | 85 | 13781 | IOU | 03128503 | 960 | Solar |  |  | Interconnected | Faribault | Trade | FAB | FAB063 | Community Solar Garden | Solar*Rewards Community | Trade Secret | 2017 | 2020
20252-215912-02 | Xcel Energy | 85 | 13781 | IOU | 03128504 | 996 | Solar |  |  | Interconnected | Saint Cloud | Trade | SCL | SCL322 | Community Solar Garden | Solar*Rewards Community | Trade Secret | 2017 | 2019
20252-215912-02 | Xcel Energy | 85 | 13781 | IOU | 03128505 | 960 | Solar |  |  | Interconnected | Minneapolis | Trade | ALD | ALD094 | Community Solar Garden | Solar*Rewards Community | Trade Secret | 2017 | 2019
20252-215912-02 | Xcel Energy | 85 | 13781 | IOU | 03128506 | 996 | Solar |  |  | Interconnected | Janesville | Trade | WAS | WAS091 | Community Solar Garden | Solar*Rewards Community | Trade Secret | 2017 | 2019
20252-215912-02 | Xcel Energy | 85 | 13781 | IOU | 03128507 | 1000 | Solar |  |  | Interconnected | Faribault | Trade | WEF | WEF071 | Community Solar Garden | Solar*Rewards Community | Trade Secret | 2015 | 2020
20252-215912-02 | Xcel Energy | 85 | 13781 | IOU | 03128508 | 1000 | Solar |  |  | Interconnected | Northfield | Trade | DND | DND071 | Community Solar Garden | Solar*Rewards Community | Trade Secret | 2015 | 2020
20252-215912-02 | Xcel Energy | 85 | 13781 | IOU | 03128509 | 1000 | Solar |  |  | Interconnected | Plato | Trade | PLA | PLA022 | Community Solar Garden | Solar*Rewards Community | Trade Secret | 2015 | 2020
20252-215912-02 | Xcel Energy | 85 | 13781 | IOU | 03128511 | 1000 | Solar |  |  | Interconnected | Faribault | Trade | WEF | WEF071 | Community Solar Garden | Solar*Rewards Community | Trade Secret | 2015 | 2020
20252-215912-02 | Xcel Energy | 85 | 13781 | IOU | 03128512 | 1000 | Solar |  |  | Interconnected | Faribault | Trade | WEF | WEF071 | Community Solar Garden | Solar*Rewards Community | Trade Secret | 2015 | 2020
20252-215912-02 | Xcel Energy | 85 | 13781 | IOU | 03128513 | 1000 | Solar |  |  | Interconnected | Faribault | Trade | WEF | WEF071 | Community Solar Garden | Solar*Rewards Community | Trade Secret | 2015 | 2020
20252-215912-02 | Xcel Energy | 85 | 13781 | IOU | 03128514 | 1000 | Solar |  |  | Interconnected | Plato | Trade | PLA | PLA022 | Community Solar Garden | Solar*Rewards Community | Trade Secret | 2015 | 2020
20252-215912-02 | Xcel Energy | 85 | 13781 | IOU | 03128515 | 1000 | Solar |  |  | Interconnected | Plato | Trade | PLA | PLA022 | Community Solar Garden | Solar*Rewards Community | Trade Secret | 2015 | 2020
20252-215912-02 | Xcel Energy | 85 | 13781 | IOU | 03128517 | 1000 | Solar |  |  | Interconnected | Plato | Trade | PLA | PLA022 | Community Solar Garden | Solar*Rewards Community | Trade Secret | 2015 | 2020
20252-215912-02 | Xcel Energy | 85 | 13781 | IOU | 03128518 | 1000 | Solar |  |  | Interconnected | Randolph | Trade | CTF | CTF021 | Community Solar Garden | Solar*Rewards Community | Trade Secret | 2015 | 2019
20252-215912-02 | Xcel Energy | 85 | 13781 | IOU | 03128519 | 1000 | Solar |  |  | Interconnected | Randolph | Trade | CTF | CTF021 | Community Solar Garden | Solar*Rewards Community | Trade Secret | 2015 | 2019
20252-215912-02 | Xcel Energy | 85 | 13781 | IOU | 03128520 | 1000 | Solar |  |  | Interconnected | Northfield | Trade | DND | DND072 | Community Solar Garden | Solar*Rewards Community | Trade Secret | 2015 | 2018
20252-215912-02 | Xcel Energy | 85 | 13781 | IOU | 03128521 | 1000 | Solar |  |  | Interconnected | Northfield | Trade | DND | DND072 | Community Solar Garden | Solar*Rewards Community | Trade Secret | 2015 | 2018
20252-215912-02 | Xcel Energy | 85 | 13781 | IOU | 03128522 | 1000 | Solar |  |  | Interconnected | Randolph | Trade | CTF | CTF021 | Community Solar Garden | Solar*Rewards Community | Trade Secret | 2015 | 2019
20252-215912-02 | Xcel Energy | 85 | 13781 | IOU | 03128523 | 1000 | Solar |  |  | Interconnected | Lester Prairie | Trade | LSP | LSP021 | Community Solar Garden | Solar*Rewards Community | Trade Secret | 2017 | 2019
20252-215912-02 | Xcel Energy | 85 | 13781 | IOU | 03128524 | 1000 | Solar |  |  | Interconnected | Randolph | Trade | CTF | CTF021 | Community Solar Garden | Solar*Rewards Community | Trade Secret | 2015 | 2019
20252-215912-02 | Xcel Energy | 85 | 13781 | IOU | 03128525 | 1000 | Solar |  |  | Interconnected | Northfield | Trade | NOF | NOF071 | Community Solar Garden | Solar*Rewards Community | Trade Secret | 2018 | 2020
20252-215912-02 | Xcel Energy | 85 | 13781 | IOU | 03128526 | 36 | Solar |  |  | Interconnected | Scandia | Trade | HUG | HUG321 | Community Solar Garden | Solar*Rewards Community | Trade Secret | 2016 | 2017
20252-215912-02 | Xcel Energy | 85 | 13781 | IOU | 03128531 | 1000 | Solar |  |  | Interconnected | Waterville | Trade | WAT | WAT081 | Community Solar Garden | Solar*Rewards Community | Trade Secret | 2015 | 2018
20252-215912-02 | Xcel Energy | 85 | 13781 | IOU | 03128532 | 1000 | Solar |  |  | Interconnected | Waterville | Trade | WAT | WAT081 | Community Solar Garden | Solar*Rewards Community | Trade Secret | 2015 | 2018
20252-215912-02 | Xcel Energy | 85 | 13781 | IOU | 03128533 | 1000 | Solar |  |  | Interconnected | Waterville | Trade | WAT | WAT081 | Community Solar Garden | Solar*Rewards Community | Trade Secret | 2015 | 2018
20252-215912-02 | Xcel Energy | 85 | 13781 | IOU | 03128534 | 1000 | Solar |  |  | Interconnected | Montevideo | Trade | FIC | FIC021 | Community Solar Garden | Solar*Rewards Community | Trade Secret | 2015 | 2018
20252-215912-02 | Xcel Energy | 85 | 13781 | IOU | 03128535 | 1000 | Solar |  |  | Interconnected | Saint Cloud | Trade | SCL | SCL322 | Community Solar Garden | Solar*Rewards Community | Trade Secret | 2015 | 2018
20252-215912-02 | Xcel Energy | 85 | 13781 | IOU | 03128538 | 1000 | Solar |  |  | Interconnected | Scandia | Trade | SCA | SCA021 | Community Solar Garden | Solar*Rewards Community | Trade Secret | 2015 | 2017
20252-215912-02 | Xcel Energy | 85 | 13781 | IOU | 03128540 | 1000 | Solar |  |  | Interconnected | Saint Cloud | Trade | SCL | SCL322 | Community Solar Garden | Solar*Rewards Community | Trade Secret | 2015 | 2018
20252-215912-02 | Xcel Energy | 85 | 13781 | IOU | 03128542 | 1000 | Solar |  |  | Interconnected | Scandia | Trade | SCA | SCA021 | Community Solar Garden | Solar*Rewards Community | Trade Secret | 2015 | 2017
20252-215912-02 | Xcel Energy | 85 | 13781 | IOU | 03128544 | 250 | Solar |  |  | Interconnected | Mayer | Trade | WCS | WCS064 | Community Solar Garden | Solar*Rewards Community | Trade Secret | 2015 | 2018
20252-215912-02 | Xcel Energy | 85 | 13781 | IOU | 03128545 | 250 | Solar |  |  | Interconnected | Mayer | Trade | WCS | WCS064 | Community Solar Garden | Solar*Rewards Community | Trade Secret | 2015 | 2018
20252-215912-02 | Xcel Energy | 85 | 13781 | IOU | 03128546 | 1000 | Solar |  |  | Interconnected | Glenwood | Trade | GLD | GLD021 | Community Solar Garden | Solar*Rewards Community | Trade Secret | 2016 | 2018
20252-215912-02 | Xcel Energy | 85 | 13781 | IOU | 03128554 | 1000 | Solar |  |  | Interconnected | Richmond | Trade | RCH | RCH061 | Community Solar Garden | Solar*Rewards Community | Trade Secret | 2015 | 2017
20252-215912-02 | Xcel Energy | 85 | 13781 | IOU | 03128555 | 1000 | Solar |  |  | Interconnected | Glenwood | Trade | GLD | GLD021 | Community Solar Garden | Solar*Rewards Community | Trade Secret | 2015 | 2017
20252-215912-02 | Xcel Energy | 85 | 13781 | IOU | 03128556 | 1000 | Solar |  |  | Interconnected | Richmond | Trade | RCH | RCH061 | Community Solar Garden | Solar*Rewards Community | Trade Secret | 2015 | 2017
20252-215912-02 | Xcel Energy | 85 | 13781 | IOU | 03128559 | 1000 | Solar |  |  | Interconnected | Richmond | Trade | RCH | RCH061 | Community Solar Garden | Solar*Rewards Community | Trade Secret | 2015 | 2017
20252-215912-02 | Xcel Energy | 85 | 13781 | IOU | 03128560 | 1000 | Solar |  |  | Interconnected | Richmond | Trade | RCH | RCH061 | Community Solar Garden | Solar*Rewards Community | Trade Secret | 2015 | 2017
20252-215912-02 | Xcel Energy | 85 | 13781 | IOU | 03128561 | 1000 | Solar |  |  | Interconnected | Glenwood | Trade | GLD | GLD021 | Community Solar Garden | Solar*Rewards Community | Trade Secret | 2015 | 2017
20252-215912-02 | Xcel Energy | 85 | 13781 | IOU | 03128565 | 1000 | Solar |  |  | Interconnected | Glenwood | Trade | GLD | GLD021 | Community Solar Garden | Solar*Rewards Community | Trade Secret | 2015 | 2017
20252-215912-02 | Xcel Energy | 85 | 13781 | IOU | 03128566 | 1000 | Solar |  |  | Interconnected | Glenwood | Trade | GLD | GLD021 | Community Solar Garden | Solar*Rewards Community | Trade Secret | 2015 | 2017
20252-215912-02 | Xcel Energy | 85 | 13781 | IOU | 03128567 | 1000 | Solar |  |  | Interconnected | Glenwood | Trade | GLD | GLD021 | Community Solar Garden | Solar*Rewards Community | Trade Secret | 2015 | 2017
20252-215912-02 | Xcel Energy | 85 | 13781 | IOU | 03128569 | 1000 | Solar |  |  | Interconnected | Pipestone | Trade | PIP | PIP090 | Community Solar Garden | Solar*Rewards Community | Trade Secret | 2015 | 2017
20252-215912-02 | Xcel Energy | 85 | 13781 | IOU | 03128570 | 1000 | Solar |  |  | Interconnected | Raymond | Trade | CLC | CLC221 | Community Solar Garden | Solar*Rewards Community | Trade Secret | 2018 | 2020
20252-215912-02 | Xcel Energy | 85 | 13781 | IOU | 03128571 | 1000 | Solar |  |  | Interconnected | Pipestone | Trade | PIP | PIP090 | Community Solar Garden | Solar*Rewards Community | Trade Secret | 2015 | 2017
20252-215912-02 | Xcel Energy | 85 | 13781 | IOU | 03128572 | 1000 | Solar |  |  | Interconnected | Pipestone | Trade | PIP | PIP090 | Community Solar Garden | Solar*Rewards Community | Trade Secret | 2015 | 2017
20252-215912-02 | Xcel Energy | 85 | 13781 | IOU | 03128578 | 1000 | Solar |  |  | Interconnected | Hadley | Trade | HAD | HAD022 | Community Solar Garden | Solar*Rewards Community | Trade Secret | 2016 | 2018
20252-215912-02 | Xcel Energy | 85 | 13781 | IOU | 03128579 | 1000 | Solar |  |  | Interconnected | Afton | Trade | AFT | AFT315 | Community Solar Garden | Solar*Rewards Community | Trade Secret | 2018 | 2020
20252-215912-02 | Xcel Energy | 85 | 13781 | IOU | 03128580 | 975 | Solar |  |  | Interconnected | Albany | Trade | ALB | ALB021 | Community Solar Garden | Solar*Rewards Community | Trade Secret | 2019 | 2024
20252-215912-02 | Xcel Energy | 85 | 13781 | IOU | 03128581 | 324 | Solar |  |  | Withdrawn | Trade Secret | Trade | MEI | MEI021 | Community Solar Garden | Solar*Rewards Community | Trade Secret | 2019
20252-215912-02 | Xcel Energy | 85 | 13781 | IOU | 03128582 | 975 | Solar |  |  | Interconnected | Kasson | Trade | KAN | KAN022 | Community Solar Garden | Solar*Rewards Community | Trade Secret | 2019 | 2024
20252-215912-02 | Xcel Energy | 85 | 13781 | IOU | 03128583 | 250 | Solar |  |  | Interconnected | Mayer | Trade | WCS | WCS064 | Community Solar Garden | Solar*Rewards Community | Trade Secret | 2015 | 2018
20252-215912-02 | Xcel Energy | 85 | 13781 | IOU | 03128584 | 250 | Solar |  |  | Interconnected | Mayer | Trade | WCS | WCS064 | Community Solar Garden | Solar*Rewards Community | Trade Secret | 2015 | 2018
20252-215912-02 | Xcel Energy | 85 | 13781 | IOU | 03128585 | 250 | Solar |  |  | Interconnected | Mayer | Trade | WCS | WCS064 | Community Solar Garden | Solar*Rewards Community | Trade Secret | 2015 | 2018
20252-215912-02 | Xcel Energy | 85 | 13781 | IOU | 03128586 | 250 | Solar |  |  | Interconnected | Mayer | Trade | WCS | WCS064 | Community Solar Garden | Solar*Rewards Community | Trade Secret | 2015 | 2018
20252-215912-02 | Xcel Energy | 85 | 13781 | IOU | 03128587 | 250 | Solar |  |  | Interconnected | Mayer | Trade | WCS | WCS064 | Community Solar Garden | Solar*Rewards Community | Trade Secret | 2015 | 2018
20252-215912-02 | Xcel Energy | 85 | 13781 | IOU | 03128588 | 250 | Solar |  |  | Interconnected | Mayer | Trade | WCS | WCS064 | Community Solar Garden | Solar*Rewards Community | Trade Secret | 2015 | 2018
20252-215912-02 | Xcel Energy | 85 | 13781 | IOU | 03128604 | 1000 | Solar |  |  | Interconnected | Brooten | Trade | BRO | BRO021 | Community Solar Garden | Solar*Rewards Community | Trade Secret | 2015 | 2017
20252-215912-02 | Xcel Energy | 85 | 13781 | IOU | 03128609 | 1000 | Solar |  |  | Interconnected | Osakis | Trade | DGC | DGC061 | Community Solar Garden | Solar*Rewards Community | Trade Secret | 2015 | 2018
20252-215912-02 | Xcel Energy | 85 | 13781 | IOU | 03128619 | 1000 | Solar |  |  | Interconnected | Montevideo | Trade | MTV | MTV022 | Community Solar Garden | Solar*Rewards Community | Trade Secret | 2015 | 2018
20252-215912-02 | Xcel Energy | 85 | 13781 | IOU | 03128621 | 1000 | Solar |  |  | Interconnected | Brooten | Trade | BRO | BRO021 | Community Solar Garden | Solar*Rewards Community | Trade Secret | 2015 | 2017
20252-215912-02 | Xcel Energy | 85 | 13781 | IOU | 03128623 | 1000 | Solar |  |  | Interconnected | Claremont | Trade | DOC | DOC031 | Community Solar Garden | Solar*Rewards Community | Trade Secret | 2015 | 2017
20252-215912-02 | Xcel Energy | 85 | 13781 | IOU | 03128625 | 990 | Solar |  |  | Interconnected | Northfield | Trade | NOF | NOF061 | Community Solar Garden | Solar*Rewards Community | Trade Secret | 2015 | 2018
20252-215912-02 | Xcel Energy | 85 | 13781 | IOU | 03128626 | 1000 | Solar |  |  | Interconnected | Claremont | Trade | DOC | DOC031 | Community Solar Garden | Solar*Rewards Community | Trade Secret | 2015 | 2017
20252-215912-02 | Xcel Energy | 85 | 13781 | IOU | 03128627 | 1000 | Solar |  |  | Interconnected | Claremont | Trade | DOC | DOC031 | Community Solar Garden | Solar*Rewards Community | Trade Secret | 2015 | 2017
20252-215912-02 | Xcel Energy | 85 | 13781 | IOU | 03128628 | 1000 | Solar |  |  | Interconnected | Claremont | Trade | DOC | DOC031 | Community Solar Garden | Solar*Rewards Community | Trade Secret | 2015 | 2017
20252-215912-02 | Xcel Energy | 85 | 13781 | IOU | 03128629 | 1000 | Solar |  |  | Interconnected | Villard | Trade | VIL | VIL021 | Community Solar Garden | Solar*Rewards Community | Trade Secret | 2018 | 2020
20252-215912-02 | Xcel Energy | 85 | 13781 | IOU | 03128631 | 1000 | Solar |  |  | Interconnected | Nicollet | Trade | SWN | SWN022 | Community Solar Garden | Solar*Rewards Community | Trade Secret | 2018 | 2020
20252-215912-02 | Xcel Energy | 85 | 13781 | IOU | 03128632 | 1000 | Solar |  |  | Interconnected | Saint Cloud | Trade | SAK | SAK312 | Community Solar Garden | Solar*Rewards Community | Trade Secret | 2016 | 2019
20252-215912-02 | Xcel Energy | 85 | 13781 | IOU | 03128634 | 36 | Solar |  |  | Interconnected | Trade Secret | Trade | TER | TER071 | Commercial | Made in Minnesota | Trade Secret | 2014 | 2015
20252-215912-02 | Xcel Energy | 85 | 13781 | IOU | 03128949 | 58.04 | Solar |  |  | Interconnected | Trade Secret | Trade | SOU | SOU066 | Residential |  | Trade Secret | 2018 | 2018
20252-215912-02 | Xcel Energy | 85 | 13781 | IOU | 03129005 | 29 | Storage |  |  | Interconnected | Trade Secret | Trade | CHE | CHE063 | Commercial |  | Trade Secret | 2019 | 2019
20252-215912-02 | Xcel Energy | 85 | 13781 | IOU | 03129014 | 5.22 | Solar |  |  | Withdrawn | Trade Secret | Trade | ALD | ALD085 | Residential | Solar*Rewards | Trade Secret | 2019
20252-215912-02 | Xcel Energy | 85 | 13781 | IOU | 03129046 | 6.48 | Solar |  |  | Interconnected | Trade Secret | Trade | AHI | AHI022 | Residential | Solar*Rewards | Trade Secret | 2019 | 2019
20252-215912-02 | Xcel Energy | 85 | 13781 | IOU | 03129131 | 9.94 | Solar |  |  | Withdrawn | Trade Secret | Trade | TRA | TRA001 | Residential | Solar*Rewards | Trade Secret | 2018
20252-215912-02 | Xcel Energy | 85 | 13781 | IOU | 03129138 | 4.8 | Solar |  |  | Interconnected | Trade Secret | Trade | SOU | SOU083 | Residential | Solar*Rewards | Trade Secret | 2018 | 2019
20252-215912-02 | Xcel Energy | 85 | 13781 | IOU | 03129155 | 19.999 | Solar |  |  | Withdrawn | Trade Secret | Trade | HWW | HWW075 | Residential | Solar*Rewards | Trade Secret | 2018
20252-215912-02 | Xcel Energy | 85 | 13781 | IOU | 03129158 | 39.998 | Solar |  |  | Withdrawn | Trade Secret | Trade | DGC | DGC061 | Residential | Solar*Rewards | Trade Secret | 2018
20252-215912-02 | Xcel Energy | 85 | 13781 | IOU | 03129165 | 39.998 | Solar |  |  | Withdrawn | Trade Secret | Trade | WEB | WEB021 | Residential | Solar*Rewards | Trade Secret | 2018
20252-215912-02 | Xcel Energy | 85 | 13781 | IOU | 03129214 | 6.38 | Solar |  |  | Withdrawn | Trade Secret | Trade | GSL | GSL074 | Residential | Solar*Rewards | Trade Secret | 2018
20252-215912-02 | Xcel Energy | 85 | 13781 | IOU | 03129222 | 9.994 | Solar |  |  | Interconnected | Trade Secret | Trade | DBL | DBL068 | Commercial | Solar*Rewards | Trade Secret | 2018 | 2019
20252-215912-02 | Xcel Energy | 85 | 13781 | IOU | 03129223 | 7.616 | Solar |  |  | Interconnected | Trade Secret | Trade | DBL | DBL068 | Commercial | Solar*Rewards | Trade Secret | 2018 | 2019
20252-215912-02 | Xcel Energy | 85 | 13781 | IOU | 03129227 | 7.2 | Solar |  |  | Interconnected | Trade Secret | Trade | HSN | HSN321 | Residential | Solar*Rewards | Trade Secret | 2018 | 2019
20252-215912-02 | Xcel Energy | 85 | 13781 | IOU | 03129241 | 7.68 | Solar |  |  | Interconnected | Trade Secret | Trade | STY | STY065 | Commercial | Solar*Rewards | Trade Secret | 2018 | 2019
20252-215912-02 | Xcel Energy | 85 | 13781 | IOU | 03129249 | 39.998 | Solar |  |  | Withdrawn | Trade Secret | Trade | LAC | LAC062 | Residential | Solar*Rewards | Trade Secret | 2018
20252-215912-02 | Xcel Energy | 85 | 13781 | IOU | 03129259 | 19.999 | Solar |  |  | Withdrawn | Trade Secret | Trade | WIL | WIL098 | Residential | Solar*Rewards | Trade Secret | 2018
20252-215912-02 | Xcel Energy | 85 | 13781 | IOU | 03129263 | 19.999 | Solar |  |  | Withdrawn | Trade Secret | Trade | EXC | EXC062 | Residential | Solar*Rewards | Trade Secret | 2018
20252-215912-02 | Xcel Energy | 85 | 13781 | IOU | 03129270 | 39.998 | Solar |  |  | Withdrawn | Trade Secret | Trade | KAN | KAN031 | Residential | Solar*Rewards | Trade Secret | 2018
20252-215912-02 | Xcel Energy | 85 | 13781 | IOU | 03129290 | 39.998 | Solar |  |  | Withdrawn | Trade Secret | Trade | RAM | RAM073 | Residential | Solar*Rewards | Trade Secret | 2018
20252-215912-02 | Xcel Energy | 85 | 13781 | IOU | 03129294 | 39.998 | Solar |  |  | Withdrawn | Trade Secret | Trade | VIL | VIL021 | Residential | Solar*Rewards | Trade Secret | 2018
20252-215912-02 | Xcel Energy | 85 | 13781 | IOU | 03129295 | 39.998 | Solar |  |  | Withdrawn | Trade Secret | Trade | VIL | VIL021 | Residential | Solar*Rewards | Trade Secret | 2018
20252-215912-02 | Xcel Energy | 85 | 13781 | IOU | 03129310 | 39.998 | Solar |  |  | Withdrawn | Trade Secret | Trade | GLK | GLK074 | Residential | Solar*Rewards | Trade Secret | 2018
20252-215912-02 | Xcel Energy | 85 | 13781 | IOU | 03129311 | 39.998 | Solar |  |  | Withdrawn | Trade Secret | Trade | GLK | GLK071 | Residential | Solar*Rewards | Trade Secret | 2018
20252-215912-02 | Xcel Energy | 85 | 13781 | IOU | 03129312 | 39.998 | Solar |  |  | Withdrawn | Trade Secret | Trade | GLK | GLK071 | Residential | Solar*Rewards | Trade Secret | 2018
20252-215912-02 | Xcel Energy | 85 | 13781 | IOU | 03129313 | 39.998 | Solar |  |  | Withdrawn | Trade Secret | Trade | GLK | GLK064 | Residential | Solar*Rewards | Trade Secret | 2018
20252-215912-02 | Xcel Energy | 85 | 13781 | IOU | 03129314 | 39.998 | Solar |  |  | Withdrawn | Trade Secret | Trade | GLK | GLK061 | Residential | Solar*Rewards | Trade Secret | 2018
20252-215912-02 | Xcel Energy | 85 | 13781 | IOU | 03129316 | 39.998 | Solar |  |  | Withdrawn | Trade Secret | Trade | GLK | GLK074 | Residential | Solar*Rewards | Trade Secret | 2018
20252-215912-02 | Xcel Energy | 85 | 13781 | IOU | 03129317 | 39.998 | Solar |  |  | Withdrawn | Trade Secret | Trade | GLK | GLK073 | Residential | Solar*Rewards | Trade Secret | 2018
20252-215912-02 | Xcel Energy | 85 | 13781 | IOU | 03129319 | 39.998 | Solar |  |  | Withdrawn | Trade Secret | Trade | GLK | GLK071 | Residential | Solar*Rewards | Trade Secret | 2018
20252-215912-02 | Xcel Energy | 85 | 13781 | IOU | 03129346 | 6 | Solar |  |  | Interconnected | Trade Secret | Trade | GRC | GRC063 | Commercial | Solar*Rewards | Trade Secret | 2019 | 2020
20252-215912-02 | Xcel Energy | 85 | 13781 | IOU | 03129347 | 7.616 | Solar |  |  | Interconnected | Trade Secret | Trade | GRC | GRC063 | Commercial | Solar*Rewards | Trade Secret | 2019 | 2020
20252-215912-02 | Xcel Energy | 85 | 13781 | IOU | 03129603 | 33.3 | Solar |  |  | Withdrawn | Trade Secret | Trade | MPK | MPK064 | Residential | Other | Trade Secret | 2018
20252-215912-02 | Xcel Energy | 85 | 13781 | IOU | 03129604 | 1.72 | Solar |  |  | Withdrawn | Trade Secret | Trade | UPP | UPP062 | Residential | Solar*Rewards | Trade Secret | 2018
20252-215912-02 | Xcel Energy | 85 | 13781 | IOU | 03129605 | 19.86 | Solar |  |  | Active Application | Trade Secret | Trade | ESW | ESW061 | Commercial | Solar*Rewards | Trade Secret | 2018
20252-215912-02 | Xcel Energy | 85 | 13781 | IOU | 03129606 | 1700 | Other |  |  | Withdrawn | Trade Secret | Trade | RWD | RWD063 | Residential |  | Trade Secret | 2018
20252-215912-02 | Xcel Energy | 85 | 13781 | IOU | 03129607 | 17.619 | Solar |  |  | Withdrawn | Trade Secret | Trade | VES | VES021 | Residential | Solar*Rewards | Trade Secret | 2018
20252-215912-02 | Xcel Energy | 85 | 13781 | IOU | 03129608 | 5.2 | Solar |  |  | Interconnected | Trade Secret | Trade | IDA | IDA073 | Residential | Solar*Rewards | Trade Secret | 2018 | 2019
20252-215912-02 | Xcel Energy | 85 | 13781 | IOU | 03129610 | 39.998 | Solar |  |  | Interconnected | Trade Secret | Trade | WIL | WIL086 | Commercial | Solar*Rewards | Trade Secret | 2018 | 2019
20252-215912-02 | Xcel Energy | 85 | 13781 | IOU | 03129611 | 33.3 | Solar |  |  | Active Application | Trade Secret | Trade | ZUM | ZUM022 | Commercial | Solar*Rewards | Trade Secret | 2018
20252-215912-02 | Xcel Energy | 85 | 13781 | IOU | 03129612 | 33.3 | Solar |  |  | Active Application | Trade Secret | Trade | ZUM | ZUM022 | Commercial | Solar*Rewards | Trade Secret | 2018
20252-215912-02 | Xcel Energy | 85 | 13781 | IOU | 03129613 | 7.616 | Solar |  |  | Withdrawn | Trade Secret | Trade | IDA | IDA073 | Residential | Solar*Rewards | Trade Secret | 2018
20252-215912-02 | Xcel Energy | 85 | 13781 | IOU | 03129615 | 15.232 | Solar |  |  | Withdrawn | Trade Secret | Trade | WYO | WYO021 | Residential | Solar*Rewards | Trade Secret | 2018
20252-215912-02 | Xcel Energy | 85 | 13781 | IOU | 03129616 | 39.998 | Solar |  |  | Interconnected | Trade Secret | Trade | WRR | WRR084 | Commercial | Solar*Rewards | Trade Secret | 2018 | 2020
20252-215912-02 | Xcel Energy | 85 | 13781 | IOU | 03129617 | 7 | Solar |  |  | Interconnected | Trade Secret | Trade | SMT | SMT092 | Commercial | Solar*Rewards | Trade Secret | 2018 | 2021
20252-215912-02 | Xcel Energy | 85 | 13781 | IOU | 03129618 | 39.998 | Solar |  |  | Withdrawn | Trade Secret | Trade | DBL | DBL069 | Residential | Solar*Rewards | Trade Secret | 2018
20252-215912-02 | Xcel Energy | 85 | 13781 | IOU | 03129619 | 36 | Solar |  |  | Interconnected | Trade Secret | Trade | AFT | AFT315 | Commercial | Made in Minnesota | Trade Secret | 2018 | 2020
20252-215912-02 | Xcel Energy | 85 | 13781 | IOU | 03129620 | 33.3 | Solar |  |  | Interconnected | Trade Secret | Trade | RLK | RLK069 | Commercial | Made in Minnesota | Trade Secret | 2018 | 2019
20252-215912-02 | Xcel Energy | 85 | 13781 | IOU | 03129621 | 33.3 | Solar |  |  | Interconnected | Trade Secret | Trade | UPP | UPP084 | Commercial | Made in Minnesota | Trade Secret | 2018 | 2020
20252-215912-02 | Xcel Energy | 85 | 13781 | IOU | 03129622 | 36 | Solar |  |  | Interconnected | Trade Secret | Trade | RLK | RLK066 | Commercial | Made in Minnesota | Trade Secret | 2018 | 2020
20252-215912-02 | Xcel Energy | 85 | 13781 | IOU | 03129623 | 19.999 | Solar |  |  | Withdrawn | Trade Secret | Trade | WRR | WRR085 | Residential | Solar*Rewards | Trade Secret | 2018
20252-215912-02 | Xcel Energy | 85 | 13781 | IOU | 03129624 | 33.3 | Solar |  |  | Withdrawn | Trade Secret | Trade | WSG | WSG361 | Residential | Solar*Rewards | Trade Secret | 2018
20252-215912-02 | Xcel Energy | 85 | 13781 | IOU | 03129625 | 38.8 | Solar |  |  | Interconnected | Trade Secret | Trade | CKG | CKG041 | Commercial | Solar*Rewards | Trade Secret | 2018 | 2019
20252-215912-02 | Xcel Energy | 85 | 13781 | IOU | 03129626 | 39.998 | Solar |  |  | Interconnected | Trade Secret | Trade | APA | APA076 | Commercial | Solar*Rewards | Trade Secret | 2018 | 2019
20252-215912-02 | Xcel Energy | 85 | 13781 | IOU | 03129627 | 19.988 | Solar |  |  | Withdrawn | Trade Secret | Trade | TER | TER081 | Residential | Solar*Rewards | Trade Secret | 2018
20252-215912-02 | Xcel Energy | 85 | 13781 | IOU | 03129628 | 7.63 | Solar |  |  | Interconnected | Trade Secret | Trade | CEL | CEL064 | Residential | Solar*Rewards | Trade Secret | 2018 | 2019
20252-215912-02 | Xcel Energy | 85 | 13781 | IOU | 03129629 | 15.52 | Solar |  |  | Interconnected | Trade Secret | Trade | RLK | RLK071 | Residential | Solar*Rewards | Trade Secret | 2018 | 2019
20252-215912-02 | Xcel Energy | 85 | 13781 | IOU | 03129630 | 20.3 | Solar |  |  | Interconnected | Trade Secret | Trade | LCR | LCR311 | Residential | Solar*Rewards | Trade Secret | 2018 | 2019
20252-215912-02 | Xcel Energy | 85 | 13781 | IOU | 03129631 | 16.4 | Solar |  |  | Withdrawn | Trade Secret | Trade | MDT | MDT067 | Residential | Solar*Rewards | Trade Secret | 2018
20252-215912-02 | Xcel Energy | 85 | 13781 | IOU | 03129632 | 6.96 | Solar |  |  | Interconnected | Trade Secret | Trade | WSG | WSG076 | Residential | Solar*Rewards | Trade Secret | 2018 | 2019
20252-215912-02 | Xcel Energy | 85 | 13781 | IOU | 03129633 | 2.4 | Solar |  |  | Interconnected | Trade Secret | Trade | MPK | MPK084 | Residential | Solar*Rewards | Trade Secret | 2018 | 2019
20252-215912-02 | Xcel Energy | 85 | 13781 | IOU | 03129634 | 3.6 | Solar |  |  | Withdrawn | Trade Secret | Trade | MPK | MPK083 | Residential | Solar*Rewards | Trade Secret | 2018
20252-215912-02 | Xcel Energy | 85 | 13781 | IOU | 03129635 | 12 | Solar |  |  | Interconnected | Trade Secret | Trade | HUG | HUG321 | Residential | Solar*Rewards | Trade Secret | 2018 | 2019
20252-215912-02 | Xcel Energy | 85 | 13781 | IOU | 03129636 | 19.728 | Solar |  |  | Withdrawn | Trade Secret | Trade | MPK | MPK084 | Residential | Solar*Rewards | Trade Secret | 2018
20252-215912-02 | Xcel Energy | 85 | 13781 | IOU | 03129637 | 9 | Solar |  |  | Withdrawn | Trade Secret | Trade | MDT | MDT062 | Residential | Solar*Rewards | Trade Secret | 2018
20252-215912-02 | Xcel Energy | 85 | 13781 | IOU | 03129638 | 39.998 | Solar |  |  | Interconnected | Trade Secret | Trade | SLP | SLP095 | Commercial | Solar*Rewards | Trade Secret | 2018 | 2019
20252-215912-02 | Xcel Energy | 85 | 13781 | IOU | 03129639 | 9.994 | Solar |  |  | Interconnected | Trade Secret | Trade | OPK | OPK073 | Residential | Solar*Rewards | Trade Secret | 2018 | 2019
20252-215912-02 | Xcel Energy | 85 | 13781 | IOU | 03129640 | 11.39 | Solar |  |  | Interconnected | Trade Secret | Trade | CTR | CTR031 | Commercial | Solar*Rewards | Trade Secret | 2018 | 2019
20252-215912-02 | Xcel Energy | 85 | 13781 | IOU | 03129641 | 33.3 | Solar |  |  | Interconnected | Trade Secret | Trade | AHI | AHI021 | Commercial | Solar*Rewards | Trade Secret | 2018 | 2019
20252-215912-02 | Xcel Energy | 85 | 13781 | IOU | 03129642 | 39.998 | Solar |  |  | Interconnected | Trade Secret | Trade | RPL | RPL074 | Commercial | Solar*Rewards | Trade Secret | 2019 | 2020
20252-215912-02 | Xcel Energy | 85 | 13781 | IOU | 03129643 | 39.998 | Solar |  |  | Interconnected | Trade Secret | Trade | GLK | GLK062 | Commercial | Solar*Rewards | Trade Secret | 2018 | 2019
20252-215912-02 | Xcel Energy | 85 | 13781 | IOU | 03129644 | 39.998 | Solar |  |  | Interconnected | Trade Secret | Trade | GLK | GLK073 | Commercial | Solar*Rewards | Trade Secret | 2018 | 2019
20252-215912-02 | Xcel Energy | 85 | 13781 | IOU | 03129645 | 39.998 | Solar |  |  | Interconnected | Trade Secret | Trade | HUG | HUG311 | Commercial | Solar*Rewards | Trade Secret | 2018 | 2019
20252-215912-02 | Xcel Energy | 85 | 13781 | IOU | 03129646 | 66.6 | Solar |  |  | Interconnected | Trade Secret | Trade | AHI | AHI022 | Commercial |  | Trade Secret | 2019 | 2019
20252-215912-02 | Xcel Energy | 85 | 13781 | IOU | 03129647 | 39.998 | Solar |  |  | Interconnected | Trade Secret | Trade | WIL | WIL071 | Commercial | Solar*Rewards | Trade Secret | 2019 | 2019
20252-215912-02 | Xcel Energy | 85 | 13781 | IOU | 03129648 | 39.998 | Solar |  |  | Interconnected | Trade Secret | Trade | WIL | WIL082 | Commercial | Solar*Rewards | Trade Secret | 2019 | 2019
20252-215912-02 | Xcel Energy | 85 | 13781 | IOU | 03129650 | 9.994 | Solar |  |  | Interconnected | Trade Secret | Trade | EDP | EDP082 | Residential | Solar*Rewards | Trade Secret | 2019 | 2019
20252-215912-02 | Xcel Energy | 85 | 13781 | IOU | 03129651 | 99.9 | Solar |  |  | Interconnected | Trade Secret | Trade | WES | WES064 | Commercial |  | Trade Secret | 2019 | 2024
20252-215912-02 | Xcel Energy | 85 | 13781 | IOU | 03129652 | 29.982 | Solar |  |  | Interconnected | Trade Secret | Trade | ALD | ALD085 | Commercial | Solar*Rewards | Trade Secret | 2019 | 2024
20252-215912-02 | Xcel Energy | 85 | 13781 | IOU | 03129653 | 39.998 | Solar |  |  | Withdrawn | Trade Secret | Trade | TWL | TWL065 | Residential | Solar*Rewards | Trade Secret | 2019
20252-215912-02 | Xcel Energy | 85 | 13781 | IOU | 03129654 | 39.998 | Solar |  |  | Interconnected | Trade Secret | Trade | TWL | TWL089 | Commercial | Solar*Rewards | Trade Secret | 2019 | 2020
20252-215912-02 | Xcel Energy | 85 | 13781 | IOU | 03129655 | 8.25 | Solar |  |  | Interconnected | Trade Secret | Trade | UPP | UPP081 | Residential | Solar*Rewards | Trade Secret | 2019 | 2019
20252-215912-02 | Xcel Energy | 85 | 13781 | IOU | 03129656 | 5.5 | Solar |  |  | Withdrawn | Trade Secret | Trade | ALD | ALD076 | Residential | Solar*Rewards | Trade Secret | 2019
20252-215912-02 | Xcel Energy | 85 | 13781 | IOU | 03129657 | 2.75 | Solar |  |  | Interconnected | Trade Secret | Trade | IDA | IDA073 | Commercial | Solar*Rewards | Trade Secret | 2019 | 2019
20252-215912-02 | Xcel Energy | 85 | 13781 | IOU | 03129658 | 4.932 | Solar |  |  | Interconnected | Trade Secret | Trade | IDA | IDA062 | Commercial | Solar*Rewards | Trade Secret | 2019 | 2019
20252-215912-02 | Xcel Energy | 85 | 13781 | IOU | 03129659 | 4.384 | Solar |  |  | Interconnected | Trade Secret | Trade | ALD | ALD076 | Commercial | Solar*Rewards | Trade Secret | 2019 | 2019
20252-215912-02 | Xcel Energy | 85 | 13781 | IOU | 03129660 | 7.63 | Solar |  |  | Interconnected | Trade Secret | Trade | CHI | CHI311 | Residential | Solar*Rewards | Trade Secret | 2019 | 2019
20252-215912-02 | Xcel Energy | 85 | 13781 | IOU | 03129661 | 86.4 | Solar |  |  | Interconnected | Trade Secret | Trade | WES | WES065 | Commercial |  | Trade Secret | 2019 | 2019
20252-215912-02 | Xcel Energy | 85 | 13781 | IOU | 03129662 | 5.76 | Solar |  | X | Interconnected | Trade Secret | Trade | HWW | HWW074 | Residential | Solar*Rewards | Trade Secret | 2019 | 2019
20252-215912-02 | Xcel Energy | 85 | 13781 | IOU | 03129663 | 3.747 | Solar |  |  | Interconnected | Trade Secret | Trade | MST | MST071 | Residential | Solar*Rewards | Trade Secret | 2019 | 2019
20252-215912-02 | Xcel Energy | 85 | 13781 | IOU | 03129664 | 7.63 | Solar |  |  | Interconnected | Trade Secret | Trade | BLC | BLC062 | Residential | Solar*Rewards | Trade Secret | 2019 | 2019
20252-215912-02 | Xcel Energy | 85 | 13781 | IOU | 03129665 | 6 | Solar |  |  | Interconnected | Trade Secret | Trade | SCA | SCA021 | Residential | Solar*Rewards | Trade Secret | 2019 | 2019
20252-215912-02 | Xcel Energy | 85 | 13781 | IOU | 03129666 | 8.12 | Solar |  |  | Interconnected | Trade Secret | Trade | MPK | MPK082 | Residential | Solar*Rewards | Trade Secret | 2019 | 2019
20252-215912-02 | Xcel Energy | 85 | 13781 | IOU | 03129667 | 11.39 | Solar |  |  | Interconnected | Trade Secret | Trade | SLP | SLP085 | Residential |  | Trade Secret | 2019 | 2023
20252-215912-02 | Xcel Energy | 85 | 13781 | IOU | 03129668 | 4.83 | Solar |  |  | Interconnected | Trade Secret | Trade | WCR | WCR311 | Residential | Solar*Rewards | Trade Secret | 2019 | 2020
20252-215912-02 | Xcel Energy | 85 | 13781 | IOU | 03129669 | 9.28 | Solar |  |  | Interconnected | Trade Secret | Trade | ALD | ALD085 | Residential | Solar*Rewards | Trade Secret | 2019 | 2019
20252-215912-02 | Xcel Energy | 85 | 13781 | IOU | 03129670 | 6.9 | Solar |  |  | Interconnected | Trade Secret | Trade | VES | VES021 | Residential | Solar*Rewards | Trade Secret | 2019 | 2024
20252-215912-02 | Xcel Energy | 85 | 13781 | IOU | 03129671 | 4.6 | Solar |  |  | Interconnected | Trade Secret | Trade | GNL | GNL062 | Residential | Solar*Rewards | Trade Secret | 2019 | 2020
20252-215912-02 | Xcel Energy | 85 | 13781 | IOU | 03129672 | 6.67 | Solar |  |  | Interconnected | Trade Secret | Trade | LEX | LEX333 | Residential | Solar*Rewards | Trade Secret | 2019 | 2020
20252-215912-02 | Xcel Energy | 85 | 13781 | IOU | 03129673 | 3.91 | Solar |  |  | Interconnected | Trade Secret | Trade | HUG | HUG312 | Residential | Solar*Rewards | Trade Secret | 2019 | 2020
20252-215912-02 | Xcel Energy | 85 | 13781 | IOU | 03129674 | 1.16 | Solar |  | X | Interconnected | Trade Secret | Trade | ALD | ALD095 | Residential | Solar*Rewards | Trade Secret | 2019 | 2019
20252-215912-02 | Xcel Energy | 85 | 13781 | IOU | 03129675 | 39.998 | Solar |  |  | Interconnected | Trade Secret | Trade | RPL | RPL074 | Commercial | Solar*Rewards | Trade Secret | 2019 | 2020
20252-215912-02 | Xcel Energy | 85 | 13781 | IOU | 03129676 | 19.999 | Solar |  |  | Interconnected | Trade Secret | Trade | LAB | LAB312 | Commercial | Solar*Rewards | Trade Secret | 2019 | 2019
20252-215912-02 | Xcel Energy | 85 | 13781 | IOU | 03129677 | 39.998 | Solar |  |  | Active Application | Trade Secret | Trade | ZUM | ZUM022 | Commercial |  | Trade Secret | 2019
20252-215912-02 | Xcel Energy | 85 | 13781 | IOU | 03129678 | 53.299 | Solar |  |  | Active Application | Trade Secret | Trade | ZUM | ZUM022 | Commercial |  | Trade Secret | 2019
20252-215912-02 | Xcel Energy | 85 | 13781 | IOU | 03129679 | 43.2 | Solar |  |  | Interconnected | Trade Secret | Trade | WES | WES065 | Commercial |  | Trade Secret | 2019 | 2019
20252-215912-02 | Xcel Energy | 85 | 13781 | IOU | 03129680 | 15.994 | Solar |  |  | Interconnected | Trade Secret | Trade | CGR | CGR061 | Residential | Solar*Rewards | Trade Secret | 2019 | 2019
20252-215912-02 | Xcel Energy | 85 | 13781 | IOU | 03129681 | 38 | Solar |  |  | Interconnected | Trade Secret | Trade | PIP | PIP090 | Residential |  | Trade Secret | 2019 | 2019
20252-215912-02 | Xcel Energy | 85 | 13781 | IOU | 03129682 | 13.05 | Solar |  |  | Interconnected | Trade Secret | Trade | STY | STY065 | Residential | Solar*Rewards | Trade Secret | 2019 | 2019
20252-215912-02 | Xcel Energy | 85 | 13781 | IOU | 03129683 | 11.39 | Solar |  |  | Interconnected | Trade Secret | Trade | CRL | CRL031 | Residential | Solar*Rewards | Trade Secret | 2019 | 2019
20252-215912-02 | Xcel Energy | 85 | 13781 | IOU | 03129684 | 5 | Solar |  |  | Interconnected | Trade Secret | Trade | FAP | FAP061 | Residential | Solar*Rewards | Trade Secret | 2019 | 2019
20252-215912-02 | Xcel Energy | 85 | 13781 | IOU | 03129685 | 6 | Solar |  |  | Interconnected | Trade Secret | Trade | TWL | TWL071 | Commercial | Solar*Rewards | Trade Secret | 2019 | 2019
20252-215912-02 | Xcel Energy | 85 | 13781 | IOU | 03129686 | 17.556 | Solar |  |  | Interconnected | Trade Secret | Trade | EDA | EDA079 | Residential | Solar*Rewards | Trade Secret | 2018 | 2019
20252-215912-02 | Xcel Energy | 85 | 13781 | IOU | 03129687 | 5.2 | Solar |  |  | Withdrawn | Trade Secret | Trade | WIL | WIL089 | Residential | Solar*Rewards | Trade Secret | 2018
20252-215912-02 | Xcel Energy | 85 | 13781 | IOU | 03129688 | 9.93 | Solar |  |  | Active Application | Trade Secret | Trade | MPK | MPK063 | Commercial | Solar*Rewards | Trade Secret | 2018
20252-215912-02 | Xcel Energy | 85 | 13781 | IOU | 03129689 | 33.3 | Solar |  |  | Interconnected | Trade Secret | Trade | KIM | KIM021 | Commercial | Solar*Rewards | Trade Secret | 2018 | 2020
20252-215912-02 | Xcel Energy | 85 | 13781 | IOU | 03129690 | 19.999 | Solar |  |  | Interconnected | Trade Secret | Trade | APA | APA077 | Commercial | Solar*Rewards | Trade Secret | 2018 | 2020
20252-215912-02 | Xcel Energy | 85 | 13781 | IOU | 03129691 | 19.68 | Solar |  |  | Active Application | Trade Secret | Trade | CHI | CHI311 | Residential | Solar*Rewards | Trade Secret | 2018
20252-215912-02 | Xcel Energy | 85 | 13781 | IOU | 03129692 | 27.59 | Solar |  |  | Interconnected | Trade Secret | Trade | RNV | RNV021 | Residential | Solar*Rewards | Trade Secret | 2018 | 2020
20252-215912-02 | Xcel Energy | 85 | 13781 | IOU | 03129693 | 39.998 | Solar |  |  | Withdrawn | Trade Secret | Trade | MEL | MEL074 | Residential | Solar*Rewards | Trade Secret | 2018
20252-215912-02 | Xcel Energy | 85 | 13781 | IOU | 03129694 | 39.998 | Solar |  |  | Withdrawn | Trade Secret | Trade | MEL | MEL074 | Residential | Solar*Rewards | Trade Secret | 2018
20252-215912-02 | Xcel Energy | 85 | 13781 | IOU | 03129695 | 39.998 | Solar |  |  | Interconnected | Trade Secret | Trade | LAC | LAC063 | Commercial | Solar*Rewards | Trade Secret | 2018 | 2019
20252-215912-02 | Xcel Energy | 85 | 13781 | IOU | 03129696 | 39.998 | Solar |  |  | Withdrawn | Trade Secret | Trade | TWL | TWL061 | Residential | Solar*Rewards | Trade Secret | 2018
20252-215912-02 | Xcel Energy | 85 | 13781 | IOU | 03129697 | 33.3 | Solar |  |  | Interconnected | Trade Secret | Trade | SCL | SCL322 | Commercial | Solar*Rewards | Trade Secret | 2018 | 2020
20252-215912-02 | Xcel Energy | 85 | 13781 | IOU | 03129698 | 19.999 | Solar |  |  | Withdrawn | Trade Secret | Trade | HWW | HWW061 | Residential | Solar*Rewards | Trade Secret | 2018
20252-215912-02 | Xcel Energy | 85 | 13781 | IOU | 03129699 | 19.999 | Solar |  |  | Interconnected | Trade Secret | Trade | MDT | MDT074 | Commercial | Solar*Rewards | Trade Secret | 2018 | 2019
20252-215912-02 | Xcel Energy | 85 | 13781 | IOU | 03129700 | 36 | Solar |  |  | Interconnected | Trade Secret | Trade | STY | STY065 | Commercial | Solar*Rewards | Trade Secret | 2018 | 2020
20252-215912-02 | Xcel Energy | 85 | 13781 | IOU | 03129701 | 39.998 | Solar |  |  | Interconnected | Trade Secret | Trade | ORO | ORO062 | Commercial | Solar*Rewards | Trade Secret | 2018 | 2020
20252-215912-02 | Xcel Energy | 85 | 13781 | IOU | 03129702 | 39.998 | Solar |  |  | Interconnected | Trade Secret | Trade | ORO | ORO062 | Commercial | Solar*Rewards | Trade Secret | 2018 | 2020
20252-215912-02 | Xcel Energy | 85 | 13781 | IOU | 03129703 | 39.998 | Solar |  |  | Interconnected | Trade Secret | Trade | ORO | ORO062 | Commercial | Solar*Rewards | Trade Secret | 2018 | 2020
20252-215912-02 | Xcel Energy | 85 | 13781 | IOU | 03129704 | 39.998 | Solar |  |  | Interconnected | Trade Secret | Trade | ORO | ORO062 | Commercial | Solar*Rewards | Trade Secret | 2018 | 2019
20252-215912-02 | Xcel Energy | 85 | 13781 | IOU | 03129705 | 17.61 | Solar |  |  | Interconnected | Trade Secret | Trade | WES | WES073 | Residential | Solar*Rewards | Trade Secret | 2018 | 2019
20252-215912-02 | Xcel Energy | 85 | 13781 | IOU | 03129706 | 39.998 | Solar |  |  | Interconnected | Trade Secret | Trade | ECK | ECK063 | Commercial | Solar*Rewards | Trade Secret | 2018 | 2020
20252-215912-02 | Xcel Energy | 85 | 13781 | IOU | 03129707 | 39.998 | Solar |  |  | Interconnected | Trade Secret | Trade | ECK | ECK082 | Commercial | Solar*Rewards | Trade Secret | 2018 | 2020
20252-215912-02 | Xcel Energy | 85 | 13781 | IOU | 03129708 | 39.998 | Solar |  |  | Interconnected | Trade Secret | Trade | OSS | OSS072 | Commercial | Solar*Rewards | Trade Secret | 2018 | 2020
20252-215912-02 | Xcel Energy | 85 | 13781 | IOU | 03129709 | 39.998 | Solar |  |  | Interconnected | Trade Secret | Trade | OSS | OSS072 | Commercial | Solar*Rewards | Trade Secret | 2018 | 2020
20252-215912-02 | Xcel Energy | 85 | 13781 | IOU | 03129710 | 39.998 | Solar |  |  | Interconnected | Trade Secret | Trade | ECK | ECK321 | Commercial | Solar*Rewards | Trade Secret | 2018 | 2020
20252-215912-02 | Xcel Energy | 85 | 13781 | IOU | 03129711 | 39.998 | Solar |  |  | Interconnected | Trade Secret | Trade | OSS | OSS072 | Commercial | Solar*Rewards | Trade Secret | 2018 | 2020
20252-215912-02 | Xcel Energy | 85 | 13781 | IOU | 03129712 | 39.998 | Solar |  |  | Interconnected | Trade Secret | Trade | GLK | GLK064 | Commercial | Solar*Rewards | Trade Secret | 2018 | 2019
20252-215912-02 | Xcel Energy | 85 | 13781 | IOU | 03129713 | 33.3 | Solar |  |  | Interconnected | Trade Secret | Trade | GLK | GLK061 | Commercial | Solar*Rewards | Trade Secret | 2018 | 2019
20252-215912-02 | Xcel Energy | 85 | 13781 | IOU | 03129714 | 39.998 | Solar |  |  | Withdrawn | Trade Secret | Trade | GLK | GLK072 | Residential | Solar*Rewards | Trade Secret | 2018
20252-215912-02 | Xcel Energy | 85 | 13781 | IOU | 03129715 | 39.998 | Solar |  |  | Interconnected | Trade Secret | Trade | KOL | KOL071 | Commercial | Solar*Rewards | Trade Secret | 2018 | 2019
20252-215912-02 | Xcel Energy | 85 | 13781 | IOU | 03129716 | 3825 | Other |  |  | Active Application | Trade Secret | Trade | OPK | OPK077 | Commercial |  | Trade Secret | 2019
20252-215912-02 | Xcel Energy | 85 | 13781 | IOU | 03129717 | 39.998 | Solar |  |  | Withdrawn | Trade Secret | Trade | WIL | WIL071 | Residential | Solar*Rewards | Trade Secret | 2019
20252-215912-02 | Xcel Energy | 85 | 13781 | IOU | 03129718 | 39.998 | Solar |  |  | Interconnected | Trade Secret | Trade | TWL | TWL074 | Commercial | Solar*Rewards | Trade Secret | 2019 | 2020
20252-215912-02 | Xcel Energy | 85 | 13781 | IOU | 03129719 | 5 | Solar |  |  | Interconnected | Trade Secret | Trade | EDA | EDA065 | Residential | Solar*Rewards | Trade Secret | 2019 | 2020
20252-215912-02 | Xcel Energy | 85 | 13781 | IOU | 03129720 | 99.9 | Solar |  |  | Interconnected | Trade Secret | Trade | WRR | WRR075 | Commercial |  | Trade Secret | 2019 | 2020
20252-215912-02 | Xcel Energy | 85 | 13781 | IOU | 03129721 | 112.572 | Solar |  |  | Interconnected | Trade Secret | Trade | DBL | DBL082 | Commercial |  | Trade Secret | 2019 | 2019
20252-215912-02 | Xcel Energy | 85 | 13781 | IOU | 03129722 | 14.51 | Solar |  |  | Interconnected | Trade Secret | Trade | WES | WES072 | Commercial | Solar*Rewards | Trade Secret | 2019 | 2019
20252-215912-02 | Xcel Energy | 85 | 13781 | IOU | 03129723 | 1.68 | Solar |  |  | Interconnected | Trade Secret | Trade | SOU | SOU075 | Residential | Solar*Rewards | Trade Secret | 2019 | 2021
20252-215912-02 | Xcel Energy | 85 | 13781 | IOU | 03129724 | 6 | Solar |  |  | Interconnected | Trade Secret | Trade | SLP | SLP083 | Residential | Solar*Rewards | Trade Secret | 2019 | 2020
20252-215912-02 | Xcel Energy | 85 | 13781 | IOU | 03129725 | 32.51 | Solar |  |  | Interconnected | Trade Secret | Trade | WRR | WRR084 | Commercial | Solar*Rewards | Trade Secret | 2019 | 2019
20252-215912-02 | Xcel Energy | 85 | 13781 | IOU | 03129726 | 7.2 | Solar |  |  | Interconnected | Trade Secret | Trade | HOL | HOL061 | Residential | Solar*Rewards | Trade Secret | 2019 | 2019
20252-215912-02 | Xcel Energy | 85 | 13781 | IOU | 03129727 | 6 | Solar |  |  | Interconnected | Trade Secret | Trade | MPK | MPK074 | Residential | Solar*Rewards | Trade Secret | 2019 | 2019
20252-215912-02 | Xcel Energy | 85 | 13781 | IOU | 03129728 | 109.9 | Solar |  |  | Interconnected | Trade Secret | Trade | KOL | KOL065 | Commercial |  | Trade Secret | 2019 | 2020
20252-215912-02 | Xcel Energy | 85 | 13781 | IOU | 03129729 | 6 | Solar |  |  | Interconnected | Trade Secret | Trade | MPK | MPK078 | Residential | Solar*Rewards | Trade Secret | 2019 | 2019
20252-215912-02 | Xcel Energy | 85 | 13781 | IOU | 03129730 | 15.232 | Solar |  |  | Interconnected | Trade Secret | Trade | RAM | RAM061 | Residential | Solar*Rewards | Trade Secret | 2019 | 2019
20252-215912-02 | Xcel Energy | 85 | 13781 | IOU | 03129731 | 9.994 | Solar |  |  | Interconnected | Trade Secret | Trade | WWK | WWK311 | Residential | Solar*Rewards | Trade Secret | 2019 | 2020
20252-215912-02 | Xcel Energy | 85 | 13781 | IOU | 03129732 | 19.999 | Solar |  |  | Interconnected | Trade Secret | Trade | RLK | RLK071 | Commercial | Solar*Rewards | Trade Secret | 2019 | 2019
20252-215912-02 | Xcel Energy | 85 | 13781 | IOU | 03129733 | 37.598 | Solar |  |  | Interconnected | Trade Secret | Trade | LOK | LOK093 | Residential | Solar*Rewards | Trade Secret | 2019 | 2019
20252-215912-02 | Xcel Energy | 85 | 13781 | IOU | 03129734 | 12 | Solar |  |  | Interconnected | Trade Secret | Trade | PIL | PIL021 | Residential | Solar*Rewards | Trade Secret | 2019 | 2019
20252-215912-02 | Xcel Energy | 85 | 13781 | IOU | 03129735 | 3.22 | Solar |  |  | Interconnected | Trade Secret | Trade | SOU | SOU081 | Residential | Solar*Rewards | Trade Secret | 2019 | 2024
20252-215912-02 | Xcel Energy | 85 | 13781 | IOU | 03129736 | 7.616 | Solar |  |  | Interconnected | Trade Secret | Trade | HUG | HUG321 | Residential | Solar*Rewards | Trade Secret | 2019 | 2019
20252-215912-02 | Xcel Energy | 85 | 13781 | IOU | 03129737 | 400 | Other |  |  | Active Application | Trade Secret | Trade | EGL | EGL021 | Commercial |  | Trade Secret | 2019
20252-215912-02 | Xcel Energy | 85 | 13781 | IOU | 03129738 | 99.9 | Solar |  |  | Interconnected | Trade Secret | Trade | APA | APA071 | Commercial |  | Trade Secret | 2019 | 2019
20252-215912-02 | Xcel Energy | 85 | 13781 | IOU | 03129739 | 6 | Solar |  |  | Interconnected | Trade Secret | Trade | EXC | EXC062 | Residential | Solar*Rewards | Trade Secret | 2019 | 2019
20252-215912-02 | Xcel Energy | 85 | 13781 | IOU | 03129740 | 39.998 | Solar |  |  | Interconnected | Trade Secret | Trade | AHI | AHI025 | Commercial | Solar*Rewards | Trade Secret | 2019 | 2019
20252-215912-02 | Xcel Energy | 85 | 13781 | IOU | 03129741 | 900 | Solar |  |  | Interconnected | Trade Secret | Trade | LEX | LEX332 | Commercial |  | Trade Secret | 2019 | 2020
20252-215912-02 | Xcel Energy | 85 | 13781 | IOU | 03129742 | 33.3 | Solar |  |  | Withdrawn | Trade Secret | Trade | RWD | RWD082 | Residential | Solar*Rewards | Trade Secret | 2019
20252-215912-02 | Xcel Energy | 85 | 13781 | IOU | 03129743 | 248 | Solar |  |  | Active Application | Trade Secret | Trade | SCL | SCL322 | Commercial |  | Trade Secret | 2019
20252-215912-02 | Xcel Energy | 85 | 13781 | IOU | 03129744 | 3.48 | Solar |  |  | Interconnected | Trade Secret | Trade | SHP | SHP072 | Residential | Solar*Rewards | Trade Secret | 2019 | 2019
20252-215912-02 | Xcel Energy | 85 | 13781 | IOU | 03129745 | 3.84 | Solar |  |  | Interconnected | Trade Secret | Trade | REW | REW033 | Residential | Solar*Rewards | Trade Secret | 2019 | 2019
20252-215912-02 | Xcel Energy | 85 | 13781 | IOU | 03129746 | 5.3 | Solar |  |  | Withdrawn | Trade Secret | Trade | MPK | MPK083 | Residential | Solar*Rewards | Trade Secret | 2016
20252-215912-02 | Xcel Energy | 85 | 13781 | IOU | 03129747 | 15.26 | Solar |  |  | Withdrawn | Trade Secret | Trade |  |  | Residential | Solar*Rewards | Trade Secret | 2016
20252-215912-02 | Xcel Energy | 85 | 13781 | IOU | 03129748 | 19.88 | Solar |  |  | Withdrawn | Trade Secret | Trade |  |  | Residential | Solar*Rewards | Trade Secret | 2016
20252-215912-02 | Xcel Energy | 85 | 13781 | IOU | 03129749 | 3.8 | Solar |  |  | Withdrawn | Trade Secret | Trade |  |  | Residential | Solar*Rewards | Trade Secret | 2016
20252-215912-02 | Xcel Energy | 85 | 13781 | IOU | 03129750 | 3.8 | Solar |  |  | Withdrawn | Trade Secret | Trade |  |  | Residential | Solar*Rewards | Trade Secret | 2016
20252-215912-02 | Xcel Energy | 85 | 13781 | IOU | 03129751 |  | Other |  |  | Active Application | Trade Secret | Trade | FST | FST002 | Commercial |  | Trade Secret | 2016
20252-215912-02 | Xcel Energy | 85 | 13781 | IOU | 03129752 | 3500 | Solar |  |  | Interconnected | Trade Secret | Trade | PIL | PIL021 | Commercial |  | Trade Secret | 2015 | 2016
20252-215912-02 | Xcel Energy | 85 | 13781 | IOU | 03129753 | 4000 | Solar |  |  | Interconnected | Trade Secret | Trade | ATW | ATW061 | Commercial |  | Trade Secret | 2013 | 2017
20252-215912-02 | Xcel Energy | 85 | 13781 | IOU | 03129754 | 5000 | Solar |  |  | Interconnected | Trade Secret | Trade | HAS | HAS021 | Commercial |  | Trade Secret | 2013 | 2016
20252-215912-02 | Xcel Energy | 85 | 13781 | IOU | 03129755 |  | Solar |  |  | Withdrawn | Trade Secret | Trade |  |  | Residential |  | Trade Secret | 2014
20252-215912-02 | Xcel Energy | 85 | 13781 | IOU | 03129756 |  | Solar |  |  | Withdrawn | Trade Secret | Trade |  |  | Residential |  | Trade Secret | 2014
20252-215912-02 | Xcel Energy | 85 | 13781 | IOU | 03129757 |  | Other |  |  | Active Application | Trade Secret | Trade |  |  | Residential |  | Trade Secret | 2014
20252-215912-02 | Xcel Energy | 85 | 13781 | IOU | 03129758 |  | Other |  |  | Active Application | Trade Secret | Trade |  |  | Residential |  | Trade Secret | 2014
20252-215912-02 | Xcel Energy | 85 | 13781 | IOU | 03129759 | 2.7 | Solar |  |  | Interconnected | Trade Secret | Trade | SOU | SOU064 | Residential |  | Trade Secret | 2014 | 2014
20252-215912-02 | Xcel Energy | 85 | 13781 | IOU | 03129760 | 39.36 | Solar |  |  | Interconnected | Trade Secret | Trade | MGN | MGN211 | Commercial |  | Trade Secret | 2014 | 2010
20252-215912-02 | Xcel Energy | 85 | 13781 | IOU | 03129761 | 6 | Solar |  |  | Interconnected | Trade Secret | Trade | KAN | KAN022 | Residential |  | Trade Secret | 2014 | 2014
20252-215912-02 | Xcel Energy | 85 | 13781 | IOU | 03129762 | 20 | Solar |  |  | Interconnected | Trade Secret | Trade | STW | STW021 | Residential |  | Trade Secret | 2014 | 2014
20252-215912-02 | Xcel Energy | 85 | 13781 | IOU | 03129763 |  | Solar |  |  | Withdrawn | Trade Secret | Trade | WIL | WIL087 | Residential |  | Trade Secret | 2014
20252-215912-02 | Xcel Energy | 85 | 13781 | IOU | 03129764 |  | Natural Gas |  |  | Active Application | Trade Secret | Trade | CGR | CGR071 | Residential |  | Trade Secret | 2014
20252-215912-02 | Xcel Energy | 85 | 13781 | IOU | 03129765 | 39.9 | Wind |  |  | Interconnected | Trade Secret | Trade | YLM | YLM211 | Residential |  | Trade Secret | 2014 | 2015
20252-215912-02 | Xcel Energy | 85 | 13781 | IOU | 03129766 | 30 | Wind |  |  | Interconnected | Trade Secret | Trade | YLM | YLM212 | Residential |  | Trade Secret | 2014 | 2015
20252-215912-02 | Xcel Energy | 85 | 13781 | IOU | 03129767 | 30 | Wind |  |  | Interconnected | Trade Secret | Trade | ROC | ROC090 | Commercial |  | Trade Secret | 2014 | 2015
20252-215912-02 | Xcel Energy | 85 | 13781 | IOU | 03129768 |  | Other |  |  | Active Application | Trade Secret | Trade |  |  | Residential |  | Trade Secret | 2014
20252-215912-02 | Xcel Energy | 85 | 13781 | IOU | 03129769 | 9.84 | Solar |  |  | Interconnected | Trade Secret | Trade | RAM | RAM063 | Residential |  | Trade Secret | 2014 | 2014
20252-215912-02 | Xcel Energy | 85 | 13781 | IOU | 03129770 | 2.5 | Solar |  |  | Interconnected | Trade Secret | Trade | WAB | WAB031 | Residential |  | Trade Secret | 2014 | 2015
20252-215912-02 | Xcel Energy | 85 | 13781 | IOU | 03129771 | 9.9 | Solar |  |  | Interconnected | Trade Secret | Trade | ZUF | ZUF021 | Residential |  | Trade Secret | 2014 | 2014
20252-215912-02 | Xcel Energy | 85 | 13781 | IOU | 03129772 | 0.98 | Solar |  |  | Interconnected | Trade Secret | Trade | MPK | MPK087 | Residential |  | Trade Secret | 2014 | 2014
20252-215912-02 | Xcel Energy | 85 | 13781 | IOU | 03129773 | 30 | Wind |  |  | Interconnected | Trade Secret | Trade | SWN | SWN021 | Residential |  | Trade Secret | 2014 | 2014
20252-215912-02 | Xcel Energy | 85 | 13781 | IOU | 03129774 | 500 | Other |  |  | Interconnected | Trade Secret | Trade | ELP | ELP64Y | Commercial |  | Trade Secret | 2015 | 2024
20252-215912-02 | Xcel Energy | 85 | 13781 | IOU | 03129775 | 18 | Solar |  |  | Interconnected | Trade Secret | Trade | RIV | RIV073 | Commercial |  | Trade Secret | 2015 | 2015
20252-215912-02 | Xcel Energy | 85 | 13781 | IOU | 03129776 | 2.82 | Solar |  |  | Interconnected | Trade Secret | Trade | TWL | TWL064 | Residential |  | Trade Secret | 2015 | 2015
20252-215912-02 | Xcel Energy | 85 | 13781 | IOU | 03129777 |  | Solar |  |  | Active Application | Trade Secret | Trade |  |  | Residential |  | Trade Secret | 2015
20252-215912-02 | Xcel Energy | 85 | 13781 | IOU | 03129778 | 24 | Wind |  |  | Interconnected | Trade Secret | Trade | EDA | EDA068 | Commercial |  | Trade Secret | 2015 | 2017
20252-215912-02 | Xcel Energy | 85 | 13781 | IOU | 03129779 |  | Solar |  |  | Withdrawn | Trade Secret | Trade | EDA | EDA068 | Residential |  | Trade Secret | 2015
20252-215912-02 | Xcel Energy | 85 | 13781 | IOU | 03129780 |  | Natural Gas |  |  | Withdrawn | Trade Secret | Trade | EDA | EDA068 | Residential |  | Trade Secret | 2015
20252-215912-02 | Xcel Energy | 85 | 13781 | IOU | 03129781 | 1350 | Other |  |  | Active Application | Trade Secret | Trade | EDA | EDA068 | Commercial |  | Trade Secret | 2015
20252-215912-02 | Xcel Energy | 85 | 13781 | IOU | 03129782 |  | Natural Gas |  |  | Withdrawn | Trade Secret | Trade | EDA | EDA068 | Residential |  | Trade Secret | 2015
20252-215912-02 | Xcel Energy | 85 | 13781 | IOU | 03129783 |  |  |  |  | Withdrawn | Trade Secret | Trade | SMT | SMT072 | Residential | Other | Trade Secret | 2019
20252-215912-02 | Xcel Energy | 85 | 13781 | IOU | 03129784 | 4.2 | Solar |  |  | Interconnected | Trade Secret | Trade | SMT | SMT082 | Residential |  | Trade Secret | 2015 | 2015
20252-215912-02 | Xcel Energy | 85 | 13781 | IOU | 03129785 | 19 | Wind |  |  | Interconnected | Trade Secret | Trade | JOR | JOR022 | Residential |  | Trade Secret | 2015 | 2010
20252-215912-02 | Xcel Energy | 85 | 13781 | IOU | 03129786 |  | Solar |  |  | Active Application | Trade Secret | Trade | WTN | WTN061 | Commercial |  | Trade Secret | 2015
20252-215912-02 | Xcel Energy | 85 | 13781 | IOU | 03129787 | 9.99 | Solar |  |  | Interconnected | Trade Secret | Trade | ESW | ESW071 | Commercial |  | Trade Secret | 2015 | 2016
20252-215912-02 | Xcel Energy | 85 | 13781 | IOU | 03129788 |  | Solar |  |  | Active Application | Trade Secret | Trade | NOF | NOF061 | Commercial |  | Trade Secret | 2015
20252-215912-02 | Xcel Energy | 85 | 13781 | IOU | 03129789 |  | Solar |  |  | Active Application | Trade Secret | Trade | WAK | WAK321 | Residential |  | Trade Secret | 2015
20252-215912-02 | Xcel Energy | 85 | 13781 | IOU | 03129790 |  | Solar |  |  | Active Application | Trade Secret | Trade | PRR | PRR061 | Commercial |  | Trade Secret | 2016
20252-215912-02 | Xcel Energy | 85 | 13781 | IOU | 03129791 |  | Solar |  |  | Active Application | Trade Secret | Trade | MPK | MPK075 | Commercial |  | Trade Secret | 2015
20252-215912-02 | Xcel Energy | 85 | 13781 | IOU | 03129792 |  | Solar |  |  | Active Application | Trade Secret | Trade | MPK | MPK083 | Commercial |  | Trade Secret | 2016
20252-215912-02 | Xcel Energy | 85 | 13781 | IOU | 03129793 |  | Solar |  |  | Active Application | Trade Secret | Trade | PIL | PIL022 | Residential |  | Trade Secret | 2016
20252-215912-02 | Xcel Energy | 85 | 13781 | IOU | 03129794 |  | Natural Gas |  |  | Active Application | Trade Secret | Trade | SCL | SCL322 | Commercial |  | Trade Secret | 2016
20252-215912-02 | Xcel Energy | 85 | 13781 | IOU | 03129795 |  | Solar |  |  | Active Application | Trade Secret | Trade | SIP | SIP073 | Residential |  | Trade Secret | 2016
20252-215912-02 | Xcel Energy | 85 | 13781 | IOU | 03129796 |  | Solar |  |  | Active Application | Trade Secret | Trade | MPK | MPK068 | Commercial |  | Trade Secret | 2016
20252-215912-02 | Xcel Energy | 85 | 13781 | IOU | 03129797 | 6.84 | Solar |  |  | Interconnected | Trade Secret | Trade | WWK | WWK321 | Residential |  | Trade Secret | 2016 | 2016
20252-215912-02 | Xcel Energy | 85 | 13781 | IOU | 03129798 | 6.72 | Solar |  |  | Interconnected | Trade Secret | Trade | MEL | MEL088 | Residential |  | Trade Secret | 2016 | 2016
20252-215912-02 | Xcel Energy | 85 | 13781 | IOU | 03129799 |  | Solar |  |  | Active Application | Trade Secret | Trade | AVN | AVN021 | Commercial |  | Trade Secret | 2016
20252-215912-02 | Xcel Energy | 85 | 13781 | IOU | 03129800 | 2000 | Other |  |  | Interconnected | Trade Secret | Trade | WIL | WIL092 | Commercial |  | Trade Secret | 2016 | 2016
20252-215912-02 | Xcel Energy | 85 | 13781 | IOU | 03129801 | 121.8 | Solar |  |  | Interconnected | Trade Secret | Trade | WSG | WSG361 | Commercial |  | Trade Secret | 2016 | 2016
20252-215912-02 | Xcel Energy | 85 | 13781 | IOU | 03129802 |  | Solar |  |  | Active Application | Trade Secret | Trade |  |  | Residential |  | Trade Secret | 2016
20252-215912-02 | Xcel Energy | 85 | 13781 | IOU | 03129803 |  | Other |  |  | Active Application | Trade Secret | Trade | GSL | GSL076 | Commercial |  | Trade Secret | 2016
20252-215912-02 | Xcel Energy | 85 | 13781 | IOU | 03129804 | 36 | Solar |  |  | Interconnected | Trade Secret | Trade | BYT | BYT061 | Commercial |  | Trade Secret | 2016 | 2017
20252-215912-02 | Xcel Energy | 85 | 13781 | IOU | 03129805 | 3.8 | Solar |  |  | Withdrawn | Trade Secret | Trade |  |  | Residential | Solar*Rewards | Trade Secret | 2016
20252-215912-02 | Xcel Energy | 85 | 13781 | IOU | 03129806 | 96.24 | Solar |  |  | Interconnected | Trade Secret | Trade | EDP | EDP082 | Commercial |  | Trade Secret | 2017 | 2020
20252-215912-02 | Xcel Energy | 85 | 13781 | IOU | 03129807 | 2 | Solar |  |  | Active Application | Trade Secret | Trade | LAC | LAC062 | Residential |  | Trade Secret | 2017
20252-215912-02 | Xcel Energy | 85 | 13781 | IOU | 03129808 | 5400 | Natural Gas |  |  | Active Application | Trade Secret | Trade | ATW | ATW062 | Commercial |  | Trade Secret | 2017
20252-215912-02 | Xcel Energy | 85 | 13781 | IOU | 03129809 | 11.241 | Solar |  |  | Interconnected | Trade Secret | Trade | PRR | PRR063 | Commercial | Solar*Rewards | Trade Secret | 2017 | 2018
20252-215912-02 | Xcel Energy | 85 | 13781 | IOU | 03129810 | 11.241 | Solar |  |  | Interconnected | Trade Secret | Trade | PRR | PRR063 | Commercial | Solar*Rewards | Trade Secret | 2017 | 2018
20252-215912-02 | Xcel Energy | 85 | 13781 | IOU | 03129811 | 6 | Solar |  |  | Interconnected | Trade Secret | Trade | RAM | RAM073 | Residential | Solar*Rewards | Trade Secret | 2017 | 2018
20252-215912-02 | Xcel Energy | 85 | 13781 | IOU | 03129812 | 1500 | Other |  |  | Active Application | Trade Secret | Trade | GVW | GVW023 | Commercial |  | Trade Secret | 2017
20252-215912-02 | Xcel Energy | 85 | 13781 | IOU | 03129813 | 6 | Solar |  |  | Interconnected | Trade Secret | Trade | TWL | TWL071 | Residential | Solar*Rewards | Trade Secret | 2018 | 2019
20252-215912-02 | Xcel Energy | 85 | 13781 | IOU | 03129814 | 5 | Solar |  | X | Interconnected | Trade Secret | Trade | APA | APA077 | Residential | Solar*Rewards | Trade Secret | 2018 | 2019
20252-215912-02 | Xcel Energy | 85 | 13781 | IOU | 03129815 | 5 | Solar |  |  | Interconnected | Trade Secret | Trade | SOU | SOU072 | Residential | Solar*Rewards | Trade Secret | 2018 | 2018
20252-215912-02 | Xcel Energy | 85 | 13781 | IOU | 03129816 | 198.016 | Solar |  |  | Interconnected | Trade Secret | Trade | MEL | MEL073 | Residential | Solar*Rewards | Trade Secret | 2018 | 2018
20252-215912-02 | Xcel Energy | 85 | 13781 | IOU | 03129817 | 6 | Solar |  |  | Interconnected | Trade Secret | Trade | MPK | MPK074 | Residential | Solar*Rewards | Trade Secret | 2018 | 2018
20252-215912-02 | Xcel Energy | 85 | 13781 | IOU | 03129818 | 6 | Solar |  |  | Interconnected | Trade Secret | Trade | DND | DND061 | Residential | Solar*Rewards | Trade Secret | 2018 | 2018
20252-215912-02 | Xcel Energy | 85 | 13781 | IOU | 03129819 | 765.9 | Solar |  |  | Interconnected | Trade Secret | Trade | BRP | BRP062 | Commercial |  | Trade Secret | 2018 | 2019
20252-215912-02 | Xcel Energy | 85 | 13781 | IOU | 03129820 | 186.499 | Solar |  |  | Interconnected | Trade Secret | Trade | BRP | BRP062 | Commercial |  | Trade Secret | 2018 | 2019
20252-215912-02 | Xcel Energy | 85 | 13781 | IOU | 03129821 | 39.998 | Solar |  |  | Interconnected | Trade Secret | Trade | BRP | BRP062 | Commercial |  | Trade Secret | 2018 | 2019
20252-215912-02 | Xcel Energy | 85 | 13781 | IOU | 03129822 | 480 | Solar |  |  | Active Application | Trade Secret | Trade | XRD | XRD063 | Commercial |  | Trade Secret | 2018
20252-215912-02 | Xcel Energy | 85 | 13781 | IOU | 03129823 | 7.616 | Solar |  |  | Interconnected | Trade Secret | Trade | HUG | HUG311 | Residential | Solar*Rewards | Trade Secret | 2018 | 2018
20252-215912-02 | Xcel Energy | 85 | 13781 | IOU | 03129824 | 6 | Solar |  |  | Withdrawn | Trade Secret | Trade |  |  | Residential | Solar*Rewards | Trade Secret | 2018
20252-215912-02 | Xcel Energy | 85 | 13781 | IOU | 03129825 | 5.22 | Solar |  |  | Withdrawn | Trade Secret | Trade |  |  | Residential | Solar*Rewards | Trade Secret | 2018
20252-215912-02 | Xcel Energy | 85 | 13781 | IOU | 03129826 | 13.63 | Solar |  |  | Withdrawn | Trade Secret | Trade |  |  | Residential | Solar*Rewards | Trade Secret | 2018
20252-215912-02 | Xcel Energy | 85 | 13781 | IOU | 03129827 | 11.39 | Solar |  |  | Interconnected | Trade Secret | Trade | ALB | ALB022 | Residential | Solar*Rewards | Trade Secret | 2018 | 2019
20252-215912-02 | Xcel Energy | 85 | 13781 | IOU | 03129828 | 34.44 | Solar |  |  | Interconnected | Trade Secret | Trade | MEL | MEL061 | Commercial | Solar*Rewards | Trade Secret | 2018 | 2019
20252-215912-02 | Xcel Energy | 85 | 13781 | IOU | 03129829 | 9.28 | Solar |  |  | Interconnected | Trade Secret | Trade | GRC | GRC312 | Residential | Solar*Rewards | Trade Secret | 2018 | 2019
20252-215912-02 | Xcel Energy | 85 | 13781 | IOU | 03129830 | 19.99 | Solar |  |  | Interconnected | Trade Secret | Trade | MTV | MTV021 | Residential | Solar*Rewards | Trade Secret | 2018 | 2019
20252-215912-02 | Xcel Energy | 85 | 13781 | IOU | 03129831 | 10.15 | Solar |  |  | Withdrawn | Trade Secret | Trade |  |  | Residential | Solar*Rewards | Trade Secret | 2018
20252-215912-02 | Xcel Energy | 85 | 13781 | IOU | 03129832 | 3.12 | Solar |  |  | Withdrawn | Trade Secret | Trade |  |  | Residential | Solar*Rewards | Trade Secret | 2018
20252-215912-02 | Xcel Energy | 85 | 13781 | IOU | 03129833 | 6.44 | Solar |  |  | Interconnected | Trade Secret | Trade | DBL | DBL073 | Residential | Solar*Rewards | Trade Secret | 2018 | 2018
20252-215912-02 | Xcel Energy | 85 | 13781 | IOU | 03129834 | 7.616 | Solar |  |  | Withdrawn | Trade Secret | Trade |  |  | Residential | Solar*Rewards | Trade Secret | 2018
20252-215912-02 | Xcel Energy | 85 | 13781 | IOU | 03129835 | 14.94 | Solar |  |  | Withdrawn | Trade Secret | Trade |  |  | Residential | Solar*Rewards | Trade Secret | 2018
20252-215912-02 | Xcel Energy | 85 | 13781 | IOU | 03129836 | 7.616 | Solar |  |  | Withdrawn | Trade Secret | Trade |  |  | Residential | Solar*Rewards | Trade Secret | 2018
20252-215912-02 | Xcel Energy | 85 | 13781 | IOU | 03129837 | 2.32 | Solar |  |  | Withdrawn | Trade Secret | Trade |  |  | Residential | Solar*Rewards | Trade Secret | 2018
20252-215912-02 | Xcel Energy | 85 | 13781 | IOU | 03129838 | 19.999 | Solar |  |  | Withdrawn | Trade Secret | Trade |  |  | Residential | Solar*Rewards | Trade Secret | 2018
20252-215912-02 | Xcel Energy | 85 | 13781 | IOU | 03129839 | 19.999 | Solar |  |  | Interconnected | Trade Secret | Trade | WRR | WRR064 | Commercial | Solar*Rewards | Trade Secret | 2018 | 2019
20252-215912-02 | Xcel Energy | 85 | 13781 | IOU | 03129840 | 33.3 | Solar |  |  | Interconnected | Trade Secret | Trade | AHI | AHI022 | Commercial | Solar*Rewards | Trade Secret | 2018 | 2019
20252-215912-02 | Xcel Energy | 85 | 13781 | IOU | 03129841 | 39.998 | Solar |  |  | Interconnected | Trade Secret | Trade | ALD | ALD097 | Commercial | Solar*Rewards | Trade Secret | 2018 | 2019
20252-215912-02 | Xcel Energy | 85 | 13781 | IOU | 03129842 | 39.998 | Solar |  |  | Interconnected | Trade Secret | Trade | ALD | ALD097 | Commercial | Solar*Rewards | Trade Secret | 2018 | 2019
20252-215912-02 | Xcel Energy | 85 | 13781 | IOU | 03129843 | 4.8 | Solar |  |  | Active Application | Trade Secret | Trade | SOU | SOU063 | Residential | Solar*Rewards | Trade Secret | 2018
20252-215912-02 | Xcel Energy | 85 | 13781 | IOU | 03129844 | 34.99 | Solar |  |  | Interconnected | Trade Secret | Trade | LAK | LAK032 | Commercial | Solar*Rewards | Trade Secret | 2018 | 2019
20252-215912-02 | Xcel Energy | 85 | 13781 | IOU | 03129845 | 36 | Solar |  |  | Interconnected | Trade Secret | Trade | LAK | LAK032 | Commercial | Solar*Rewards | Trade Secret | 2018 | 2019
20252-215912-02 | Xcel Energy | 85 | 13781 | IOU | 03129846 | 4.56 | Solar |  |  | Interconnected | Trade Secret | Trade | DND | DND072 | Residential | Solar*Rewards | Trade Secret | 2018 | 2019
20252-215912-02 | Xcel Energy | 85 | 13781 | IOU | 03129847 | 5.51 | Solar |  |  | Interconnected | Trade Secret | Trade | WES | WES072 | Residential | Solar*Rewards | Trade Secret | 2018 | 2019
20252-215912-02 | Xcel Energy | 85 | 13781 | IOU | 03129848 | 18 | Solar |  |  | Interconnected | Trade Secret | Trade | WAT | WAT021 | Commercial | Solar*Rewards | Trade Secret | 2018 | 2019
20252-215912-02 | Xcel Energy | 85 | 13781 | IOU | 03129849 | 119.899 | Solar |  |  | Interconnected | Trade Secret | Trade | RLK | RLK069 | Commercial |  | Trade Secret | 2018 | 2019
20252-215912-02 | Xcel Energy | 85 | 13781 | IOU | 03129850 | 7.2 | Solar |  |  | Interconnected | Trade Secret | Trade | YAM | YAM031 | Residential | Solar*Rewards | Trade Secret | 2018 | 2019
20252-215912-02 | Xcel Energy | 85 | 13781 | IOU | 03129851 | 4.64 | Solar |  |  | Interconnected | Trade Secret | Trade | HUG | HUG321 | Residential | Solar*Rewards | Trade Secret | 2018 | 2019
20252-215912-02 | Xcel Energy | 85 | 13781 | IOU | 03129852 | 4.64 | Solar |  |  | Interconnected | Trade Secret | Trade | UPP | UPP082 | Residential | Solar*Rewards | Trade Secret | 2018 | 2018
20252-215912-02 | Xcel Energy | 85 | 13781 | IOU | 03129853 | 6.96 | Solar |  |  | Interconnected | Trade Secret | Trade | EBL | EBL084 | Residential | Solar*Rewards | Trade Secret | 2018 | 2020
20252-215912-02 | Xcel Energy | 85 | 13781 | IOU | 03129854 | 9.994 | Solar |  |  | Interconnected | Trade Secret | Trade | RAM | RAM073 | Residential | Solar*Rewards | Trade Secret | 2018 | 2019
20252-215912-02 | Xcel Energy | 85 | 13781 | IOU | 03129855 | 180 | Solar |  |  | Active Application | Trade Secret | Trade | BCR | BCR062 | Commercial |  | Trade Secret | 2018
20252-215912-02 | Xcel Energy | 85 | 13781 | IOU | 03129856 | 30 | Solar |  |  | Interconnected | Trade Secret | Trade | WAS | WAS092 | Residential | Solar*Rewards | Trade Secret | 2018 | 2019
20252-215912-02 | Xcel Energy | 85 | 13781 | IOU | 03129857 | 17.595 | Solar |  |  | Interconnected | Trade Secret | Trade | WAS | WAS092 | Residential |  | Trade Secret | 2018 | 2019
20252-215912-02 | Xcel Energy | 85 | 13781 | IOU | 03129858 | 60 | Solar |  |  | Active Application | Trade Secret | Trade | BCR | BCR062 | Commercial |  | Trade Secret | 2018
20252-215912-02 | Xcel Energy | 85 | 13781 | IOU | 03129859 | 2.962 | Solar |  |  | Interconnected | Trade Secret | Trade | RIV | RIV073 | Residential | Solar*Rewards | Trade Secret | 2018 | 2019
20252-215912-02 | Xcel Energy | 85 | 13781 | IOU | 03129860 | 1000 | Solar |  |  | Active Application | Trade Secret | Trade | TER | TER075 | Commercial |  | Trade Secret | 2018
20252-215912-02 | Xcel Energy | 85 | 13781 | IOU | 03129861 | 3.36 | Solar |  |  | Withdrawn | Trade Secret | Trade | SOU | SOU072 | Residential | Solar*Rewards | Trade Secret | 2018
20252-215912-02 | Xcel Energy | 85 | 13781 | IOU | 03129862 | 9.94 | Solar |  |  | Interconnected | Trade Secret | Trade | MOL | MOL078 | Residential | Solar*Rewards | Trade Secret | 2018 | 2019
20252-215912-02 | Xcel Energy | 85 | 13781 | IOU | 03129863 | 7.2 | Solar |  |  | Active Application | Trade Secret | Trade | WAB | WAB021 | Residential | Solar*Rewards | Trade Secret | 2018
20252-215912-02 | Xcel Energy | 85 | 13781 | IOU | 03129864 | 5.52 | Solar |  |  | Active Application | Trade Secret | Trade | SOU | SOU064 | Residential | Solar*Rewards | Trade Secret | 2018
20252-215912-02 | Xcel Energy | 85 | 13781 | IOU | 03129865 | 11.89 | Solar |  |  | Interconnected | Trade Secret | Trade | OPK | OPK077 | Residential | Solar*Rewards | Trade Secret | 2018 | 2019
20252-215912-02 | Xcel Energy | 85 | 13781 | IOU | 03129866 | 13.34 | Solar |  |  | Interconnected | Trade Secret | Trade | KOL | KOL073 | Residential | Solar*Rewards | Trade Secret | 2018 | 2019
20252-215912-02 | Xcel Energy | 85 | 13781 | IOU | 03129867 | 8.64 | Solar |  |  | Interconnected | Trade Secret | Trade | WIL | WIL061 | Residential | Solar*Rewards | Trade Secret | 2018 | 2019
20252-215912-02 | Xcel Energy | 85 | 13781 | IOU | 03129868 | 10.4 | Solar |  |  | Withdrawn | Trade Secret | Trade | WCR | WCR311 | Residential | Solar*Rewards | Trade Secret | 2018
20252-215912-02 | Xcel Energy | 85 | 13781 | IOU | 03129869 | 14 | Solar |  |  | Withdrawn | Trade Secret | Trade | TSS | TSS061 | Residential | Solar*Rewards | Trade Secret | 2018
20252-215912-02 | Xcel Energy | 85 | 13781 | IOU | 03129870 | 5.22 | Solar |  |  | Interconnected | Trade Secret | Trade | CHI | CHI311 | Residential | Solar*Rewards | Trade Secret | 2018 | 2019
20252-215912-02 | Xcel Energy | 85 | 13781 | IOU | 03129871 | 6.09 | Solar |  |  | Interconnected | Trade Secret | Trade | MPK | MPK071 | Residential | Solar*Rewards | Trade Secret | 2018 | 2019
20252-215912-02 | Xcel Energy | 85 | 13781 | IOU | 03129872 | 22.33 | Solar |  |  | Interconnected | Trade Secret | Trade | WTN | WTN062 | Residential | Solar*Rewards | Trade Secret | 2018 | 2019
20252-215912-02 | Xcel Energy | 85 | 13781 | IOU | 03129873 | 3.6 | Solar |  |  | Interconnected | Trade Secret | Trade | WES | WES073 | Residential | Solar*Rewards | Trade Secret | 2018 | 2019
20252-215912-02 | Xcel Energy | 85 | 13781 | IOU | 03129874 | 9.12 | Solar |  |  | Interconnected | Trade Secret | Trade | SHP | SHP072 | Residential | Solar*Rewards | Trade Secret | 2018 | 2019
20252-215912-02 | Xcel Energy | 85 | 13781 | IOU | 03129875 | 8.7 | Solar |  |  | Interconnected | Trade Secret | Trade | OAD | OAD071 | Residential | Solar*Rewards | Trade Secret | 2018 | 2019
20252-215912-02 | Xcel Energy | 85 | 13781 | IOU | 03129876 | 9.994 | Solar |  | X | Interconnected | Trade Secret | Trade | SOU | SOU081 | Residential | Solar*Rewards | Trade Secret | 2018 | 2020
20252-215912-02 | Xcel Energy | 85 | 13781 | IOU | 03129877 | 99.9 | Solar |  |  | Interconnected | Trade Secret | Trade | ALD | ALD097 | Commercial |  | Trade Secret | 2018 | 2021
20252-215912-02 | Xcel Energy | 85 | 13781 | IOU | 03129878 | 7.616 | Solar |  |  | Active Application | Trade Secret | Trade | SOU | SOU065 | Residential | Solar*Rewards | Trade Secret | 2018
20252-215912-02 | Xcel Energy | 85 | 13781 | IOU | 03129879 | 120 | Solar |  |  | Active Application | Trade Secret | Trade | GNL | GNL062 | Commercial |  | Trade Secret | 2018
20252-215912-02 | Xcel Energy | 85 | 13781 | IOU | 03129880 | 7.63 | Solar |  |  | Withdrawn | Trade Secret | Trade | GSL | GSL341 | Residential | Solar*Rewards | Trade Secret | 2018
20252-215912-02 | Xcel Energy | 85 | 13781 | IOU | 03129881 | 166.6 | Solar |  |  | Interconnected | Trade Secret | Trade | SAK | SAK311 | Commercial |  | Trade Secret | 2018 | 2019
20252-215912-02 | Xcel Energy | 85 | 13781 | IOU | 03129882 | 8.7 | Solar |  | X | Interconnected | Trade Secret | Trade | HSN | HSN321 | Residential | Solar*Rewards | Trade Secret | 2018 | 2019
20252-215912-02 | Xcel Energy | 85 | 13781 | IOU | 03129884 | 3.3 | Solar |  |  | Interconnected | Trade Secret | Trade | RPO | RPO311 | Residential | Solar*Rewards | Trade Secret | 2018 | 2019
20252-215912-02 | Xcel Energy | 85 | 13781 | IOU | 03129887 | 6.67 | Solar |  |  | Interconnected | Trade Secret | Trade | WIL | WIL098 | Residential | Solar*Rewards | Trade Secret | 2018 | 2019
20252-215912-02 | Xcel Energy | 85 | 13781 | IOU | 03129888 | 29.02 | Solar |  |  | Interconnected | Trade Secret | Trade | CTR | CTR031 | Commercial | Solar*Rewards | Trade Secret | 2018 | 2020
20252-215912-02 | Xcel Energy | 85 | 13781 | IOU | 03129889 | 7.54 | Solar |  |  | Interconnected | Trade Secret | Trade | OPK | OPK073 | Residential | Solar*Rewards | Trade Secret | 2018 | 2019
20252-215912-02 | Xcel Energy | 85 | 13781 | IOU | 03129890 | 5.8 | Solar |  |  | Interconnected | Trade Secret | Trade | WIN | WIN042 | Residential | Solar*Rewards | Trade Secret | 2018 | 2019
20252-215912-02 | Xcel Energy | 85 | 13781 | IOU | 03129891 | 2.61 | Solar |  |  | Interconnected | Trade Secret | Trade | HWW | HWW071 | Residential | Solar*Rewards | Trade Secret | 2018 | 2019
20252-215912-02 | Xcel Energy | 85 | 13781 | IOU | 03129892 | 7.616 | Solar |  | X | Interconnected | Trade Secret | Trade | BCH | BCH311 | Residential | Solar*Rewards | Trade Secret | 2018 | 2020
20252-215912-02 | Xcel Energy | 85 | 13781 | IOU | 03129893 | 12.18 | Solar |  |  | Interconnected | Trade Secret | Trade | RPO | RPO312 | Residential | Solar*Rewards | Trade Secret | 2018 | 2019
20252-215912-02 | Xcel Energy | 85 | 13781 | IOU | 03129894 | 6.09 | Solar |  |  | Interconnected | Trade Secret | Trade | SAV | SAV073 | Residential | Solar*Rewards | Trade Secret | 2018 | 2019
20252-215912-02 | Xcel Energy | 85 | 13781 | IOU | 03129895 | 5.52 | Solar |  |  | Withdrawn | Trade Secret | Trade | MPK | MPK063 | Residential | Solar*Rewards | Trade Secret | 2018
20252-215912-02 | Xcel Energy | 85 | 13781 | IOU | 03129896 | 5.52 | Solar |  |  | Interconnected | Trade Secret | Trade | WIL | WIL089 | Residential | Solar*Rewards | Trade Secret | 2018 | 2019
20252-215912-02 | Xcel Energy | 85 | 13781 | IOU | 03129897 | 6.38 | Solar |  |  | Interconnected | Trade Secret | Trade | MPK | MPK085 | Residential | Solar*Rewards | Trade Secret | 2018 | 2019
20252-215912-02 | Xcel Energy | 85 | 13781 | IOU | 03129898 | 9.94 | Solar |  |  | Interconnected | Trade Secret | Trade | AFT | AFT315 | Residential | Solar*Rewards | Trade Secret | 2018 | 2019
20252-215912-02 | Xcel Energy | 85 | 13781 | IOU | 03129899 | 3.747 | Solar |  |  | Withdrawn | Trade Secret | Trade | ALD | ALD085 | Residential | Solar*Rewards | Trade Secret | 2018
20252-215912-02 | Xcel Energy | 85 | 13781 | IOU | 03129900 | 19.88 | Solar |  |  | Withdrawn | Trade Secret | Trade | AFT | AFT314 | Residential | Solar*Rewards | Trade Secret | 2018
20252-215912-02 | Xcel Energy | 85 | 13781 | IOU | 03129901 | 133.2 | Solar |  |  | Interconnected | Trade Secret | Trade | OSS | OSS071 | Commercial |  | Trade Secret | 2018 | 2019
20252-215912-02 | Xcel Energy | 85 | 13781 | IOU | 03129902 | 29.02 | Solar |  |  | Withdrawn | Trade Secret | Trade | SCL | SCL313 | Residential | Solar*Rewards | Trade Secret | 2018
20252-215912-02 | Xcel Energy | 85 | 13781 | IOU | 03129903 | 29.02 | Solar |  |  | Withdrawn | Trade Secret | Trade | XRD | XRD063 | Residential | Solar*Rewards | Trade Secret | 2018
20252-215912-02 | Xcel Energy | 85 | 13781 | IOU | 03129904 | 40.001 | Solar |  |  | Active Application | Trade Secret | Trade | ZUM | ZUM022 | Commercial |  | Trade Secret | 2018
20252-215912-02 | Xcel Energy | 85 | 13781 | IOU | 03129905 | 15.246 | Solar |  |  | Interconnected | Trade Secret | Trade | LEX | LEX332 | Residential | Solar*Rewards | Trade Secret | 2018 | 2019
20252-215912-02 | Xcel Energy | 85 | 13781 | IOU | 03129906 | 6.09 | Solar |  |  | Interconnected | Trade Secret | Trade | SLP | SLP081 | Residential | Solar*Rewards | Trade Secret | 2018 | 2019
20252-215912-02 | Xcel Energy | 85 | 13781 | IOU | 03129907 | 99.9 | Solar |  |  | Interconnected | Trade Secret | Trade | WSG | WSG062 | Commercial |  | Trade Secret | 2018 | 2019
20252-215912-02 | Xcel Energy | 85 | 13781 | IOU | 03129908 | 239.798 | Solar |  |  | Interconnected | Trade Secret | Trade | WSG | WSG075 | Commercial |  | Trade Secret | 2018 | 2019
20252-215912-02 | Xcel Energy | 85 | 13781 | IOU | 03129909 | 4.8 | Solar |  |  | Interconnected | Trade Secret | Trade | PKL | PKL085 | Residential | Solar*Rewards | Trade Secret | 2018 | 2019
20252-215912-02 | Xcel Energy | 85 | 13781 | IOU | 03129910 | 366.3 | Solar |  |  | Interconnected | Trade Secret | Trade | WSG | WSG075 | Commercial |  | Trade Secret | 2018 | 2019
20252-215912-02 | Xcel Energy | 85 | 13781 | IOU | 03129911 | 8.64 | Solar |  |  | Interconnected | Trade Secret | Trade | BCR | BCR083 | Residential | Solar*Rewards | Trade Secret | 2018 | 2019
20252-215912-02 | Xcel Energy | 85 | 13781 | IOU | 03129912 | 7.68 | Solar |  |  | Interconnected | Trade Secret | Trade | MND | MND061 | Residential | Solar*Rewards | Trade Secret | 2018 | 2019
20252-215912-02 | Xcel Energy | 85 | 13781 | IOU | 03129913 | 33.3 | Solar |  |  | Withdrawn | Trade Secret | Trade | SOU | SOU082 | Residential | Solar*Rewards | Trade Secret | 2018
20252-215912-02 | Xcel Energy | 85 | 13781 | IOU | 03129914 | 7.616 | Solar |  |  | Withdrawn | Trade Secret | Trade | WIL | WIL076 | Residential | Solar*Rewards | Trade Secret | 2018
20252-215912-02 | Xcel Energy | 85 | 13781 | IOU | 03129915 | 3.6 | Solar |  |  | Interconnected | Trade Secret | Trade | CGR | CGR072 | Residential | Solar*Rewards | Trade Secret | 2018 | 2019
20252-215912-02 | Xcel Energy | 85 | 13781 | IOU | 03129916 | 6.24 | Solar |  |  | Interconnected | Trade Secret | Trade | STO | STO002 | Residential | Solar*Rewards | Trade Secret | 2018 | 2019
20252-215912-02 | Xcel Energy | 85 | 13781 | IOU | 03129917 | 6.72 | Solar |  |  | Interconnected | Trade Secret | Trade | CTR | CTR031 | Commercial | Solar*Rewards | Trade Secret | 2018 | 2019
20252-215912-02 | Xcel Energy | 85 | 13781 | IOU | 03129918 | 4.64 | Solar |  |  | Interconnected | Trade Secret | Trade | MPK | MPK074 | Residential | Solar*Rewards | Trade Secret | 2018 | 2019
20252-215912-02 | Xcel Energy | 85 | 13781 | IOU | 03129919 |  |  |  |  | Withdrawn | Trade Secret | Trade | VES | VES021 | Residential | Other | Trade Secret | 2019
20252-215912-02 | Xcel Energy | 85 | 13781 | IOU | 03129920 |  |  |  |  | Withdrawn | Trade Secret | Trade | VES | VES021 | Residential | Other | Trade Secret | 2019
20252-215912-02 | Xcel Energy | 85 | 13781 | IOU | 03129921 | 266.6 | Solar |  |  | Active Application | Trade Secret | Trade | MEL | MEL087 | Commercial |  | Trade Secret | 2018
20252-215912-02 | Xcel Energy | 85 | 13781 | IOU | 03129922 | 6.48 | Solar |  |  | Interconnected | Trade Secret | Trade | SCA | SCA021 | Residential | Solar*Rewards | Trade Secret | 2018 | 2019
20252-215912-02 | Xcel Energy | 85 | 13781 | IOU | 03129923 | 5.51 | Solar |  |  | Interconnected | Trade Secret | Trade | HUG | HUG321 | Residential | Solar*Rewards | Trade Secret | 2018 | 2019
20252-215912-02 | Xcel Energy | 85 | 13781 | IOU | 03129924 | 12.48 | Solar |  |  | Interconnected | Trade Secret | Trade | CHI | CHI311 | Residential | Solar*Rewards | Trade Secret | 2018 | 2019
20252-215912-02 | Xcel Energy | 85 | 13781 | IOU | 03129925 | 6 | Solar |  |  | Interconnected | Trade Secret | Trade | WSG | WSG352 | Residential | Solar*Rewards | Trade Secret | 2018 | 2019
20252-215912-02 | Xcel Energy | 85 | 13781 | IOU | 03129926 | 12.48 | Solar |  |  | Interconnected | Trade Secret | Trade | RLK | RLK073 | Residential | Solar*Rewards | Trade Secret | 2018 | 2019
20252-215912-02 | Xcel Energy | 85 | 13781 | IOU | 03129927 | 3.84 | Solar |  |  | Interconnected | Trade Secret | Trade | OPK | OPK065 | Residential | Solar*Rewards | Trade Secret | 2018 | 2019
20252-215912-02 | Xcel Energy | 85 | 13781 | IOU | 03129928 | 9.994 | Solar |  |  | Withdrawn | Trade Secret | Trade | GRC | GRC312 | Residential | Solar*Rewards | Trade Secret | 2018
20252-215912-02 | Xcel Energy | 85 | 13781 | IOU | 03129929 | 3.77 | Solar |  |  | Interconnected | Trade Secret | Trade | WIL | WIL098 | Residential | Solar*Rewards | Trade Secret | 2018 | 2019
20252-215912-02 | Xcel Energy | 85 | 13781 | IOU | 03129930 | 2.64 | Solar |  |  | Interconnected | Trade Secret | Trade | MPK | MPK073 | Residential | Solar*Rewards | Trade Secret | 2018 | 2019
20252-215912-02 | Xcel Energy | 85 | 13781 | IOU | 03129931 | 4.32 | Solar |  |  | Interconnected | Trade Secret | Trade | LLK | LLK071 | Residential | Solar*Rewards | Trade Secret | 2018 | 2019
20252-215912-02 | Xcel Energy | 85 | 13781 | IOU | 03129932 | 3.48 | Solar |  |  | Interconnected | Trade Secret | Trade | HUG | HUG321 | Residential | Solar*Rewards | Trade Secret | 2018 | 2019
20252-215912-02 | Xcel Energy | 85 | 13781 | IOU | 03129933 | 7.616 | Solar |  |  | Interconnected | Trade Secret | Trade | LLK | LLK072 | Residential | Solar*Rewards | Trade Secret | 2018 | 2019
20252-215912-02 | Xcel Energy | 85 | 13781 | IOU | 03129934 | 5 | Solar |  |  | Interconnected | Trade Secret | Trade | SOU | SOU061 | Residential | Solar*Rewards | Trade Secret | 2018 | 2019
20252-215912-02 | Xcel Energy | 85 | 13781 | IOU | 03129935 | 6.72 | Solar |  |  | Interconnected | Trade Secret | Trade | WIL | WIL085 | Residential | Solar*Rewards | Trade Secret | 2018 | 2019
20252-215912-02 | Xcel Energy | 85 | 13781 | IOU | 03129936 | 3.48 | Solar |  |  | Interconnected | Trade Secret | Trade | TER | TER062 | Residential | Solar*Rewards | Trade Secret | 2018 | 2019
20252-215912-02 | Xcel Energy | 85 | 13781 | IOU | 03129937 | 7.44 | Solar |  |  | Interconnected | Trade Secret | Trade | LOK | LOK061 | Residential | Solar*Rewards | Trade Secret | 2018 | 2019
20252-215912-02 | Xcel Energy | 85 | 13781 | IOU | 03129938 | 3.48 | Solar |  |  | Interconnected | Trade Secret | Trade | DPN | DPN072 | Residential | Solar*Rewards | Trade Secret | 2018 | 2019
20252-215912-02 | Xcel Energy | 85 | 13781 | IOU | 03129939 | 5.04 | Solar |  |  | Interconnected | Trade Secret | Trade | OPK | OPK073 | Residential | Solar*Rewards | Trade Secret | 2018 | 2019
20252-215912-02 | Xcel Energy | 85 | 13781 | IOU | 03129940 | 8.16 | Solar |  |  | Interconnected | Trade Secret | Trade | MEL | MEL061 | Residential | Solar*Rewards | Trade Secret | 2018 | 2019
20252-215912-02 | Xcel Energy | 85 | 13781 | IOU | 03129941 | 7.2 | Solar |  |  | Interconnected | Trade Secret | Trade | OPK | OPK073 | Residential | Solar*Rewards | Trade Secret | 2018 | 2019
20252-215912-02 | Xcel Energy | 85 | 13781 | IOU | 03129942 | 2.88 | Solar |  |  | Withdrawn | Trade Secret | Trade | HUG | HUG321 | Residential | Solar*Rewards | Trade Secret | 2018
20252-215912-02 | Xcel Energy | 85 | 13781 | IOU | 03129943 | 3.36 | Solar |  |  | Interconnected | Trade Secret | Trade | LEX | LEX332 | Residential | Solar*Rewards | Trade Secret | 2018 | 2019
20252-215912-02 | Xcel Energy | 85 | 13781 | IOU | 03129944 | 33.3 | Solar |  |  | Interconnected | Trade Secret | Trade | WES | WES064 | Commercial | Solar*Rewards | Trade Secret | 2018 | 2019
20252-215912-02 | Xcel Energy | 85 | 13781 | IOU | 03129945 | 3.84 | Solar |  |  | Interconnected | Trade Secret | Trade | SOU | SOU079 | Residential | Solar*Rewards | Trade Secret | 2018 | 2019
20252-215912-02 | Xcel Energy | 85 | 13781 | IOU | 03129946 | 39.998 | Solar |  |  | Interconnected | Trade Secret | Trade | LAC | LAC063 | Commercial | Solar*Rewards | Trade Secret | 2018 | 2019
20252-215912-02 | Xcel Energy | 85 | 13781 | IOU | 03129947 | 39.998 | Solar |  |  | Interconnected | Trade Secret | Trade | LAC | LAC062 | Commercial | Solar*Rewards | Trade Secret | 2018 | 2019
20252-215912-02 | Xcel Energy | 85 | 13781 | IOU | 03129948 | 7.616 | Solar |  |  | Interconnected | Trade Secret | Trade | AFT | AFT314 | Residential | Solar*Rewards | Trade Secret | 2018 | 2019
20252-215912-02 | Xcel Energy | 85 | 13781 | IOU | 03129949 | 6 | Solar |  |  | Interconnected | Trade Secret | Trade | MPK | MPK087 | Residential | Solar*Rewards | Trade Secret | 2018 | 2019
20252-215912-02 | Xcel Energy | 85 | 13781 | IOU | 03129950 | 11.39 | Solar |  |  | Interconnected | Trade Secret | Trade | BLC | BLC062 | Residential | Solar*Rewards | Trade Secret | 2018 | 2019
20252-215912-02 | Xcel Energy | 85 | 13781 | IOU | 03129951 | 2.4 | Solar |  |  | Interconnected | Trade Secret | Trade | NOF | NOF061 | Residential | Solar*Rewards | Trade Secret | 2018 | 2019
20252-215912-02 | Xcel Energy | 85 | 13781 | IOU | 03129952 | 2.64 | Solar |  |  | Interconnected | Trade Secret | Trade | SOU | SOU072 | Residential | Solar*Rewards | Trade Secret | 2018 | 2019
20252-215912-02 | Xcel Energy | 85 | 13781 | IOU | 03129953 | 4.32 | Solar |  |  | Active Application | Trade Secret | Trade | UPP | UPP082 | Residential | Solar*Rewards | Trade Secret | 2018
20252-215912-02 | Xcel Energy | 85 | 13781 | IOU | 03129954 | 33.3 | Solar |  |  | Interconnected | Trade Secret | Trade | WES | WES064 | Commercial | Solar*Rewards | Trade Secret | 2018 | 2019
20252-215912-02 | Xcel Energy | 85 | 13781 | IOU | 03129955 | 4.32 | Solar |  |  | Interconnected | Trade Secret | Trade | SOU | SOU072 | Residential | Solar*Rewards | Trade Secret | 2018 | 2019
20252-215912-02 | Xcel Energy | 85 | 13781 | IOU | 03129956 | 5.76 | Solar |  |  | Interconnected | Trade Secret | Trade | DBL | DBL065 | Residential | Solar*Rewards | Trade Secret | 2018 | 2019
20252-215912-02 | Xcel Energy | 85 | 13781 | IOU | 03129957 | 7.54 | Solar |  |  | Interconnected | Trade Secret | Trade | GLK | GLK064 | Residential | Solar*Rewards | Trade Secret | 2018 | 2019
20252-215912-02 | Xcel Energy | 85 | 13781 | IOU | 03129958 | 5 | Solar |  |  | Interconnected | Trade Secret | Trade | NOF | NOF071 | Residential | Solar*Rewards | Trade Secret | 2018 | 2019
20252-215912-02 | Xcel Energy | 85 | 13781 | IOU | 03129960 |  |  |  |  | Withdrawn | Trade Secret | Trade | SAV | SAV069 | Residential | Other | Trade Secret | 2019
20252-215912-02 | Xcel Energy | 85 | 13781 | IOU | 03129961 | 14.64 | Solar |  |  | Interconnected | Trade Secret | Trade | MND | MND063 | Residential | Solar*Rewards | Trade Secret | 2018 | 2019
20252-215912-02 | Xcel Energy | 85 | 13781 | IOU | 03129962 | 4.8 | Solar |  |  | Interconnected | Trade Secret | Trade | HUG | HUG321 | Residential | Solar*Rewards | Trade Secret | 2018 | 2019
20252-215912-02 | Xcel Energy | 85 | 13781 | IOU | 03129963 | 10.56 | Solar |  |  | Interconnected | Trade Secret | Trade | WTN | WTN061 | Residential | Solar*Rewards | Trade Secret | 2018 | 2019
20252-215912-02 | Xcel Energy | 85 | 13781 | IOU | 03129964 | 7.2 | Solar |  |  | Interconnected | Trade Secret | Trade | WIN | WIN043 | Residential | Solar*Rewards | Trade Secret | 2018 | 2019
20252-215912-02 | Xcel Energy | 85 | 13781 | IOU | 03129965 | 6 | Solar |  |  | Interconnected | Trade Secret | Trade | SOU | SOU086 | Residential | Solar*Rewards | Trade Secret | 2018 | 2019
20252-215912-02 | Xcel Energy | 85 | 13781 | IOU | 03129966 | 5.04 | Solar |  |  | Interconnected | Trade Secret | Trade | SLP | SLP082 | Residential | Solar*Rewards | Trade Secret | 2018 | 2019
20252-215912-02 | Xcel Energy | 85 | 13781 | IOU | 03129967 | 2.4 | Solar |  |  | Interconnected | Trade Secret | Trade | TER | TER061 | Residential | Solar*Rewards | Trade Secret | 2018 | 2019
20252-215912-02 | Xcel Energy | 85 | 13781 | IOU | 03129968 | 34.17 | Solar |  |  | Withdrawn | Trade Secret | Trade | APA | APA064 | Residential | Solar*Rewards | Trade Secret | 2018
20252-215912-02 | Xcel Energy | 85 | 13781 | IOU | 03129969 | 5.28 | Solar |  |  | Interconnected | Trade Secret | Trade | GLK | GLK071 | Residential | Solar*Rewards | Trade Secret | 2018 | 2019
20252-215912-02 | Xcel Energy | 85 | 13781 | IOU | 03129970 | 6 | Solar |  |  | Interconnected | Trade Secret | Trade | HWW | HWW074 | Residential | Solar*Rewards | Trade Secret | 2018 | 2019
20252-215912-02 | Xcel Energy | 85 | 13781 | IOU | 03129971 | 7.6 | Solar |  |  | Withdrawn | Trade Secret | Trade | AFT | AFT314 | Residential | Solar*Rewards | Trade Secret | 2018
20252-215912-02 | Xcel Energy | 85 | 13781 | IOU | 03129972 | 9.01 | Solar |  |  | Interconnected | Trade Secret | Trade | AFT | AFT314 | Residential | Solar*Rewards | Trade Secret | 2018 | 2019
20252-215912-02 | Xcel Energy | 85 | 13781 | IOU | 03129973 | 39.72 | Solar |  |  | Withdrawn | Trade Secret | Trade | ORO | ORO062 | Residential | Solar*Rewards | Trade Secret | 2018
20252-215912-02 | Xcel Energy | 85 | 13781 | IOU | 03129974 | 43.53 | Solar |  |  | Active Application | Trade Secret | Trade | ORO | ORO062 | Commercial |  | Trade Secret | 2018
20252-215912-02 | Xcel Energy | 85 | 13781 | IOU | 03129975 | 3.36 | Solar |  |  | Interconnected | Trade Secret | Trade | MPK | MPK074 | Residential | Solar*Rewards | Trade Secret | 2018 | 2019
20252-215912-02 | Xcel Energy | 85 | 13781 | IOU | 03129976 | 11.28 | Solar |  |  | Interconnected | Trade Secret | Trade | RRK | RRK064 | Residential | Solar*Rewards | Trade Secret | 2018 | 2019
20252-215912-02 | Xcel Energy | 85 | 13781 | IOU | 03129977 | 4.93 | Solar |  |  | Interconnected | Trade Secret | Trade | SOU | SOU086 | Residential | Solar*Rewards | Trade Secret | 2018 | 2019
20252-215912-02 | Xcel Energy | 85 | 13781 | IOU | 03129978 | 7.616 | Solar |  |  | Interconnected | Trade Secret | Trade | SOU | SOU072 | Residential | Solar*Rewards | Trade Secret | 2018 | 2019
20252-215912-02 | Xcel Energy | 85 | 13781 | IOU | 03129979 | 11.39 | Solar |  |  | Interconnected | Trade Secret | Trade | HSN | HSN311 | Residential | Solar*Rewards | Trade Secret | 2018 | 2019
20252-215912-02 | Xcel Energy | 85 | 13781 | IOU | 03129980 | 120 | Solar |  |  | Interconnected | Trade Secret | Trade | PKL | PKL071 | Commercial |  | Trade Secret | 2018 | 2019
20252-215912-02 | Xcel Energy | 85 | 13781 | IOU | 03129981 | 4.32 | Solar |  |  | Interconnected | Trade Secret | Trade | HWW | HWW062 | Residential | Solar*Rewards | Trade Secret | 2018 | 2019
20252-215912-02 | Xcel Energy | 85 | 13781 | IOU | 03129982 | 11.39 | Solar |  |  | Withdrawn | Trade Secret | Trade | AFT | AFT314 | Residential | Solar*Rewards | Trade Secret | 2018
20252-215912-02 | Xcel Energy | 85 | 13781 | IOU | 03129983 | 4.8 | Solar |  |  | Interconnected | Trade Secret | Trade | LLK | LLK061 | Residential | Solar*Rewards | Trade Secret | 2018 | 2019
20252-215912-02 | Xcel Energy | 85 | 13781 | IOU | 03129984 | 120 | Solar |  |  | Interconnected | Trade Secret | Trade | WSG | WSG361 | Commercial |  | Trade Secret | 2018 | 2019
20252-215912-02 | Xcel Energy | 85 | 13781 | IOU | 03129985 | 9.6 | Solar |  |  | Interconnected | Trade Secret | Trade | SCA | SCA021 | Residential | Solar*Rewards | Trade Secret | 2018 | 2019
20252-215912-02 | Xcel Energy | 85 | 13781 | IOU | 03129986 | 150.216 | Solar |  |  | Interconnected | Trade Secret | Trade | SLP | SLP096 | Commercial |  | Trade Secret | 2018 | 2019
20252-215912-02 | Xcel Energy | 85 | 13781 | IOU | 03129987 | 6 | Solar |  |  | Interconnected | Trade Secret | Trade | OPK | OPK073 | Residential | Solar*Rewards | Trade Secret | 2018 | 2019
20252-215912-02 | Xcel Energy | 85 | 13781 | IOU | 03129988 | 6 | Solar |  |  | Interconnected | Trade Secret | Trade | WCR | WCR063 | Residential | Solar*Rewards | Trade Secret | 2018 | 2019
20252-215912-02 | Xcel Energy | 85 | 13781 | IOU | 03129989 | 4.32 | Solar |  |  | Interconnected | Trade Secret | Trade | ALD | ALD084 | Residential | Solar*Rewards | Trade Secret | 2018 | 2019
20252-215912-02 | Xcel Energy | 85 | 13781 | IOU | 03129990 | 8.16 | Solar |  |  | Interconnected | Trade Secret | Trade | WDY | WDY311 | Residential | Solar*Rewards | Trade Secret | 2018 | 2019
20252-215912-02 | Xcel Energy | 85 | 13781 | IOU | 03129991 | 13.625 | Solar |  |  | Interconnected | Trade Secret | Trade | TER | TER061 | Commercial | Solar*Rewards | Trade Secret | 2018 | 2019
20252-215912-02 | Xcel Energy | 85 | 13781 | IOU | 03129992 | 3.36 | Solar |  |  | Withdrawn | Trade Secret | Trade | MPK | MPK082 | Residential | Solar*Rewards | Trade Secret | 2018
20252-215912-02 | Xcel Energy | 85 | 13781 | IOU | 03129993 | 12 | Solar |  |  | Withdrawn | Trade Secret | Trade |  |  | Residential | Solar*Rewards | Trade Secret | 2018
20252-215912-02 | Xcel Energy | 85 | 13781 | IOU | 03129994 | 6.3 | Solar |  |  | Interconnected | Trade Secret | Trade | SOU | SOU061 | Residential | Solar*Rewards | Trade Secret | 2018 | 2019
20252-215912-02 | Xcel Energy | 85 | 13781 | IOU | 03129995 | 7.83 | Solar |  |  | Interconnected | Trade Secret | Trade | CHI | CHI311 | Residential | Solar*Rewards | Trade Secret | 2018 | 2019
20252-215912-02 | Xcel Energy | 85 | 13781 | IOU | 03129996 | 5.52 | Solar |  |  | Interconnected | Trade Secret | Trade | CGR | CGR072 | Residential | Solar*Rewards | Trade Secret | 2018 | 2019
20252-215912-02 | Xcel Energy | 85 | 13781 | IOU | 03129997 | 3.6 | Solar |  |  | Interconnected | Trade Secret | Trade | EXC | EXC062 | Residential | Solar*Rewards | Trade Secret | 2018 | 2019
20252-215912-02 | Xcel Energy | 85 | 13781 | IOU | 03129998 | 6.96 | Solar |  |  | Interconnected | Trade Secret | Trade | APA | APA068 | Residential | Solar*Rewards | Trade Secret | 2018 | 2019
20252-215912-02 | Xcel Energy | 85 | 13781 | IOU | 03129999 | 1.575 | Solar |  |  | Interconnected | Trade Secret | Trade | TER | TER062 | Residential | Solar*Rewards | Trade Secret | 2018 | 2019
20252-215912-02 | Xcel Energy | 85 | 13781 | IOU | 03130000 | 4.08 | Solar |  |  | Active Application | Trade Secret | Trade | MPK | MPK071 | Residential | Solar*Rewards | Trade Secret | 2018
20252-215912-02 | Xcel Energy | 85 | 13781 | IOU | 03130001 | 33.3 | Solar |  |  | Interconnected | Trade Secret | Trade | ALD | ALD085 | Commercial | Solar*Rewards | Trade Secret | 2018 | 2020
20252-215912-02 | Xcel Energy | 85 | 13781 | IOU | 03130002 | 33.3 | Solar |  |  | Withdrawn | Trade Secret | Trade | SOU | SOU082 | Residential | Solar*Rewards | Trade Secret | 2018
20252-215912-02 | Xcel Energy | 85 | 13781 | IOU | 03130003 | 33.3 | Solar |  |  | Interconnected | Trade Secret | Trade | WIL | WIL063 | Commercial | Solar*Rewards | Trade Secret | 2018 | 2020
20252-215912-02 | Xcel Energy | 85 | 13781 | IOU | 03130004 | 33.3 | Solar |  |  | Interconnected | Trade Secret | Trade | WIL | WIL063 | Commercial | Solar*Rewards | Trade Secret | 2018 | 2020
20252-215912-02 | Xcel Energy | 85 | 13781 | IOU | 03130005 | 33.3 | Solar |  |  | Interconnected | Trade Secret | Trade | XRD | XRD061 | Commercial | Solar*Rewards | Trade Secret | 2018 | 2019
20252-215912-02 | Xcel Energy | 85 | 13781 | IOU | 03130006 | 3.12 | Solar |  |  | Interconnected | Trade Secret | Trade | RLK | RLK069 | Residential | Solar*Rewards | Trade Secret | 2018 | 2019
20252-215912-02 | Xcel Energy | 85 | 13781 | IOU | 03130007 | 3.84 | Solar |  |  | Interconnected | Trade Secret | Trade | UPP | UPP084 | Residential | Solar*Rewards | Trade Secret | 2018 | 2019
20252-215912-02 | Xcel Energy | 85 | 13781 | IOU | 03130008 | 5.28 | Solar |  |  | Interconnected | Trade Secret | Trade | GLK | GLK074 | Residential | Solar*Rewards | Trade Secret | 2018 | 2019
20252-215912-02 | Xcel Energy | 85 | 13781 | IOU | 03130009 | 4.41 | Solar |  |  | Interconnected | Trade Secret | Trade | MPK | MPK063 | Residential | Solar*Rewards | Trade Secret | 2018 | 2019
20252-215912-02 | Xcel Energy | 85 | 13781 | IOU | 03130010 | 9.28 | Solar |  |  | Interconnected | Trade Secret | Trade | LCR | LCR311 | Residential | Solar*Rewards | Trade Secret | 2018 | 2019
20252-215912-02 | Xcel Energy | 85 | 13781 | IOU | 03130011 | 8.41 | Solar |  |  | Withdrawn | Trade Secret | Trade | AVN | AVN021 | Residential | Solar*Rewards | Trade Secret | 2018
20252-215912-02 | Xcel Energy | 85 | 13781 | IOU | 03130012 | 3.36 | Solar |  |  | Interconnected | Trade Secret | Trade | LLK | LLK071 | Residential | Solar*Rewards | Trade Secret | 2018 | 2019
20252-215912-02 | Xcel Energy | 85 | 13781 | IOU | 03130013 | 3.84 | Solar |  |  | Interconnected | Trade Secret | Trade | SOU | SOU086 | Residential | Solar*Rewards | Trade Secret | 2018 | 2019
20252-215912-02 | Xcel Energy | 85 | 13781 | IOU | 03130014 | 2.64 | Solar |  |  | Interconnected | Trade Secret | Trade | ALD | ALD073 | Residential | Solar*Rewards | Trade Secret | 2018 | 2019
20252-215912-02 | Xcel Energy | 85 | 13781 | IOU | 03130015 | 8.4 | Solar |  |  | Interconnected | Trade Secret | Trade | HWW | HWW074 | Residential | Solar*Rewards | Trade Secret | 2018 | 2019
20252-215912-02 | Xcel Energy | 85 | 13781 | IOU | 03130016 | 7.54 | Solar |  |  | Interconnected | Trade Secret | Trade | WSG | WSG361 | Residential | Solar*Rewards | Trade Secret | 2018 | 2019
20252-215912-02 | Xcel Energy | 85 | 13781 | IOU | 03130017 | 5.04 | Solar |  |  | Interconnected | Trade Secret | Trade | MPK | MPK074 | Residential | Solar*Rewards | Trade Secret | 2018 | 2019
20252-215912-02 | Xcel Energy | 85 | 13781 | IOU | 03130018 | 6.72 | Solar |  |  | Interconnected | Trade Secret | Trade | MPK | MPK084 | Residential | Solar*Rewards | Trade Secret | 2018 | 2019
20252-215912-02 | Xcel Energy | 85 | 13781 | IOU | 03130019 | 4.8 | Solar |  |  | Interconnected | Trade Secret | Trade | OAD | OAD064 | Residential | Solar*Rewards | Trade Secret | 2018 | 2019
20252-215912-02 | Xcel Energy | 85 | 13781 | IOU | 03130020 | 3.5 | Solar |  |  | Interconnected | Trade Secret | Trade | SOU | SOU081 | Residential | Solar*Rewards | Trade Secret | 2018 | 2019
20252-215912-02 | Xcel Energy | 85 | 13781 | IOU | 03130021 | 3.48 | Solar |  |  | Interconnected | Trade Secret | Trade | ECK | ECK321 | Residential | Solar*Rewards | Trade Secret | 2018 | 2019
20252-215912-02 | Xcel Energy | 85 | 13781 | IOU | 03130022 | 9.57 | Solar |  |  | Interconnected | Trade Secret | Trade | RPL | RPL064 | Residential | Solar*Rewards | Trade Secret | 2018 | 2019
20252-215912-02 | Xcel Energy | 85 | 13781 | IOU | 03130023 | 5.8 | Solar |  |  | Interconnected | Trade Secret | Trade | EDA | EDA072 | Residential | Solar*Rewards | Trade Secret | 2018 | 2019
20252-215912-02 | Xcel Energy | 85 | 13781 | IOU | 03130024 | 1.92 | Solar |  |  | Interconnected | Trade Secret | Trade | SOU | SOU072 | Residential | Solar*Rewards | Trade Secret | 2018 | 2019
20252-215912-02 | Xcel Energy | 85 | 13781 | IOU | 03130025 | 7.63 | Solar |  |  | Interconnected | Trade Secret | Trade | WRR | WRR075 | Commercial | Solar*Rewards | Trade Secret | 2018 | 2019
20252-215912-02 | Xcel Energy | 85 | 13781 | IOU | 03130026 | 23.51 | Solar |  |  | Active Application | Trade Secret | Trade | SHP | SHP062 | Commercial | Solar*Rewards | Trade Secret | 2018
20252-215912-02 | Xcel Energy | 85 | 13781 | IOU | 03130027 | 15.84 | Solar |  |  | Interconnected | Trade Secret | Trade | EKO | EKO021 | Residential | Solar*Rewards | Trade Secret | 2018 | 2019
20252-215912-02 | Xcel Energy | 85 | 13781 | IOU | 03130028 | 10.08 | Solar |  |  | Interconnected | Trade Secret | Trade | AFT | AFT315 | Residential | Solar*Rewards | Trade Secret | 2018 | 2019
20252-215912-02 | Xcel Energy | 85 | 13781 | IOU | 03130029 | 2.88 | Solar |  |  | Interconnected | Trade Secret | Trade | LLK | LLK061 | Residential | Solar*Rewards | Trade Secret | 2018 | 2019
20252-215912-02 | Xcel Energy | 85 | 13781 | IOU | 03130030 | 2.4 | Solar |  |  | Interconnected | Trade Secret | Trade | MPK | MPK082 | Residential | Solar*Rewards | Trade Secret | 2018 | 2019
20252-215912-02 | Xcel Energy | 85 | 13781 | IOU | 03130031 | 32.51 | Solar |  |  | Interconnected | Trade Secret | Trade | RAM | RAM071 | Commercial | Solar*Rewards | Trade Secret | 2018 | 2019
20252-215912-02 | Xcel Energy | 85 | 13781 | IOU | 03130032 | 6.96 | Solar |  |  | Interconnected | Trade Secret | Trade | MEL | MEL079 | Residential | Solar*Rewards | Trade Secret | 2018 | 2019
20252-215912-02 | Xcel Energy | 85 | 13781 | IOU | 03130033 | 33.3 | Solar |  |  | Withdrawn | Trade Secret | Trade |  |  | Residential | Solar*Rewards | Trade Secret | 2018
20252-215912-02 | Xcel Energy | 85 | 13781 | IOU | 03130034 | 4.8 | Solar |  |  | Interconnected | Trade Secret | Trade | SLP | SLP097 | Residential | Solar*Rewards | Trade Secret | 2018 | 2019
20252-215912-02 | Xcel Energy | 85 | 13781 | IOU | 03130035 | 4.32 | Solar |  |  | Interconnected | Trade Secret | Trade | SOU | SOU075 | Residential | Solar*Rewards | Trade Secret | 2018 | 2019
20252-215912-02 | Xcel Energy | 85 | 13781 | IOU | 03130036 | 6.96 | Solar |  |  | Interconnected | Trade Secret | Trade | ORO | ORO062 | Residential | Solar*Rewards | Trade Secret | 2018 | 2019
20252-215912-02 | Xcel Energy | 85 | 13781 | IOU | 03130037 | 11.39 | Solar |  |  | Withdrawn | Trade Secret | Trade |  |  | Residential | Solar*Rewards | Trade Secret | 2018
20252-215912-02 | Xcel Energy | 85 | 13781 | IOU | 03130038 | 4.32 | Solar |  |  | Interconnected | Trade Secret | Trade | APA | APA073 | Residential | Solar*Rewards | Trade Secret | 2018 | 2019
20252-215912-02 | Xcel Energy | 85 | 13781 | IOU | 03130039 | 8.16 | Solar |  |  | Interconnected | Trade Secret | Trade | REW | REW033 | Residential | Solar*Rewards | Trade Secret | 2018 | 2019
20252-215912-02 | Xcel Energy | 85 | 13781 | IOU | 03130040 | 33.3 | Solar |  |  | Interconnected | Trade Secret | Trade | PKL | PKL064 | Commercial | Solar*Rewards | Trade Secret | 2018 | 2020
20252-215912-02 | Xcel Energy | 85 | 13781 | IOU | 03130041 | 16.24 | Solar |  |  | Interconnected | Trade Secret | Trade | ALB | ALB021 | Residential | Solar*Rewards | Trade Secret | 2018 | 2019
20252-215912-02 | Xcel Energy | 85 | 13781 | IOU | 03130042 | 9.994 | Solar |  |  | Interconnected | Trade Secret | Trade | GNL | GNL071 | Residential | Solar*Rewards | Trade Secret | 2018 | 2019
20252-215912-02 | Xcel Energy | 85 | 13781 | IOU | 03130043 | 8.64 | Solar |  |  | Interconnected | Trade Secret | Trade | GLK | GLK072 | Residential | Solar*Rewards | Trade Secret | 2018 | 2019
20252-215912-02 | Xcel Energy | 85 | 13781 | IOU | 03130044 | 4.35 | Solar |  |  | Interconnected | Trade Secret | Trade | REW | REW032 | Residential | Solar*Rewards | Trade Secret | 2018 | 2019
20252-215912-02 | Xcel Energy | 85 | 13781 | IOU | 03130045 | 5 | Solar |  |  | Interconnected | Trade Secret | Trade | CTF | CTF021 | Commercial | Solar*Rewards | Trade Secret | 2018 | 2019
20252-215912-02 | Xcel Energy | 85 | 13781 | IOU | 03130046 | 7.616 | Solar |  |  | Interconnected | Trade Secret | Trade | AFT | AFT321 | Residential | Solar*Rewards | Trade Secret | 2018 | 2019
20252-215912-02 | Xcel Energy | 85 | 13781 | IOU | 03130047 | 5.04 | Solar |  |  | Interconnected | Trade Secret | Trade | BCR | BCR083 | Residential | Solar*Rewards | Trade Secret | 2018 | 2019
20252-215912-02 | Xcel Energy | 85 | 13781 | IOU | 03130048 | 3.36 | Solar |  |  | Interconnected | Trade Secret | Trade | MST | MST071 | Residential | Solar*Rewards | Trade Secret | 2018 | 2020
20252-215912-02 | Xcel Energy | 85 | 13781 | IOU | 03130049 | 12 | Solar |  |  | Interconnected | Trade Secret | Trade | HUG | HUG321 | Residential | Solar*Rewards | Trade Secret | 2018 | 2019
20252-215912-02 | Xcel Energy | 85 | 13781 | IOU | 03130050 | 7.83 | Solar |  |  | Interconnected | Trade Secret | Trade | MST | MST068 | Residential | Solar*Rewards | Trade Secret | 2018 | 2020
20252-215912-02 | Xcel Energy | 85 | 13781 | IOU | 03130051 | 9.994 | Solar |  |  | Withdrawn | Trade Secret | Trade | NMC | NMC082 | Residential | Solar*Rewards | Trade Secret | 2018
20252-215912-02 | Xcel Energy | 85 | 13781 | IOU | 03130052 | 10.32 | Solar |  |  | Interconnected | Trade Secret | Trade | WSG | WSG352 | Residential | Solar*Rewards | Trade Secret | 2018 | 2019
20252-215912-02 | Xcel Energy | 85 | 13781 | IOU | 03130053 | 9.45 | Solar |  |  | Interconnected | Trade Secret | Trade | WCR | WCR063 | Residential | Solar*Rewards | Trade Secret | 2018 | 2019
20252-215912-02 | Xcel Energy | 85 | 13781 | IOU | 03130054 | 2.64 | Solar |  |  | Interconnected | Trade Secret | Trade | SOU | SOU064 | Residential | Solar*Rewards | Trade Secret | 2018 | 2019
20252-215912-02 | Xcel Energy | 85 | 13781 | IOU | 03130055 | 10.44 | Solar |  |  | Interconnected | Trade Secret | Trade | STY | STY071 | Residential | Solar*Rewards | Trade Secret | 2018 | 2019
20252-215912-02 | Xcel Energy | 85 | 13781 | IOU | 03130056 | 3.12 | Solar |  |  | Interconnected | Trade Secret | Trade | WIL | WIL061 | Residential | Solar*Rewards | Trade Secret | 2018 | 2019
20252-215912-02 | Xcel Energy | 85 | 13781 | IOU | 03130057 | 4.06 | Solar |  |  | Interconnected | Trade Secret | Trade | SOU | SOU079 | Residential | Solar*Rewards | Trade Secret | 2018 | 2019
20252-215912-02 | Xcel Energy | 85 | 13781 | IOU | 03130058 | 3.48 | Solar |  |  | Interconnected | Trade Secret | Trade | SOU | SOU083 | Residential | Solar*Rewards | Trade Secret | 2018 | 2020
20252-215912-02 | Xcel Energy | 85 | 13781 | IOU | 03130059 | 4.08 | Solar |  |  | Interconnected | Trade Secret | Trade | TER | TER062 | Residential | Solar*Rewards | Trade Secret | 2018 | 2019
20252-215912-02 | Xcel Energy | 85 | 13781 | IOU | 03130060 | 5.52 | Solar |  |  | Interconnected | Trade Secret | Trade | ECK | ECK082 | Residential | Solar*Rewards | Trade Secret | 2018 | 2019
20252-215912-02 | Xcel Energy | 85 | 13781 | IOU | 03130061 | 5.76 | Solar |  |  | Interconnected | Trade Secret | Trade | MHW | MHW311 | Residential | Solar*Rewards | Trade Secret | 2018 | 2019
20252-215912-02 | Xcel Energy | 85 | 13781 | IOU | 03130062 | 9.994 | Solar |  |  | Interconnected | Trade Secret | Trade | ALT | ALT021 | Residential | Solar*Rewards | Trade Secret | 2018 | 2019
20252-215912-02 | Xcel Energy | 85 | 13781 | IOU | 03130063 | 12.956 | Solar |  |  | Interconnected | Trade Secret | Trade | BUR | BUR032 | Residential | Solar*Rewards | Trade Secret | 2018 | 2019
20252-215912-02 | Xcel Energy | 85 | 13781 | IOU | 03130064 | 8.64 | Solar |  |  | Interconnected | Trade Secret | Trade | WCR | WCR062 | Residential | Solar*Rewards | Trade Secret | 2018 | 2019
20252-215912-02 | Xcel Energy | 85 | 13781 | IOU | 03130065 | 20.3 | Solar |  |  | Interconnected | Trade Secret | Trade | SCH | SCH211 | Residential | Solar*Rewards | Trade Secret | 2018 | 2019
20252-215912-02 | Xcel Energy | 85 | 13781 | IOU | 03130066 | 19.999 | Solar |  |  | Interconnected | Trade Secret | Trade | OAD | OAD073 | Commercial | Solar*Rewards | Trade Secret | 2018 | 2020
20252-215912-02 | Xcel Energy | 85 | 13781 | IOU | 03130067 | 7.68 | Solar |  |  | Interconnected | Trade Secret | Trade | LAC | LAC063 | Residential | Solar*Rewards | Trade Secret | 2018 | 2019
20252-215912-02 | Xcel Energy | 85 | 13781 | IOU | 03130068 | 3.84 | Solar |  |  | Interconnected | Trade Secret | Trade | SOU | SOU086 | Residential | Solar*Rewards | Trade Secret | 2018 | 2019
20252-215912-02 | Xcel Energy | 85 | 13781 | IOU | 03130069 | 5.76 | Solar |  |  | Interconnected | Trade Secret | Trade | GSL | GSL341 | Residential | Solar*Rewards | Trade Secret | 2018 | 2019
20252-215912-02 | Xcel Energy | 85 | 13781 | IOU | 03130070 | 7.44 | Solar |  |  | Interconnected | Trade Secret | Trade | APA | APA071 | Commercial | Solar*Rewards | Trade Secret | 2018 | 2019
20252-215912-02 | Xcel Energy | 85 | 13781 | IOU | 03130071 | 39.998 | Solar |  |  | Interconnected | Trade Secret | Trade | GRC | GRC063 | Commercial | Solar*Rewards | Trade Secret | 2018 | 2020
20252-215912-02 | Xcel Energy | 85 | 13781 | IOU | 03130072 | 5.28 | Solar |  |  | Withdrawn | Trade Secret | Trade | UPP | UPP084 | Residential | Solar*Rewards | Trade Secret | 2018
20252-215912-02 | Xcel Energy | 85 | 13781 | IOU | 03130073 | 13.616 | Solar |  |  | Interconnected | Trade Secret | Trade | MAZ | MAZ021 | Residential | Solar*Rewards | Trade Secret | 2018 | 2019
20252-215912-02 | Xcel Energy | 85 | 13781 | IOU | 03130074 | 19.88 | Solar |  |  | Interconnected | Trade Secret | Trade | LAC | LAC063 | Commercial | Solar*Rewards | Trade Secret | 2018 | 2019
20252-215912-02 | Xcel Energy | 85 | 13781 | IOU | 03130075 | 4.8 | Solar |  |  | Interconnected | Trade Secret | Trade | OSS | OSS071 | Residential | Solar*Rewards | Trade Secret | 2018 | 2019
20252-215912-02 | Xcel Energy | 85 | 13781 | IOU | 03130076 | 4.32 | Solar |  |  | Interconnected | Trade Secret | Trade | FAP | FAP061 | Residential | Solar*Rewards | Trade Secret | 2018 | 2019
20252-215912-02 | Xcel Energy | 85 | 13781 | IOU | 03130077 | 8.12 | Solar |  |  | Withdrawn | Trade Secret | Trade | DND | DND062 | Residential | Solar*Rewards | Trade Secret | 2018
20252-215912-02 | Xcel Energy | 85 | 13781 | IOU | 03130078 | 4.8 | Solar |  |  | Interconnected | Trade Secret | Trade | RLK | RLK072 | Residential | Solar*Rewards | Trade Secret | 2018 | 2019
20252-215912-02 | Xcel Energy | 85 | 13781 | IOU | 03130079 | 4.32 | Solar |  |  | Interconnected | Trade Secret | Trade | MOL | MOL078 | Residential | Solar*Rewards | Trade Secret | 2018 | 2019
20252-215912-02 | Xcel Energy | 85 | 13781 | IOU | 03130080 | 31.378 | Solar |  |  | Active Application | Trade Secret | Trade | SMT | SMT062 | Commercial | Solar*Rewards | Trade Secret | 2018
20252-215912-02 | Xcel Energy | 85 | 13781 | IOU | 03130081 | 83.372 | Solar |  |  | Active Application | Trade Secret | Trade | DBL | DBL082 | Commercial |  | Trade Secret | 2018
20252-215912-02 | Xcel Energy | 85 | 13781 | IOU | 03130082 | 212.716 | Solar |  |  | Active Application | Trade Secret | Trade | DBL | DBL082 | Commercial |  | Trade Secret | 2018
20252-215912-02 | Xcel Energy | 85 | 13781 | IOU | 03130083 | 7.616 | Solar |  |  | Interconnected | Trade Secret | Trade | HUG | HUG321 | Residential | Solar*Rewards | Trade Secret | 2018 | 2019
20252-215912-02 | Xcel Energy | 85 | 13781 | IOU | 03130084 | 7.44 | Solar |  |  | Interconnected | Trade Secret | Trade | HUG | HUG321 | Residential | Solar*Rewards | Trade Secret | 2018 | 2019
20252-215912-02 | Xcel Energy | 85 | 13781 | IOU | 03130085 | 3.84 | Solar |  | X | Interconnected | Trade Secret | Trade | TER | TER062 | Residential | Solar*Rewards | Trade Secret | 2018 | 2019
20252-215912-02 | Xcel Energy | 85 | 13781 | IOU | 03130086 | 19.999 | Solar |  |  | Withdrawn | Trade Secret | Trade | RLK | RLK069 | Residential | Solar*Rewards | Trade Secret | 2018
20252-215912-02 | Xcel Energy | 85 | 13781 | IOU | 03130089 | 33.3 | Solar |  |  | Interconnected | Trade Secret | Trade | ALD | ALD082 | Commercial | Solar*Rewards | Trade Secret | 2018 | 2019
20252-215912-02 | Xcel Energy | 85 | 13781 | IOU | 03130090 | 39.998 | Solar |  |  | Interconnected | Trade Secret | Trade | ALD | ALD082 | Commercial | Solar*Rewards | Trade Secret | 2018 | 2019
20252-215912-02 | Xcel Energy | 85 | 13781 | IOU | 03130091 | 4.93 | Solar |  |  | Interconnected | Trade Secret | Trade | SOU | SOU079 | Residential | Solar*Rewards | Trade Secret | 2018 | 2019
20252-215912-02 | Xcel Energy | 85 | 13781 | IOU | 03130092 | 4.64 | Solar |  |  | Interconnected | Trade Secret | Trade | UPP | UPP082 | Residential | Solar*Rewards | Trade Secret | 2018 | 2019
20252-215912-02 | Xcel Energy | 85 | 13781 | IOU | 03130093 | 4.06 | Solar |  |  | Interconnected | Trade Secret | Trade | SCA | SCA021 | Residential | Solar*Rewards | Trade Secret | 2018 | 2019
20252-215912-02 | Xcel Energy | 85 | 13781 | IOU | 03130094 | 5.76 | Solar |  |  | Interconnected | Trade Secret | Trade | MPK | MPK074 | Residential | Solar*Rewards | Trade Secret | 2018 | 2019
20252-215912-02 | Xcel Energy | 85 | 13781 | IOU | 03130095 | 5 | Solar |  |  | Interconnected | Trade Secret | Trade | SLP | SLP092 | Residential | Solar*Rewards | Trade Secret | 2018 | 2019
20252-215912-02 | Xcel Energy | 85 | 13781 | IOU | 03130096 | 7.616 | Solar |  |  | Interconnected | Trade Secret | Trade | OAD | OAD072 | Residential | Solar*Rewards | Trade Secret | 2018 | 2019
20252-215912-02 | Xcel Energy | 85 | 13781 | IOU | 03130097 | 3.747 | Solar |  |  | Withdrawn | Trade Secret | Trade | HWW | HWW062 | Residential | Solar*Rewards | Trade Secret | 2018
20252-215912-02 | Xcel Energy | 85 | 13781 | IOU | 03130098 | 5 | Solar |  |  | Withdrawn | Trade Secret | Trade | SOU | SOU064 | Residential | Solar*Rewards | Trade Secret | 2018
20252-215912-02 | Xcel Energy | 85 | 13781 | IOU | 03130099 | 3.747 | Solar |  |  | Interconnected | Trade Secret | Trade | SLP | SLP071 | Residential | Solar*Rewards | Trade Secret | 2018 | 2019
20252-215912-02 | Xcel Energy | 85 | 13781 | IOU | 03130100 | 29.02 | Solar |  |  | Interconnected | Trade Secret | Trade | WRR | WRR081 | Commercial | Solar*Rewards | Trade Secret | 2018 | 2019
20252-215912-02 | Xcel Energy | 85 | 13781 | IOU | 03130101 | 33.3 | Solar |  |  | Active Application | Trade Secret | Trade | MEL | MEL073 | Commercial | Solar*Rewards | Trade Secret | 2018
20252-215912-02 | Xcel Energy | 85 | 13781 | IOU | 03130102 | 2.88 | Solar |  |  | Interconnected | Trade Secret | Trade | SOU | SOU083 | Residential | Solar*Rewards | Trade Secret | 2018 | 2019
20252-215912-02 | Xcel Energy | 85 | 13781 | IOU | 03130103 | 2.5 | Solar |  |  | Interconnected | Trade Secret | Trade | WIL | WIL071 | Residential | Solar*Rewards | Trade Secret | 2018 | 2020
20252-215912-02 | Xcel Energy | 85 | 13781 | IOU | 03130104 | 7.616 | Solar |  |  | Interconnected | Trade Secret | Trade | MST | MST075 | Residential | Solar*Rewards | Trade Secret | 2018 | 2019
20252-215912-02 | Xcel Energy | 85 | 13781 | IOU | 03130105 | 6 | Solar |  |  | Interconnected | Trade Secret | Trade | HSN | HSN312 | Residential | Solar*Rewards | Trade Secret | 2018 | 2019
20252-215912-02 | Xcel Energy | 85 | 13781 | IOU | 03130106 | 8.64 | Solar |  |  | Interconnected | Trade Secret | Trade | WDY | WDY312 | Residential | Solar*Rewards | Trade Secret | 2018 | 2019
20252-215912-02 | Xcel Energy | 85 | 13781 | IOU | 03130107 | 7.616 | Solar |  |  | Interconnected | Trade Secret | Trade | ALT | ALT021 | Residential | Solar*Rewards | Trade Secret | 2018 | 2019
20252-215912-02 | Xcel Energy | 85 | 13781 | IOU | 03130108 | 7.616 | Solar |  |  | Interconnected | Trade Secret | Trade | ALD | ALD095 | Residential | Solar*Rewards | Trade Secret | 2018 | 2019
20252-215912-02 | Xcel Energy | 85 | 13781 | IOU | 03130109 | 15.232 | Solar |  |  | Interconnected | Trade Secret | Trade | GRC | GRC313 | Commercial | Solar*Rewards | Trade Secret | 2018 | 2019
20252-215912-02 | Xcel Energy | 85 | 13781 | IOU | 03130110 | 17.61 | Solar |  |  | Interconnected | Trade Secret | Trade | GRC | GRC313 | Commercial | Solar*Rewards | Trade Secret | 2018 | 2019
20252-215912-02 | Xcel Energy | 85 | 13781 | IOU | 03130111 | 7.616 | Solar |  |  | Interconnected | Trade Secret | Trade | SOU | SOU063 | Residential | Solar*Rewards | Trade Secret | 2018 | 2019
20252-215912-02 | Xcel Energy | 85 | 13781 | IOU | 03130112 | 4.8 | Solar |  |  | Interconnected | Trade Secret | Trade | SOU | SOU083 | Residential | Solar*Rewards | Trade Secret | 2018 | 2019
20252-215912-02 | Xcel Energy | 85 | 13781 | IOU | 03130113 | 6 | Solar |  |  | Interconnected | Trade Secret | Trade | HOL | HOL071 | Residential | Solar*Rewards | Trade Secret | 2018 | 2019
20252-215912-02 | Xcel Energy | 85 | 13781 | IOU | 03130114 | 19.988 | Solar |  |  | Interconnected | Trade Secret | Trade | OPK | OPK073 | Residential | Solar*Rewards | Trade Secret | 2018 | 2019
20252-215912-02 | Xcel Energy | 85 | 13781 | IOU | 03130115 | 4.08 | Solar |  |  | Interconnected | Trade Secret | Trade | WIN | WIN043 | Commercial | Solar*Rewards | Trade Secret | 2018 | 2019
20252-215912-02 | Xcel Energy | 85 | 13781 | IOU | 03130116 | 19.999 | Solar |  |  | Interconnected | Trade Secret | Trade | WES | WES063 | Commercial | Solar*Rewards | Trade Secret | 2018 | 2020
20252-215912-02 | Xcel Energy | 85 | 13781 | IOU | 03130117 | 3.747 | Solar |  |  | Interconnected | Trade Secret | Trade | TLK | TLK061 | Residential | Solar*Rewards | Trade Secret | 2018 | 2019
20252-215912-02 | Xcel Energy | 85 | 13781 | IOU | 03130118 | 39.998 | Solar |  |  | Interconnected | Trade Secret | Trade | EKO | EKO021 | Commercial | Solar*Rewards | Trade Secret | 2018 | 2019
20252-215912-02 | Xcel Energy | 85 | 13781 | IOU | 03130119 | 2.88 | Solar |  |  | Interconnected | Trade Secret | Trade | WES | WES076 | Residential | Solar*Rewards | Trade Secret | 2018 | 2019
20252-215912-02 | Xcel Energy | 85 | 13781 | IOU | 03130120 | 6.24 | Solar |  |  | Interconnected | Trade Secret | Trade | GLK | GLK064 | Residential | Solar*Rewards | Trade Secret | 2018 | 2019
20252-215912-02 | Xcel Energy | 85 | 13781 | IOU | 03130121 | 38.012 | Solar |  |  | Interconnected | Trade Secret | Trade | ALT | ALT021 | Commercial | Solar*Rewards | Trade Secret | 2018 | 2019
20252-215912-02 | Xcel Energy | 85 | 13781 | IOU | 03130122 | 29.02 | Solar |  |  | Interconnected | Trade Secret | Trade | ORO | ORO062 | Commercial | Solar*Rewards | Trade Secret | 2018 | 2019
20252-215912-02 | Xcel Energy | 85 | 13781 | IOU | 03130123 | 29.02 | Solar |  |  | Interconnected | Trade Secret | Trade | ORO | ORO062 | Commercial | Solar*Rewards | Trade Secret | 2018 | 2019
20252-215912-02 | Xcel Energy | 85 | 13781 | IOU | 03130124 | 5.22 | Solar |  |  | Withdrawn | Trade Secret | Trade | SLP | SLP084 | Residential | Solar*Rewards | Trade Secret | 2018
20252-215912-02 | Xcel Energy | 85 | 13781 | IOU | 03130125 | 2.88 | Solar |  |  | Interconnected | Trade Secret | Trade | WIL | WIL076 | Residential | Solar*Rewards | Trade Secret | 2018 | 2019
20252-215912-02 | Xcel Energy | 85 | 13781 | IOU | 03130126 | 3.36 | Solar |  |  | Interconnected | Trade Secret | Trade | SLP | SLP092 | Residential | Solar*Rewards | Trade Secret | 2018 | 2019
20252-215912-02 | Xcel Energy | 85 | 13781 | IOU | 03130127 | 29.02 | Solar |  |  | Interconnected | Trade Secret | Trade | BYT | BYT071 | Commercial | Solar*Rewards | Trade Secret | 2018 | 2019
20252-215912-02 | Xcel Energy | 85 | 13781 | IOU | 03130128 | 5.04 | Solar |  |  | Interconnected | Trade Secret | Trade | APA | APA073 | Residential | Solar*Rewards | Trade Secret | 2018 | 2019
20252-215912-02 | Xcel Energy | 85 | 13781 | IOU | 03130129 | 4.08 | Solar |  |  | Interconnected | Trade Secret | Trade | APA | APA073 | Residential | Solar*Rewards | Trade Secret | 2018 | 2023
20252-215912-02 | Xcel Energy | 85 | 13781 | IOU | 03130130 | 5.52 | Solar |  |  | Interconnected | Trade Secret | Trade | WES | WES076 | Residential | Solar*Rewards | Trade Secret | 2018 | 2019
20252-215912-02 | Xcel Energy | 85 | 13781 | IOU | 03130131 | 6.96 | Solar |  |  | Interconnected | Trade Secret | Trade | MPK | MPK071 | Residential | Solar*Rewards | Trade Secret | 2018 | 2019
20252-215912-02 | Xcel Energy | 85 | 13781 | IOU | 03130132 | 3.84 | Solar |  |  | Interconnected | Trade Secret | Trade | SLP | SLP084 | Residential | Solar*Rewards | Trade Secret | 2018 | 2019
20252-215912-02 | Xcel Energy | 85 | 13781 | IOU | 03130133 | 6.67 | Solar |  |  | Withdrawn | Trade Secret | Trade |  |  | Residential | Solar*Rewards | Trade Secret | 2018
20252-215912-02 | Xcel Energy | 85 | 13781 | IOU | 03130134 | 3.465 | Solar |  |  | Interconnected | Trade Secret | Trade | RAM | RAM073 | Residential | Solar*Rewards | Trade Secret | 2018 | 2019
20252-215912-02 | Xcel Energy | 85 | 13781 | IOU | 03130135 | 7.625 | Solar |  |  | Interconnected | Trade Secret | Trade | ALB | ALB022 | Residential | Solar*Rewards | Trade Secret | 2018 | 2019
20252-215912-02 | Xcel Energy | 85 | 13781 | IOU | 03130136 | 9.994 | Solar |  |  | Withdrawn | Trade Secret | Trade |  |  | Residential | Solar*Rewards | Trade Secret | 2018
20252-215912-02 | Xcel Energy | 85 | 13781 | IOU | 03130137 | 6 | Solar |  |  | Interconnected | Trade Secret | Trade | RCH | RCH061 | Residential | Solar*Rewards | Trade Secret | 2018 | 2019
20252-215912-02 | Xcel Energy | 85 | 13781 | IOU | 03130138 | 9.994 | Solar |  |  | Interconnected | Trade Secret | Trade | WES | WES073 | Commercial | Solar*Rewards | Trade Secret | 2018 | 2020
20252-215912-02 | Xcel Energy | 85 | 13781 | IOU | 03130139 | 7.625 | Solar |  |  | Interconnected | Trade Secret | Trade | WES | WES062 | Commercial | Solar*Rewards | Trade Secret | 2018 | 2020
20252-215912-02 | Xcel Energy | 85 | 13781 | IOU | 03130140 | 36 | Solar |  |  | Withdrawn | Trade Secret | Trade |  |  | Residential | Solar*Rewards | Trade Secret | 2018
20252-215912-02 | Xcel Energy | 85 | 13781 | IOU | 03130141 | 3.48 | Solar |  |  | Interconnected | Trade Secret | Trade | TWL | TWL068 | Residential | Solar*Rewards | Trade Secret | 2018 | 2019
20252-215912-02 | Xcel Energy | 85 | 13781 | IOU | 03130142 | 4.8 | Solar |  |  | Interconnected | Trade Secret | Trade | GLK | GLK071 | Commercial | Solar*Rewards | Trade Secret | 2018 | 2019
20252-215912-02 | Xcel Energy | 85 | 13781 | IOU | 03130143 | 9.994 | Solar |  |  | Interconnected | Trade Secret | Trade | EBL | EBL084 | Residential | Solar*Rewards | Trade Secret | 2018 | 2019
20252-215912-02 | Xcel Energy | 85 | 13781 | IOU | 03130144 | 15.232 | Solar |  |  | Interconnected | Trade Secret | Trade | MND | MND063 | Commercial | Solar*Rewards | Trade Secret | 2018 | 2019
20252-215912-02 | Xcel Energy | 85 | 13781 | IOU | 03130145 | 7.2 | Solar |  |  | Interconnected | Trade Secret | Trade | HUG | HUG312 | Residential | Solar*Rewards | Trade Secret | 2018 | 2019
20252-215912-02 | Xcel Energy | 85 | 13781 | IOU | 03130146 | 2.64 | Solar |  |  | Interconnected | Trade Secret | Trade | AFT | AFT314 | Residential | Solar*Rewards | Trade Secret | 2018 | 2019
20252-215912-02 | Xcel Energy | 85 | 13781 | IOU | 03130147 | 3.84 | Solar |  |  | Interconnected | Trade Secret | Trade | TWL | TWL066 | Residential | Solar*Rewards | Trade Secret | 2018 | 2019
20252-215912-02 | Xcel Energy | 85 | 13781 | IOU | 03130148 | 7.44 | Solar |  |  | Interconnected | Trade Secret | Trade | SLP | SLP081 | Residential | Solar*Rewards | Trade Secret | 2018 | 2019
20252-215912-02 | Xcel Energy | 85 | 13781 | IOU | 03130149 | 6.24 | Solar |  |  | Interconnected | Trade Secret | Trade | STO | STO002 | Commercial | Solar*Rewards | Trade Secret | 2018 | 2020
20252-215912-02 | Xcel Energy | 85 | 13781 | IOU | 03130150 | 233.3 | Solar |  |  | Interconnected | Trade Secret | Trade | SCL | SCL313 | Commercial |  | Trade Secret | 2019 | 2020
20252-215912-02 | Xcel Energy | 85 | 13781 | IOU | 03130151 | 5.8 | Solar |  |  | Interconnected | Trade Secret | Trade | HYL | HYL075 | Residential | Solar*Rewards | Trade Secret | 2019 | 2019
20252-215912-02 | Xcel Energy | 85 | 13781 | IOU | 03130152 | 7.616 | Solar |  |  | Interconnected | Trade Secret | Trade | GVW | GVW022 | Residential | Solar*Rewards | Trade Secret | 2019 | 2019
20252-215912-02 | Xcel Energy | 85 | 13781 | IOU | 03130153 | 7.2 | Solar |  |  | Interconnected | Trade Secret | Trade | STO | STO002 | Commercial | Solar*Rewards | Trade Secret | 2019 | 2020
20252-215912-02 | Xcel Energy | 85 | 13781 | IOU | 03130154 | 6 | Solar |  |  | Interconnected | Trade Secret | Trade | APA | APA068 | Residential | Solar*Rewards | Trade Secret | 2019 | 2019
20252-215912-02 | Xcel Energy | 85 | 13781 | IOU | 03130155 | 7.92 | Solar |  |  | Interconnected | Trade Secret | Trade | MST | MST071 | Residential | Solar*Rewards | Trade Secret | 2019 | 2019
20252-215912-02 | Xcel Energy | 85 | 13781 | IOU | 03130156 | 7.68 | Solar |  |  | Interconnected | Trade Secret | Trade | ALD | ALD084 | Residential | Solar*Rewards | Trade Secret | 2019 | 2019
20252-215912-02 | Xcel Energy | 85 | 13781 | IOU | 03130157 | 5.04 | Solar |  |  | Interconnected | Trade Secret | Trade | RRK | RRK064 | Residential | Solar*Rewards | Trade Secret | 2019 | 2019
20252-215912-02 | Xcel Energy | 85 | 13781 | IOU | 03130158 | 8.4 | Solar |  |  | Interconnected | Trade Secret | Trade | WIL | WIL061 | Residential | Solar*Rewards | Trade Secret | 2019 | 2019
20252-215912-02 | Xcel Energy | 85 | 13781 | IOU | 03130159 | 3.12 | Solar |  |  | Interconnected | Trade Secret | Trade | HWW | HWW074 | Residential | Solar*Rewards | Trade Secret | 2019 | 2019
20252-215912-02 | Xcel Energy | 85 | 13781 | IOU | 03130160 | 5.22 | Solar |  |  | Interconnected | Trade Secret | Trade | CGR | CGR064 | Residential | Solar*Rewards | Trade Secret | 2019 | 2019
20252-215912-02 | Xcel Energy | 85 | 13781 | IOU | 03130161 | 10.4 | Solar |  |  | Interconnected | Trade Secret | Trade | DPN | DPN063 | Residential | Solar*Rewards | Trade Secret | 2019 | 2020
20252-215912-02 | Xcel Energy | 85 | 13781 | IOU | 03130162 | 7.63 | Solar |  |  | Interconnected | Trade Secret | Trade | WES | WES074 | Residential | Solar*Rewards | Trade Secret | 2019 | 2019
20252-215912-02 | Xcel Energy | 85 | 13781 | IOU | 03130163 | 5.22 | Solar |  |  | Interconnected | Trade Secret | Trade | MEL | MEL073 | Residential | Solar*Rewards | Trade Secret | 2019 | 2019
20252-215912-02 | Xcel Energy | 85 | 13781 | IOU | 03130164 | 3.12 | Solar |  |  | Interconnected | Trade Secret | Trade | SOU | SOU069 | Residential | Solar*Rewards | Trade Secret | 2019 | 2019
20252-215912-02 | Xcel Energy | 85 | 13781 | IOU | 03130165 | 4.64 | Solar |  |  | Interconnected | Trade Secret | Trade | SLP | SLP092 | Residential | Solar*Rewards | Trade Secret | 2019 | 2019
20252-215912-02 | Xcel Energy | 85 | 13781 | IOU | 03130166 | 10.4 | Solar |  |  | Withdrawn | Trade Secret | Trade |  |  | Residential | Solar*Rewards | Trade Secret | 2019
20252-215912-02 | Xcel Energy | 85 | 13781 | IOU | 03130167 | 11.41 | Solar |  |  | Interconnected | Trade Secret | Trade | VKG | VKG072 | Residential | Solar*Rewards | Trade Secret | 2019 | 2020
20252-215912-02 | Xcel Energy | 85 | 13781 | IOU | 03130168 | 4.06 | Solar |  |  | Interconnected | Trade Secret | Trade | WDY | WDY311 | Residential | Solar*Rewards | Trade Secret | 2019 | 2019
20252-215912-02 | Xcel Energy | 85 | 13781 | IOU | 03130169 | 4.8 | Solar |  |  | Interconnected | Trade Secret | Trade | WSG | WSG075 | Residential | Solar*Rewards | Trade Secret | 2019 | 2019
20252-215912-02 | Xcel Energy | 85 | 13781 | IOU | 03130170 | 3.747 | Solar |  |  | Interconnected | Trade Secret | Trade | HUG | HUG312 | Residential | Solar*Rewards | Trade Secret | 2019 | 2019
20252-215912-02 | Xcel Energy | 85 | 13781 | IOU | 03130171 | 5.52 | Solar |  |  | Interconnected | Trade Secret | Trade | SOU | SOU075 | Residential | Solar*Rewards | Trade Secret | 2019 | 2019
20252-215912-02 | Xcel Energy | 85 | 13781 | IOU | 03130172 | 2.4 | Solar |  |  | Interconnected | Trade Secret | Trade | SOU | SOU075 | Residential | Solar*Rewards | Trade Secret | 2019 | 2019
20252-215912-02 | Xcel Energy | 85 | 13781 | IOU | 03130173 | 9.86 | Solar |  |  | Interconnected | Trade Secret | Trade | SLP | SLP087 | Residential | Solar*Rewards | Trade Secret | 2019 | 2019
20252-215912-02 | Xcel Energy | 85 | 13781 | IOU | 03130174 | 6.72 | Solar |  |  | Interconnected | Trade Secret | Trade | WSG | WSG076 | Residential | Solar*Rewards | Trade Secret | 2019 | 2019
20252-215912-02 | Xcel Energy | 85 | 13781 | IOU | 03130175 | 7.2 | Solar |  |  | Withdrawn | Trade Secret | Trade |  |  | Residential | Solar*Rewards | Trade Secret | 2019
20252-215912-02 | Xcel Energy | 85 | 13781 | IOU | 03130176 | 12 | Solar |  |  | Interconnected | Trade Secret | Trade | RLK | RLK071 | Residential | Solar*Rewards | Trade Secret | 2019 | 2019
20252-215912-02 | Xcel Energy | 85 | 13781 | IOU | 03130177 | 4.64 | Solar |  |  | Interconnected | Trade Secret | Trade | HWW | HWW062 | Residential | Solar*Rewards | Trade Secret | 2019 | 2019
20252-215912-02 | Xcel Energy | 85 | 13781 | IOU | 03130178 | 5 | Solar |  |  | Interconnected | Trade Secret | Trade | SOU | SOU083 | Residential | Solar*Rewards | Trade Secret | 2019 | 2019
20252-215912-02 | Xcel Energy | 85 | 13781 | IOU | 03130179 | 19.99 | Solar |  |  | Interconnected | Trade Secret | Trade | CTF | CTF021 | Commercial | Solar*Rewards | Trade Secret | 2019 | 2019
20252-215912-02 | Xcel Energy | 85 | 13781 | IOU | 03130180 | 11.39 | Solar |  |  | Interconnected | Trade Secret | Trade | MEL | MEL062 | Residential | Solar*Rewards | Trade Secret | 2019 | 2019
20252-215912-02 | Xcel Energy | 85 | 13781 | IOU | 03130181 | 3.36 | Solar |  |  | Interconnected | Trade Secret | Trade | SOU | SOU085 | Residential | Solar*Rewards | Trade Secret | 2019 | 2019
20252-215912-02 | Xcel Energy | 85 | 13781 | IOU | 03130182 | 7.625 | Solar |  |  | Interconnected | Trade Secret | Trade | APA | APA068 | Residential | Solar*Rewards | Trade Secret | 2019 | 2020
20252-215912-02 | Xcel Energy | 85 | 13781 | IOU | 03130183 | 2.962 | Solar |  |  | Interconnected | Trade Secret | Trade | TWL | TWL063 | Residential | Solar*Rewards | Trade Secret | 2019 | 2020
20252-215912-02 | Xcel Energy | 85 | 13781 | IOU | 03130184 | 1.92 | Solar |  |  | Interconnected | Trade Secret | Trade | TER | TER062 | Residential | Solar*Rewards | Trade Secret | 2019 | 2019
20252-215912-02 | Xcel Energy | 85 | 13781 | IOU | 03130185 | 6.24 | Solar |  |  | Interconnected | Trade Secret | Trade | RPL | RPL064 | Residential | Solar*Rewards | Trade Secret | 2019 | 2019
20252-215912-02 | Xcel Energy | 85 | 13781 | IOU | 03130186 | 6 | Solar |  |  | Interconnected | Trade Secret | Trade | SOU | SOU078 | Residential | Solar*Rewards | Trade Secret | 2019 | 2019
20252-215912-02 | Xcel Energy | 85 | 13781 | IOU | 03130187 | 12.48 | Solar |  |  | Interconnected | Trade Secret | Trade | SCA | SCA021 | Residential | Solar*Rewards | Trade Secret | 2019 | 2019
20252-215912-02 | Xcel Energy | 85 | 13781 | IOU | 03130188 | 9.35 | Solar |  |  | Interconnected | Trade Secret | Trade | WES | WES065 | Residential | Solar*Rewards | Trade Secret | 2019 | 2019
20252-215912-02 | Xcel Energy | 85 | 13781 | IOU | 03130189 | 7.6 | Solar |  |  | Withdrawn | Trade Secret | Trade |  |  | Residential | Solar*Rewards | Trade Secret | 2019
20252-215912-02 | Xcel Energy | 85 | 13781 | IOU | 03130190 | 33.3 | Solar |  |  | Interconnected | Trade Secret | Trade | WRR | WRR075 | Commercial | Solar*Rewards | Trade Secret | 2019 | 2019
20252-215912-02 | Xcel Energy | 85 | 13781 | IOU | 03130191 | 33.3 | Solar |  |  | Interconnected | Trade Secret | Trade | SCL | SCL322 | Commercial | Solar*Rewards | Trade Secret | 2019 | 2020
20252-215912-02 | Xcel Energy | 85 | 13781 | IOU | 03130192 | 9.12 | Solar |  |  | Interconnected | Trade Secret | Trade | GSL | GSL341 | Residential | Solar*Rewards | Trade Secret | 2019 | 2019
20252-215912-02 | Xcel Energy | 85 | 13781 | IOU | 03130193 | 9.994 | Solar |  |  | Interconnected | Trade Secret | Trade | HAS | HAS021 | Residential | Solar*Rewards | Trade Secret | 2019 | 2023
20252-215912-02 | Xcel Energy | 85 | 13781 | IOU | 03130194 | 333.3 | Solar |  |  | Interconnected | Trade Secret | Trade | GRC | GRC062 | Commercial |  | Trade Secret | 2019 | 2020
20252-215912-02 | Xcel Energy | 85 | 13781 | IOU | 03130195 | 6 | Solar |  |  | Interconnected | Trade Secret | Trade | MEL | MEL065 | Residential | Solar*Rewards | Trade Secret | 2019 | 2019
20252-215912-02 | Xcel Energy | 85 | 13781 | IOU | 03130196 | 4.32 | Solar |  |  | Interconnected | Trade Secret | Trade | HYL | HYL075 | Residential | Solar*Rewards | Trade Secret | 2019 | 2019
20252-215912-02 | Xcel Energy | 85 | 13781 | IOU | 03130197 | 6.72 | Solar |  |  | Interconnected | Trade Secret | Trade | APA | APA076 | Residential | Solar*Rewards | Trade Secret | 2019 | 2019
20252-215912-02 | Xcel Energy | 85 | 13781 | IOU | 03130198 | 7.616 | Solar |  |  | Interconnected | Trade Secret | Trade | AFT | AFT314 | Residential | Solar*Rewards | Trade Secret | 2019 | 2019
20252-215912-02 | Xcel Energy | 85 | 13781 | IOU | 03130199 | 5.8 | Solar |  |  | Interconnected | Trade Secret | Trade | RIV | RIV075 | Residential | Solar*Rewards | Trade Secret | 2019 | 2019
20252-215912-02 | Xcel Energy | 85 | 13781 | IOU | 03130200 | 4.8 | Solar |  |  | Interconnected | Trade Secret | Trade | MOL | MOL078 | Residential | Solar*Rewards | Trade Secret | 2019 | 2019
20252-215912-02 | Xcel Energy | 85 | 13781 | IOU | 03130201 | 6.72 | Solar |  |  | Interconnected | Trade Secret | Trade | APA | APA071 | Residential | Solar*Rewards | Trade Secret | 2019 | 2019
20252-215912-02 | Xcel Energy | 85 | 13781 | IOU | 03130202 | 6 | Solar |  |  | Interconnected | Trade Secret | Trade | MPK | MPK068 | Residential | Solar*Rewards | Trade Secret | 2019 | 2020
20252-215912-02 | Xcel Energy | 85 | 13781 | IOU | 03130203 | 4.32 | Solar |  |  | Withdrawn | Trade Secret | Trade |  |  | Residential | Solar*Rewards | Trade Secret | 2019
20252-215912-02 | Xcel Energy | 85 | 13781 | IOU | 03130204 | 2.962 | Solar |  |  | Interconnected | Trade Secret | Trade | LCR | LCR311 | Residential | Solar*Rewards | Trade Secret | 2019 | 2020
20252-215912-02 | Xcel Energy | 85 | 13781 | IOU | 03130205 | 7.616 | Solar |  | X | Interconnected | Trade Secret | Trade | EDA | EDA067 | Residential | Solar*Rewards | Trade Secret | 2019 | 2019
20252-215912-02 | Xcel Energy | 85 | 13781 | IOU | 03130206 | 9.994 | Solar |  |  | Interconnected | Trade Secret | Trade | OAD | OAD074 | Residential | Solar*Rewards | Trade Secret | 2019 | 2019
20252-215912-02 | Xcel Energy | 85 | 13781 | IOU | 03130207 | 9.86 | Solar |  |  | Interconnected | Trade Secret | Trade | MPK | MPK074 | Residential | Solar*Rewards | Trade Secret | 2019 | 2019
20252-215912-02 | Xcel Energy | 85 | 13781 | IOU | 03130208 | 4.32 | Solar |  |  | Interconnected | Trade Secret | Trade | ALD | ALD083 | Residential | Solar*Rewards | Trade Secret | 2019 | 2019
20252-215912-02 | Xcel Energy | 85 | 13781 | IOU | 03130209 | 6 | Solar |  |  | Interconnected | Trade Secret | Trade | DND | DND071 | Residential | Solar*Rewards | Trade Secret | 2019 | 2019
20252-215912-02 | Xcel Energy | 85 | 13781 | IOU | 03130210 | 7.616 | Solar |  |  | Interconnected | Trade Secret | Trade | WWK | WWK321 | Residential | Solar*Rewards | Trade Secret | 2019 | 2019
20252-215912-02 | Xcel Energy | 85 | 13781 | IOU | 03130211 | 7.616 | Solar |  |  | Interconnected | Trade Secret | Trade | NOF | NOF061 | Residential | Solar*Rewards | Trade Secret | 2019 | 2019
20252-215912-02 | Xcel Energy | 85 | 13781 | IOU | 03130212 | 7.616 | Solar |  |  | Interconnected | Trade Secret | Trade | NOF | NOF071 | Residential | Solar*Rewards | Trade Secret | 2019 | 2019
20252-215912-02 | Xcel Energy | 85 | 13781 | IOU | 03130213 | 13.616 | Solar |  |  | Interconnected | Trade Secret | Trade | CTR | CTR031 | Residential | Solar*Rewards | Trade Secret | 2019 | 2019
20252-215912-02 | Xcel Energy | 85 | 13781 | IOU | 03130214 | 283.416 | Solar |  |  | Interconnected | Trade Secret | Trade | ECK | ECK322 | Commercial |  | Trade Secret | 2019 | 2019
20252-215912-02 | Xcel Energy | 85 | 13781 | IOU | 03130215 | 7.616 | Solar |  |  | Interconnected | Trade Secret | Trade | WAT | WAT081 | Residential | Solar*Rewards | Trade Secret | 2019 | 2019
20252-215912-02 | Xcel Energy | 85 | 13781 | IOU | 03130216 | 66.6 | Solar |  |  | Interconnected | Trade Secret | Trade | ALD | ALD084 | Commercial |  | Trade Secret | 2019 | 2019
20252-215912-02 | Xcel Energy | 85 | 13781 | IOU | 03130217 | 39.998 | Solar |  |  | Interconnected | Trade Secret | Trade | OSS | OSS073 | Commercial | Solar*Rewards | Trade Secret | 2019 | 2019
20252-215912-02 | Xcel Energy | 85 | 13781 | IOU | 03130218 | 39.998 | Solar |  |  | Interconnected | Trade Secret | Trade | TWL | TWL076 | Commercial | Solar*Rewards | Trade Secret | 2019 | 2019
20252-215912-02 | Xcel Energy | 85 | 13781 | IOU | 03130219 | 7.616 | Solar |  |  | Interconnected | Trade Secret | Trade | SWN | SWN022 | Residential | Solar*Rewards | Trade Secret | 2019 | 2019
20252-215912-02 | Xcel Energy | 85 | 13781 | IOU | 03130220 | 4.08 | Solar |  |  | Interconnected | Trade Secret | Trade | KIM | KIM021 | Residential | Solar*Rewards | Trade Secret | 2019 | 2019
20252-215912-02 | Xcel Energy | 85 | 13781 | IOU | 03130221 | 7.54 | Solar |  |  | Interconnected | Trade Secret | Trade | UPP | UPP082 | Residential | Solar*Rewards | Trade Secret | 2019 | 2019
20252-215912-02 | Xcel Energy | 85 | 13781 | IOU | 03130222 | 3.36 | Solar |  |  | Interconnected | Trade Secret | Trade | OAD | OAD063 | Residential | Solar*Rewards | Trade Secret | 2019 | 2019
20252-215912-02 | Xcel Energy | 85 | 13781 | IOU | 03130223 | 7.54 | Solar |  |  | Interconnected | Trade Secret | Trade | PKL | PKL085 | Residential | Solar*Rewards | Trade Secret | 2019 | 2019
20252-215912-02 | Xcel Energy | 85 | 13781 | IOU | 03130224 | 2.88 | Solar |  |  | Interconnected | Trade Secret | Trade | DGC | DGC061 | Residential | Solar*Rewards | Trade Secret | 2019 | 2019
20252-215912-02 | Xcel Energy | 85 | 13781 | IOU | 03130225 | 5.28 | Solar |  |  | Interconnected | Trade Secret | Trade | FAB | FAB061 | Residential | Solar*Rewards | Trade Secret | 2019 | 2019
20252-215912-02 | Xcel Energy | 85 | 13781 | IOU | 03130226 | 2.88 | Solar |  |  | Interconnected | Trade Secret | Trade | FAB | FAB061 | Residential | Solar*Rewards | Trade Secret | 2019 | 2019
20252-215912-02 | Xcel Energy | 85 | 13781 | IOU | 03130227 | 17.556 | Solar |  |  | Interconnected | Trade Secret | Trade | HUG | HUG322 | Residential | Solar*Rewards | Trade Secret | 2019 | 2019
20252-215912-02 | Xcel Energy | 85 | 13781 | IOU | 03130228 | 2.9 | Solar |  |  | Interconnected | Trade Secret | Trade | SLP | SLP073 | Residential | Solar*Rewards | Trade Secret | 2019 | 2019
20252-215912-02 | Xcel Energy | 85 | 13781 | IOU | 03130229 | 19.99 | Solar |  |  | Interconnected | Trade Secret | Trade | FAP | FAP061 | Residential | Solar*Rewards | Trade Secret | 2019 | 2019
20252-215912-02 | Xcel Energy | 85 | 13781 | IOU | 03130230 | 6.09 | Solar |  |  | Active Application | Trade Secret | Trade | HUG | HUG321 | Commercial | Solar*Rewards | Trade Secret | 2019
20252-215912-02 | Xcel Energy | 85 | 13781 | IOU | 03130231 | 7.616 | Solar |  |  | Interconnected | Trade Secret | Trade | WYO | WYO022 | Residential | Solar*Rewards | Trade Secret | 2019 | 2019
20252-215912-02 | Xcel Energy | 85 | 13781 | IOU | 03130232 | 4.06 | Solar |  |  | Interconnected | Trade Secret | Trade | WIL | WIL063 | Residential | Solar*Rewards | Trade Secret | 2019 | 2019
20252-215912-02 | Xcel Energy | 85 | 13781 | IOU | 03130233 | 6.67 | Solar |  |  | Interconnected | Trade Secret | Trade | SLP | SLP074 | Residential | Solar*Rewards | Trade Secret | 2019 | 2019
20252-215912-02 | Xcel Energy | 85 | 13781 | IOU | 03130234 | 3.747 | Solar |  |  | Interconnected | Trade Secret | Trade | PKL | PKL074 | Residential | Solar*Rewards | Trade Secret | 2019 | 2019
20252-215912-02 | Xcel Energy | 85 | 13781 | IOU | 03130235 | 25.92 | Solar |  |  | Interconnected | Trade Secret | Trade | WWK | WWK321 | Residential | Solar*Rewards | Trade Secret | 2019 | 2019
20252-215912-02 | Xcel Energy | 85 | 13781 | IOU | 03130236 | 99.9 | Solar |  |  | Interconnected | Trade Secret | Trade | MST | MST068 | Residential |  | Trade Secret | 2019 | 2020
20252-215912-02 | Xcel Energy | 85 | 13781 | IOU | 03130237 | 6.67 | Solar |  |  | Interconnected | Trade Secret | Trade | RAM | RAM071 | Residential | Solar*Rewards | Trade Secret | 2019 | 2019
20252-215912-02 | Xcel Energy | 85 | 13781 | IOU | 03130238 | 6 | Solar |  |  | Interconnected | Trade Secret | Trade | RPO | RPO311 | Residential | Solar*Rewards | Trade Secret | 2019 | 2019
20252-215912-02 | Xcel Energy | 85 | 13781 | IOU | 03130239 | 7.616 | Solar |  |  | Interconnected | Trade Secret | Trade | LEX | LEX071 | Residential | Solar*Rewards | Trade Secret | 2019 | 2020
20252-215912-02 | Xcel Energy | 85 | 13781 | IOU | 03130240 | 3.48 | Solar |  |  | Interconnected | Trade Secret | Trade | ALD | ALD073 | Residential | Solar*Rewards | Trade Secret | 2019 | 2019
20252-215912-02 | Xcel Energy | 85 | 13781 | IOU | 03130241 | 7.625 | Solar |  |  | Interconnected | Trade Secret | Trade | BRP | BRP061 | Residential | Solar*Rewards | Trade Secret | 2019 | 2019
20252-215912-02 | Xcel Energy | 85 | 13781 | IOU | 03130242 | 6 | Solar |  |  | Interconnected | Trade Secret | Trade | EDA | EDA073 | Residential | Solar*Rewards | Trade Secret | 2019 | 2019
20252-215912-02 | Xcel Energy | 85 | 13781 | IOU | 03130243 | 12 | Solar |  |  | Interconnected | Trade Secret | Trade | DOC | DOC031 | Residential | Solar*Rewards | Trade Secret | 2019 | 2019
20252-215912-02 | Xcel Energy | 85 | 13781 | IOU | 03130244 | 5 | Solar |  |  | Interconnected | Trade Secret | Trade | MPK | MPK063 | Residential | Solar*Rewards | Trade Secret | 2019 | 2019
20252-215912-02 | Xcel Energy | 85 | 13781 | IOU | 03130245 | 6.72 | Solar |  |  | Interconnected | Trade Secret | Trade | SIP | SIP073 | Residential | Solar*Rewards | Trade Secret | 2019 | 2019
20252-215912-02 | Xcel Energy | 85 | 13781 | IOU | 03130246 | 99.9 | Solar |  |  | Interconnected | Trade Secret | Trade | MST | MST068 | Commercial |  | Trade Secret | 2019 | 2020
20252-215912-02 | Xcel Energy | 85 | 13781 | IOU | 03130247 | 5.52 | Solar |  |  | Interconnected | Trade Secret | Trade | UPP | UPP086 | Residential | Solar*Rewards | Trade Secret | 2019 | 2019
20252-215912-02 | Xcel Energy | 85 | 13781 | IOU | 03130248 | 9.994 | Solar |  |  | Interconnected | Trade Secret | Trade | PIP | PIP090 | Residential |  | Trade Secret | 2019 | 2019
20252-215912-02 | Xcel Energy | 85 | 13781 | IOU | 03130249 | 5.52 | Solar |  |  | Interconnected | Trade Secret | Trade | WIL | WIL063 | Residential | Solar*Rewards | Trade Secret | 2019 | 2019
20252-215912-02 | Xcel Energy | 85 | 13781 | IOU | 03130250 | 2.88 | Solar |  |  | Interconnected | Trade Secret | Trade | BRP | BRP073 | Residential | Solar*Rewards | Trade Secret | 2019 | 2020
20252-215912-02 | Xcel Energy | 85 | 13781 | IOU | 03130251 | 10.56 | Solar |  |  | Interconnected | Trade Secret | Trade | SAV | SAV071 | Residential | Solar*Rewards | Trade Secret | 2019 | 2019
20252-215912-02 | Xcel Energy | 85 | 13781 | IOU | 03130252 | 5.52 | Solar |  |  | Interconnected | Trade Secret | Trade | VMR | VMR061 | Residential | Solar*Rewards | Trade Secret | 2019 | 2019
20252-215912-02 | Xcel Energy | 85 | 13781 | IOU | 03130253 | 15.232 | Solar |  |  | Interconnected | Trade Secret | Trade | MEL | MEL062 | Residential | Solar*Rewards | Trade Secret | 2019 | 2019
20252-215912-02 | Xcel Energy | 85 | 13781 | IOU | 03130254 | 7.616 | Solar |  |  | Interconnected | Trade Secret | Trade | SOU | SOU060 | Residential | Solar*Rewards | Trade Secret | 2019 | 2019
20252-215912-02 | Xcel Energy | 85 | 13781 | IOU | 03130255 | 6.96 | Solar |  |  | Interconnected | Trade Secret | Trade | LEX | LEX332 | Residential | Solar*Rewards | Trade Secret | 2019 | 2019
20252-215912-02 | Xcel Energy | 85 | 13781 | IOU | 03130256 | 3.747 | Solar |  |  | Interconnected | Trade Secret | Trade | LAP | LAP311 | Residential | Solar*Rewards | Trade Secret | 2019 | 2019
20252-215912-02 | Xcel Energy | 85 | 13781 | IOU | 03130257 | 7.616 | Solar |  |  | Interconnected | Trade Secret | Trade | MND | MND071 | Residential | Solar*Rewards | Trade Secret | 2019 | 2020
20252-215912-02 | Xcel Energy | 85 | 13781 | IOU | 03130258 | 5 | Solar |  |  | Interconnected | Trade Secret | Trade | CHE | CHE065 | Residential | Solar*Rewards | Trade Secret | 2019 | 2020
20252-215912-02 | Xcel Energy | 85 | 13781 | IOU | 03130259 | 7.616 | Solar |  |  | Interconnected | Trade Secret | Trade | WYO | WYO031 | Residential | Solar*Rewards | Trade Secret | 2019 | 2020
20252-215912-02 | Xcel Energy | 85 | 13781 | IOU | 03130260 | 12.96 | Solar |  |  | Interconnected | Trade Secret | Trade | HUG | HUG312 | Residential | Solar*Rewards | Trade Secret | 2019 | 2019
20252-215912-02 | Xcel Energy | 85 | 13781 | IOU | 03130261 | 5.76 | Solar |  |  | Interconnected | Trade Secret | Trade | MHW | MHW311 | Residential | Solar*Rewards | Trade Secret | 2019 | 2019
20252-215912-02 | Xcel Energy | 85 | 13781 | IOU | 03130262 | 6 | Solar |  |  | Interconnected | Trade Secret | Trade | BLC | BLC063 | Residential | Solar*Rewards | Trade Secret | 2019 | 2019
20252-215912-02 | Xcel Energy | 85 | 13781 | IOU | 03130263 | 7.616 | Solar |  |  | Interconnected | Trade Secret | Trade | RLK | RLK071 | Residential | Solar*Rewards | Trade Secret | 2019 | 2019
20252-215912-02 | Xcel Energy | 85 | 13781 | IOU | 03130264 | 6.96 | Solar |  |  | Interconnected | Trade Secret | Trade | LEX | LEX061 | Residential | Solar*Rewards | Trade Secret | 2019 | 2019
20252-215912-02 | Xcel Energy | 85 | 13781 | IOU | 03130265 | 7.616 | Solar |  |  | Interconnected | Trade Secret | Trade | MEL | MEL072 | Residential | Solar*Rewards | Trade Secret | 2019 | 2019
20252-215912-02 | Xcel Energy | 85 | 13781 | IOU | 03130266 | 6 | Solar |  |  | Interconnected | Trade Secret | Trade | OSS | OSS073 | Residential | Solar*Rewards | Trade Secret | 2019 | 2019
20252-215912-02 | Xcel Energy | 85 | 13781 | IOU | 03130267 | 2.4 | Solar |  |  | Interconnected | Trade Secret | Trade | WIL | WIL071 | Residential | Solar*Rewards | Trade Secret | 2019 | 2019
20252-215912-02 | Xcel Energy | 85 | 13781 | IOU | 03130268 | 2.76 | Solar |  |  | Interconnected | Trade Secret | Trade | EXC | EXC061 | Residential | Solar*Rewards | Trade Secret | 2019 | 2020
20252-215912-02 | Xcel Energy | 85 | 13781 | IOU | 03130269 | 5 | Solar |  |  | Interconnected | Trade Secret | Trade | TWL | TWL063 | Residential | Solar*Rewards | Trade Secret | 2019 | 2019
20252-215912-02 | Xcel Energy | 85 | 13781 | IOU | 03130270 | 2.962 | Solar |  |  | Interconnected | Trade Secret | Trade | SLP | SLP076 | Residential | Solar*Rewards | Trade Secret | 2019 | 2019
20252-215912-02 | Xcel Energy | 85 | 13781 | IOU | 03130271 | 7.625 | Solar |  |  | Interconnected | Trade Secret | Trade | HOL | HOL061 | Residential | Solar*Rewards | Trade Secret | 2019 | 2020
20252-215912-02 | Xcel Energy | 85 | 13781 | IOU | 03130272 | 7.616 | Solar |  |  | Interconnected | Trade Secret | Trade | WIL | WIL097 | Residential | Solar*Rewards | Trade Secret | 2019 | 2019
20252-215912-02 | Xcel Energy | 85 | 13781 | IOU | 03130273 | 2.9 | Solar |  |  | Interconnected | Trade Secret | Trade | RPL | RPL063 | Residential | Solar*Rewards | Trade Secret | 2019 | 2019
20252-215912-02 | Xcel Energy | 85 | 13781 | IOU | 03130274 | 7.616 | Solar |  |  | Interconnected | Trade Secret | Trade | HSN | HSN311 | Residential | Solar*Rewards | Trade Secret | 2019 | 2019
20252-215912-02 | Xcel Energy | 85 | 13781 | IOU | 03130275 | 11.39 | Solar |  |  | Interconnected | Trade Secret | Trade | AFT | AFT314 | Residential | Solar*Rewards | Trade Secret | 2019 | 2019
20252-215912-02 | Xcel Energy | 85 | 13781 | IOU | 03130276 | 3.6 | Solar |  |  | Interconnected | Trade Secret | Trade | MPK | MPK071 | Residential | Solar*Rewards | Trade Secret | 2019 | 2019
20252-215912-02 | Xcel Energy | 85 | 13781 | IOU | 03130277 | 11.52 | Solar |  |  | Interconnected | Trade Secret | Trade | ALD | ALD088 | Residential | Solar*Rewards | Trade Secret | 2019 | 2019
20252-215912-02 | Xcel Energy | 85 | 13781 | IOU | 03130278 | 15.232 | Solar |  |  | Interconnected | Trade Secret | Trade | GNL | GNL062 | Residential | Solar*Rewards | Trade Secret | 2019 | 2019
20252-215912-02 | Xcel Energy | 85 | 13781 | IOU | 03130279 | 7.616 | Solar |  |  | Interconnected | Trade Secret | Trade | SLP | SLP076 | Residential | Solar*Rewards | Trade Secret | 2019 | 2019
20252-215912-02 | Xcel Energy | 85 | 13781 | IOU | 03130280 | 6.67 | Solar |  |  | Interconnected | Trade Secret | Trade | BRP | BRP071 | Residential | Solar*Rewards | Trade Secret | 2019 | 2019
20252-215912-02 | Xcel Energy | 85 | 13781 | IOU | 03130281 | 2.962 | Solar |  |  | Interconnected | Trade Secret | Trade | EDA | EDA067 | Residential | Solar*Rewards | Trade Secret | 2019 | 2019
20252-215912-02 | Xcel Energy | 85 | 13781 | IOU | 03130282 | 11.39 | Solar |  |  | Interconnected | Trade Secret | Trade | ECK | ECK322 | Residential | Solar*Rewards | Trade Secret | 2019 | 2020
20252-215912-02 | Xcel Energy | 85 | 13781 | IOU | 03130283 | 6 | Solar |  |  | Interconnected | Trade Secret | Trade | CEL | CEL064 | Residential | Solar*Rewards | Trade Secret | 2019 | 2019
20252-215912-02 | Xcel Energy | 85 | 13781 | IOU | 03130284 | 9.994 | Solar |  |  | Interconnected | Trade Secret | Trade | SAV | SAV063 | Residential | Solar*Rewards | Trade Secret | 2019 | 2019
20252-215912-02 | Xcel Energy | 85 | 13781 | IOU | 03130285 | 9.994 | Solar |  |  | Interconnected | Trade Secret | Trade | SOU | SOU072 | Residential | Solar*Rewards | Trade Secret | 2019 | 2019
20252-215912-02 | Xcel Energy | 85 | 13781 | IOU | 03130286 | 6 | Solar |  |  | Interconnected | Trade Secret | Trade | NOF | NOF071 | Residential | Solar*Rewards | Trade Secret | 2019 | 2019
20252-215912-02 | Xcel Energy | 85 | 13781 | IOU | 03130287 | 4.93 | Solar |  |  | Interconnected | Trade Secret | Trade | MEL | MEL077 | Residential | Solar*Rewards | Trade Secret | 2019 | 2019
20252-215912-02 | Xcel Energy | 85 | 13781 | IOU | 03130288 | 5.22 | Solar |  |  | Interconnected | Trade Secret | Trade | MPK | MPK083 | Residential | Solar*Rewards | Trade Secret | 2019 | 2019
20252-215912-02 | Xcel Energy | 85 | 13781 | IOU | 03130289 | 9.994 | Solar |  |  | Interconnected | Trade Secret | Trade | WIL | WIL079 | Residential | Solar*Rewards | Trade Secret | 2019 | 2020
20252-215912-02 | Xcel Energy | 85 | 13781 | IOU | 03130290 | 9.994 | Solar |  |  | Interconnected | Trade Secret | Trade | SLP | SLP082 | Residential | Solar*Rewards | Trade Secret | 2019 | 2019
20252-215912-02 | Xcel Energy | 85 | 13781 | IOU | 03130291 | 9.94 | Solar |  |  | Interconnected | Trade Secret | Trade | WAV | WAV021 | Residential | Solar*Rewards | Trade Secret | 2019 | 2019
20252-215912-02 | Xcel Energy | 85 | 13781 | IOU | 03130292 | 6 | Solar |  |  | Interconnected | Trade Secret | Trade | WSG | WSG071 | Residential | Solar*Rewards | Trade Secret | 2019 | 2019
20252-215912-02 | Xcel Energy | 85 | 13781 | IOU | 03130293 | 6 | Solar |  |  | Interconnected | Trade Secret | Trade | CHE | CHE076 | Residential | Solar*Rewards | Trade Secret | 2019 | 2019
20252-215912-02 | Xcel Energy | 85 | 13781 | IOU | 03130294 | 3.48 | Solar |  |  | Interconnected | Trade Secret | Trade | WES | WES074 | Residential | Solar*Rewards | Trade Secret | 2019 | 2019
20252-215912-02 | Xcel Energy | 85 | 13781 | IOU | 03130295 | 7.616 | Solar |  |  | Withdrawn | Trade Secret | Trade |  |  | Residential | Solar*Rewards | Trade Secret | 2019
20252-215912-02 | Xcel Energy | 85 | 13781 | IOU | 03130296 | 7.616 | Solar |  |  | Interconnected | Trade Secret | Trade | LLK | LLK072 | Residential | Solar*Rewards | Trade Secret | 2019 | 2020
20252-215912-02 | Xcel Energy | 85 | 13781 | IOU | 03130297 | 5 | Solar |  |  | Interconnected | Trade Secret | Trade | STY | STY071 | Residential | Solar*Rewards | Trade Secret | 2019 | 2019
20252-215912-02 | Xcel Energy | 85 | 13781 | IOU | 03130298 | 7.616 | Solar |  |  | Interconnected | Trade Secret | Trade | RWD | RWD063 | Residential | Solar*Rewards | Trade Secret | 2019 | 2020
20252-215912-02 | Xcel Energy | 85 | 13781 | IOU | 03130299 | 6 | Solar |  |  | Interconnected | Trade Secret | Trade | SLP | SLP084 | Residential | Solar*Rewards | Trade Secret | 2019 | 2019
20252-215912-02 | Xcel Energy | 85 | 13781 | IOU | 03130300 | 9.94 | Solar |  |  | Interconnected | Trade Secret | Trade | EDA | EDA087 | Residential | Solar*Rewards | Trade Secret | 2019 | 2019
20252-215912-02 | Xcel Energy | 85 | 13781 | IOU | 03130301 | 6 | Solar |  |  | Interconnected | Trade Secret | Trade | HUG | HUG312 | Residential | Solar*Rewards | Trade Secret | 2019 | 2019
20252-215912-02 | Xcel Energy | 85 | 13781 | IOU | 03130302 | 3.747 | Solar |  |  | Interconnected | Trade Secret | Trade | TWL | TWL075 | Residential | Solar*Rewards | Trade Secret | 2019 | 2020
20252-215912-02 | Xcel Energy | 85 | 13781 | IOU | 03130303 | 1.92 | Solar |  |  | Interconnected | Trade Secret | Trade | DBL | DBL067 | Residential | Solar*Rewards | Trade Secret | 2019 | 2019
20252-215912-02 | Xcel Energy | 85 | 13781 | IOU | 03130304 | 3.747 | Solar |  |  | Interconnected | Trade Secret | Trade | IDA | IDA062 | Residential | Solar*Rewards | Trade Secret | 2019 | 2019
20252-215912-02 | Xcel Energy | 85 | 13781 | IOU | 03130305 | 2.64 | Solar |  |  | Interconnected | Trade Secret | Trade | SOU | SOU064 | Residential | Solar*Rewards | Trade Secret | 2019 | 2019
20252-215912-02 | Xcel Energy | 85 | 13781 | IOU | 03130306 | 7.616 | Solar |  |  | Interconnected | Trade Secret | Trade | APA | APA067 | Residential | Solar*Rewards | Trade Secret | 2019 | 2020
20252-215912-02 | Xcel Energy | 85 | 13781 | IOU | 03130307 | 10.81 | Solar |  |  | Interconnected | Trade Secret | Trade | HSN | HSN322 | Residential | Solar*Rewards | Trade Secret | 2019 | 2019
20252-215912-02 | Xcel Energy | 85 | 13781 | IOU | 03130308 | 2.3 | Solar |  |  | Interconnected | Trade Secret | Trade | WES | WES062 | Residential | Solar*Rewards | Trade Secret | 2019 | 2020
20252-215912-02 | Xcel Energy | 85 | 13781 | IOU | 03130309 | 7.616 | Solar |  |  | Interconnected | Trade Secret | Trade | RPL | RPL063 | Residential | Solar*Rewards | Trade Secret | 2019 | 2020
20252-215912-02 | Xcel Energy | 85 | 13781 | IOU | 03130310 | 2.99 | Solar |  |  | Interconnected | Trade Secret | Trade | TLK | TLK061 | Residential | Solar*Rewards | Trade Secret | 2019 | 2021
20252-215912-02 | Xcel Energy | 85 | 13781 | IOU | 03130311 | 5 | Solar |  |  | Interconnected | Trade Secret | Trade | NOF | NOF061 | Residential | Solar*Rewards | Trade Secret | 2019 | 2019
20252-215912-02 | Xcel Energy | 85 | 13781 | IOU | 03130312 | 5 | Solar |  |  | Interconnected | Trade Secret | Trade | REW | REW033 | Residential | Solar*Rewards | Trade Secret | 2019 | 2019
20252-215912-02 | Xcel Energy | 85 | 13781 | IOU | 03130313 | 5 | Solar |  |  | Active Application | Trade Secret | Trade | HWW | HWW071 | Residential | Solar*Rewards | Trade Secret | 2019
20252-215912-02 | Xcel Energy | 85 | 13781 | IOU | 03130314 | 7.616 | Solar |  |  | Interconnected | Trade Secret | Trade | REW | REW033 | Residential | Solar*Rewards | Trade Secret | 2019 | 2021
20252-215912-02 | Xcel Energy | 85 | 13781 | IOU | 03130315 | 8.05 | Solar |  |  | Interconnected | Trade Secret | Trade | WCR | WCR322 | Residential | Solar*Rewards | Trade Secret | 2019 | 2020
20252-215912-02 | Xcel Energy | 85 | 13781 | IOU | 03130316 | 2.76 | Solar |  |  | Interconnected | Trade Secret | Trade | TLK | TLK062 | Residential | Solar*Rewards | Trade Secret | 2019 | 2020
20252-215912-02 | Xcel Energy | 85 | 13781 | IOU | 03130317 | 4.14 | Solar |  |  | Withdrawn | Trade Secret | Trade |  |  | Residential | Solar*Rewards | Trade Secret | 2019
20252-215912-02 | Xcel Energy | 85 | 13781 | IOU | 03130318 | 7.616 | Solar |  |  | Interconnected | Trade Secret | Trade | RWD | RWD061 | Residential |  | Trade Secret | 2019 | 2019
20252-215912-02 | Xcel Energy | 85 | 13781 | IOU | 03130319 | 7.616 | Solar |  |  | Interconnected | Trade Secret | Trade | OSS | OSS062 | Residential |  | Trade Secret | 2019 | 2020
20252-215912-02 | Xcel Energy | 85 | 13781 | IOU | 03130320 | 2.962 | Solar |  |  | Withdrawn | Trade Secret | Trade |  |  | Residential |  | Trade Secret | 2019
20252-215912-02 | Xcel Energy | 85 | 13781 | IOU | 03130321 | 6 | Solar |  |  | Interconnected | Trade Secret | Trade | WES | WES074 | Residential | Solar*Rewards | Trade Secret | 2019 | 2019
20252-215912-02 | Xcel Energy | 85 | 13781 | IOU | 03130322 | 9.994 | Solar |  |  | Interconnected | Trade Secret | Trade | WIL | WIL078 | Residential | Solar*Rewards | Trade Secret | 2019 | 2019
20252-215912-02 | Xcel Energy | 85 | 13781 | IOU | 03130323 | 2.53 | Solar |  |  | Interconnected | Trade Secret | Trade | RIV | RIV063 | Residential | Solar*Rewards | Trade Secret | 2019 | 2020
20252-215912-02 | Xcel Energy | 85 | 13781 | IOU | 03130324 | 5 | Solar |  |  | Interconnected | Trade Secret | Trade | SOU | SOU082 | Residential | Solar*Rewards | Trade Secret | 2019 | 2019
20252-215912-02 | Xcel Energy | 85 | 13781 | IOU | 03130325 | 36 | Solar |  |  | Interconnected | Trade Secret | Trade | LIN | LIN031 | Commercial |  | Trade Secret | 2019 | 2020
20252-215912-02 | Xcel Energy | 85 | 13781 | IOU | 03130326 | 6 | Solar |  |  | Interconnected | Trade Secret | Trade | UPP | UPP085 | Residential | Solar*Rewards | Trade Secret | 2019 | 2020
20252-215912-02 | Xcel Energy | 85 | 13781 | IOU | 03130327 | 7.616 | Solar |  |  | Interconnected | Trade Secret | Trade | LEX | LEX075 | Residential | Solar*Rewards | Trade Secret | 2019 | 2019
20252-215912-02 | Xcel Energy | 85 | 13781 | IOU | 03130328 | 99.9 | Solar |  |  | Interconnected | Trade Secret | Trade | STY | STY065 | Commercial |  | Trade Secret | 2019 | 2019
20252-215912-02 | Xcel Energy | 85 | 13781 | IOU | 03130329 | 6 | Solar |  |  | Interconnected | Trade Secret | Trade | SOU | SOU079 | Residential | Solar*Rewards | Trade Secret | 2019 | 2019
20252-215912-02 | Xcel Energy | 85 | 13781 | IOU | 03130330 | 5 | Solar |  |  | Interconnected | Trade Secret | Trade | VKG | VKG061 | Residential | Solar*Rewards | Trade Secret | 2019 | 2020
20252-215912-02 | Xcel Energy | 85 | 13781 | IOU | 03130331 | 9.86 | Solar |  |  | Interconnected | Trade Secret | Trade | SIP | SIP072 | Residential | Solar*Rewards | Trade Secret | 2019 | 2019
20252-215912-02 | Xcel Energy | 85 | 13781 | IOU | 03130332 | 10.08 | Solar |  |  | Interconnected | Trade Secret | Trade | MPK | MPK063 | Residential | Solar*Rewards | Trade Secret | 2019 | 2019
20252-215912-02 | Xcel Energy | 85 | 13781 | IOU | 03130333 | 4.32 | Solar |  |  | Interconnected | Trade Secret | Trade | ALD | ALD088 | Residential | Solar*Rewards | Trade Secret | 2019 | 2019
20252-215912-02 | Xcel Energy | 85 | 13781 | IOU | 03130334 | 39.998 | Solar |  |  | Withdrawn | Trade Secret | Trade | WIL | WIL072 | Residential | Solar*Rewards | Trade Secret | 2019
20252-215912-02 | Xcel Energy | 85 | 13781 | IOU | 03130335 | 7.616 | Solar |  |  | Interconnected | Trade Secret | Trade | GSL | GSL341 | Residential | Solar*Rewards | Trade Secret | 2019 | 2019
20252-215912-02 | Xcel Energy | 85 | 13781 | IOU | 03130336 | 5 | Solar |  |  | Interconnected | Trade Secret | Trade | TER | TER081 | Residential | Solar*Rewards | Trade Secret | 2019 | 2019
20252-215912-02 | Xcel Energy | 85 | 13781 | IOU | 03130337 | 6 | Solar |  |  | Interconnected | Trade Secret | Trade | SOU | SOU061 | Residential | Solar*Rewards | Trade Secret | 2019 | 2019
20252-215912-02 | Xcel Energy | 85 | 13781 | IOU | 03130338 | 3.36 | Solar |  |  | Interconnected | Trade Secret | Trade | HWW | HWW073 | Residential | Solar*Rewards | Trade Secret | 2019 | 2019
20252-215912-02 | Xcel Energy | 85 | 13781 | IOU | 03130339 | 12.625 | Solar |  |  | Interconnected | Trade Secret | Trade | WEL | WEL021 | Residential | Solar*Rewards | Trade Secret | 2019 | 2019
20252-215912-02 | Xcel Energy | 85 | 13781 | IOU | 03130340 | 6 | Solar |  |  | Interconnected | Trade Secret | Trade | MEL | MEL073 | Residential | Solar*Rewards | Trade Secret | 2019 | 2024
20252-215912-02 | Xcel Energy | 85 | 13781 | IOU | 03130341 | 5 | Solar |  |  | Interconnected | Trade Secret | Trade | WCR | WCR061 | Residential | Solar*Rewards | Trade Secret | 2019 | 2019
20252-215912-02 | Xcel Energy | 85 | 13781 | IOU | 03130342 | 10.08 | Solar |  |  | Interconnected | Trade Secret | Trade | HYL | HYL074 | Residential | Solar*Rewards | Trade Secret | 2019 | 2019
20252-215912-02 | Xcel Energy | 85 | 13781 | IOU | 03130343 | 5.8 | Solar |  |  | Interconnected | Trade Secret | Trade | WSG | WSG061 | Residential | Solar*Rewards | Trade Secret | 2019 | 2019
20252-215912-02 | Xcel Energy | 85 | 13781 | IOU | 03130344 | 4.06 | Solar |  |  | Interconnected | Trade Secret | Trade | RIV | RIV061 | Residential | Solar*Rewards | Trade Secret | 2019 | 2019
20252-215912-02 | Xcel Energy | 85 | 13781 | IOU | 03130345 | 6.38 | Solar |  |  | Interconnected | Trade Secret | Trade | ALD | ALD076 | Residential | Solar*Rewards | Trade Secret | 2019 | 2019
20252-215912-02 | Xcel Energy | 85 | 13781 | IOU | 03130346 | 7.616 | Solar |  |  | Interconnected | Trade Secret | Trade | LAP | LAP311 | Residential | Solar*Rewards | Trade Secret | 2019 | 2019
20252-215912-02 | Xcel Energy | 85 | 13781 | IOU | 03130347 | 6.052 | Solar |  |  | Withdrawn | Trade Secret | Trade | BYT | BYT061 | Residential | Solar*Rewards | Trade Secret | 2019
20252-215912-02 | Xcel Energy | 85 | 13781 | IOU | 03130348 | 7.616 | Solar |  |  | Interconnected | Trade Secret | Trade | HUG | HUG311 | Residential | Solar*Rewards | Trade Secret | 2019 | 2019
20252-215912-02 | Xcel Energy | 85 | 13781 | IOU | 03130349 | 5 | Solar |  |  | Interconnected | Trade Secret | Trade | HYL | HYL074 | Residential | Solar*Rewards | Trade Secret | 2019 | 2019
20252-215912-02 | Xcel Energy | 85 | 13781 | IOU | 03130350 | 3.747 | Solar |  |  | Interconnected | Trade Secret | Trade | CHE | CHE064 | Residential | Solar*Rewards | Trade Secret | 2019 | 2020
20252-215912-02 | Xcel Energy | 85 | 13781 | IOU | 03130351 | 10.56 | Solar |  |  | Interconnected | Trade Secret | Trade | BIS | BIS001 | Residential | Solar*Rewards | Trade Secret | 2019 | 2019
20252-215912-02 | Xcel Energy | 85 | 13781 | IOU | 03130352 | 2.9 | Solar |  |  | Interconnected | Trade Secret | Trade | SOU | SOU076 | Residential | Solar*Rewards | Trade Secret | 2019 | 2019
20252-215912-02 | Xcel Energy | 85 | 13781 | IOU | 03130353 | 35 | Solar |  |  | Withdrawn | Trade Secret | Trade | WES | WES072 | Residential | Solar*Rewards | Trade Secret | 2013
20252-215912-02 | Xcel Energy | 85 | 13781 | IOU | 03130354 | 18 | Solar |  |  | Withdrawn | Trade Secret | Trade | SOU | SOU075 | Residential | Solar*Rewards | Trade Secret | 2016
20252-215912-02 | Xcel Energy | 85 | 13781 | IOU | 03130355 | 3.8 | Solar |  |  | Withdrawn | Trade Secret | Trade | HWW | HWW073 | Residential | Solar*Rewards | Trade Secret | 2016
20252-215912-02 | Xcel Energy | 85 | 13781 | IOU | 03130356 | 7.63 | Solar |  |  | Withdrawn | Trade Secret | Trade | BEL | BEL062 | Residential | Solar*Rewards | Trade Secret | 2016
20252-215912-02 | Xcel Energy | 85 | 13781 | IOU | 03130357 | 3.8 | Solar |  |  | Withdrawn | Trade Secret | Trade | WIL | WIL098 | Residential | Solar*Rewards | Trade Secret | 2016
20252-215912-02 | Xcel Energy | 85 | 13781 | IOU | 03130358 | 4.08 | Solar |  |  | Withdrawn | Trade Secret | Trade | SOU | SOU086 | Residential | Solar*Rewards | Trade Secret | 2016
20252-215912-02 | Xcel Energy | 85 | 13781 | IOU | 03130359 | 13 | Wind |  |  | Active Application | Trade Secret | Trade | PIP | PIP090 | Residential |  | Trade Secret | 2016
20252-215912-02 | Xcel Energy | 85 | 13781 | IOU | 03130360 | 3.78 | Solar |  |  | Interconnected | Trade Secret | Trade | WSG | WSG071 | Residential |  | Trade Secret | 2016 | 2013
20252-215912-02 | Xcel Energy | 85 | 13781 | IOU | 03130361 | 10.51 | Solar |  |  | Interconnected | Trade Secret | Trade | SIP | SIP061 | Residential |  | Trade Secret | 2016 | 2011
20252-215912-02 | Xcel Energy | 85 | 13781 | IOU | 03130362 | 36 | Solar |  |  | Interconnected | Trade Secret | Trade | CLC | CLC221 | Commercial | Made in Minnesota | Trade Secret | 2017 | 2017
20252-215912-02 | Xcel Energy | 85 | 13781 | IOU | 03130363 | 17.595 | Solar |  |  | Interconnected | Trade Secret | Trade | MND | MND063 | Residential |  | Trade Secret | 2017 | 2017
20252-215912-02 | Xcel Energy | 85 | 13781 | IOU | 03130364 | 19.999 | Solar |  |  | Interconnected | Trade Secret | Trade | HSN | HSN311 | Commercial | Solar*Rewards | Trade Secret | 2017 | 2018
20252-215912-02 | Xcel Energy | 85 | 13781 | IOU | 03130365 | 32.2 | Solar |  |  | Interconnected | Trade Secret | Trade | MPK | MPK068 | Commercial |  | Trade Secret | 2017 | 2016
20252-215912-02 | Xcel Energy | 85 | 13781 | IOU | 03130366 | 7.625 | Solar |  |  | Interconnected | Trade Secret | Trade | LAP | LAP311 | Residential | Made in Minnesota | Trade Secret | 2017 | 2005
20252-215912-02 | Xcel Energy | 85 | 13781 | IOU | 03130367 | 19.999 | Solar |  |  | Interconnected | Trade Secret | Trade | RWD | RWD062 | Commercial | Solar*Rewards | Trade Secret | 2017 | 2018
20252-215912-02 | Xcel Energy | 85 | 13781 | IOU | 03130368 | 19.999 | Solar |  |  | Interconnected | Trade Secret | Trade | SAV | SAV073 | Commercial | Solar*Rewards | Trade Secret | 2017 | 2017
20252-215912-02 | Xcel Energy | 85 | 13781 | IOU | 03130369 | 3 | Solar |  |  | Interconnected | Trade Secret | Trade | TWL | TWL063 | Residential |  | Trade Secret | 2017 | 2017
20252-215912-02 | Xcel Energy | 85 | 13781 | IOU | 03130370 | 5 | Solar |  |  | Active Application | Trade Secret | Trade | HUG | HUG321 | Residential |  | Trade Secret | 2017
20252-215912-02 | Xcel Energy | 85 | 13781 | IOU | 03130371 | 3 | Solar |  |  | Interconnected | Trade Secret | Trade | TWL | TWL076 | Residential |  | Trade Secret | 2017 | 2017
20252-215912-02 | Xcel Energy | 85 | 13781 | IOU | 03130372 | 3 | Solar |  |  | Interconnected | Trade Secret | Trade | WRR | WRR075 | Residential |  | Trade Secret | 2017 | 2017
20252-215912-02 | Xcel Energy | 85 | 13781 | IOU | 03130373 | 19.999 | Solar |  |  | Interconnected | Trade Secret | Trade | MAP | MAP061 | Commercial | Solar*Rewards | Trade Secret | 2017 | 2017
20252-215912-02 | Xcel Energy | 85 | 13781 | IOU | 03130374 | 9.995 | Solar |  |  | Interconnected | Trade Secret | Trade | BRO | BRO021 | Commercial |  | Trade Secret | 2017 | 2017
20252-215912-02 | Xcel Energy | 85 | 13781 | IOU | 03130375 | 1.2 | Solar |  |  | Interconnected | Trade Secret | Trade | MND | MND072 | Commercial |  | Trade Secret | 2017 | 2017
20252-215912-02 | Xcel Energy | 85 | 13781 | IOU | 03130376 | 24.06 | Solar |  |  | Interconnected | Trade Secret | Trade | TER | TER063 | Commercial |  | Trade Secret | 2017 | 2018
20252-215912-02 | Xcel Energy | 85 | 13781 | IOU | 03130377 | 5.76 | Solar |  |  | Interconnected | Trade Secret | Trade | AFT | AFT314 | Residential | Made in Minnesota | Trade Secret | 2017 | 2018
20252-215912-02 | Xcel Energy | 85 | 13781 | IOU | 03130378 | 39.998 | Solar |  |  | Interconnected | Trade Secret | Trade | WSG | WSG352 | Commercial | Made in Minnesota | Trade Secret | 2017 | 2018
20252-215912-02 | Xcel Energy | 85 | 13781 | IOU | 03130379 | 2.8 | Solar |  |  | Interconnected | Trade Secret | Trade | ALD | ALD083 | Residential |  | Trade Secret | 2017 | 2017
20252-215912-02 | Xcel Energy | 85 | 13781 | IOU | 03130380 | 6 | Solar |  |  | Interconnected | Trade Secret | Trade | YLM | YLM212 | Residential |  | Trade Secret | 2017 | 2018
20252-215912-02 | Xcel Energy | 85 | 13781 | IOU | 03130381 | 3.747 | Solar |  |  | Interconnected | Trade Secret | Trade | SOU | SOU064 | Residential |  | Trade Secret | 2017 | 2018
20252-215912-02 | Xcel Energy | 85 | 13781 | IOU | 03130382 | 108 | Solar |  |  | Active Application | Trade Secret | Trade | DBL | DBL082 | Commercial |  | Trade Secret | 2017
20252-215912-02 | Xcel Energy | 85 | 13781 | IOU | 03130383 | 7.63 | Solar |  |  | Interconnected | Trade Secret | Trade | SHP | SHP061 | Residential |  | Trade Secret | 2017 | 2018
20252-215912-02 | Xcel Energy | 85 | 13781 | IOU | 03130384 | 1.482 | Solar |  |  | Interconnected | Trade Secret | Trade | SHP | SHP062 | Residential |  | Trade Secret | 2017 | 2010
20252-215912-02 | Xcel Energy | 85 | 13781 | IOU | 03130385 | 39.998 | Solar |  |  | Interconnected | Trade Secret | Trade | ORO | ORO062 | Commercial | Made in Minnesota | Trade Secret | 2017 | 2018
20252-215912-02 | Xcel Energy | 85 | 13781 | IOU | 03130386 | 18 | Solar |  |  | Interconnected | Trade Secret | Trade | RLK | RLK064 | Commercial | Solar*Rewards | Trade Secret | 2018 | 2018
20252-215912-02 | Xcel Energy | 85 | 13781 | IOU | 03130387 | 18 | Solar |  |  | Interconnected | Trade Secret | Trade | OPK | OPK065 | Commercial | Solar*Rewards | Trade Secret | 2018 | 2018
20252-215912-02 | Xcel Energy | 85 | 13781 | IOU | 03130388 | 7.625 | Solar |  |  | Interconnected | Trade Secret | Trade | ALD | ALD088 | Residential | Solar*Rewards | Trade Secret | 2018 | 2018
20252-215912-02 | Xcel Energy | 85 | 13781 | IOU | 03130389 | 5 | Solar |  |  | Interconnected | Trade Secret | Trade | EDA | EDA061 | Residential | Solar*Rewards | Trade Secret | 2018 | 2018
20252-215912-02 | Xcel Energy | 85 | 13781 | IOU | 03130390 | 3.8 | Solar |  |  | Interconnected | Trade Secret | Trade | WIL | WIL098 | Residential | Solar*Rewards | Trade Secret | 2018 | 2018
20252-215912-02 | Xcel Energy | 85 | 13781 | IOU | 03130391 | 7.625 | Solar |  |  | Interconnected | Trade Secret | Trade | BLC | BLC063 | Residential | Solar*Rewards | Trade Secret | 2018 | 2018
20252-215912-02 | Xcel Energy | 85 | 13781 | IOU | 03130392 | 3 | Solar |  |  | Interconnected | Trade Secret | Trade | OPK | OPK071 | Residential | Solar*Rewards | Trade Secret | 2018 | 2018
20252-215912-02 | Xcel Energy | 85 | 13781 | IOU | 03130393 | 19.88 | Solar |  |  | Interconnected | Trade Secret | Trade | AHI | AHI021 | Commercial | Solar*Rewards | Trade Secret | 2018 | 2018
20252-215912-02 | Xcel Energy | 85 | 13781 | IOU | 03130394 | 7.63 | Solar |  |  | Interconnected | Trade Secret | Trade | ECK | ECK322 | Residential | Solar*Rewards | Trade Secret | 2018 | 2018
20252-215912-02 | Xcel Energy | 85 | 13781 | IOU | 03130395 | 3.747 | Solar |  |  | Interconnected | Trade Secret | Trade | GLK | GLK065 | Residential | Solar*Rewards | Trade Secret | 2018 | 2018
20252-215912-02 | Xcel Energy | 85 | 13781 | IOU | 03130396 | 120 | Solar |  |  | Interconnected | Trade Secret | Trade | CHI | CHI311 | Commercial |  | Trade Secret | 2018 | 2020
20252-215912-02 | Xcel Energy | 85 | 13781 | IOU | 03130397 | 99.9 | Solar |  |  | Interconnected | Trade Secret | Trade | BRP | BRP062 | Commercial |  | Trade Secret | 2018 | 2019
20252-215912-02 | Xcel Energy | 85 | 13781 | IOU | 03130398 | 66.6 | Solar |  |  | Interconnected | Trade Secret | Trade | BRP | BRP072 | Commercial |  | Trade Secret | 2018 | 2019
20252-215912-02 | Xcel Energy | 85 | 13781 | IOU | 03130399 | 660 | Solar |  |  | Interconnected | Trade Secret | Trade | WIL | WIL096 | Commercial |  | Trade Secret | 2018 | 2020
20252-215912-02 | Xcel Energy | 85 | 13781 | IOU | 03130400 | 720 | Solar |  |  | Interconnected | Trade Secret | Trade | MOL | MOL073 | Commercial |  | Trade Secret | 2018 | 2020
20252-215912-02 | Xcel Energy | 85 | 13781 | IOU | 03130401 | 496.584 | Solar |  |  | Interconnected | Trade Secret | Trade | TER | TER081 | Commercial |  | Trade Secret | 2018 | 2019
20252-215912-02 | Xcel Energy | 85 | 13781 | IOU | 03130402 | 540 | Solar |  |  | Interconnected | Trade Secret | Trade | WDY | WDY322 | Commercial |  | Trade Secret | 2018 | 2019
20252-215912-02 | Xcel Energy | 85 | 13781 | IOU | 03130403 | 239.798 | Solar |  |  | Active Application | Trade Secret | Trade | ALD | ALD096 | Commercial |  | Trade Secret | 2018
20252-215912-02 | Xcel Energy | 85 | 13781 | IOU | 03130404 | 12.616 | Solar |  |  | Interconnected | Trade Secret | Trade | GSL | GSL074 | Residential | Solar*Rewards | Trade Secret | 2018 | 2019
20252-215912-02 | Xcel Energy | 85 | 13781 | IOU | 03130405 | 82.488 | Solar |  |  | Interconnected | Trade Secret | Trade | DBL | DBL074 | Commercial |  | Trade Secret | 2018 | 2019
20252-215912-02 | Xcel Energy | 85 | 13781 | IOU | 03130406 | 5.8 | Solar |  |  | Interconnected | Trade Secret | Trade | SOU | SOU087 | Residential | Solar*Rewards | Trade Secret | 2018 | 2019
20252-215912-02 | Xcel Energy | 85 | 13781 | IOU | 03130407 | 10.15 | Solar |  |  | Interconnected | Trade Secret | Trade | SHP | SHP061 | Residential | Solar*Rewards | Trade Secret | 2018 | 2019
20252-215912-02 | Xcel Energy | 85 | 13781 | IOU | 03130408 | 6 | Solar |  |  | Active Application | Trade Secret | Trade | SLP | SLP071 | Residential |  | Trade Secret | 2018
20252-215912-02 | Xcel Energy | 85 | 13781 | IOU | 03130409 | 7.616 | Solar |  |  | Interconnected | Trade Secret | Trade | AFT | AFT322 | Residential | Solar*Rewards | Trade Secret | 2018 | 2019
20252-215912-02 | Xcel Energy | 85 | 13781 | IOU | 03130410 | 7.25 | Solar |  |  | Interconnected | Trade Secret | Trade | TWL | TWL071 | Residential | Solar*Rewards | Trade Secret | 2018 | 2019
20252-215912-02 | Xcel Energy | 85 | 13781 | IOU | 03130411 | 986 | Solar |  |  | Interconnected | Trade Secret | Trade | RSP | RSP061 | Commercial |  | Trade Secret | 2018 | 2019
20252-215912-02 | Xcel Energy | 85 | 13781 | IOU | 03130412 | 3.77 | Solar |  |  | Interconnected | Trade Secret | Trade | SLP | SLP081 | Residential | Solar*Rewards | Trade Secret | 2018 | 2019
20252-215912-02 | Xcel Energy | 85 | 13781 | IOU | 03130413 | 23.51 | Solar |  |  | Interconnected | Trade Secret | Trade | DBL | DBL063 | Commercial |  | Trade Secret | 2018 | 2018
20252-215912-02 | Xcel Energy | 85 | 13781 | IOU | 03130414 | 4.06 | Solar |  |  | Interconnected | Trade Secret | Trade | UPP | UPP085 | Residential | Solar*Rewards | Trade Secret | 2018 | 2019
20252-215912-02 | Xcel Energy | 85 | 13781 | IOU | 03130415 | 17.5 | Solar |  |  | Interconnected | Trade Secret | Trade | ALD | ALD094 | Commercial |  | Trade Secret | 2018 | 2018
20252-215912-02 | Xcel Energy | 85 | 13781 | IOU | 03130416 | 2.88 | Solar |  |  | Interconnected | Trade Secret | Trade | MPK | MPK082 | Residential | Solar*Rewards | Trade Secret | 2018 | 2019
20252-215912-02 | Xcel Energy | 85 | 13781 | IOU | 03130417 | 6.24 | Solar |  |  | Interconnected | Trade Secret | Trade | BCH | BCH311 | Residential | Solar*Rewards | Trade Secret | 2018 | 2019
20252-215912-02 | Xcel Energy | 85 | 13781 | IOU | 03130418 | 6.72 | Solar |  |  | Interconnected | Trade Secret | Trade | MPK | MPK063 | Residential | Solar*Rewards | Trade Secret | 2018 | 2018
20252-215912-02 | Xcel Energy | 85 | 13781 | IOU | 03130419 | 5.51 | Solar |  |  | Interconnected | Trade Secret | Trade | MST | MST071 | Residential | Solar*Rewards | Trade Secret | 2018 | 2019
20252-215912-02 | Xcel Energy | 85 | 13781 | IOU | 03130420 | 6 | Solar |  |  | Interconnected | Trade Secret | Trade | MPK | MPK085 | Residential | Solar*Rewards | Trade Secret | 2018 | 2019
20252-215912-02 | Xcel Energy | 85 | 13781 | IOU | 03130421 | 2.16 | Solar |  |  | Interconnected | Trade Secret | Trade | NWA | NWA021 | Commercial | Solar*Rewards | Trade Secret | 2018 | 2019
20252-215912-02 | Xcel Energy | 85 | 13781 | IOU | 03130422 | 5.22 | Solar |  |  | Interconnected | Trade Secret | Trade | STY | STY072 | Residential | Solar*Rewards | Trade Secret | 2018 | 2019
20252-215912-02 | Xcel Energy | 85 | 13781 | IOU | 03130423 | 7.2 | Solar |  |  | Interconnected | Trade Secret | Trade | RAM | RAM077 | Residential |  | Trade Secret | 2018 | 2018
20252-215912-02 | Xcel Energy | 85 | 13781 | IOU | 03130424 | 5.8 | Solar |  |  | Interconnected | Trade Secret | Trade | AFT | AFT314 | Residential | Solar*Rewards | Trade Secret | 2018 | 2019
20252-215912-02 | Xcel Energy | 85 | 13781 | IOU | 03130425 | 39.998 | Solar |  |  | Interconnected | Trade Secret | Trade | WIL | WIL097 | Commercial | Solar*Rewards | Trade Secret | 2018 | 2018
20252-215912-02 | Xcel Energy | 85 | 13781 | IOU | 03130426 | 19.999 | Solar |  |  | Interconnected | Trade Secret | Trade | CDV | CDV072 | Commercial | Solar*Rewards | Trade Secret | 2018 | 2019
20252-215912-02 | Xcel Energy | 85 | 13781 | IOU | 03130427 | 31 | Solar |  |  | Interconnected | Trade Secret | Trade | GVW | GVW031 | Commercial | Solar*Rewards | Trade Secret | 2018 | 2018
20252-215912-02 | Xcel Energy | 85 | 13781 | IOU | 03130428 | 12 | Solar |  |  | Interconnected | Trade Secret | Trade | WAS | WAS092 | Residential |  | Trade Secret | 2018 | 2018
20252-215912-02 | Xcel Energy | 85 | 13781 | IOU | 03130429 | 3.8 | Solar |  |  | Interconnected | Trade Secret | Trade | RIV | RIV062 | Residential | Solar*Rewards | Trade Secret | 2018 | 2018
20252-215912-02 | Xcel Energy | 85 | 13781 | IOU | 03130430 | 5.8 | Solar |  |  | Interconnected | Trade Secret | Trade | SAV | SAV069 | Residential | Solar*Rewards | Trade Secret | 2018 | 2019
20252-215912-02 | Xcel Energy | 85 | 13781 | IOU | 03130431 | 2.4 | Solar |  |  | Interconnected | Trade Secret | Trade | ALD | ALD073 | Residential | Solar*Rewards | Trade Secret | 2018 | 2019
20252-215912-02 | Xcel Energy | 85 | 13781 | IOU | 03130432 | 7.44 | Solar |  |  | Interconnected | Trade Secret | Trade | BYT | BYT061 | Residential | Solar*Rewards | Trade Secret | 2018 | 2019
20252-215912-02 | Xcel Energy | 85 | 13781 | IOU | 03130433 | 4.76 | Solar |  |  | Interconnected | Trade Secret | Trade | WSG | WSG362 | Residential | Solar*Rewards | Trade Secret | 2018 | 2018
20252-215912-02 | Xcel Energy | 85 | 13781 | IOU | 03130434 | 3.8 | Solar |  |  | Interconnected | Trade Secret | Trade | GLK | GLK072 | Residential | Solar*Rewards | Trade Secret | 2018 | 2018
20252-215912-02 | Xcel Energy | 85 | 13781 | IOU | 03130435 | 4.64 | Solar |  |  | Interconnected | Trade Secret | Trade | SOU | SOU063 | Residential | Solar*Rewards | Trade Secret | 2018 | 2019
20252-215912-02 | Xcel Energy | 85 | 13781 | IOU | 03130436 | 4.93 | Solar |  |  | Interconnected | Trade Secret | Trade | GLK | GLK063 | Residential | Solar*Rewards | Trade Secret | 2018 | 2019
20252-215912-02 | Xcel Energy | 85 | 13781 | IOU | 03130437 | 5.05 | Solar |  |  | Interconnected | Trade Secret | Trade | SCL | SCL322 | Residential |  | Trade Secret | 2018 | 2019
20252-215912-02 | Xcel Energy | 85 | 13781 | IOU | 03130438 | 2.9 | Solar |  |  | Interconnected | Trade Secret | Trade | ECK | ECK061 | Residential |  | Trade Secret | 2018 | 2023
20252-215912-02 | Xcel Energy | 85 | 13781 | IOU | 03130439 | 29.82 | Solar |  |  | Interconnected | Trade Secret | Trade | MST | MST070 | Commercial | Solar*Rewards | Trade Secret | 2018 | 2019
20252-215912-02 | Xcel Energy | 85 | 13781 | IOU | 03130440 | 2.9 | Solar |  |  | Interconnected | Trade Secret | Trade | STY | STY063 | Residential | Solar*Rewards | Trade Secret | 2018 | 2019
20252-215912-02 | Xcel Energy | 85 | 13781 | IOU | 03130441 | 38.02 | Solar |  |  | Interconnected | Trade Secret | Trade | SOU | SOU072 | Commercial | Solar*Rewards | Trade Secret | 2018 | 2019
20252-215912-02 | Xcel Energy | 85 | 13781 | IOU | 03130442 | 7.625 | Solar |  |  | Interconnected | Trade Secret | Trade | EDA | EDA073 | Residential | Solar*Rewards | Trade Secret | 2018 | 2018
20252-215912-02 | Xcel Energy | 85 | 13781 | IOU | 03130443 | 9.994 | Solar |  |  | Interconnected | Trade Secret | Trade | TER | TER075 | Residential | Solar*Rewards | Trade Secret | 2018 | 2019
20252-215912-02 | Xcel Energy | 85 | 13781 | IOU | 03130444 | 8.7 | Solar |  |  | Interconnected | Trade Secret | Trade | WSG | WSG076 | Residential | Solar*Rewards | Trade Secret | 2018 | 2019
20252-215912-02 | Xcel Energy | 85 | 13781 | IOU | 03130445 | 2.61 | Solar |  |  | Interconnected | Trade Secret | Trade | HWW | HWW073 | Residential | Solar*Rewards | Trade Secret | 2018 | 2019
20252-215912-02 | Xcel Energy | 85 | 13781 | IOU | 03130446 | 6.96 | Solar |  |  | Interconnected | Trade Secret | Trade | HUG | HUG321 | Residential | Solar*Rewards | Trade Secret | 2018 | 2019
20252-215912-02 | Xcel Energy | 85 | 13781 | IOU | 03130447 | 4.64 | Solar |  |  | Interconnected | Trade Secret | Trade | MPK | MPK063 | Residential | Solar*Rewards | Trade Secret | 2018 | 2019
20252-215912-02 | Xcel Energy | 85 | 13781 | IOU | 03130448 | 5.2 | Solar |  |  | Interconnected | Trade Secret | Trade | WSG | WSG063 | Residential | Solar*Rewards | Trade Secret | 2018 | 2019
20252-215912-02 | Xcel Energy | 85 | 13781 | IOU | 03130449 | 3.48 | Solar |  |  | Interconnected | Trade Secret | Trade | SLP | SLP321 | Residential | Solar*Rewards | Trade Secret | 2018 | 2019
20252-215912-02 | Xcel Energy | 85 | 13781 | IOU | 03130450 | 3.747 | Solar |  |  | Interconnected | Trade Secret | Trade | SOU | SOU063 | Residential | Solar*Rewards | Trade Secret | 2018 | 2018
20252-215912-02 | Xcel Energy | 85 | 13781 | IOU | 03130451 | 3.48 | Solar |  |  | Interconnected | Trade Secret | Trade | DGC | DGC061 | Residential |  | Trade Secret | 2018 | 2019
20252-215912-02 | Xcel Energy | 85 | 13781 | IOU | 03130452 | 990 | Solar |  |  | Interconnected | Trade Secret | Trade | RIV | RIV063 | Commercial |  | Trade Secret | 2018 | 2014
20252-215912-02 | Xcel Energy | 85 | 13781 | IOU | 03130453 | 3.81 | Solar |  |  | Interconnected | Trade Secret | Trade | GPH | GPH062 | Residential | Solar*Rewards | Trade Secret | 2018 | 2019
20252-215912-02 | Xcel Energy | 85 | 13781 | IOU | 03130454 | 3.8 | Solar |  |  | Interconnected | Trade Secret | Trade | SOU | SOU081 | Residential | Solar*Rewards | Trade Secret | 2018 | 2019
20252-215912-02 | Xcel Energy | 85 | 13781 | IOU | 03130455 | 15.12 | Solar |  |  | Interconnected | Trade Secret | Trade | WWK | WWK321 | Residential | Solar*Rewards | Trade Secret | 2018 | 2019
20252-215912-02 | Xcel Energy | 85 | 13781 | IOU | 03130456 | 11.6 | Solar |  |  | Interconnected | Trade Secret | Trade | APA | APA077 | Residential | Solar*Rewards | Trade Secret | 2018 | 2019
20252-215912-02 | Xcel Energy | 85 | 13781 | IOU | 03130457 | 4.08 | Solar |  |  | Interconnected | Trade Secret | Trade | WIL | WIL082 | Residential | Solar*Rewards | Trade Secret | 2018 | 2019
20252-215912-02 | Xcel Energy | 85 | 13781 | IOU | 03130458 | 3.84 | Solar |  |  | Interconnected | Trade Secret | Trade | FAB | FAB063 | Residential | Solar*Rewards | Trade Secret | 2018 | 2019
20252-215912-02 | Xcel Energy | 85 | 13781 | IOU | 03130459 | 5 | Solar |  |  | Interconnected | Trade Secret | Trade | MPK | MPK082 | Residential | Solar*Rewards | Trade Secret | 2018 | 2019
20252-215912-02 | Xcel Energy | 85 | 13781 | IOU | 03130460 | 6.67 | Solar |  |  | Interconnected | Trade Secret | Trade | WIL | WIL063 | Residential | Solar*Rewards | Trade Secret | 2018 | 2019
20252-215912-02 | Xcel Energy | 85 | 13781 | IOU | 03130461 | 6.96 | Solar |  |  | Interconnected | Trade Secret | Trade | RIV | RIV061 | Residential | Solar*Rewards | Trade Secret | 2018 | 2019
20252-215912-02 | Xcel Energy | 85 | 13781 | IOU | 03130462 | 7.616 | Solar |  |  | Interconnected | Trade Secret | Trade | ALD | ALD073 | Residential | Solar*Rewards | Trade Secret | 2018 | 2019
20252-215912-02 | Xcel Energy | 85 | 13781 | IOU | 03130463 | 3.8 | Solar |  |  | Interconnected | Trade Secret | Trade | RIV | RIV062 | Residential | Solar*Rewards | Trade Secret | 2018 | 2018
20252-215912-02 | Xcel Energy | 85 | 13781 | IOU | 03130464 | 7.2 | Solar |  |  | Interconnected | Trade Secret | Trade | ECK | ECK322 | Residential | Solar*Rewards | Trade Secret | 2018 | 2019
20252-215912-02 | Xcel Energy | 85 | 13781 | IOU | 03130465 | 7.616 | Solar |  |  | Interconnected | Trade Secret | Trade | RLK | RLK066 | Residential | Solar*Rewards | Trade Secret | 2018 | 2019
20252-215912-02 | Xcel Energy | 85 | 13781 | IOU | 03130466 | 6 | Solar |  |  | Interconnected | Trade Secret | Trade | KLK | KLK061 | Residential | Solar*Rewards | Trade Secret | 2018 | 2019
20252-215912-02 | Xcel Energy | 85 | 13781 | IOU | 03130467 | 6.38 | Solar |  |  | Interconnected | Trade Secret | Trade | HWW | HWW073 | Residential | Solar*Rewards | Trade Secret | 2018 | 2019
20252-215912-02 | Xcel Energy | 85 | 13781 | IOU | 03130468 | 7.54 | Solar |  |  | Interconnected | Trade Secret | Trade | TWL | TWL074 | Residential | Solar*Rewards | Trade Secret | 2018 | 2019
20252-215912-02 | Xcel Energy | 85 | 13781 | IOU | 03130469 | 6.38 | Solar |  |  | Interconnected | Trade Secret | Trade | BYT | BYT061 | Residential | Solar*Rewards | Trade Secret | 2018 | 2019
20252-215912-02 | Xcel Energy | 85 | 13781 | IOU | 03130470 | 2.9 | Solar |  |  | Interconnected | Trade Secret | Trade | SOU | SOU060 | Residential | Solar*Rewards | Trade Secret | 2018 | 2019
20252-215912-02 | Xcel Energy | 85 | 13781 | IOU | 03130471 | 7.25 | Solar |  |  | Interconnected | Trade Secret | Trade | EDA | EDA067 | Residential | Solar*Rewards | Trade Secret | 2018 | 2019
20252-215912-02 | Xcel Energy | 85 | 13781 | IOU | 03130472 | 3.12 | Solar |  |  | Interconnected | Trade Secret | Trade | WSG | WSG362 | Residential | Solar*Rewards | Trade Secret | 2018 | 2019
20252-215912-02 | Xcel Energy | 85 | 13781 | IOU | 03130473 | 11.31 | Solar |  |  | Interconnected | Trade Secret | Trade | LAP | LAP311 | Residential | Solar*Rewards | Trade Secret | 2018 | 2019
20252-215912-02 | Xcel Energy | 85 | 13781 | IOU | 03130474 | 5.76 | Solar |  |  | Interconnected | Trade Secret | Trade | OAD | OAD073 | Residential | Solar*Rewards | Trade Secret | 2018 | 2019
20252-215912-02 | Xcel Energy | 85 | 13781 | IOU | 03130475 | 36 | Wind |  |  | Active Application | Trade Secret | Trade | PIP | PIP090 | Residential |  | Trade Secret | 2018
20252-215912-02 | Xcel Energy | 85 | 13781 | IOU | 03130476 | 6.72 | Solar |  |  | Interconnected | Trade Secret | Trade | HOL | HOL071 | Residential | Solar*Rewards | Trade Secret | 2018 | 2019
20252-215912-02 | Xcel Energy | 85 | 13781 | IOU | 03130477 | 3.48 | Solar |  |  | Interconnected | Trade Secret | Trade | APA | APA075 | Residential | Solar*Rewards | Trade Secret | 2018 | 2019
20252-215912-02 | Xcel Energy | 85 | 13781 | IOU | 03130478 | 4.06 | Solar |  |  | Interconnected | Trade Secret | Trade | SOU | SOU086 | Residential | Solar*Rewards | Trade Secret | 2018 | 2019
20252-215912-02 | Xcel Energy | 85 | 13781 | IOU | 03130479 | 5.52 | Solar |  |  | Interconnected | Trade Secret | Trade | MPK | MPK063 | Residential | Solar*Rewards | Trade Secret | 2018 | 2019
20252-215912-02 | Xcel Energy | 85 | 13781 | IOU | 03130480 | 5.22 | Solar |  |  | Interconnected | Trade Secret | Trade | EDA | EDA065 | Residential | Solar*Rewards | Trade Secret | 2018 | 2019
20252-215912-02 | Xcel Energy | 85 | 13781 | IOU | 03130481 | 4.8 | Solar |  |  | Interconnected | Trade Secret | Trade | SAV | SAV069 | Residential | Solar*Rewards | Trade Secret | 2018 | 2019
20252-215912-02 | Xcel Energy | 85 | 13781 | IOU | 03130482 | 15.232 | Solar |  | X | Interconnected | Trade Secret | Trade | MAZ | MAZ021 | Residential | Solar*Rewards | Trade Secret | 2018 | 2019
20252-215912-02 | Xcel Energy | 85 | 13781 | IOU | 03130483 | 7.54 | Solar |  |  | Interconnected | Trade Secret | Trade | HUG | HUG321 | Residential | Solar*Rewards | Trade Secret | 2018 | 2019
20252-215912-02 | Xcel Energy | 85 | 13781 | IOU | 03130484 | 6.72 | Solar |  |  | Interconnected | Trade Secret | Trade | HUG | HUG311 | Residential | Solar*Rewards | Trade Secret | 2018 | 2019
20252-215912-02 | Xcel Energy | 85 | 13781 | IOU | 03130485 | 5.22 | Solar |  |  | Interconnected | Trade Secret | Trade | SOU | SOU072 | Residential | Solar*Rewards | Trade Secret | 2018 | 2019
20252-215912-02 | Xcel Energy | 85 | 13781 | IOU | 03130486 | 13.616 | Solar |  |  | Interconnected | Trade Secret | Trade | LIN | LIN031 | Residential | Solar*Rewards | Trade Secret | 2018 | 2019
20252-215912-02 | Xcel Energy | 85 | 13781 | IOU | 03130487 | 7.2 | Solar |  |  | Interconnected | Trade Secret | Trade | SOU | SOU079 | Residential | Solar*Rewards | Trade Secret | 2018 | 2019
20252-215912-02 | Xcel Energy | 85 | 13781 | IOU | 03130488 | 15.232 | Solar |  |  | Interconnected | Trade Secret | Trade | LEX | LEX061 | Residential |  | Trade Secret | 2018 | 2019
20252-215912-02 | Xcel Energy | 85 | 13781 | IOU | 03130489 | 3.747 | Solar |  |  | Interconnected | Trade Secret | Trade | DPN | DPN071 | Residential | Solar*Rewards | Trade Secret | 2018 | 2019
20252-215912-02 | Xcel Energy | 85 | 13781 | IOU | 03130490 | 6.96 | Solar |  |  | Interconnected | Trade Secret | Trade | STY | STY061 | Residential | Solar*Rewards | Trade Secret | 2018 | 2019
20252-215912-02 | Xcel Energy | 85 | 13781 | IOU | 03130491 | 11.89 | Solar |  |  | Interconnected | Trade Secret | Trade | VMR | VMR062 | Residential | Solar*Rewards | Trade Secret | 2018 | 2019
20252-215912-02 | Xcel Energy | 85 | 13781 | IOU | 03130492 | 7.63 | Solar |  |  | Interconnected | Trade Secret | Trade | MTW | MTW021 | Residential | Solar*Rewards | Trade Secret | 2018 | 2019
20252-215912-02 | Xcel Energy | 85 | 13781 | IOU | 03130493 | 3.48 | Solar |  |  | Interconnected | Trade Secret | Trade | WRR | WRR085 | Commercial |  | Trade Secret | 2018 | 2019
20252-215912-02 | Xcel Energy | 85 | 13781 | IOU | 03130494 | 5.22 | Solar |  |  | Interconnected | Trade Secret | Trade | HWW | HWW061 | Residential | Solar*Rewards | Trade Secret | 2018 | 2019
20252-215912-02 | Xcel Energy | 85 | 13781 | IOU | 03130495 | 4.32 | Solar |  |  | Interconnected | Trade Secret | Trade | RPL | RPL064 | Residential | Solar*Rewards | Trade Secret | 2018 | 2019
20252-215912-02 | Xcel Energy | 85 | 13781 | IOU | 03130496 | 1.68 | Solar |  |  | Interconnected | Trade Secret | Trade | SOU | SOU061 | Residential | Solar*Rewards | Trade Secret | 2018 | 2019
20252-215912-02 | Xcel Energy | 85 | 13781 | IOU | 03130497 | 4.06 | Solar |  |  | Interconnected | Trade Secret | Trade | SOU | SOU086 | Residential | Solar*Rewards | Trade Secret | 2018 | 2019
20252-215912-02 | Xcel Energy | 85 | 13781 | IOU | 03130498 | 16.53 | Solar |  |  | Interconnected | Trade Secret | Trade | UPP | UPP086 | Commercial | Solar*Rewards | Trade Secret | 2018 | 2019
20252-215912-02 | Xcel Energy | 85 | 13781 | IOU | 03130499 | 6 | Solar |  |  | Interconnected | Trade Secret | Trade | FAP | FAP062 | Residential | Solar*Rewards | Trade Secret | 2018 | 2019
20252-215912-02 | Xcel Energy | 85 | 13781 | IOU | 03130500 | 4.93 | Solar |  |  | Interconnected | Trade Secret | Trade | ALD | ALD085 | Residential | Solar*Rewards | Trade Secret | 2018 | 2019
20252-215912-02 | Xcel Energy | 85 | 13781 | IOU | 03130501 | 7.616 | Solar |  |  | Interconnected | Trade Secret | Trade | WES | WES065 | Residential | Solar*Rewards | Trade Secret | 2018 | 2019
20252-215912-02 | Xcel Energy | 85 | 13781 | IOU | 03130502 | 5.04 | Solar |  |  | Interconnected | Trade Secret | Trade | LLK | LLK071 | Residential | Solar*Rewards | Trade Secret | 2018 | 2019
20252-215912-02 | Xcel Energy | 85 | 13781 | IOU | 03130503 | 2.962 | Solar |  |  | Interconnected | Trade Secret | Trade | ALD | ALD085 | Residential | Solar*Rewards | Trade Secret | 2018 | 2019
20252-215912-02 | Xcel Energy | 85 | 13781 | IOU | 03130504 | 5.28 | Solar |  |  | Interconnected | Trade Secret | Trade | ALD | ALD085 | Residential | Solar*Rewards | Trade Secret | 2018 | 2019
20252-215912-02 | Xcel Energy | 85 | 13781 | IOU | 03130505 | 2.61 | Solar |  |  | Interconnected | Trade Secret | Trade | ALD | ALD076 | Residential | Solar*Rewards | Trade Secret | 2018 | 2019
20252-215912-02 | Xcel Energy | 85 | 13781 | IOU | 03130506 | 6 | Solar |  |  | Interconnected | Trade Secret | Trade | WCR | WCR322 | Residential | Solar*Rewards | Trade Secret | 2018 | 2019
20252-215912-02 | Xcel Energy | 85 | 13781 | IOU | 03130507 | 3.747 | Solar |  |  | Interconnected | Trade Secret | Trade | MEL | MEL087 | Residential | Solar*Rewards | Trade Secret | 2018 | 2019
20252-215912-02 | Xcel Energy | 85 | 13781 | IOU | 03130508 | 3.48 | Solar |  |  | Interconnected | Trade Secret | Trade | MPK | MPK085 | Residential | Solar*Rewards | Trade Secret | 2018 | 2019
20252-215912-02 | Xcel Energy | 85 | 13781 | IOU | 03130509 | 5.28 | Solar |  |  | Interconnected | Trade Secret | Trade | LLK | LLK071 | Residential | Solar*Rewards | Trade Secret | 2018 | 2019
20252-215912-02 | Xcel Energy | 85 | 13781 | IOU | 03130510 | 7.68 | Solar |  |  | Interconnected | Trade Secret | Trade | LLK | LLK061 | Residential | Solar*Rewards | Trade Secret | 2018 | 2019
20252-215912-02 | Xcel Energy | 85 | 13781 | IOU | 03130511 | 9.994 | Solar |  |  | Interconnected | Trade Secret | Trade | MOL | MOL071 | Residential | Solar*Rewards | Trade Secret | 2018 | 2019
20252-215912-02 | Xcel Energy | 85 | 13781 | IOU | 03130512 | 17.69 | Solar |  |  | Interconnected | Trade Secret | Trade | FAB | FAB073 | Commercial | Solar*Rewards | Trade Secret | 2018 | 2019
20252-215912-02 | Xcel Energy | 85 | 13781 | IOU | 03130513 | 7.63 | Solar |  |  | Interconnected | Trade Secret | Trade | EDA | EDA071 | Residential | Solar*Rewards | Trade Secret | 2018 | 2019
20252-215912-02 | Xcel Energy | 85 | 13781 | IOU | 03130514 | 7.6 | Solar |  |  | Interconnected | Trade Secret | Trade | AFT | AFT314 | Residential | Solar*Rewards | Trade Secret | 2018 | 2019
20252-215912-02 | Xcel Energy | 85 | 13781 | IOU | 03130515 | 11.39 | Solar |  |  | Interconnected | Trade Secret | Trade | SOU | SOU069 | Commercial | Solar*Rewards | Trade Secret | 2018 | 2019
20252-215912-02 | Xcel Energy | 85 | 13781 | IOU | 03130516 | 7.616 | Solar |  |  | Interconnected | Trade Secret | Trade | HUG | HUG312 | Residential | Solar*Rewards | Trade Secret | 2018 | 2019
20252-215912-02 | Xcel Energy | 85 | 13781 | IOU | 03130517 | 9.994 | Solar |  |  | Interconnected | Trade Secret | Trade | WDY | WDY312 | Residential | Solar*Rewards | Trade Secret | 2018 | 2019
20252-215912-02 | Xcel Energy | 85 | 13781 | IOU | 03130518 | 6 | Solar |  |  | Interconnected | Trade Secret | Trade | SOU | SOU081 | Residential | Solar*Rewards | Trade Secret | 2018 | 2019
20252-215912-02 | Xcel Energy | 85 | 13781 | IOU | 03130519 | 9.994 | Solar |  |  | Interconnected | Trade Secret | Trade | HUG | HUG312 | Residential | Solar*Rewards | Trade Secret | 2018 | 2019
20252-215912-02 | Xcel Energy | 85 | 13781 | IOU | 03130520 | 11.39 | Solar |  |  | Interconnected | Trade Secret | Trade | LAB | LAB312 | Residential | Solar*Rewards | Trade Secret | 2018 | 2019
20252-215912-02 | Xcel Energy | 85 | 13781 | IOU | 03130521 | 2.32 | Solar |  |  | Interconnected | Trade Secret | Trade | ALD | ALD095 | Residential | Solar*Rewards | Trade Secret | 2018 | 2019
20252-215912-02 | Xcel Energy | 85 | 13781 | IOU | 03130522 | 9.6 | Solar |  |  | Interconnected | Trade Secret | Trade | ALD | ALD093 | Residential | Solar*Rewards | Trade Secret | 2018 | 2019
20252-215912-02 | Xcel Energy | 85 | 13781 | IOU | 03130523 | 13.616 | Solar |  |  | Interconnected | Trade Secret | Trade | WAB | WAB031 | Residential | Solar*Rewards | Trade Secret | 2018 | 2019
20252-215912-02 | Xcel Energy | 85 | 13781 | IOU | 03130524 | 4.32 | Solar |  |  | Interconnected | Trade Secret | Trade | RPO | RPO311 | Residential | Solar*Rewards | Trade Secret | 2018 | 2019
20252-215912-02 | Xcel Energy | 85 | 13781 | IOU | 03130525 | 6.96 | Solar |  |  | Interconnected | Trade Secret | Trade | AFT | AFT314 | Residential | Solar*Rewards | Trade Secret | 2018 | 2019
20252-215912-02 | Xcel Energy | 85 | 13781 | IOU | 03130526 | 1.68 | Solar |  |  | Interconnected | Trade Secret | Trade | ALD | ALD095 | Commercial | Solar*Rewards | Trade Secret | 2018 | 2019
20252-215912-02 | Xcel Energy | 85 | 13781 | IOU | 03130527 | 5.52 | Solar |  |  | Interconnected | Trade Secret | Trade | HUG | HUG311 | Residential | Solar*Rewards | Trade Secret | 2018 | 2019
20252-215912-02 | Xcel Energy | 85 | 13781 | IOU | 03130528 | 2.88 | Solar |  |  | Interconnected | Trade Secret | Trade | HUG | HUG321 | Residential | Solar*Rewards | Trade Secret | 2018 | 2019
20252-215912-02 | Xcel Energy | 85 | 13781 | IOU | 03130529 | 3.12 | Solar |  |  | Interconnected | Trade Secret | Trade | SOU | SOU087 | Residential | Solar*Rewards | Trade Secret | 2018 | 2019
20252-215912-02 | Xcel Energy | 85 | 13781 | IOU | 03130530 | 3.84 | Solar |  |  | Interconnected | Trade Secret | Trade | SOU | SOU079 | Residential | Solar*Rewards | Trade Secret | 2018 | 2019
20252-215912-02 | Xcel Energy | 85 | 13781 | IOU | 03130531 | 99.9 | Solar |  |  | Interconnected | Trade Secret | Trade | RAM | RAM073 | Commercial |  | Trade Secret | 2018 | 2019
20252-215912-02 | Xcel Energy | 85 | 13781 | IOU | 03130532 | 9.6 | Solar |  |  | Interconnected | Trade Secret | Trade | RVA | RVA061 | Residential | Solar*Rewards | Trade Secret | 2018 | 2019
20252-215912-02 | Xcel Energy | 85 | 13781 | IOU | 03130533 | 11.39 | Solar |  |  | Interconnected | Trade Secret | Trade | WSG | WSG061 | Residential | Solar*Rewards | Trade Secret | 2018 | 2019
20252-215912-02 | Xcel Energy | 85 | 13781 | IOU | 03130534 | 3.48 | Solar |  |  | Interconnected | Trade Secret | Trade | MPK | MPK065 | Residential | Solar*Rewards | Trade Secret | 2018 | 2019
20252-215912-02 | Xcel Energy | 85 | 13781 | IOU | 03130535 | 3.747 | Solar |  |  | Interconnected | Trade Secret | Trade | SHP | SHP062 | Residential | Solar*Rewards | Trade Secret | 2018 | 2019
20252-215912-02 | Xcel Energy | 85 | 13781 | IOU | 03130536 | 5.28 | Solar |  |  | Interconnected | Trade Secret | Trade | SOU | SOU079 | Residential | Solar*Rewards | Trade Secret | 2018 | 2019
20252-215912-02 | Xcel Energy | 85 | 13781 | IOU | 03130537 | 7.616 | Solar |  |  | Interconnected | Trade Secret | Trade | AFT | AFT315 | Residential | Solar*Rewards | Trade Secret | 2018 | 2019
20252-215912-02 | Xcel Energy | 85 | 13781 | IOU | 03130538 | 11.39 | Solar |  |  | Interconnected | Trade Secret | Trade | RAM | RAM077 | Commercial |  | Trade Secret | 2018 | 2019
20252-215912-02 | Xcel Energy | 85 | 13781 | IOU | 03130539 | 11.39 | Solar |  |  | Interconnected | Trade Secret | Trade | WAK | WAK321 | Residential | Solar*Rewards | Trade Secret | 2018 | 2019
20252-215912-02 | Xcel Energy | 85 | 13781 | IOU | 03130540 | 19.999 | Solar |  |  | Interconnected | Trade Secret | Trade | RAM | RAM072 | Commercial | Solar*Rewards | Trade Secret | 2018 | 2019
20252-215912-02 | Xcel Energy | 85 | 13781 | IOU | 03130541 | 1.92 | Solar |  |  | Interconnected | Trade Secret | Trade | CGR | CGR064 | Residential | Solar*Rewards | Trade Secret | 2018 | 2019
20252-215912-02 | Xcel Energy | 85 | 13781 | IOU | 03130542 | 12.956 | Solar |  |  | Interconnected | Trade Secret | Trade | LOK | LOK092 | Residential | Solar*Rewards | Trade Secret | 2018 | 2019
20252-215912-02 | Xcel Energy | 85 | 13781 | IOU | 03130543 | 6 | Solar |  |  | Interconnected | Trade Secret | Trade | WSG | WSG071 | Residential | Solar*Rewards | Trade Secret | 2018 | 2019
20252-215912-02 | Xcel Energy | 85 | 13781 | IOU | 03130544 | 9.994 | Solar |  |  | Interconnected | Trade Secret | Trade | WAS | WAS092 | Residential | Solar*Rewards | Trade Secret | 2018 | 2019
20252-215912-02 | Xcel Energy | 85 | 13781 | IOU | 03130545 | 33.3 | Solar |  |  | Interconnected | Trade Secret | Trade | MEL | MEL068 | Commercial | Solar*Rewards | Trade Secret | 2018 | 2019
20252-215912-02 | Xcel Energy | 85 | 13781 | IOU | 03130546 | 13.2 | Solar |  |  | Interconnected | Trade Secret | Trade | ALD | ALD076 | Commercial | Solar*Rewards | Trade Secret | 2018 | 2019
20252-215912-02 | Xcel Energy | 85 | 13781 | IOU | 03130547 | 33.3 | Solar |  |  | Interconnected | Trade Secret | Trade | MEL | MEL068 | Commercial | Solar*Rewards | Trade Secret | 2018 | 2019
20252-215912-02 | Xcel Energy | 85 | 13781 | IOU | 03130548 | 4.64 | Solar |  |  | Interconnected | Trade Secret | Trade | RAM | RAM077 | Residential | Solar*Rewards | Trade Secret | 2018 | 2019
20252-215912-02 | Xcel Energy | 85 | 13781 | IOU | 03130549 | 7.616 | Solar |  |  | Interconnected | Trade Secret | Trade | PAT | PAT313 | Residential | Solar*Rewards | Trade Secret | 2018 | 2019
20252-215912-02 | Xcel Energy | 85 | 13781 | IOU | 03130550 | 7.616 | Solar |  |  | Interconnected | Trade Secret | Trade | HUG | HUG321 | Residential | Solar*Rewards | Trade Secret | 2018 | 2019
20252-215912-02 | Xcel Energy | 85 | 13781 | IOU | 03130551 | 15.137 | Solar |  |  | Interconnected | Trade Secret | Trade | APA | APA075 | Residential | Solar*Rewards | Trade Secret | 2018 | 2019
20252-215912-02 | Xcel Energy | 85 | 13781 | IOU | 03130552 | 7.76 | Solar |  |  | Interconnected | Trade Secret | Trade | MOL | MOL072 | Residential | Solar*Rewards | Trade Secret | 2019 | 2019
20252-215912-02 | Xcel Energy | 85 | 13781 | IOU | 03130553 | 3.747 | Solar |  |  | Interconnected | Trade Secret | Trade | MDT | MDT062 | Residential | Solar*Rewards | Trade Secret | 2019 | 2019
20252-215912-02 | Xcel Energy | 85 | 13781 | IOU | 03130554 | 14.51 | Solar |  |  | Interconnected | Trade Secret | Trade | HYL | HYL073 | Commercial | Solar*Rewards | Trade Secret | 2019 | 2019
20252-215912-02 | Xcel Energy | 85 | 13781 | IOU | 03130555 | 12 | Solar |  |  | Interconnected | Trade Secret | Trade | SIP | SIP073 | Commercial | Solar*Rewards | Trade Secret | 2019 | 2019
20252-215912-02 | Xcel Energy | 85 | 13781 | IOU | 03130556 | 14.16 | Solar |  |  | Interconnected | Trade Secret | Trade | AFT | AFT315 | Residential | Solar*Rewards | Trade Secret | 2019 | 2019
20252-215912-02 | Xcel Energy | 85 | 13781 | IOU | 03130557 | 7.63 | Solar |  |  | Interconnected | Trade Secret | Trade | TWL | TWL074 | Residential | Solar*Rewards | Trade Secret | 2019 | 2019
20252-215912-02 | Xcel Energy | 85 | 13781 | IOU | 03130558 | 8.22 | Solar |  |  | Interconnected | Trade Secret | Trade | IDA | IDA073 | Residential | Solar*Rewards | Trade Secret | 2019 | 2019
20252-215912-02 | Xcel Energy | 85 | 13781 | IOU | 03130559 | 5.51 | Solar |  |  | Interconnected | Trade Secret | Trade | EGL | EGL021 | Residential | Solar*Rewards | Trade Secret | 2019 | 2019
20252-215912-02 | Xcel Energy | 85 | 13781 | IOU | 03130560 | 9.94 | Solar |  |  | Interconnected | Trade Secret | Trade | WCR | WCR322 | Residential | Solar*Rewards | Trade Secret | 2019 | 2019
20252-215912-02 | Xcel Energy | 85 | 13781 | IOU | 03130561 | 14.994 | Solar |  |  | Interconnected | Trade Secret | Trade | WSG | WSG063 | Residential | Solar*Rewards | Trade Secret | 2019 | 2019
20252-215912-02 | Xcel Energy | 85 | 13781 | IOU | 03130562 | 9.994 | Solar |  |  | Interconnected | Trade Secret | Trade | PAT | PAT313 | Residential | Solar*Rewards | Trade Secret | 2019 | 2019
20252-215912-02 | Xcel Energy | 85 | 13781 | IOU | 03130563 | 11.39 | Solar |  |  | Interconnected | Trade Secret | Trade | EDA | EDA075 | Residential | Solar*Rewards | Trade Secret | 2019 | 2019
20252-215912-02 | Xcel Energy | 85 | 13781 | IOU | 03130564 | 8.4 | Solar |  |  | Interconnected | Trade Secret | Trade | WAB | WAB031 | Residential | Made in Minnesota | Trade Secret | 2016 | 2016
20252-215912-02 | Xcel Energy | 85 | 13781 | IOU | 03130565 | 6 | Solar |  |  | Interconnected | Trade Secret | Trade | AFT | AFT315 | Residential | Solar*Rewards | Trade Secret | 2016 | 2016
20252-215912-02 | Xcel Energy | 85 | 13781 | IOU | 03130566 | 7.625 | Solar |  |  | Interconnected | Trade Secret | Trade | RAM | RAM061 | Residential | Solar*Rewards | Trade Secret | 2016 | 2017
20252-215912-02 | Xcel Energy | 85 | 13781 | IOU | 03130567 | 6 | Solar |  |  | Interconnected | Trade Secret | Trade | SLP | SLP074 | Residential | Solar*Rewards | Trade Secret | 2016 | 2017
20252-215912-02 | Xcel Energy | 85 | 13781 | IOU | 03130568 | 7.625 | Solar |  |  | Interconnected | Trade Secret | Trade | SLP | SLP072 | Residential | Solar*Rewards | Trade Secret | 2016 | 2016
20252-215912-02 | Xcel Energy | 85 | 13781 | IOU | 03130569 | 6 | Solar |  |  | Interconnected | Trade Secret | Trade | GSL | GSL074 | Residential | Solar*Rewards | Trade Secret | 2016 | 2017
20252-215912-02 | Xcel Energy | 85 | 13781 | IOU | 03130570 | 36.5 | Solar |  |  | Interconnected | Trade Secret | Trade | SOU | SOU083 | Commercial | Made in Minnesota | Trade Secret | 2016 | 2017
20252-215912-02 | Xcel Energy | 85 | 13781 | IOU | 03130571 | 5 | Solar |  |  | Interconnected | Trade Secret | Trade | STY | STY071 | Residential | Solar*Rewards | Trade Secret | 2016 | 2017
20252-215912-02 | Xcel Energy | 85 | 13781 | IOU | 03130572 | 3.8 | Solar |  |  | Interconnected | Trade Secret | Trade | MPK | MPK074 | Residential | Made in Minnesota | Trade Secret | 2016 | 2016
20252-215912-02 | Xcel Energy | 85 | 13781 | IOU | 03130573 | 9 | Solar |  |  | Interconnected | Trade Secret | Trade | WAB | WAB031 | Residential | Made in Minnesota | Trade Secret | 2016 | 2016
20252-215912-02 | Xcel Energy | 85 | 13781 | IOU | 03130574 | 11.39 | Solar |  |  | Interconnected | Trade Secret | Trade | FAP | FAP061 | Commercial | Solar*Rewards | Trade Secret | 2016 | 2017
20252-215912-02 | Xcel Energy | 85 | 13781 | IOU | 03130575 | 2.4 | Solar |  |  | Interconnected | Trade Secret | Trade | RLK | RLK079 | Commercial | Solar*Rewards | Trade Secret | 2016 | 2017
20252-215912-02 | Xcel Energy | 85 | 13781 | IOU | 03130576 | 2.4 | Solar |  |  | Interconnected | Trade Secret | Trade | RLK | RLK079 | Commercial | Solar*Rewards | Trade Secret | 2016 | 2017
20252-215912-02 | Xcel Energy | 85 | 13781 | IOU | 03130577 | 2.4 | Solar |  |  | Interconnected | Trade Secret | Trade | RLK | RLK079 | Commercial | Solar*Rewards | Trade Secret | 2016 | 2017
20252-215912-02 | Xcel Energy | 85 | 13781 | IOU | 03130578 | 2.4 | Solar |  |  | Interconnected | Trade Secret | Trade | RLK | RLK079 | Commercial | Solar*Rewards | Trade Secret | 2016 | 2017
20252-215912-02 | Xcel Energy | 85 | 13781 | IOU | 03130579 | 15.19 | Solar |  |  | Interconnected | Trade Secret | Trade | RPO | RPO311 | Residential | Solar*Rewards | Trade Secret | 2016 | 2016
20252-215912-02 | Xcel Energy | 85 | 13781 | IOU | 03130580 | 9.94 | Solar |  |  | Interconnected | Trade Secret | Trade | RRK | RRK064 | Residential | Solar*Rewards | Trade Secret | 2016 | 2017
20252-215912-02 | Xcel Energy | 85 | 13781 | IOU | 03130581 | 3.6 | Solar |  | X | Interconnected | Trade Secret | Trade | IDA | IDA072 | Commercial |  | Trade Secret | 2016 | 2017
20252-215912-02 | Xcel Energy | 85 | 13781 | IOU | 03130582 | 9.995 | Solar |  |  | Interconnected | Trade Secret | Trade | SCA | SCA021 | Residential | Made in Minnesota | Trade Secret | 2016 | 2016
20252-215912-02 | Xcel Energy | 85 | 13781 | IOU | 03130583 | 6.3 | Solar |  | X | Interconnected | Trade Secret | Trade | HWW | HWW061 | Commercial |  | Trade Secret | 2016 | 2017
20252-215912-02 | Xcel Energy | 85 | 13781 | IOU | 03130584 | 6.3 | Solar |  | X | Interconnected | Trade Secret | Trade | SOU | SOU086 | Commercial |  | Trade Secret | 2016 | 2017
20252-215912-02 | Xcel Energy | 85 | 13781 | IOU | 03130585 | 6 | Solar |  |  | Interconnected | Trade Secret | Trade | LSP | LSP022 | Residential | Solar*Rewards | Trade Secret | 2016 | 2017
20252-215912-02 | Xcel Energy | 85 | 13781 | IOU | 03130586 | 9.94 | Solar |  |  | Interconnected | Trade Secret | Trade | LAP | LAP311 | Residential | Solar*Rewards | Trade Secret | 2016 | 2017
20252-215912-02 | Xcel Energy | 85 | 13781 | IOU | 03130587 | 3 | Solar |  |  | Interconnected | Trade Secret | Trade | TER | TER081 | Residential | Solar*Rewards | Trade Secret | 2016 | 2017
20252-215912-02 | Xcel Energy | 85 | 13781 | IOU | 03130588 | 5 | Solar |  |  | Interconnected | Trade Secret | Trade | UPP | UPP084 | Residential | Made in Minnesota | Trade Secret | 2016 | 2017
20252-215912-02 | Xcel Energy | 85 | 13781 | IOU | 03130589 | 19.88 | Solar |  |  | Interconnected | Trade Secret | Trade | PIL | PIL021 | Residential | Solar*Rewards | Trade Secret | 2016 | 2017
20252-215912-02 | Xcel Energy | 85 | 13781 | IOU | 03130590 | 36 | Solar |  |  | Interconnected | Trade Secret | Trade | SLP | SLP081 | Commercial | Made in Minnesota | Trade Secret | 2016 | 2017
20252-215912-02 | Xcel Energy | 85 | 13781 | IOU | 03130591 | 18 | Solar |  |  | Interconnected | Trade Secret | Trade | SLP | SLP081 | Commercial | Solar*Rewards | Trade Secret | 2016 | 2017
20252-215912-02 | Xcel Energy | 85 | 13781 | IOU | 03130592 | 15.5 | Solar |  |  | Interconnected | Trade Secret | Trade | WAB | WAB031 | Commercial | Made in Minnesota | Trade Secret | 2016 | 2016
20252-215912-02 | Xcel Energy | 85 | 13781 | IOU | 03130593 | 9.94 | Solar |  |  | Interconnected | Trade Secret | Trade | HUG | HUG321 | Residential | Made in Minnesota | Trade Secret | 2016 | 2016
20252-215912-02 | Xcel Energy | 85 | 13781 | IOU | 03130594 | 1.29 | Solar |  |  | Interconnected | Trade Secret | Trade | HWW | HWW062 | Residential | Made in Minnesota | Trade Secret | 2016 | 2016
20252-215912-02 | Xcel Energy | 85 | 13781 | IOU | 03130595 | 6.48 | Solar |  |  | Interconnected | Trade Secret | Trade | WIL | WIL063 | Residential | Made in Minnesota | Trade Secret | 2016 | 2017
20252-215912-02 | Xcel Energy | 85 | 13781 | IOU | 03130596 | 9.94 | Solar |  |  | Interconnected | Trade Secret | Trade | SCL | SCL322 | Residential | Made in Minnesota | Trade Secret | 2016 | 2017
20252-215912-02 | Xcel Energy | 85 | 13781 | IOU | 03130597 | 32.4 | Solar |  |  | Interconnected | Trade Secret | Trade | IDA | IDA062 | Commercial | Made in Minnesota | Trade Secret | 2016 | 2016
20252-215912-02 | Xcel Energy | 85 | 13781 | IOU | 03130598 | 6 | Solar |  |  | Interconnected | Trade Secret | Trade | RPL | RPL064 | Residential | Made in Minnesota | Trade Secret | 2016 | 2016
20252-215912-02 | Xcel Energy | 85 | 13781 | IOU | 03130599 | 18 | Solar |  |  | Interconnected | Trade Secret | Trade | OAD | OAD074 | Commercial | Solar*Rewards | Trade Secret | 2016 | 2016
20252-215912-02 | Xcel Energy | 85 | 13781 | IOU | 03130600 | 19.88 | Solar |  |  | Interconnected | Trade Secret | Trade | RMT | RMT321 | Commercial | Solar*Rewards | Trade Secret | 2016 | 2017
20252-215912-02 | Xcel Energy | 85 | 13781 | IOU | 03130601 | 17.57 | Solar |  |  | Interconnected | Trade Secret | Trade | LIN | LIN022 | Commercial | Solar*Rewards | Trade Secret | 2016 | 2016
20252-215912-02 | Xcel Energy | 85 | 13781 | IOU | 03130602 | 6 | Solar |  |  | Interconnected | Trade Secret | Trade | GIB | GIB021 | Residential | Solar*Rewards | Trade Secret | 2016 | 2016
20252-215912-02 | Xcel Energy | 85 | 13781 | IOU | 03130603 | 40 | Solar |  |  | Interconnected | Trade Secret | Trade | GSL | GSL342 | Commercial | Made in Minnesota | Trade Secret | 2016 | 2016
20252-215912-02 | Xcel Energy | 85 | 13781 | IOU | 03130604 | 29 | Solar |  |  | Interconnected | Trade Secret | Trade | WAB | WAB031 | Commercial | Made in Minnesota | Trade Secret | 2016 | 2017
20252-215912-02 | Xcel Energy | 85 | 13781 | IOU | 03130605 | 35.5 | Solar |  |  | Interconnected | Trade Secret | Trade | MOC | MOC021 | Residential | Made in Minnesota | Trade Secret | 2016 | 2017
20252-215912-02 | Xcel Energy | 85 | 13781 | IOU | 03130606 | 5 | Solar |  |  | Interconnected | Trade Secret | Trade | WKN | WKN001 | Residential | Made in Minnesota | Trade Secret | 2016 | 2017
20252-215912-02 | Xcel Energy | 85 | 13781 | IOU | 03130607 | 6.72 | Solar |  |  | Interconnected | Trade Secret | Trade | DPN | DPN071 | Residential | Solar*Rewards | Trade Secret | 2016 | 2016
20252-215912-02 | Xcel Energy | 85 | 13781 | IOU | 03130608 | 39.98 | Solar |  |  | Interconnected | Trade Secret | Trade | PIP | PIP090 | Commercial | Made in Minnesota | Trade Secret | 2016 | 2016
20252-215912-02 | Xcel Energy | 85 | 13781 | IOU | 03130609 | 9.94 | Solar |  |  | Interconnected | Trade Secret | Trade | PIP | PIP090 | Residential | Made in Minnesota | Trade Secret | 2016 | 2017
20252-215912-02 | Xcel Energy | 85 | 13781 | IOU | 03130610 | 180 | Solar |  |  | Interconnected | Trade Secret | Trade | WRR | WRR075 | Commercial |  | Trade Secret | 2016 | 2017
20252-215912-02 | Xcel Energy | 85 | 13781 | IOU | 03130611 | 9.94 | Solar |  |  | Interconnected | Trade Secret | Trade | HYL | HYL063 | Residential | Solar*Rewards | Trade Secret | 2016 | 2017
20252-215912-02 | Xcel Energy | 85 | 13781 | IOU | 03130612 | 18 | Solar |  |  | Interconnected | Trade Secret | Trade | SOU | SOU086 | Residential | Solar*Rewards | Trade Secret | 2016 | 2017
20252-215912-02 | Xcel Energy | 85 | 13781 | IOU | 03130613 | 4.05 | Solar |  |  | Interconnected | Trade Secret | Trade | WES | WES063 | Residential | Made in Minnesota | Trade Secret | 2016 | 2016
20252-215912-02 | Xcel Energy | 85 | 13781 | IOU | 03130614 | 9 | Solar |  |  | Interconnected | Trade Secret | Trade | LAC | LAC062 | Residential | Made in Minnesota | Trade Secret | 2016 | 2016
20252-215912-02 | Xcel Energy | 85 | 13781 | IOU | 03130615 | 6 | Solar |  |  | Interconnected | Trade Secret | Trade | FRM | FRM062 | Residential | Solar*Rewards | Trade Secret | 2016 | 2017
20252-215912-02 | Xcel Energy | 85 | 13781 | IOU | 03130616 | 7.625 | Solar |  |  | Interconnected | Trade Secret | Trade | SLP | SLP092 | Residential | Made in Minnesota | Trade Secret | 2016 | 2017
20252-215912-02 | Xcel Energy | 85 | 13781 | IOU | 03130617 | 66.8 | Solar |  |  | Interconnected | Trade Secret | Trade | LEX | LEX333 | Commercial |  | Trade Secret | 2016 | 2017
20252-215912-02 | Xcel Energy | 85 | 13781 | IOU | 03130618 | 37.8 | Solar |  |  | Interconnected | Trade Secret | Trade | MPK | MPK083 | Commercial | Made in Minnesota | Trade Secret | 2016 | 2017
20252-215912-02 | Xcel Energy | 85 | 13781 | IOU | 03130619 | 37.8 | Solar |  |  | Interconnected | Trade Secret | Trade | ECK | ECK341 | Commercial | Made in Minnesota | Trade Secret | 2016 | 2017
20252-215912-02 | Xcel Energy | 85 | 13781 | IOU | 03130620 | 40 | Solar |  |  | Interconnected | Trade Secret | Trade | ESW | ESW082 | Commercial | Made in Minnesota | Trade Secret | 2016 | 2018
20252-215912-02 | Xcel Energy | 85 | 13781 | IOU | 03130621 | 40 | Solar |  |  | Interconnected | Trade Secret | Trade | OAD | OAD065 | Commercial | Made in Minnesota | Trade Secret | 2016 | 2017
20252-215912-02 | Xcel Energy | 85 | 13781 | IOU | 03130622 | 40 | Solar |  |  | Interconnected | Trade Secret | Trade | SLP | SLP093 | Commercial | Made in Minnesota | Trade Secret | 2016 | 2017
20252-215912-02 | Xcel Energy | 85 | 13781 | IOU | 03130623 | 5 | Solar |  |  | Interconnected | Trade Secret | Trade | STY | STY073 | Residential | Solar*Rewards | Trade Secret | 2016 | 2017
20252-215912-02 | Xcel Energy | 85 | 13781 | IOU | 03130624 | 38.02 | Solar |  |  | Interconnected | Trade Secret | Trade | AFT | AFT321 | Commercial | Made in Minnesota | Trade Secret | 2016 | 2017
20252-215912-02 | Xcel Energy | 85 | 13781 | IOU | 03130625 | 8.4 | Solar |  | X | Interconnected | Trade Secret | Trade | SOU | SOU064 | Commercial |  | Trade Secret | 2016 | 2017
20252-215912-02 | Xcel Energy | 85 | 13781 | IOU | 03130626 | 37.8 | Solar |  |  | Interconnected | Trade Secret | Trade | HWW | HWW073 | Commercial | Made in Minnesota | Trade Secret | 2016 | 2017
20252-215912-02 | Xcel Energy | 85 | 13781 | IOU | 03130627 | 100.2 | Solar |  |  | Interconnected | Trade Secret | Trade | LEX | LEX333 | Commercial |  | Trade Secret | 2016 | 2017
20252-215912-02 | Xcel Energy | 85 | 13781 | IOU | 03130628 | 20 | Solar |  |  | Interconnected | Trade Secret | Trade | RVA | RVA062 | Commercial | Solar*Rewards | Trade Secret | 2016 | 2017
20252-215912-02 | Xcel Energy | 85 | 13781 | IOU | 03130629 | 5 | Solar |  |  | Interconnected | Trade Secret | Trade | LAC | LAC063 | Residential | Solar*Rewards | Trade Secret | 2016 | 2017
20252-215912-02 | Xcel Energy | 85 | 13781 | IOU | 03130630 | 5 | Solar |  |  | Interconnected | Trade Secret | Trade | MDT | MDT071 | Residential | Made in Minnesota | Trade Secret | 2016 | 2016
20252-215912-02 | Xcel Energy | 85 | 13781 | IOU | 03130631 | 4 | Solar |  |  | Interconnected | Trade Secret | Trade | WAB | WAB031 | Residential | Solar*Rewards | Trade Secret | 2016 | 2017
20252-215912-02 | Xcel Energy | 85 | 13781 | IOU | 03130632 | 32.8 | Solar |  |  | Interconnected | Trade Secret | Trade | PIP | PIP062 | Commercial | Made in Minnesota | Trade Secret | 2016 | 2017
20252-215912-02 | Xcel Energy | 85 | 13781 | IOU | 03130633 | 9.995 | Solar |  |  | Interconnected | Trade Secret | Trade | MRN | MRN021 | Residential | Made in Minnesota | Trade Secret | 2016 | 2017
20252-215912-02 | Xcel Energy | 85 | 13781 | IOU | 03130634 | 7.625 | Solar |  |  | Interconnected | Trade Secret | Trade | RPO | RPO312 | Residential | Made in Minnesota | Trade Secret | 2016 | 2017
20252-215912-02 | Xcel Energy | 85 | 13781 | IOU | 03130635 | 9.94 | Solar |  |  | Interconnected | Trade Secret | Trade | AFT | AFT315 | Residential | Made in Minnesota | Trade Secret | 2016 | 2017
20252-215912-02 | Xcel Energy | 85 | 13781 | IOU | 03130636 | 40 | Solar |  |  | Interconnected | Trade Secret | Trade | RLK | RLK065 | Commercial | Made in Minnesota | Trade Secret | 2016 | 2016
20252-215912-02 | Xcel Energy | 85 | 13781 | IOU | 03130637 | 7.625 | Solar |  |  | Interconnected | Trade Secret | Trade | CHI | CHI311 | Residential | Solar*Rewards | Trade Secret | 2016 | 2017
20252-215912-02 | Xcel Energy | 85 | 13781 | IOU | 03130638 | 9 | Solar |  |  | Interconnected | Trade Secret | Trade | GVW | GVW023 | Residential | Made in Minnesota | Trade Secret | 2016 | 2017
20252-215912-02 | Xcel Energy | 85 | 13781 | IOU | 03130639 | 6 | Solar |  |  | Interconnected | Trade Secret | Trade | SOU | SOU069 | Residential | Solar*Rewards | Trade Secret | 2016 | 2017
20252-215912-02 | Xcel Energy | 85 | 13781 | IOU | 03130640 | 5 | Solar |  |  | Interconnected | Trade Secret | Trade | HOL | HOL072 | Residential | Solar*Rewards | Trade Secret | 2016 | 2017
20252-215912-02 | Xcel Energy | 85 | 13781 | IOU | 03130641 | 7.625 | Solar |  |  | Interconnected | Trade Secret | Trade | RRK | RRK082 | Residential | Solar*Rewards | Trade Secret | 2016 | 2017
20252-215912-02 | Xcel Energy | 85 | 13781 | IOU | 03130642 | 9.94 | Solar |  |  | Interconnected | Trade Secret | Trade | ALD | ALD073 | Residential | Made in Minnesota | Trade Secret | 2016 | 2017
20252-215912-02 | Xcel Energy | 85 | 13781 | IOU | 03130643 | 40 | Solar |  |  | Interconnected | Trade Secret | Trade | RVA | RVA062 | Commercial | Made in Minnesota | Trade Secret | 2016 | 2017
20252-215912-02 | Xcel Energy | 85 | 13781 | IOU | 03130644 | 4 | Solar |  |  | Interconnected | Trade Secret | Trade | WKN | WKN001 | Residential | Made in Minnesota | Trade Secret | 2016 | 2017
20252-215912-02 | Xcel Energy | 85 | 13781 | IOU | 03130645 | 734.4 | Solar |  |  | Interconnected | Trade Secret | Trade | FRM | FRM061 | Commercial |  | Trade Secret | 2016 | 2018
20252-215912-02 | Xcel Energy | 85 | 13781 | IOU | 03130646 | 7 | Solar |  |  | Interconnected | Trade Secret | Trade | LAC | LAC062 | Residential | Made in Minnesota | Trade Secret | 2016 | 2016
20252-215912-02 | Xcel Energy | 85 | 13781 | IOU | 03130647 | 17.57 | Solar |  |  | Interconnected | Trade Secret | Trade | RRK | RRK082 | Residential | Solar*Rewards | Trade Secret | 2016 | 2017
20252-215912-02 | Xcel Energy | 85 | 13781 | IOU | 03130648 | 5.52 | Solar |  |  | Interconnected | Trade Secret | Trade | APA | APA061 | Residential | Made in Minnesota | Trade Secret | 2016 | 2016
20252-215912-02 | Xcel Energy | 85 | 13781 | IOU | 03130649 | 192 | Solar |  |  | Interconnected | Trade Secret | Trade | HUG | HUG321 | Commercial |  | Trade Secret | 2016 | 2017
20252-215912-02 | Xcel Energy | 85 | 13781 | IOU | 03130650 | 9.94 | Solar |  |  | Interconnected | Trade Secret | Trade | MTW | MTW021 | Residential | Solar*Rewards | Trade Secret | 2016 | 2017
20252-215912-02 | Xcel Energy | 85 | 13781 | IOU | 03130651 | 9.94 | Solar |  |  | Interconnected | Trade Secret | Trade | WCR | WCR322 | Residential | Solar*Rewards | Trade Secret | 2016 | 2017
20252-215912-02 | Xcel Energy | 85 | 13781 | IOU | 03130652 | 6 | Solar |  |  | Interconnected | Trade Secret | Trade | RAM | RAM064 | Residential | Solar*Rewards | Trade Secret | 2016 | 2017
20252-215912-02 | Xcel Energy | 85 | 13781 | IOU | 03130653 | 3.8 | Solar |  |  | Interconnected | Trade Secret | Trade | WES | WES062 | Residential | Solar*Rewards | Trade Secret | 2016 | 2017
20252-215912-02 | Xcel Energy | 85 | 13781 | IOU | 03130654 | 3 | Solar |  |  | Interconnected | Trade Secret | Trade | UPP | UPP082 | Residential | Solar*Rewards | Trade Secret | 2016 | 2017
20252-215912-02 | Xcel Energy | 85 | 13781 | IOU | 03130655 | 1.62 | Solar |  |  | Interconnected | Trade Secret | Trade | RPL | RPL061 | Residential | Solar*Rewards | Trade Secret | 2016 | 2017
20252-215912-02 | Xcel Energy | 85 | 13781 | IOU | 03130656 | 7.625 | Solar |  |  | Interconnected | Trade Secret | Trade | RLK | RLK065 | Residential | Solar*Rewards | Trade Secret | 2016 | 2017
20252-215912-02 | Xcel Energy | 85 | 13781 | IOU | 03130657 | 39.98 | Solar |  |  | Interconnected | Trade Secret | Trade | PIP | PIP090 | Commercial | Made in Minnesota | Trade Secret | 2016 | 2017
20252-215912-02 | Xcel Energy | 85 | 13781 | IOU | 03130658 | 19.88 | Solar |  |  | Interconnected | Trade Secret | Trade | KAN | KAN031 | Residential | Solar*Rewards | Trade Secret | 2016 | 2017
20252-215912-02 | Xcel Energy | 85 | 13781 | IOU | 03130659 | 6 | Solar |  |  | Interconnected | Trade Secret | Trade | AHI | AHI022 | Commercial | Solar*Rewards | Trade Secret | 2016 | 2017
20252-215912-02 | Xcel Energy | 85 | 13781 | IOU | 03130660 | 20 | Solar |  |  | Interconnected | Trade Secret | Trade | HWW | HWW073 | Commercial | Solar*Rewards | Trade Secret | 2016 | 2017
20252-215912-02 | Xcel Energy | 85 | 13781 | IOU | 03130661 | 19.88 | Solar |  |  | Interconnected | Trade Secret | Trade | MDT | MDT073 | Commercial | Solar*Rewards | Trade Secret | 2016 | 2017
20252-215912-02 | Xcel Energy | 85 | 13781 | IOU | 03130662 | 9.995 | Solar |  |  | Interconnected | Trade Secret | Trade | ALT | ALT021 | Residential | Made in Minnesota | Trade Secret | 2016 | 2017
20252-215912-02 | Xcel Energy | 85 | 13781 | IOU | 03130663 | 36 | Solar |  |  | Interconnected | Trade Secret | Trade | WIL | WIL092 | Commercial | Made in Minnesota | Trade Secret | 2016 | 2017
20252-215912-02 | Xcel Energy | 85 | 13781 | IOU | 03130664 | 6 | Solar |  |  | Interconnected | Trade Secret | Trade | MPK | MPK084 | Residential | Solar*Rewards | Trade Secret | 2016 | 2017
20252-215912-02 | Xcel Energy | 85 | 13781 | IOU | 03130665 | 7.625 | Solar |  |  | Interconnected | Trade Secret | Trade | LNS | LNS033 | Residential | Solar*Rewards | Trade Secret | 2016 | 2017
20252-215912-02 | Xcel Energy | 85 | 13781 | IOU | 03130666 | 5 | Solar |  |  | Interconnected | Trade Secret | Trade | HOL | HOL061 | Residential | Made in Minnesota | Trade Secret | 2016 | 2017
20252-215912-02 | Xcel Energy | 85 | 13781 | IOU | 03130667 | 15.2 | Solar |  |  | Interconnected | Trade Secret | Trade | MDT | MDT067 | Commercial | Solar*Rewards | Trade Secret | 2016 | 2017
20252-215912-02 | Xcel Energy | 85 | 13781 | IOU | 03130668 | 5 | Solar |  |  | Interconnected | Trade Secret | Trade | OSS | OSS073 | Residential | Solar*Rewards | Trade Secret | 2016 | 2017
20252-215912-02 | Xcel Energy | 85 | 13781 | IOU | 03130669 | 6 | Solar |  |  | Interconnected | Trade Secret | Trade | SOU | SOU072 | Residential | Solar*Rewards | Trade Secret | 2016 | 2017
20252-215912-02 | Xcel Energy | 85 | 13781 | IOU | 03130670 | 9.94 | Solar |  |  | Interconnected | Trade Secret | Trade | DPN | DPN072 | Residential | Made in Minnesota | Trade Secret | 2016 | 2017
20252-215912-02 | Xcel Energy | 85 | 13781 | IOU | 03130671 | 9.94 | Solar |  |  | Interconnected | Trade Secret | Trade | ECK | ECK322 | Residential | Solar*Rewards | Trade Secret | 2016 | 2017
20252-215912-02 | Xcel Energy | 85 | 13781 | IOU | 03130672 | 11.39 | Solar |  |  | Interconnected | Trade Secret | Trade | RMT | RMT321 | Residential | Solar*Rewards | Trade Secret | 2016 | 2017
20252-215912-02 | Xcel Energy | 85 | 13781 | IOU | 03130673 | 6 | Solar |  |  | Interconnected | Trade Secret | Trade | HSN | HSN321 | Residential | Solar*Rewards | Trade Secret | 2016 | 2017
20252-215912-02 | Xcel Energy | 85 | 13781 | IOU | 03130674 | 9.94 | Solar |  |  | Interconnected | Trade Secret | Trade | FAB | FAB063 | Residential | Made in Minnesota | Trade Secret | 2016 | 2017
20252-215912-02 | Xcel Energy | 85 | 13781 | IOU | 03130675 | 2.4 | Solar |  |  | Interconnected | Trade Secret | Trade | STY | STY061 | Residential | Solar*Rewards | Trade Secret | 2016 | 2017
20252-215912-02 | Xcel Energy | 85 | 13781 | IOU | 03130676 | 5.28 | Solar |  |  | Interconnected | Trade Secret | Trade | ECK | ECK063 | Residential | Made in Minnesota | Trade Secret | 2016 | 2017
20252-215912-02 | Xcel Energy | 85 | 13781 | IOU | 03130677 | 6 | Solar |  |  | Interconnected | Trade Secret | Trade | MPK | MPK074 | Residential | Made in Minnesota | Trade Secret | 2016 | 2016
20252-215912-02 | Xcel Energy | 85 | 13781 | IOU | 03130678 | 7.63 | Solar |  |  | Interconnected | Trade Secret | Trade | RLK | RLK066 | Residential | Made in Minnesota | Trade Secret | 2016 | 2016
20252-215912-02 | Xcel Energy | 85 | 13781 | IOU | 03130679 | 9.93 | Solar |  |  | Interconnected | Trade Secret | Trade | CHE | CHE075 | Residential | Made in Minnesota | Trade Secret | 2016 | 2017
20252-215912-02 | Xcel Energy | 85 | 13781 | IOU | 03130680 | 2000 | Other |  |  | Interconnected | Trade Secret | Trade | HOL | HOL062 | Commercial |  | Trade Secret | 2003 | 2003
20252-215912-02 | Xcel Energy | 85 | 13781 | IOU | 03130681 | 2000 | Other |  |  | Interconnected | Trade Secret | Trade | HOL | HOL062 | Commercial |  | Trade Secret | 2003 | 2003
20252-215912-02 | Xcel Energy | 85 | 13781 | IOU | 03130682 | 500 | Other |  |  | Interconnected | Trade Secret | Trade | TWL | TWL061 | Commercial |  | Trade Secret | 2003 | 2003
20252-215912-02 | Xcel Energy | 85 | 13781 | IOU | 03130683 | 1.7 | Solar |  |  | Interconnected | Trade Secret | Trade | MPK | MPK084 | Residential |  | Trade Secret | 2003 | 2013
20252-215912-02 | Xcel Energy | 85 | 13781 | IOU | 03130684 | 2 | Solar |  |  | Interconnected | Trade Secret | Trade | OAD | OAD063 | Residential |  | Trade Secret | 2001 | 2003
20252-215912-02 | Xcel Energy | 85 | 13781 | IOU | 03130685 | 9 | Solar |  |  | Interconnected | Trade Secret | Trade | UPP | UPP005 | Commercial |  | Trade Secret | 2003 | 2001
20252-215912-02 | Xcel Energy | 85 | 13781 | IOU | 03130686 | 500 | Other |  |  | Interconnected | Trade Secret | Trade | KOL | KOL061 | Commercial |  | Trade Secret | 2004 | 2004
20252-215912-02 | Xcel Energy | 85 | 13781 | IOU | 03130687 | 1825 | Other |  |  | Interconnected | Trade Secret | Trade | DBL | DBL082 | Commercial |  | Trade Secret | 2004 | 2004
20252-215912-02 | Xcel Energy | 85 | 13781 | IOU | 03130688 | 20 | Wind |  |  | Interconnected | Trade Secret | Trade | HSN | HSN312 | Residential |  | Trade Secret | 2004 | 2005
20252-215912-02 | Xcel Energy | 85 | 13781 | IOU | 03130689 | 2 | Solar |  |  | Interconnected | Trade Secret | Trade | GRC | GRC063 | Residential |  | Trade Secret | 2004 | 2009
20252-215912-02 | Xcel Energy | 85 | 13781 | IOU | 03130690 | 1 | Solar |  |  | Interconnected | Trade Secret | Trade | WIN | WIN043 | Residential |  | Trade Secret | 2003 | 2013
20252-215912-02 | Xcel Energy | 85 | 13781 | IOU | 03130691 | 1 | Solar |  |  | Interconnected | Trade Secret | Trade | RLK | RLK066 | Commercial |  | Trade Secret | 2004 | 2013
20252-215912-02 | Xcel Energy | 85 | 13781 | IOU | 03130692 | 10 | Wind |  |  | Interconnected | Trade Secret | Trade | AFT | AFT314 | Residential |  | Trade Secret | 2007 | 2007
20252-215912-02 | Xcel Energy | 85 | 13781 | IOU | 03130693 | 1750 | Other |  |  | Interconnected | Trade Secret | Trade | WES | WES072 | Commercial |  | Trade Secret | 2003 | 2005
20252-215912-02 | Xcel Energy | 85 | 13781 | IOU | 03130694 | 1800 | Other |  |  | Interconnected | Trade Secret | Trade | DBL | DBL004 | Commercial |  | Trade Secret | 2003 | 2003
20252-215912-02 | Xcel Energy | 85 | 13781 | IOU | 03130695 | 0.99 | Solar |  |  | Interconnected | Trade Secret | Trade | UPP | UPP084 | Commercial |  | Trade Secret | 2007 | 2005
20252-215912-02 | Xcel Energy | 85 | 13781 | IOU | 03130696 | 2.5 | Solar |  |  | Interconnected | Trade Secret | Trade | TER | TER071 | Residential |  | Trade Secret | 2004 | 2004
20252-215912-02 | Xcel Energy | 85 | 13781 | IOU | 03130697 | 1000 | Other |  |  | Interconnected | Trade Secret | Trade | DBL | DBL081 | Commercial |  | Trade Secret | 2004 | 2004
20252-215912-02 | Xcel Energy | 85 | 13781 | IOU | 03130698 | 1.12 | Solar |  |  | Interconnected | Trade Secret | Trade | WIL | WIL076 | Commercial |  | Trade Secret | 2005 | 2004
20252-215912-02 | Xcel Energy | 85 | 13781 | IOU | 03130699 | 0.999 | Natural Gas |  |  | Interconnected | Trade Secret | Trade | EDP | EDP093 | Commercial |  | Trade Secret | 2004 | 2004
20252-215912-02 | Xcel Energy | 85 | 13781 | IOU | 03130700 | 1.2 | Solar |  |  | Interconnected | Trade Secret | Trade | RIV | RIV062 | Residential |  | Trade Secret | 2005 | 2005
20252-215912-02 | Xcel Energy | 85 | 13781 | IOU | 03130701 | 1.2 | Solar |  |  | Interconnected | Trade Secret | Trade | RIV | RIV062 | Residential |  | Trade Secret | 2008 | 2005
20252-215912-02 | Xcel Energy | 85 | 13781 | IOU | 03130702 | 4 | Solar |  |  | Interconnected | Trade Secret | Trade | ALD | ALD084 | Residential |  | Trade Secret | 2004 | 2013
20252-215912-02 | Xcel Energy | 85 | 13781 | IOU | 03130703 | 4 | Solar |  |  | Interconnected | Trade Secret | Trade | ALD | ALD076 | Residential |  | Trade Secret | 2007 | 2013
20252-215912-02 | Xcel Energy | 85 | 13781 | IOU | 03130704 | 4 | Solar |  |  | Interconnected | Trade Secret | Trade | ALD | ALD072 | Residential |  | Trade Secret | 2007 | 2013
20252-215912-02 | Xcel Energy | 85 | 13781 | IOU | 03130705 | 4 | Solar |  |  | Interconnected | Trade Secret | Trade | HWW | HWW074 | Commercial |  | Trade Secret | 2005 | 2004
20252-215912-02 | Xcel Energy | 85 | 13781 | IOU | 03130706 | 40 | Solar |  |  | Interconnected | Trade Secret | Trade | SOU | SOU066 | Commercial |  | Trade Secret | 2004 | 2014
20252-215912-02 | Xcel Energy | 85 | 13781 | IOU | 03130707 | 4 | Solar |  |  | Interconnected | Trade Secret | Trade | HWW | HWW073 | Residential |  | Trade Secret | 2004 | 2013
20252-215912-02 | Xcel Energy | 85 | 13781 | IOU | 03130708 | 4 | Solar |  |  | Interconnected | Trade Secret | Trade | HWW | HWW073 | Commercial |  | Trade Secret | 2004 | 2005
20252-215912-02 | Xcel Energy | 85 | 13781 | IOU | 03130709 | 4 | Solar |  |  | Interconnected | Trade Secret | Trade | ALD | ALD093 | Residential |  | Trade Secret | 2004 | 2005
20252-215912-02 | Xcel Energy | 85 | 13781 | IOU | 03130710 | 4 | Solar |  |  | Interconnected | Trade Secret | Trade | HWW | HWW074 | Commercial |  | Trade Secret | 2005 | 2004
20252-215912-02 | Xcel Energy | 85 | 13781 | IOU | 03130711 | 0.8 | Solar |  |  | Interconnected | Trade Secret | Trade | GRC | GRC312 | Residential |  | Trade Secret | 2004 | 2005
20252-215912-02 | Xcel Energy | 85 | 13781 | IOU | 03130712 | 3 | Solar |  |  | Interconnected | Trade Secret | Trade | SCL | SCL322 | Residential |  | Trade Secret | 2005 | 2005
20252-215912-02 | Xcel Energy | 85 | 13781 | IOU | 03130713 | 4 | Solar |  |  | Interconnected | Trade Secret | Trade | LAB | LAB312 | Residential |  | Trade Secret | 2005 | 2004
20252-215912-02 | Xcel Energy | 85 | 13781 | IOU | 03130714 | 20 | Wind |  |  | Interconnected | Trade Secret | Trade | WTN | WTN061 | Residential |  | Trade Secret | 2005 | 2005
20252-215912-02 | Xcel Energy | 85 | 13781 | IOU | 03130715 | 3 | Solar |  |  | Interconnected | Trade Secret | Trade | BLC | BLC062 | Residential |  | Trade Secret | 2004 | 2001
20252-215912-02 | Xcel Energy | 85 | 13781 | IOU | 03130716 | 2000 | Other |  |  | Interconnected | Trade Secret | Trade | SLP | SLP087 | Residential |  | Trade Secret | 2004 | 2004
20252-215912-02 | Xcel Energy | 85 | 13781 | IOU | 03130717 | 400 | Other |  |  | Interconnected | Trade Secret | Trade | DPN | DPN073 | Residential |  | Trade Secret | 2005 | 2005
20252-215912-02 | Xcel Energy | 85 | 13781 | IOU | 03130718 | 1825 | Other |  |  | Interconnected | Trade Secret | Trade | WWK | WWK321 | Residential |  | Trade Secret | 2005 | 2005
20252-215912-02 | Xcel Energy | 85 | 13781 | IOU | 03130719 | 3.5 | Solar |  |  | Interconnected | Trade Secret | Trade | GLK | GLK071 | Residential |  | Trade Secret | 2004 | 2005
20252-215912-02 | Xcel Energy | 85 | 13781 | IOU | 03130720 | 1.85 | Solar |  |  | Interconnected | Trade Secret | Trade | BCH | BCH311 | Residential |  | Trade Secret | 2003 | 2004
20252-215912-02 | Xcel Energy | 85 | 13781 | IOU | 03130721 | 2000 | Other |  |  | Interconnected | Trade Secret | Trade | OPK | OPK077 | Commercial |  | Trade Secret | 2013 | 2003
20252-215912-02 | Xcel Energy | 85 | 13781 | IOU | 03130722 | 2000 | Other |  |  | Interconnected | Trade Secret | Trade | OPK | OPK077 | Commercial |  | Trade Secret | 2013 | 2003
20252-215912-02 | Xcel Energy | 85 | 13781 | IOU | 03130723 | 1600 | Other |  |  | Interconnected | Trade Secret | Trade | OPK | OPK077 | Commercial |  | Trade Secret | 2004 | 2005
20252-215912-02 | Xcel Energy | 85 | 13781 | IOU | 03130724 | 2000 | Other |  |  | Interconnected | Trade Secret | Trade | OPK | OPK077 | Commercial |  | Trade Secret | 2004 | 2005
20252-215912-02 | Xcel Energy | 85 | 13781 | IOU | 03130725 | 2700 | Other |  |  | Interconnected | Trade Secret | Trade | HUG | HUG322 | Commercial |  | Trade Secret | 2004 | 2004
20252-215912-02 | Xcel Energy | 85 | 13781 | IOU | 03130726 | 2700 | Other |  |  | Interconnected | Trade Secret | Trade | HUG | HUG322 | Commercial |  | Trade Secret | 2004 | 2004
20252-215912-02 | Xcel Energy | 85 | 13781 | IOU | 03130727 | 2700 | Other |  |  | Interconnected | Trade Secret | Trade | HUG | HUG322 | Commercial |  | Trade Secret | 2004 | 2004
20252-215912-02 | Xcel Energy | 85 | 13781 | IOU | 03130728 | 2700 | Other |  |  | Interconnected | Trade Secret | Trade | HUG | HUG322 | Commercial |  | Trade Secret | 2004 | 2004
20252-215912-02 | Xcel Energy | 85 | 13781 | IOU | 03130729 | 6000 | Other |  |  | Interconnected | Trade Secret | Trade | WIN | WIN033 | Commercial |  | Trade Secret | 2004 | 2004
20252-215912-02 | Xcel Energy | 85 | 13781 | IOU | 03130730 | 2000 | Natural Gas |  |  | Interconnected | Trade Secret | Trade | GVW | GVW023 | Commercial |  | Trade Secret | 2006 | 2006
20252-215912-02 | Xcel Energy | 85 | 13781 | IOU | 03130731 | 30 | Wind |  |  | Interconnected | Trade Secret | Trade | ALT | ALT021 | Commercial |  | Trade Secret | 2006 | 2009
20252-215912-02 | Xcel Energy | 85 | 13781 | IOU | 03130732 | 1000 | Other |  |  | Interconnected | Trade Secret | Trade | WAB | WAB021 | Residential |  | Trade Secret | 2004 | 2004
20252-215912-02 | Xcel Energy | 85 | 13781 | IOU | 03130733 | 800 | Natural Gas |  |  | Interconnected | Trade Secret | Trade | GVW | GVW021 | Commercial |  | Trade Secret | 2004 | 2005
20252-215912-02 | Xcel Energy | 85 | 13781 | IOU | 03130734 | 1750 | Other |  |  | Interconnected | Trade Secret | Trade | ALK | ALK063 | Commercial |  | Trade Secret | 2005 | 2005
20252-215912-02 | Xcel Energy | 85 | 13781 | IOU | 03130735 | 4 | Solar |  |  | Interconnected | Trade Secret | Trade | ALD | ALD098 | Commercial |  | Trade Secret | 2005 | 2006
20252-215912-02 | Xcel Energy | 85 | 13781 | IOU | 03130736 | 400 | Other |  |  | Interconnected | Trade Secret | Trade | WIL | WIL083 | Commercial |  | Trade Secret | 2005 | 2005
20252-215912-02 | Xcel Energy | 85 | 13781 | IOU | 03130737 | 500 | Other |  |  | Interconnected | Trade Secret | Trade | MEL | MEL083 | Commercial |  | Trade Secret | 2004 | 2004
20252-215912-02 | Xcel Energy | 85 | 13781 | IOU | 03130738 | 30 | Natural Gas |  |  | Interconnected | Trade Secret | Trade | CNC | CNC062 | Commercial |  | Trade Secret | 2003 | 2003
20252-215912-02 | Xcel Energy | 85 | 13781 | IOU | 03130739 | 1500 | Other |  |  | Interconnected | Trade Secret | Trade | TWL | TWL078 | Commercial |  | Trade Secret | 2003 | 2004
20252-215912-02 | Xcel Energy | 85 | 13781 | IOU | 03130740 | 1.2 | Solar |  |  | Interconnected | Trade Secret | Trade | RIV | RIV062 | Residential |  | Trade Secret | 2005 | 2004
20252-215912-02 | Xcel Energy | 85 | 13781 | IOU | 03130741 | 8.6 | Solar |  |  | Interconnected | Trade Secret | Trade | MPK | MPK084 | Commercial |  | Trade Secret | 2005 | 2005
20252-215912-02 | Xcel Energy | 85 | 13781 | IOU | 03130742 | 2 | Solar |  |  | Interconnected | Trade Secret | Trade | MTR | MTR021 | Residential |  | Trade Secret | 2005 | 2005
20252-215912-02 | Xcel Energy | 85 | 13781 | IOU | 03130743 | 600 | Other |  |  | Interconnected | Trade Secret | Trade | EDA | EDA062 | Commercial |  | Trade Secret | 2004 | 2005
20252-215912-02 | Xcel Energy | 85 | 13781 | IOU | 03130744 | 2000 | Other |  |  | Interconnected | Trade Secret | Trade | AIR | AIR073 | Commercial |  | Trade Secret | 2004 | 2005
20252-215912-02 | Xcel Energy | 85 | 13781 | IOU | 03130745 | 2000 | Other |  |  | Interconnected | Trade Secret | Trade | WCR | WCR311 | Commercial |  | Trade Secret | 2004 | 2004
20252-215912-02 | Xcel Energy | 85 | 13781 | IOU | 03130746 | 1800 | Wind |  |  | Interconnected | Trade Secret | Trade | SRD | SRD211 | Residential |  | Trade Secret | 2005 | 2006
20252-215912-02 | Xcel Energy | 85 | 13781 | IOU | 03130747 | 1650 | Wind |  |  | Interconnected | Trade Secret | Trade | NOF | NOF071 | Commercial |  | Trade Secret | 2005 | 2006
20252-215912-02 | Xcel Energy | 85 | 13781 | IOU | 03130748 | 900 | Other |  |  | Interconnected | Trade Secret | Trade | SLP | SLP321 | Commercial |  | Trade Secret | 2006 | 2007
20252-215912-02 | Xcel Energy | 85 | 13781 | IOU | 03130749 | 2000 | Other |  |  | Interconnected | Trade Secret | Trade | SLP | SLP321 | Commercial |  | Trade Secret | 2006 | 2007
20252-215912-02 | Xcel Energy | 85 | 13781 | IOU | 03130750 | 3 | Solar |  |  | Interconnected | Trade Secret | Trade | UPP | UPP084 | Residential |  | Trade Secret | 2006 | 2007
20252-215912-02 | Xcel Energy | 85 | 13781 | IOU | 03130751 | 2 | Solar |  |  | Interconnected | Trade Secret | Trade | AFT | AFT321 | Residential |  | Trade Secret | 2006 | 2007
20252-215912-02 | Xcel Energy | 85 | 13781 | IOU | 03130752 | 4 | Solar |  |  | Interconnected | Trade Secret | Trade | DPN | DPN071 | Residential |  | Trade Secret | 2006 | 2006
20252-215912-02 | Xcel Energy | 85 | 13781 | IOU | 03130753 | 2 | Solar |  |  | Interconnected | Trade Secret | Trade | GNL | GNL063 | Residential |  | Trade Secret | 2006 | 2006
20252-215912-02 | Xcel Energy | 85 | 13781 | IOU | 03130754 | 2 | Solar |  |  | Interconnected | Trade Secret | Trade | RMT | RMT321 | Residential |  | Trade Secret | 2006 | 2006
20252-215912-02 | Xcel Energy | 85 | 13781 | IOU | 03130755 | 4 | Solar |  |  | Interconnected | Trade Secret | Trade | ECK | ECK322 | Residential |  | Trade Secret | 2006 | 2006
20252-215912-02 | Xcel Energy | 85 | 13781 | IOU | 03130756 | 2 | Solar |  |  | Interconnected | Trade Secret | Trade | APA | APA076 | Residential |  | Trade Secret | 2006 | 2006
20252-215912-02 | Xcel Energy | 85 | 13781 | IOU | 03130757 | 4 | Solar |  |  | Interconnected | Trade Secret | Trade | WCS | WCS072 | Residential |  | Trade Secret | 2006 | 2006
20252-215912-02 | Xcel Energy | 85 | 13781 | IOU | 03130758 | 3 | Solar |  |  | Interconnected | Trade Secret | Trade | NOF | NOF071 | Residential |  | Trade Secret | 2006 | 2006
20252-215912-02 | Xcel Energy | 85 | 13781 | IOU | 03130759 | 4 | Solar |  |  | Interconnected | Trade Secret | Trade | EDA | EDA067 | Residential |  | Trade Secret | 2006 | 2006
20252-215912-02 | Xcel Energy | 85 | 13781 | IOU | 03130760 | 3 | Solar |  |  | Interconnected | Trade Secret | Trade | WCR | WCR062 | Residential |  | Trade Secret | 2006 | 2007
20252-215912-02 | Xcel Energy | 85 | 13781 | IOU | 03130761 | 3 | Solar |  |  | Interconnected | Trade Secret | Trade | SLP | SLP084 | Residential |  | Trade Secret | 2006 | 2007
20252-215912-02 | Xcel Energy | 85 | 13781 | IOU | 03130762 | 10 | Solar |  |  | Interconnected | Trade Secret | Trade | SLP | SLP081 | Commercial |  | Trade Secret | 2006 | 2007
20252-215912-02 | Xcel Energy | 85 | 13781 | IOU | 03130763 | 3 | Solar |  |  | Interconnected | Trade Secret | Trade | ALD | ALD084 | Residential |  | Trade Secret | 2006 | 2007
20252-215912-02 | Xcel Energy | 85 | 13781 | IOU | 03130764 | 10 | Solar |  |  | Interconnected | Trade Secret | Trade | BLC | BLC063 | Commercial |  | Trade Secret | 2006 | 2006
20252-215912-02 | Xcel Energy | 85 | 13781 | IOU | 03130765 | 2000 | Other |  |  | Interconnected | Trade Secret | Trade | FRM | FRM062 | Commercial |  | Trade Secret | 2006 | 2006
20252-215912-02 | Xcel Energy | 85 | 13781 | IOU | 03130766 | 7 | Solar |  |  | Interconnected | Trade Secret | Trade | GLK | GLK063 | Residential |  | Trade Secret | 2006 | 2013
20252-215912-02 | Xcel Energy | 85 | 13781 | IOU | 03130767 | 1280 | Other |  |  | Interconnected | Trade Secret | Trade | OAD | OAD064 | Commercial |  | Trade Secret | 2007 | 2007
20252-215912-02 | Xcel Energy | 85 | 13781 | IOU | 03130768 | 1280 | Other |  |  | Interconnected | Trade Secret | Trade | OAD | OAD064 | Commercial |  | Trade Secret | 2007 | 2007
20252-215912-02 | Xcel Energy | 85 | 13781 | IOU | 03130769 | 2 | Solar |  |  | Interconnected | Trade Secret | Trade | HSN | HSN312 | Residential |  | Trade Secret | 2007 | 2013
20252-215912-02 | Xcel Energy | 85 | 13781 | IOU | 03130770 | 1 | Solar |  |  | Interconnected | Trade Secret | Trade | OSS | OSS065 | Residential |  | Trade Secret | 2007 | 2006
20252-215912-02 | Xcel Energy | 85 | 13781 | IOU | 03130771 | 4 | Solar |  |  | Interconnected | Trade Secret | Trade | CEL | CEL064 | Residential |  | Trade Secret | 2009 | 2013
20252-215912-02 | Xcel Energy | 85 | 13781 | IOU | 03130772 | 3 | Solar |  |  | Interconnected | Trade Secret | Trade | RAM | RAM064 | Residential |  | Trade Secret | 2007 | 2007
20252-215912-02 | Xcel Energy | 85 | 13781 | IOU | 03130773 | 40 | Solar |  |  | Interconnected | Trade Secret | Trade | HYL | HYL065 | Commercial |  | Trade Secret | 2007 | 2012
20252-215912-02 | Xcel Energy | 85 | 13781 | IOU | 03130774 | 4 | Solar |  |  | Interconnected | Trade Secret | Trade | HUG | HUG321 | Residential |  | Trade Secret | 2007 | 2007
20252-215912-02 | Xcel Energy | 85 | 13781 | IOU | 03130775 | 1 | Solar |  |  | Interconnected | Trade Secret | Trade | GFD | GFD021 | Residential |  | Trade Secret | 2007 | 2005
20252-215912-02 | Xcel Energy | 85 | 13781 | IOU | 03130776 | 4 | Solar |  |  | Interconnected | Trade Secret | Trade | SAK | SAK321 | Commercial |  | Trade Secret | 2007 | 2008
20252-215912-02 | Xcel Energy | 85 | 13781 | IOU | 03130777 | 2 | Solar |  |  | Interconnected | Trade Secret | Trade | ALD | ALD085 | Commercial |  | Trade Secret | 2007 | 2007
20252-215912-02 | Xcel Energy | 85 | 13781 | IOU | 03130778 | 3 | Solar |  |  | Interconnected | Trade Secret | Trade | HUG | HUG321 | Residential |  | Trade Secret | 2006 | 2006
20252-215912-02 | Xcel Energy | 85 | 13781 | IOU | 03130779 | 4.02 | Solar |  |  | Interconnected | Trade Secret | Trade | ALD | ALD094 | Commercial |  | Trade Secret | 2006 | 2006
20252-215912-02 | Xcel Energy | 85 | 13781 | IOU | 03130780 | 4 | Solar |  |  | Interconnected | Trade Secret | Trade | MOL | MOL068 | Residential |  | Trade Secret | 2006 | 2006
20252-215912-02 | Xcel Energy | 85 | 13781 | IOU | 03130781 | 9.75 | Solar |  |  | Interconnected | Trade Secret | Trade | SOU | SOU086 | Commercial |  | Trade Secret | 2006 | 2007
20252-215912-02 | Xcel Energy | 85 | 13781 | IOU | 03130782 | 475 | Other |  |  | Interconnected | Trade Secret | Trade | STY | STY071 | Commercial |  | Trade Secret | 2006 | 2007
20252-215912-02 | Xcel Energy | 85 | 13781 | IOU | 03130783 | 2000 | Other |  |  | Interconnected | Trade Secret | Trade | TLK | TLK062 | Commercial |  | Trade Secret | 2006 | 2005
20252-215912-02 | Xcel Energy | 85 | 13781 | IOU | 03130784 | 10 | Solar |  |  | Interconnected | Trade Secret | Trade | TER | TER065 | Commercial |  | Trade Secret | 2006 | 2007
20252-215912-02 | Xcel Energy | 85 | 13781 | IOU | 03130785 | 2 | Solar |  |  | Interconnected | Trade Secret | Trade | AFT | AFT321 | Residential |  | Trade Secret | 2006 | 2007
20252-215912-02 | Xcel Energy | 85 | 13781 | IOU | 03130786 | 1500 | Other |  |  | Interconnected | Trade Secret | Trade | TWL | TWL078 | Commercial |  | Trade Secret | 2003 | 2004
20252-215912-02 | Xcel Energy | 85 | 13781 | IOU | 03130787 | 1500 | Other |  |  | Interconnected | Trade Secret | Trade | TWL | TWL078 | Commercial |  | Trade Secret | 2003 | 2004
20252-215912-02 | Xcel Energy | 85 | 13781 | IOU | 03130788 | 40 | Solar |  |  | Interconnected | Trade Secret | Trade | LAP | LAP311 | Commercial |  | Trade Secret | 2007 | 2009
20252-215912-02 | Xcel Energy | 85 | 13781 | IOU | 03130789 | 2000 | Other |  |  | Interconnected | Trade Secret | Trade | WCR | WCR311 | Commercial |  | Trade Secret | 2004 | 2004
20252-215912-02 | Xcel Energy | 85 | 13781 | IOU | 03130790 | 2000 | Other |  |  | Interconnected | Trade Secret | Trade | WCR | WCR311 | Commercial |  | Trade Secret | 2004 | 2004
20252-215912-02 | Xcel Energy | 85 | 13781 | IOU | 03130791 | 2000 | Other |  |  | Interconnected | Trade Secret | Trade | WCR | WCR311 | Residential |  | Trade Secret | 2004 | 2004
20252-215912-02 | Xcel Energy | 85 | 13781 | IOU | 03130792 | 2000 | Other |  |  | Interconnected | Trade Secret | Trade | WCR | WCR311 | Commercial |  | Trade Secret | 2004 | 2004
20252-215912-02 | Xcel Energy | 85 | 13781 | IOU | 03130793 | 2000 | Other |  |  | Interconnected | Trade Secret | Trade | WCR | WCR311 | Commercial |  | Trade Secret | 2004 | 2004
20252-215912-02 | Xcel Energy | 85 | 13781 | IOU | 03130794 | 1800 | Wind |  |  | Interconnected | Trade Secret | Trade | SRD | SRD211 | Residential |  | Trade Secret | 2005 | 2006
20252-215912-02 | Xcel Energy | 85 | 13781 | IOU | 03130795 | 1800 | Wind |  |  | Interconnected | Trade Secret | Trade | SRD | SRD211 | Residential |  | Trade Secret | 2005 | 2006
20252-215912-02 | Xcel Energy | 85 | 13781 | IOU | 03130796 | 2000 | Other |  |  | Interconnected | Trade Secret | Trade | FRM | FRM062 | Commercial |  | Trade Secret | 2006 | 2006
20252-215912-02 | Xcel Energy | 85 | 13781 | IOU | 03130797 | 1750 | Other |  |  | Interconnected | Trade Secret | Trade | WES | WES072 | Residential |  | Trade Secret | 2003 | 2005
20252-215912-02 | Xcel Energy | 85 | 13781 | IOU | 03130798 | 30 | Natural Gas |  |  | Interconnected | Trade Secret | Trade | TLK | TLK077 | Commercial |  | Trade Secret | 2003 | 2004
20252-215912-02 | Xcel Energy | 85 | 13781 | IOU | 03130799 | 750 | Other |  |  | Interconnected | Trade Secret | Trade | HUG | HUG311 | Residential |  | Trade Secret | 2004 | 2004
20252-215912-02 | Xcel Energy | 85 | 13781 | IOU | 03130800 | 2.988 | Solar |  |  | Interconnected | Trade Secret | Trade | UPP | UPP086 | Residential |  | Trade Secret | 2007 | 2007
20252-215912-02 | Xcel Energy | 85 | 13781 | IOU | 03130801 | 1825 | Other |  |  | Interconnected | Trade Secret | Trade | WWK | WWK321 | Residential |  | Trade Secret | 2005 | 2005
20252-215912-02 | Xcel Energy | 85 | 13781 | IOU | 03130802 | 1 | Solar |  |  | Interconnected | Trade Secret | Trade | AFT | AFT314 | Residential |  | Trade Secret | 2007 | 2007
20252-215912-02 | Xcel Energy | 85 | 13781 | IOU | 03130803 | 0.999 | Solar |  |  | Interconnected | Trade Secret | Trade | RLK | RLK069 | Residential |  | Trade Secret | 2004 | 2005
20252-215912-02 | Xcel Energy | 85 | 13781 | IOU | 03130804 | 0.999 | Solar |  |  | Interconnected | Trade Secret | Trade | EDA | EDA062 | Commercial |  | Trade Secret | 2002 | 2002
20252-215912-02 | Xcel Energy | 85 | 13781 | IOU | 03130805 | 3.2 | Solar |  |  | Interconnected | Trade Secret | Trade | MTR | MTR021 | Residential |  | Trade Secret | 2007 | 2005
20252-215912-02 | Xcel Energy | 85 | 13781 | IOU | 03130806 | 2.72 | Solar |  |  | Interconnected | Trade Secret | Trade | AFT | AFT314 | Residential |  | Trade Secret | 2007 | 2007
20252-215912-02 | Xcel Energy | 85 | 13781 | IOU | 03130807 | 3 | Solar |  |  | Interconnected | Trade Secret | Trade | SOU | SOU072 | Residential |  | Trade Secret | 2006 | 2007
20252-215912-02 | Xcel Energy | 85 | 13781 | IOU | 03130808 | 10 | Solar |  |  | Interconnected | Trade Secret | Trade | EDA | EDA066 | Commercial |  | Trade Secret | 2006 | 2007
20252-215912-02 | Xcel Energy | 85 | 13781 | IOU | 03130809 | 8.4 | Solar |  |  | Interconnected | Trade Secret | Trade | SLP | SLP084 | Commercial |  | Trade Secret | 2007 | 2007
20252-215912-02 | Xcel Energy | 85 | 13781 | IOU | 03130810 | 4.813 | Solar |  |  | Interconnected | Trade Secret | Trade | PRR | PRR062 | Residential |  | Trade Secret | 2007 | 2007
20252-215912-02 | Xcel Energy | 85 | 13781 | IOU | 03130811 | 3.6 | Solar |  |  | Interconnected | Trade Secret | Trade | DPN | DPN072 | Residential |  | Trade Secret | 2007 | 2008
20252-215912-02 | Xcel Energy | 85 | 13781 | IOU | 03130812 | 1.2 | Natural Gas |  |  | Interconnected | Trade Secret | Trade | DPN | DPN072 | Residential |  | Trade Secret | 2007 | 2008
20252-215912-02 | Xcel Energy | 85 | 13781 | IOU | 03130813 | 9000 | Hydro |  |  | Interconnected | Trade Secret | Trade | MPK | MPK071 | Residential |  | Trade Secret | 2007 | 2008
20252-215912-02 | Xcel Energy | 85 | 13781 | IOU | 03130814 | 1.8 | Solar |  |  | Interconnected | Trade Secret | Trade | ALD | ALD076 | Residential |  | Trade Secret | 2007 | 2007
20252-215912-02 | Xcel Energy | 85 | 13781 | IOU | 03130815 | 9176 | Hydro |  |  | Interconnected | Trade Secret | Trade | ELP | ELP082 | Commercial |  | Trade Secret | 2005 | 2011
20252-215912-02 | Xcel Energy | 85 | 13781 | IOU | 03130816 | 5.1 | Solar |  |  | Interconnected | Trade Secret | Trade | LLK | LLK071 | Commercial |  | Trade Secret | 2007 | 2007
20252-215912-02 | Xcel Energy | 85 | 13781 | IOU | 03130817 | 5.1 | Solar |  |  | Interconnected | Trade Secret | Trade | LLK | LLK071 | Commercial |  | Trade Secret | 2007 | 2007
20252-215912-02 | Xcel Energy | 85 | 13781 | IOU | 03130818 | 2.1 | Solar |  |  | Interconnected | Trade Secret | Trade | MPK | MPK085 | Residential |  | Trade Secret | 2007 | 2007
20252-215912-02 | Xcel Energy | 85 | 13781 | IOU | 03130819 | 3.2 | Solar |  |  | Interconnected | Trade Secret | Trade | HOL | HOL072 | Residential |  | Trade Secret | 2007 | 2008
20252-215912-02 | Xcel Energy | 85 | 13781 | IOU | 03130820 | 1000 | Other |  |  | Interconnected | Trade Secret | Trade | LOK | LOK061 | Commercial |  | Trade Secret | 2007 | 2007
20252-215912-02 | Xcel Energy | 85 | 13781 | IOU | 03130821 | 2 | Solar |  |  | Interconnected | Trade Secret | Trade | EXC | EXC061 | Residential |  | Trade Secret | 2007 | 2007
20252-215912-02 | Xcel Energy | 85 | 13781 | IOU | 03130822 | 3.15 | Solar |  |  | Interconnected | Trade Secret | Trade | DPN | DPN071 | Residential |  | Trade Secret | 2007 | 2008
20252-215912-02 | Xcel Energy | 85 | 13781 | IOU | 03130823 | 20 | Wind |  |  | Interconnected | Trade Secret | Trade | RLK | RLK066 | Commercial |  | Trade Secret | 2007 | 2012
20252-215912-02 | Xcel Energy | 85 | 13781 | IOU | 03130824 | 810 | Other |  |  | Interconnected | Trade Secret | Trade | UPP | UPP062 | Commercial |  | Trade Secret | 2001 | 2002
20252-215912-02 | Xcel Energy | 85 | 13781 | IOU | 03130825 | 1.8 | Solar |  |  | Interconnected | Trade Secret | Trade | ALD | ALD085 | Commercial |  | Trade Secret | 2007 | 2008
20252-215912-02 | Xcel Energy | 85 | 13781 | IOU | 03130826 | 2 | Solar |  |  | Interconnected | Trade Secret | Trade | BCH | BCH311 | Residential |  | Trade Secret | 2007 | 2007
20252-215912-02 | Xcel Energy | 85 | 13781 | IOU | 03130827 | 2.04 | Solar |  |  | Interconnected | Trade Secret | Trade | WCR | WCR322 | Residential |  | Trade Secret | 2009 | 2009
20252-215912-02 | Xcel Energy | 85 | 13781 | IOU | 03130828 | 2.4 | Solar |  |  | Interconnected | Trade Secret | Trade | OAD | OAD071 | Residential |  | Trade Secret | 2008 | 2008
20252-215912-02 | Xcel Energy | 85 | 13781 | IOU | 03130829 | 1.2 | Solar |  |  | Interconnected | Trade Secret | Trade | CRL | CRL065 | Residential |  | Trade Secret | 2007 | 2008
20252-215912-02 | Xcel Energy | 85 | 13781 | IOU | 03130830 | 20 | Wind |  |  | Interconnected | Trade Secret | Trade | MHW | MHW311 | Residential |  | Trade Secret | 2007 | 2008
20252-215912-02 | Xcel Energy | 85 | 13781 | IOU | 03130831 | 3.2 | Solar |  |  | Interconnected | Trade Secret | Trade | PIL | PIL022 | Residential |  | Trade Secret | 2008 | 2008
20252-215912-02 | Xcel Energy | 85 | 13781 | IOU | 03130832 | 35 | Wind |  |  | Interconnected | Trade Secret | Trade | FAB | FAB063 | Residential |  | Trade Secret | 2006 | 2007
20252-215912-02 | Xcel Energy | 85 | 13781 | IOU | 03130833 | 39.5 | Wind |  |  | Interconnected | Trade Secret | Trade | PIP | PIP090 | Residential |  | Trade Secret | 2007 | 2007
20252-215912-02 | Xcel Energy | 85 | 13781 | IOU | 03130834 | 1.8 | Wind |  |  | Interconnected | Trade Secret | Trade | WIN | WIN043 | Residential |  | Trade Secret | 2007 | 2007
20252-215912-02 | Xcel Energy | 85 | 13781 | IOU | 03130835 | 2 | Solar |  |  | Interconnected | Trade Secret | Trade | UPP | UPP084 | Residential |  | Trade Secret | 2007 | 2008
20252-215912-02 | Xcel Energy | 85 | 13781 | IOU | 03130836 | 2.5 | Solar |  |  | Interconnected | Trade Secret | Trade | OPK | OPK073 | Residential |  | Trade Secret | 2007 | 2008
20252-215912-02 | Xcel Energy | 85 | 13781 | IOU | 03130837 | 2 | Solar |  |  | Interconnected | Trade Secret | Trade | RAP | RAP081 | Residential |  | Trade Secret | 2007 | 2007
20252-215912-02 | Xcel Energy | 85 | 13781 | IOU | 03130838 | 30 | Natural Gas |  |  | Interconnected | Trade Secret | Trade | WNG | WNG061 | Residential |  | Trade Secret | 1999 | 1999
20252-215912-02 | Xcel Energy | 85 | 13781 | IOU | 03130839 | 2.8 | Solar |  |  | Interconnected | Trade Secret | Trade | ALD | ALD092 | Residential |  | Trade Secret | 2008 | 2008
20252-215912-02 | Xcel Energy | 85 | 13781 | IOU | 03130840 | 20 | Wind |  |  | Interconnected | Trade Secret | Trade | AVN | AVN021 | Residential |  | Trade Secret | 1996 | 2005
20252-215912-02 | Xcel Energy | 85 | 13781 | IOU | 03130841 | 1 | Solar |  |  | Interconnected | Trade Secret | Trade | BRO | BRO021 | Commercial |  | Trade Secret | 1996 | 1996
20252-215912-02 | Xcel Energy | 85 | 13781 | IOU | 03130842 | 40 | Wind |  |  | Interconnected | Trade Secret | Trade | DOC | DOC031 | Residential |  | Trade Secret | 2002 | 2013
20252-215912-02 | Xcel Energy | 85 | 13781 | IOU | 03130843 | 17 | Solar |  |  | Interconnected | Trade Secret | Trade | ROC | ROC090 | Residential |  | Trade Secret | 2007 | 2007
20252-215912-02 | Xcel Energy | 85 | 13781 | IOU | 03130844 | 4 | Solar |  |  | Interconnected | Trade Secret | Trade | IDA | IDA062 | Residential |  | Trade Secret | 2007 | 2013
20252-215912-02 | Xcel Energy | 85 | 13781 | IOU | 03130845 | 0.999 | Solar |  |  | Interconnected | Trade Secret | Trade | SLP | SLP084 | Residential |  | Trade Secret | 1996 | 2001
20252-215912-02 | Xcel Energy | 85 | 13781 | IOU | 03130846 | 1.2 | Solar |  |  | Interconnected | Trade Secret | Trade | RIV | RIV062 | Residential |  | Trade Secret | 2007 | 2007
20252-215912-02 | Xcel Energy | 85 | 13781 | IOU | 03130847 | 1.2 | Solar |  |  | Interconnected | Trade Secret | Trade | RIV | RIV062 | Residential |  | Trade Secret | 2007 | 2007
20252-215912-02 | Xcel Energy | 85 | 13781 | IOU | 03130848 | 1.2 | Solar |  |  | Interconnected | Trade Secret | Trade | RIV | RIV062 | Residential |  | Trade Secret | 2007 | 2007
20252-215912-02 | Xcel Energy | 85 | 13781 | IOU | 03130849 | 1.2 | Solar |  |  | Interconnected | Trade Secret | Trade | RIV | RIV062 | Residential |  | Trade Secret | 2007 | 2007
20252-215912-02 | Xcel Energy | 85 | 13781 | IOU | 03130850 | 1.2 | Solar |  |  | Interconnected | Trade Secret | Trade | RIV | RIV062 | Residential |  | Trade Secret | 2007 | 2004
20252-215912-02 | Xcel Energy | 85 | 13781 | IOU | 03130851 | 16.2 | Solar |  |  | Interconnected | Trade Secret | Trade |  |  | Residential |  | Trade Secret | 2007 | 2007
20252-215912-02 | Xcel Energy | 85 | 13781 | IOU | 03130852 | 60 | Natural Gas |  |  | Interconnected | Trade Secret | Trade | GNL | GNL072 | Commercial |  | Trade Secret | 2007 | 2007
20252-215912-02 | Xcel Energy | 85 | 13781 | IOU | 03130853 | 0.999 | Solar |  |  | Interconnected | Trade Secret | Trade |  |  | Residential |  | Trade Secret | 1996 | 1996
20252-215912-02 | Xcel Energy | 85 | 13781 | IOU | 03130854 | 40 | Wind |  |  | Interconnected | Trade Secret | Trade | NOF | NOF061 | Residential |  | Trade Secret | 1999 | 2013
20252-215912-02 | Xcel Energy | 85 | 13781 | IOU | 03130855 | 25 | Wind |  |  | Interconnected | Trade Secret | Trade | PIL | PIL022 | Residential |  | Trade Secret | 2007 | 2005
20252-215912-02 | Xcel Energy | 85 | 13781 | IOU | 03130856 | 0.6 | Solar |  |  | Interconnected | Trade Secret | Trade | TER | TER065 | Commercial |  | Trade Secret | 2008 | 2008
20252-215912-02 | Xcel Energy | 85 | 13781 | IOU | 03130857 | 1500 | Other |  |  | Interconnected | Trade Secret | Trade | LOK | LOK063 | Commercial |  | Trade Secret | 2008 | 2008
20252-215912-02 | Xcel Energy | 85 | 13781 | IOU | 03130858 | 2.05 | Solar |  |  | Interconnected | Trade Secret | Trade | SLP | SLP082 | Residential |  | Trade Secret | 2008 | 2008
20252-215912-02 | Xcel Energy | 85 | 13781 | IOU | 03130859 | 39.5 | Wind |  |  | Interconnected | Trade Secret | Trade | ALB | ALB021 | Commercial |  | Trade Secret | 2008 | 2009
20252-215912-02 | Xcel Energy | 85 | 13781 | IOU | 03130860 | 14.5 | Solar |  |  | Interconnected | Trade Secret | Trade | SMT | SMT091 | Commercial |  | Trade Secret | 2008 | 2008
20252-215912-02 | Xcel Energy | 85 | 13781 | IOU | 03130861 | 14.5 | Solar |  |  | Interconnected | Trade Secret | Trade | SMT | SMT091 | Commercial |  | Trade Secret | 2008 | 2008
20252-215912-02 | Xcel Energy | 85 | 13781 | IOU | 03130862 | 14.5 | Solar |  |  | Interconnected | Trade Secret | Trade | SMT | SMT091 | Commercial |  | Trade Secret | 2008 | 2008
20252-215912-02 | Xcel Energy | 85 | 13781 | IOU | 03130863 | 1.1 | Solar |  |  | Interconnected | Trade Secret | Trade | SOU | SOU075 | Residential |  | Trade Secret | 2008 | 2008
20252-215912-02 | Xcel Energy | 85 | 13781 | IOU | 03130864 | 4 | Solar |  |  | Interconnected | Trade Secret | Trade | MEL | MEL075 | Residential |  | Trade Secret | 2008 | 2008
20252-215912-02 | Xcel Energy | 85 | 13781 | IOU | 03130865 | 95 | Solar |  |  | Interconnected | Trade Secret | Trade | KOL | KOL065 | Commercial |  | Trade Secret | 2008 | 2008
20252-215912-02 | Xcel Energy | 85 | 13781 | IOU | 03130866 | 1 | Solar |  |  | Interconnected | Trade Secret | Trade | MPK | MPK071 | Residential |  | Trade Secret | 2008 | 2008
20252-215912-02 | Xcel Energy | 85 | 13781 | IOU | 03130867 | 4 | Solar |  |  | Interconnected | Trade Secret | Trade | UPP | UPP084 | Residential |  | Trade Secret | 2008 | 2008
20252-215912-02 | Xcel Energy | 85 | 13781 | IOU | 03130868 | 4.8 | Solar |  |  | Interconnected | Trade Secret | Trade | ECK | ECK321 | Residential |  | Trade Secret | 2008 | 2008
20252-215912-02 | Xcel Energy | 85 | 13781 | IOU | 03130869 | 725 | Other |  |  | Interconnected | Trade Secret | Trade | LOK | LOK061 | Commercial |  | Trade Secret | 2008 | 2008
20252-215912-02 | Xcel Energy | 85 | 13781 | IOU | 03130870 | 200 | Other |  |  | Interconnected | Trade Secret | Trade | PKL | PKL062 | Commercial |  | Trade Secret | 2008 | 2008
20252-215912-02 | Xcel Energy | 85 | 13781 | IOU | 03130871 | 2.5 | Solar |  |  | Interconnected | Trade Secret | Trade | DND | DND062 | Commercial |  | Trade Secret | 2008 | 2013
20252-215912-02 | Xcel Energy | 85 | 13781 | IOU | 03130872 | 3.2 | Solar |  |  | Interconnected | Trade Secret | Trade | GLK | GLK063 | Commercial |  | Trade Secret | 2008 | 2008
20252-215912-02 | Xcel Energy | 85 | 13781 | IOU | 03130873 | 2.1 | Solar |  |  | Interconnected | Trade Secret | Trade | GVW | GVW022 | Residential |  | Trade Secret | 2008 | 2008
20252-215912-02 | Xcel Energy | 85 | 13781 | IOU | 03130874 | 3 | Solar |  |  | Interconnected | Trade Secret | Trade | LLK | LLK061 | Residential |  | Trade Secret | 2008 | 2008
20252-215912-02 | Xcel Energy | 85 | 13781 | IOU | 03130875 | 2.5 | Solar |  |  | Interconnected | Trade Secret | Trade | MPK | MPK078 | Commercial |  | Trade Secret | 2008 | 2008
20252-215912-02 | Xcel Energy | 85 | 13781 | IOU | 03130876 | 0.256 | Solar |  |  | Interconnected | Trade Secret | Trade | FST | FST031 | Residential |  | Trade Secret | 2008 | 2008
20252-215912-02 | Xcel Energy | 85 | 13781 | IOU | 03130877 | 5 | Wind |  |  | Interconnected | Trade Secret | Trade | FST | FST031 | Residential |  | Trade Secret | 2008 | 2008
20252-215912-02 | Xcel Energy | 85 | 13781 | IOU | 03130878 | 0.525 | Solar |  |  | Interconnected | Trade Secret | Trade | WSG | WSG066 | Residential |  | Trade Secret | 2008 | 2008
20252-215912-02 | Xcel Energy | 85 | 13781 | IOU | 03130879 | 2.68 | Solar |  |  | Interconnected | Trade Secret | Trade | LEX | LEX331 | Residential |  | Trade Secret | 2008 | 2008
20252-215912-02 | Xcel Energy | 85 | 13781 | IOU | 03130880 | 3.42 | Solar |  |  | Interconnected | Trade Secret | Trade | SJO | SJO001 | Commercial |  | Trade Secret | 2008 | 2009
20252-215912-02 | Xcel Energy | 85 | 13781 | IOU | 03130881 | 6.6 | Solar |  |  | Interconnected | Trade Secret | Trade | SOU | SOU088 | Commercial |  | Trade Secret | 2008 | 2008
20252-215912-02 | Xcel Energy | 85 | 13781 | IOU | 03130882 | 3000 | Natural Gas |  |  | Interconnected | Trade Secret | Trade | LEX | LEX064 | Commercial |  | Trade Secret | 2008 | 2012
20252-215912-02 | Xcel Energy | 85 | 13781 | IOU | 03130883 | 1.9 | Solar |  |  | Interconnected | Trade Secret | Trade | WIL | WIL087 | Commercial |  | Trade Secret | 2008 | 2014
20252-215912-02 | Xcel Energy | 85 | 13781 | IOU | 03130884 | 2.3 | Solar |  |  | Interconnected | Trade Secret | Trade | SHP | SHP072 | Residential |  | Trade Secret | 2008 | 2008
20252-215912-02 | Xcel Energy | 85 | 13781 | IOU | 03130885 | 1.6 | Solar |  |  | Interconnected | Trade Secret | Trade | HWW | HWW062 | Residential |  | Trade Secret | 2008 | 2008
20252-215912-02 | Xcel Energy | 85 | 13781 | IOU | 03130886 | 3.2 | Solar |  |  | Interconnected | Trade Secret | Trade | SOU | SOU079 | Residential |  | Trade Secret | 2011 | 2009
20252-215912-02 | Xcel Energy | 85 | 13781 | IOU | 03130887 | 18.72 | Solar |  |  | Interconnected | Trade Secret | Trade | MEL | MEL089 | Commercial |  | Trade Secret | 2008 | 2009
20252-215912-02 | Xcel Energy | 85 | 13781 | IOU | 03130888 | 100 | Wind |  |  | Interconnected | Trade Secret | Trade | AVN | AVN021 | Commercial |  | Trade Secret | 2008 | 2009
20252-215912-02 | Xcel Energy | 85 | 13781 | IOU | 03130889 | 5000 | Biomass |  |  | Interconnected | Trade Secret | Trade | BCK | BCK72X | Commercial |  | Trade Secret | 2003 | 2003
20252-215912-02 | Xcel Energy | 85 | 13781 | IOU | 03130890 | 9.84 | Solar |  |  | Interconnected | Trade Secret | Trade | EDA | EDA061 | Commercial |  | Trade Secret | 2008 | 2009
20252-215912-02 | Xcel Energy | 85 | 13781 | IOU | 03130891 | 750 | Other |  |  | Interconnected | Trade Secret | Trade | FIC | FIC031 | Commercial |  | Trade Secret | 2008 | 2009
20252-215912-02 | Xcel Energy | 85 | 13781 | IOU | 03130892 | 2000 | Other |  |  | Interconnected | Trade Secret | Trade | WCS | WCS071 | Commercial |  | Trade Secret | 2008 | 2009
20252-215912-02 | Xcel Energy | 85 | 13781 | IOU | 03130893 | 500 | Other |  |  | Interconnected | Trade Secret | Trade | ECK | ECK322 | Commercial |  | Trade Secret | 2008 | 2009
20252-215912-02 | Xcel Energy | 85 | 13781 | IOU | 03130894 | 3.2 | Solar |  |  | Interconnected | Trade Secret | Trade | DBL | DBL063 | Residential |  | Trade Secret | 2009 | 2009
20252-215912-02 | Xcel Energy | 85 | 13781 | IOU | 03130895 | 350 | Other |  |  | Interconnected | Trade Secret | Trade | FIC | FIC031 | Commercial |  | Trade Secret | 2009 | 2009
20252-215912-02 | Xcel Energy | 85 | 13781 | IOU | 03130896 | 12 | Solar |  |  | Interconnected | Trade Secret | Trade | KOL | KOL062 | Residential |  | Trade Secret | 2009 | 2009
20252-215912-02 | Xcel Energy | 85 | 13781 | IOU | 03130897 | 2000 | Wind |  |  | Interconnected | Trade Secret | Trade | WSG | WSG351 | Residential |  | Trade Secret | 2009 | 2009
20252-215912-02 | Xcel Energy | 85 | 13781 | IOU | 03130898 | 2.925 | Solar |  |  | Interconnected | Trade Secret | Trade | GSL | GSL074 | Residential |  | Trade Secret | 2008 | 2009
20252-215912-02 | Xcel Energy | 85 | 13781 | IOU | 03130899 | 4 | Solar |  |  | Interconnected | Trade Secret | Trade | LOK | LOK062 | Residential |  | Trade Secret | 2009 | 2009
20252-215912-02 | Xcel Energy | 85 | 13781 | IOU | 03130900 | 2.7 | Solar |  |  | Interconnected | Trade Secret | Trade | BLC | BLC062 | Residential |  | Trade Secret | 2009 | 2009
20252-215912-02 | Xcel Energy | 85 | 13781 | IOU | 03130901 | 1000 | Other |  |  | Interconnected | Trade Secret | Trade | WCS | WCS064 | Commercial |  | Trade Secret | 2009 | 2014
20252-215912-02 | Xcel Energy | 85 | 13781 | IOU | 03130902 | 320 | Other |  |  | Interconnected | Trade Secret | Trade | STY | STY073 | Residential |  | Trade Secret | 2009 | 2012
20252-215912-02 | Xcel Energy | 85 | 13781 | IOU | 03130903 | 36.8 | Solar |  |  | Interconnected | Trade Secret | Trade | MPK | MPK073 | Commercial |  | Trade Secret | 2009 | 2009
20252-215912-02 | Xcel Energy | 85 | 13781 | IOU | 03130904 | 125 | Other |  |  | Interconnected | Trade Secret | Trade | MGN | MGN211 | Commercial |  | Trade Secret | 2009 | 2012
20252-215912-02 | Xcel Energy | 85 | 13781 | IOU | 03130905 | 1.32 | Solar |  |  | Interconnected | Trade Secret | Trade | WSG | WSG061 | Residential |  | Trade Secret | 2009 | 2009
20252-215912-02 | Xcel Energy | 85 | 13781 | IOU | 03130906 | 1.728 | Solar |  |  | Interconnected | Trade Secret | Trade | AFT | AFT314 | Residential |  | Trade Secret | 2009 | 2009
20252-215912-02 | Xcel Energy | 85 | 13781 | IOU | 03130907 | 4.37 | Solar |  |  | Interconnected | Trade Secret | Trade | ALD | ALD088 | Residential |  | Trade Secret | 2009 | 2009
20252-215912-02 | Xcel Energy | 85 | 13781 | IOU | 03130908 | 0.8 | Solar |  |  | Interconnected | Trade Secret | Trade | SCL | SCL313 | Residential |  | Trade Secret | 2009 | 2010
20252-215912-02 | Xcel Energy | 85 | 13781 | IOU | 03130909 | 400 | Solar |  |  | Interconnected | Trade Secret | Trade | SJO | SJO001 | Commercial |  | Trade Secret | 2009 | 2010
20252-215912-02 | Xcel Energy | 85 | 13781 | IOU | 03130910 | 33 | Wind |  |  | Interconnected | Trade Secret | Trade | WEL | WEL021 | Residential |  | Trade Secret | 2009 | 2009
20252-215912-02 | Xcel Energy | 85 | 13781 | IOU | 03130911 | 20 | Wind |  |  | Interconnected | Trade Secret | Trade | PLA | PLA022 | Commercial |  | Trade Secret | 2009 | 2009
20252-215912-02 | Xcel Energy | 85 | 13781 | IOU | 03130912 | 20 | Wind |  |  | Interconnected | Trade Secret | Trade | PLA | PLA022 | Commercial |  | Trade Secret | 2009 | 2009
20252-215912-02 | Xcel Energy | 85 | 13781 | IOU | 03130913 | 3 | Solar |  |  | Interconnected | Trade Secret | Trade | CSR | CSR001 | Commercial |  | Trade Secret | 2009 | 2009
20252-215912-02 | Xcel Energy | 85 | 13781 | IOU | 03130914 | 113 | Other |  |  | Interconnected | Trade Secret | Trade | WES | WES074 | Commercial |  | Trade Secret | 2009 | 2009
20252-215912-02 | Xcel Energy | 85 | 13781 | IOU | 03130915 | 3.52 | Solar |  |  | Interconnected | Trade Secret | Trade | SCA | SCA021 | Residential |  | Trade Secret | 2009 | 2009
20252-215912-02 | Xcel Energy | 85 | 13781 | IOU | 03130916 | 5.1 | Solar |  |  | Interconnected | Trade Secret | Trade | RPO | RPO311 | Residential |  | Trade Secret | 2009 | 2009
20252-215912-02 | Xcel Energy | 85 | 13781 | IOU | 03130917 | 2.6 | Solar |  |  | Interconnected | Trade Secret | Trade | ZUF | ZUF021 | Residential |  | Trade Secret | 2009 | 2009
20252-215912-02 | Xcel Energy | 85 | 13781 | IOU | 03130918 | 750 | Wind |  |  | Interconnected | Trade Secret | Trade | PIP | PIP090 | Residential |  | Trade Secret | 2009 | 2010
20252-215912-02 | Xcel Energy | 85 | 13781 | IOU | 03130919 | 5 | Wind |  |  | Interconnected | Trade Secret | Trade | PAT | PAT312 | Residential |  | Trade Secret | 2009 | 2010
20252-215912-02 | Xcel Energy | 85 | 13781 | IOU | 03130920 | 1.2 | Wind |  |  | Interconnected | Trade Secret | Trade | EDP | EDP092 | Commercial |  | Trade Secret | 2009 | 2009
20252-215912-02 | Xcel Energy | 85 | 13781 | IOU | 03130921 | 3.4 | Wind |  |  | Interconnected | Trade Secret | Trade | EDP | EDP092 | Commercial |  | Trade Secret | 2009 | 2009
20252-215912-02 | Xcel Energy | 85 | 13781 | IOU | 03130922 | 2.28 | Solar |  |  | Interconnected | Trade Secret | Trade | WIL | WIL084 | Residential |  | Trade Secret | 2009 | 2007
20252-215912-02 | Xcel Energy | 85 | 13781 | IOU | 03130923 | 65 | Natural Gas |  |  | Interconnected | Trade Secret | Trade | WIN | WIN023 | Commercial |  | Trade Secret | 2009 | 2009
20252-215912-02 | Xcel Energy | 85 | 13781 | IOU | 03130924 | 3.5 | Wind |  |  | Interconnected | Trade Secret | Trade | RPO | RPO312 | Residential |  | Trade Secret | 2009 | 2009
20252-215912-02 | Xcel Energy | 85 | 13781 | IOU | 03130925 | 7.2 | Wind |  |  | Interconnected | Trade Secret | Trade | WSD | WSD061 | Residential |  | Trade Secret | 2009 | 2009
20252-215912-02 | Xcel Energy | 85 | 13781 | IOU | 03130926 | 3.24 | Solar |  |  | Interconnected | Trade Secret | Trade | SOU | SOU087 | Residential |  | Trade Secret | 2009 | 2009
20252-215912-02 | Xcel Energy | 85 | 13781 | IOU | 03130927 | 2.1 | Solar |  |  | Interconnected | Trade Secret | Trade | HYL | HYL075 | Residential |  | Trade Secret | 2009 | 2009
20252-215912-02 | Xcel Energy | 85 | 13781 | IOU | 03130928 | 6 | Solar |  |  | Interconnected | Trade Secret | Trade | SOU | SOU087 | Residential |  | Trade Secret | 2009 | 2009
20252-215912-02 | Xcel Energy | 85 | 13781 | IOU | 03130929 | 4.5 | Solar |  |  | Interconnected | Trade Secret | Trade | HYL | HYL062 | Commercial |  | Trade Secret | 2009 | 2010
20252-215912-02 | Xcel Energy | 85 | 13781 | IOU | 03130930 | 1.9 | Wind |  |  | Interconnected | Trade Secret | Trade | MGN | MGN211 | Commercial |  | Trade Secret | 2008 | 2009
20252-215912-02 | Xcel Energy | 85 | 13781 | IOU | 03130931 | 1500 | Wind |  |  | Interconnected | Trade Secret | Trade | PIP | PIP090 | Residential |  | Trade Secret | 1998 | 1998
20252-215912-02 | Xcel Energy | 85 | 13781 | IOU | 03130932 | 1650 | Wind |  |  | Interconnected | Trade Secret | Trade | NOF | NOF061 | Residential |  | Trade Secret | 2003 | 2004
20252-215912-02 | Xcel Energy | 85 | 13781 | IOU | 03130933 | 100 | Wind |  |  | Interconnected | Trade Secret | Trade | LSP | LSP022 | Residential |  | Trade Secret | 1995 | 2008
20252-215912-02 | Xcel Energy | 85 | 13781 | IOU | 03130934 | 3.5 | Wind |  |  | Interconnected | Trade Secret | Trade | HUG | HUG321 | Residential |  | Trade Secret | 2009 | 2009
20252-215912-02 | Xcel Energy | 85 | 13781 | IOU | 03130935 | 10 | Wind |  |  | Interconnected | Trade Secret | Trade | FAB | FAB063 | Residential |  | Trade Secret | 2006 | 2009
20252-215912-02 | Xcel Energy | 85 | 13781 | IOU | 03130936 | 0.99 | Solar |  |  | Interconnected | Trade Secret | Trade | PIL | PIL021 | Residential |  | Trade Secret | 2008 | 2008
20252-215912-02 | Xcel Energy | 85 | 13781 | IOU | 03130937 | 10000 | Natural Gas |  |  | Interconnected | Trade Secret | Trade | SIP | SIP062 | Residential |  | Trade Secret | 2001 | 2001
20252-215912-02 | Xcel Energy | 85 | 13781 | IOU | 03130938 | 10 | Solar |  |  | Interconnected | Trade Secret | Trade | MAZ | MAZ021 | Residential |  | Trade Secret | 2009 | 2009
20252-215912-02 | Xcel Energy | 85 | 13781 | IOU | 03130939 | 1.8 | Solar |  |  | Interconnected | Trade Secret | Trade | PIL | PIL021 | Residential |  | Trade Secret | 2008 | 2008
20252-215912-02 | Xcel Energy | 85 | 13781 | IOU | 03130940 | 20 | Wind |  |  | Interconnected | Trade Secret | Trade | WAS | WAS092 | Residential |  | Trade Secret | 2002 | 2002
20252-215912-02 | Xcel Energy | 85 | 13781 | IOU | 03130941 | 25 | Wind |  |  | Interconnected | Trade Secret | Trade | GIB | GIB021 | Commercial |  | Trade Secret | 2002 | 2002
20252-215912-02 | Xcel Energy | 85 | 13781 | IOU | 03130942 | 4.4 | Solar |  |  | Interconnected | Trade Secret | Trade | HWW | HWW073 | Residential |  | Trade Secret | 2009 | 2009
20252-215912-02 | Xcel Energy | 85 | 13781 | IOU | 03130943 | 3 | Solar |  |  | Interconnected | Trade Secret | Trade | EDA | EDA074 | Residential |  | Trade Secret | 2009 | 2009
20252-215912-02 | Xcel Energy | 85 | 13781 | IOU | 03130944 | 1000 | Other |  |  | Interconnected | Trade Secret | Trade | CDV | CDV071 | Commercial |  | Trade Secret | 2007 | 2007
20252-215912-02 | Xcel Energy | 85 | 13781 | IOU | 03130945 | 1000 | Other |  |  | Interconnected | Trade Secret | Trade | CDV | CDV071 | Residential |  | Trade Secret | 2007 | 2007
20252-215912-02 | Xcel Energy | 85 | 13781 | IOU | 03130946 | 1000 | Other |  |  | Interconnected | Trade Secret | Trade | CDV | CDV071 | Residential |  | Trade Secret | 2007 | 2007
20252-215912-02 | Xcel Energy | 85 | 13781 | IOU | 03130947 | 1000 | Other |  |  | Interconnected | Trade Secret | Trade | CDV | CDV071 | Residential |  | Trade Secret | 2007 | 2007
20252-215912-02 | Xcel Energy | 85 | 13781 | IOU | 03130948 | 1000 | Other |  |  | Interconnected | Trade Secret | Trade | CDV | CDV071 | Residential |  | Trade Secret | 2007 | 2007
20252-215912-02 | Xcel Energy | 85 | 13781 | IOU | 03130949 | 4.5 | Solar |  |  | Interconnected | Trade Secret | Trade | DPN | DPN063 | Residential |  | Trade Secret | 2009 | 2009
20252-215912-02 | Xcel Energy | 85 | 13781 | IOU | 03130950 | 1000 | Solar |  |  | Interconnected | Trade Secret | Trade | GVW | GVW032 | Commercial |  | Trade Secret | 2009 | 2009
20252-215912-02 | Xcel Energy | 85 | 13781 | IOU | 03130951 | 2000 | Other |  |  | Interconnected | Trade Secret | Trade | NOF | NOF073 | Residential |  | Trade Secret | 2003 | 2004
20252-215912-02 | Xcel Energy | 85 | 13781 | IOU | 03130952 | 500 | Other |  |  | Interconnected | Trade Secret | Trade | FAB | FAB063 | Commercial |  | Trade Secret | 2007 | 2008
20252-215912-02 | Xcel Energy | 85 | 13781 | IOU | 03130953 | 1360 | Other |  |  | Interconnected | Trade Secret | Trade | WAS | WAS092 | Commercial |  | Trade Secret | 2000 | 2001
20252-215912-02 | Xcel Energy | 85 | 13781 | IOU | 03130954 | 500 | Other |  |  | Interconnected | Trade Secret | Trade | SMT | SMT091 | Commercial |  | Trade Secret | 2007 | 2007
20252-215912-02 | Xcel Energy | 85 | 13781 | IOU | 03130955 | 2000 | Natural Gas |  |  | Interconnected | Trade Secret | Trade | SIP | SIP061 | Residential |  | Trade Secret | 2005 | 2005
20252-215912-02 | Xcel Energy | 85 | 13781 | IOU | 03130956 | 2000 | Natural Gas |  |  | Interconnected | Trade Secret | Trade | SIP | SIP061 | Residential |  | Trade Secret | 2005 | 2005
20252-215912-02 | Xcel Energy | 85 | 13781 | IOU | 03130957 | 2000 | Natural Gas |  |  | Interconnected | Trade Secret | Trade | SIP | SIP061 | Residential |  | Trade Secret | 2005 | 2005
20252-215912-02 | Xcel Energy | 85 | 13781 | IOU | 03130958 | 2000 | Natural Gas |  |  | Interconnected | Trade Secret | Trade | SIP | SIP071 | Residential |  | Trade Secret | 2006 | 2007
20252-215912-02 | Xcel Energy | 85 | 13781 | IOU | 03130959 | 2000 | Natural Gas |  |  | Interconnected | Trade Secret | Trade | SIP | SIP071 | Residential |  | Trade Secret | 2006 | 2007
20252-215912-02 | Xcel Energy | 85 | 13781 | IOU | 03130960 | 2000 | Other |  |  | Interconnected | Trade Secret | Trade | SIP | SIP071 | Commercial |  | Trade Secret | 2006 | 2006
20252-215912-02 | Xcel Energy | 85 | 13781 | IOU | 03130961 | 900 | Other |  |  | Interconnected | Trade Secret | Trade | BUR | BUR032 | Commercial |  | Trade Secret | 2006 | 2007
20252-215912-02 | Xcel Energy | 85 | 13781 | IOU | 03130962 | 625 | Other |  |  | Interconnected | Trade Secret | Trade | PIP | PIP061 | Commercial |  | Trade Secret | 2003 | 2004
20252-215912-02 | Xcel Energy | 85 | 13781 | IOU | 03130963 | 350 | Other |  |  | Interconnected | Trade Secret | Trade | FAB | FAB061 | Commercial |  | Trade Secret | 2006 | 2006
20252-215912-02 | Xcel Energy | 85 | 13781 | IOU | 03130964 | 500 | Other |  |  | Interconnected | Trade Secret | Trade | ESW | ESW082 | Commercial |  | Trade Secret | 2007 | 2007
20252-215912-02 | Xcel Energy | 85 | 13781 | IOU | 03130965 | 1000 | Natural Gas |  |  | Interconnected | Trade Secret | Trade | ESW | ESW082 | Commercial |  | Trade Secret | 2006 | 2006
20252-215912-02 | Xcel Energy | 85 | 13781 | IOU | 03130966 | 4 | Solar |  |  | Interconnected | Trade Secret | Trade | EDA | EDA075 | Residential |  | Trade Secret | 2009 | 2009
20252-215912-02 | Xcel Energy | 85 | 13781 | IOU | 03130967 | 20 | Wind |  |  | Interconnected | Trade Secret | Trade | WAT | WAT081 | Commercial |  | Trade Secret | 2009 | 2010
20252-215912-02 | Xcel Energy | 85 | 13781 | IOU | 03130968 | 4 | Solar |  |  | Interconnected | Trade Secret | Trade | HUG | HUG321 | Residential |  | Trade Secret | 2009 | 2010
20252-215912-02 | Xcel Energy | 85 | 13781 | IOU | 03130969 | 100 | Other |  |  | Interconnected | Trade Secret | Trade | WIL | WIL093 | Commercial |  | Trade Secret | 2009 | 2009
20252-215912-02 | Xcel Energy | 85 | 13781 | IOU | 03130970 | 1825 | Other |  |  | Interconnected | Trade Secret | Trade | OSS | OSS061 | Commercial |  | Trade Secret | 2009 | 2009
20252-215912-02 | Xcel Energy | 85 | 13781 | IOU | 03130971 | 1825 | Other |  |  | Interconnected | Trade Secret | Trade | OSS | OSS061 | Commercial |  | Trade Secret | 2009 | 2009
20252-215912-02 | Xcel Energy | 85 | 13781 | IOU | 03130972 | 1825 | Other |  |  | Interconnected | Trade Secret | Trade | OSS | OSS075 | Commercial |  | Trade Secret | 2009 | 2009
20252-215912-02 | Xcel Energy | 85 | 13781 | IOU | 03130973 | 1825 | Other |  |  | Interconnected | Trade Secret | Trade | OSS | OSS061 | Commercial |  | Trade Secret | 2009 | 2009
20252-215912-02 | Xcel Energy | 85 | 13781 | IOU | 03130974 | 2.9 | Solar |  |  | Interconnected | Trade Secret | Trade | SHP | SHP062 | Residential |  | Trade Secret | 2009 | 2009
20252-215912-02 | Xcel Energy | 85 | 13781 | IOU | 03130975 | 1.2 | Solar |  |  | Interconnected | Trade Secret | Trade | WIN | WIN023 | Residential |  | Trade Secret | 2009 | 2010
20252-215912-02 | Xcel Energy | 85 | 13781 | IOU | 03130976 | 2.08 | Solar |  |  | Interconnected | Trade Secret | Trade | WIN | WIN042 | Residential |  | Trade Secret | 2009 | 2009
20252-215912-02 | Xcel Energy | 85 | 13781 | IOU | 03130977 | 7.2 | Solar |  |  | Interconnected | Trade Secret | Trade | BCR | BCR083 | Residential |  | Trade Secret | 2009 | 2009
20252-215912-02 | Xcel Energy | 85 | 13781 | IOU | 03130978 | 0.78 | Solar |  |  | Interconnected | Trade Secret | Trade | UPP | UPP005 | Commercial |  | Trade Secret | 2009 | 2009
20252-215912-02 | Xcel Energy | 85 | 13781 | IOU | 03130979 | 3 | Solar |  |  | Interconnected | Trade Secret | Trade | SMT | SMT081 | Commercial |  | Trade Secret | 2009 | 2009
20252-215912-02 | Xcel Energy | 85 | 13781 | IOU | 03130980 | 2.7 | Solar |  |  | Interconnected | Trade Secret | Trade | TER | TER062 | Residential |  | Trade Secret | 2009 | 2009
20252-215912-02 | Xcel Energy | 85 | 13781 | IOU | 03130981 | 500 | Other |  |  | Interconnected | Trade Secret | Trade | EDA | EDA078 | Commercial |  | Trade Secret | 2009 | 2009
20252-215912-02 | Xcel Energy | 85 | 13781 | IOU | 03130982 | 1.57 | Solar |  |  | Interconnected | Trade Secret | Trade | NOF | NOF061 | Residential |  | Trade Secret | 2009 | 2009
20252-215912-02 | Xcel Energy | 85 | 13781 | IOU | 03130983 | 5.6 | Solar |  |  | Interconnected | Trade Secret | Trade | EDA | EDA073 | Residential |  | Trade Secret | 2009 | 2009
20252-215912-02 | Xcel Energy | 85 | 13781 | IOU | 03130984 | 4800 | Biomass |  |  | Interconnected | Trade Secret | Trade | SAV | SAV069 | Residential |  | Trade Secret | 2009 | 2010
20252-215912-02 | Xcel Energy | 85 | 13781 | IOU | 03130985 | 2.4 | Wind |  |  | Interconnected | Trade Secret | Trade | ZUF | ZUF021 | Residential |  | Trade Secret | 2009 | 2009
20252-215912-02 | Xcel Energy | 85 | 13781 | IOU | 03130986 | 500 | Other |  |  | Interconnected | Trade Secret | Trade | SLP | SLP077 | Commercial |  | Trade Secret | 2009 | 2009
20252-215912-02 | Xcel Energy | 85 | 13781 | IOU | 03130987 | 750 | Other |  |  | Interconnected | Trade Secret | Trade | KOL | KOL074 | Commercial |  | Trade Secret | 2009 | 2009
20252-215912-02 | Xcel Energy | 85 | 13781 | IOU | 03130988 | 900 | Other |  |  | Interconnected | Trade Secret | Trade | KOL | KOL064 | Commercial |  | Trade Secret | 2009 | 2009
20252-215912-02 | Xcel Energy | 85 | 13781 | IOU | 03130989 | 3.78 | Solar |  |  | Interconnected | Trade Secret | Trade | ALD | ALD084 | Residential |  | Trade Secret | 2009 | 2009
20252-215912-02 | Xcel Energy | 85 | 13781 | IOU | 03130990 | 0.92 | Solar |  |  | Interconnected | Trade Secret | Trade | HUG | HUG321 | Residential |  | Trade Secret | 2009 | 2009
20252-215912-02 | Xcel Energy | 85 | 13781 | IOU | 03130991 | 100 | Other |  |  | Interconnected | Trade Secret | Trade | MAP | MAP061 | Commercial |  | Trade Secret | 2009 | 2009
20252-215912-02 | Xcel Energy | 85 | 13781 | IOU | 03130992 | 250 | Other |  |  | Interconnected | Trade Secret | Trade | HOW | HOW061 | Residential |  | Trade Secret | 2009 | 2007
20252-215912-02 | Xcel Energy | 85 | 13781 | IOU | 03130993 | 175 | Other |  |  | Interconnected | Trade Secret | Trade | ANN | ANN021 | Commercial |  | Trade Secret | 2009 | 2009
20252-215912-02 | Xcel Energy | 85 | 13781 | IOU | 03130994 | 10 | Solar |  |  | Interconnected | Trade Secret | Trade | DBL | DBL063 | Commercial |  | Trade Secret | 2009 | 2010
20252-215912-02 | Xcel Energy | 85 | 13781 | IOU | 03130995 | 2 | Solar |  |  | Interconnected | Trade Secret | Trade | DBL | DBL063 | Commercial |  | Trade Secret | 2009 | 2010
20252-215912-02 | Xcel Energy | 85 | 13781 | IOU | 03130996 | 6 | Solar |  |  | Interconnected | Trade Secret | Trade | AFT | AFT315 | Residential |  | Trade Secret | 2009 | 2009
20252-215912-02 | Xcel Energy | 85 | 13781 | IOU | 03130997 | 20 | Wind |  |  | Interconnected | Trade Secret | Trade | YAM | YAM021 | Residential |  | Trade Secret | 2009 | 2010
20252-215912-02 | Xcel Energy | 85 | 13781 | IOU | 03130998 | 2.7 | Solar |  |  | Interconnected | Trade Secret | Trade | WIL | WIL078 | Residential |  | Trade Secret | 2009 | 2010
20252-215912-02 | Xcel Energy | 85 | 13781 | IOU | 03130999 | 20 | Wind |  |  | Interconnected | Trade Secret | Trade | HOW | HOW061 | Residential |  | Trade Secret | 2010 | 2010
20252-215912-02 | Xcel Energy | 85 | 13781 | IOU | 03131000 | 4.7 | Solar |  |  | Interconnected | Trade Secret | Trade | HWW | HWW073 | Commercial |  | Trade Secret | 2010 | 2010
20252-215912-02 | Xcel Energy | 85 | 13781 | IOU | 03131001 | 25 | Other |  |  | Interconnected | Trade Secret | Trade | CDV | CDV063 | Residential |  | Trade Secret | 2010 | 2010
20252-215912-02 | Xcel Energy | 85 | 13781 | IOU | 03131002 | 45 | Other |  |  | Interconnected | Trade Secret | Trade | CDV | CDV063 | Residential |  | Trade Secret | 2010 | 2010
20252-215912-02 | Xcel Energy | 85 | 13781 | IOU | 03131003 | 0.5 | Solar |  |  | Interconnected | Trade Secret | Trade | APA | APA078 | Residential |  | Trade Secret | 2010 | 2010
20252-215912-02 | Xcel Energy | 85 | 13781 | IOU | 03131004 | 0.5 | Solar |  |  | Interconnected | Trade Secret | Trade | AFT | AFT314 | Residential |  | Trade Secret | 2011 | 2011
20252-215912-02 | Xcel Energy | 85 | 13781 | IOU | 03131005 | 0.8 | Wind |  |  | Interconnected | Trade Secret | Trade | PIL | PIL022 | Residential |  | Trade Secret | 2010 | 2010
20252-215912-02 | Xcel Energy | 85 | 13781 | IOU | 03131006 | 250 | Other |  |  | Interconnected | Trade Secret | Trade | DBL | DBL069 | Residential |  | Trade Secret | 2010 | 2010
20252-215912-02 | Xcel Energy | 85 | 13781 | IOU | 03131007 | 2.5 | Solar |  |  | Interconnected | Trade Secret | Trade | LLK | LLK072 | Residential |  | Trade Secret | 2010 | 2010
20252-215912-02 | Xcel Energy | 85 | 13781 | IOU | 03131008 | 5.98 | Solar |  |  | Interconnected | Trade Secret | Trade | ALD | ALD095 | Residential |  | Trade Secret | 2010 | 2013
20252-215912-02 | Xcel Energy | 85 | 13781 | IOU | 03131009 | 2.37 | Solar |  |  | Interconnected | Trade Secret | Trade | PIL | PIL022 | Residential |  | Trade Secret | 2010 | 2010
20252-215912-02 | Xcel Energy | 85 | 13781 | IOU | 03131010 | 900 | Other |  |  | Interconnected | Trade Secret | Trade | LEX | LEX332 | Commercial |  | Trade Secret | 2005 | 2005
20252-215912-02 | Xcel Energy | 85 | 13781 | IOU | 03131011 | 100 | Other |  |  | Interconnected | Trade Secret | Trade | FSL | FSL311 | Commercial |  | Trade Secret | 2010 | 2010
20252-215912-02 | Xcel Energy | 85 | 13781 | IOU | 03131012 | 1500 | Other |  |  | Interconnected | Trade Secret | Trade | MTV | MTV002 | Commercial |  | Trade Secret | 2009 | 2010
20252-215912-02 | Xcel Energy | 85 | 13781 | IOU | 03131013 | 6 | Solar |  |  | Interconnected | Trade Secret | Trade | WSG | WSG076 | Residential |  | Trade Secret | 2010 | 2010
20252-215912-02 | Xcel Energy | 85 | 13781 | IOU | 03131014 | 32.2 | Solar |  |  | Interconnected | Trade Secret | Trade | HWW | HWW073 | Commercial |  | Trade Secret | 2010 | 2013
20252-215912-02 | Xcel Energy | 85 | 13781 | IOU | 03131015 | 1.14 | Solar |  |  | Interconnected | Trade Secret | Trade | PAT | PAT312 | Commercial |  | Trade Secret | 2010 | 2010
20252-215912-02 | Xcel Energy | 85 | 13781 | IOU | 03131016 | 39 | Solar |  |  | Interconnected | Trade Secret | Trade | SOU | SOU086 | Commercial |  | Trade Secret | 2010 | 2010
20252-215912-02 | Xcel Energy | 85 | 13781 | IOU | 03131017 | 2500 | Wind |  |  | Interconnected | Trade Secret | Trade | RMT | RMT311 | Commercial |  | Trade Secret | 2010 | 2011
20252-215912-02 | Xcel Energy | 85 | 13781 | IOU | 03131018 | 50 | Natural Gas |  |  | Interconnected | Trade Secret | Trade | WIL | WIL074 | Commercial |  | Trade Secret | 2010 | 2014
20252-215912-02 | Xcel Energy | 85 | 13781 | IOU | 03131019 | 11.955 | Solar |  |  | Interconnected | Trade Secret | Trade | ELP | ELP082 | Commercial |  | Trade Secret | 2010 | 2010
20252-215912-02 | Xcel Energy | 85 | 13781 | IOU | 03131020 | 6.9 | Solar |  |  | Interconnected | Trade Secret | Trade | RAM | RAM062 | Residential |  | Trade Secret | 2010 | 2014
20252-215912-02 | Xcel Energy | 85 | 13781 | IOU | 03131021 | 39 | Wind |  |  | Interconnected | Trade Secret | Trade | WEL | WEL021 | Residential |  | Trade Secret | 2010 | 2010
20252-215912-02 | Xcel Energy | 85 | 13781 | IOU | 03131022 | 2.76 | Solar |  |  | Interconnected | Trade Secret | Trade | ALD | ALD084 | Residential |  | Trade Secret | 2010 | 2010
20252-215912-02 | Xcel Energy | 85 | 13781 | IOU | 03131023 | 2.4 | Wind |  |  | Interconnected | Trade Secret | Trade | PIP | PIP090 | Residential |  | Trade Secret | 2010 | 2010
20252-215912-02 | Xcel Energy | 85 | 13781 | IOU | 03131024 | 4.14 | Solar |  |  | Interconnected | Trade Secret | Trade | UPP | UPP082 | Residential |  | Trade Secret | 2010 | 2010
20252-215912-02 | Xcel Energy | 85 | 13781 | IOU | 03131025 | 30 | Other |  |  | Interconnected | Trade Secret | Trade | TRA | TRA002 | Commercial |  | Trade Secret | 2010 | 2010
20252-215912-02 | Xcel Energy | 85 | 13781 | IOU | 03131026 | 400 | Other |  |  | Interconnected | Trade Secret | Trade | FAB | FAB063 | Commercial |  | Trade Secret | 2010 | 2010
20252-215912-02 | Xcel Energy | 85 | 13781 | IOU | 03131027 | 2.07 | Solar |  |  | Interconnected | Trade Secret | Trade | ALD | ALD084 | Residential |  | Trade Secret | 2010 | 2010
20252-215912-02 | Xcel Energy | 85 | 13781 | IOU | 03131028 | 2.76 | Solar |  |  | Interconnected | Trade Secret | Trade | ALD | ALD084 | Residential |  | Trade Secret | 2010 | 2010
20252-215912-02 | Xcel Energy | 85 | 13781 | IOU | 03131029 | 4.14 | Solar |  |  | Interconnected | Trade Secret | Trade | ECK | ECK063 | Residential |  | Trade Secret | 2010 | 2010
20252-215912-02 | Xcel Energy | 85 | 13781 | IOU | 03131030 | 4.6 | Solar |  |  | Interconnected | Trade Secret | Trade | WWK | WWK311 | Residential |  | Trade Secret | 2010 | 2010
20252-215912-02 | Xcel Energy | 85 | 13781 | IOU | 03131031 | 39.79 | Solar |  |  | Interconnected | Trade Secret | Trade | ELP | ELP082 | Commercial |  | Trade Secret | 2010 | 2011
20252-215912-02 | Xcel Energy | 85 | 13781 | IOU | 03131032 | 4.14 | Solar |  |  | Interconnected | Trade Secret | Trade | CEL | CEL072 | Residential |  | Trade Secret | 2010 | 2010
20252-215912-02 | Xcel Energy | 85 | 13781 | IOU | 03131033 | 400 | Other |  |  | Interconnected | Trade Secret | Trade | KLK | KLK061 | Commercial |  | Trade Secret | 2012 | 2012
20252-215912-02 | Xcel Energy | 85 | 13781 | IOU | 03131034 | 40 | Wind |  |  | Interconnected | Trade Secret | Trade | STW | STW021 | Residential |  | Trade Secret | 2010 | 2010
20252-215912-02 | Xcel Energy | 85 | 13781 | IOU | 03131035 | 18 | Solar |  |  | Interconnected | Trade Secret | Trade | AFT | AFT315 | Residential |  | Trade Secret | 2010 | 2010
20252-215912-02 | Xcel Energy | 85 | 13781 | IOU | 03131036 | 15 | Solar |  |  | Interconnected | Trade Secret | Trade | CGR | CGR063 | Commercial |  | Trade Secret | 2010 | 2010
20252-215912-02 | Xcel Energy | 85 | 13781 | IOU | 03131037 | 16.1 | Solar |  |  | Interconnected | Trade Secret | Trade | MTV | MTV021 | Commercial |  | Trade Secret | 2010 | 2010
20252-215912-02 | Xcel Energy | 85 | 13781 | IOU | 03131038 | 38 | Solar |  |  | Interconnected | Trade Secret | Trade | SCA | SCA021 | Commercial |  | Trade Secret | 2010 | 2010
20252-215912-02 | Xcel Energy | 85 | 13781 | IOU | 03131039 | 13.8 | Solar |  |  | Interconnected | Trade Secret | Trade | TSS | TSS061 | Commercial |  | Trade Secret | 2010 | 2010
20252-215912-02 | Xcel Energy | 85 | 13781 | IOU | 03131040 | 0.98 | Solar |  |  | Interconnected | Trade Secret | Trade | SLP | SLP092 | Residential |  | Trade Secret | 2010 | 2010
20252-215912-02 | Xcel Energy | 85 | 13781 | IOU | 03131041 | 3.45 | Solar |  |  | Interconnected | Trade Secret | Trade | HWW | HWW073 | Residential |  | Trade Secret | 2010 | 2010
20252-215912-02 | Xcel Energy | 85 | 13781 | IOU | 03131042 | 5 | Wind |  |  | Interconnected | Trade Secret | Trade | HUG | HUG321 | Residential |  | Trade Secret | 2010 | 2010
20252-215912-02 | Xcel Energy | 85 | 13781 | IOU | 03131043 | 39.83 | Solar |  |  | Interconnected | Trade Secret | Trade | RPL | RPL064 | Commercial |  | Trade Secret | 2010 | 2010
20252-215912-02 | Xcel Energy | 85 | 13781 | IOU | 03131044 | 2.3 | Solar |  |  | Interconnected | Trade Secret | Trade | SOU | SOU077 | Residential |  | Trade Secret | 2010 | 2010
20252-215912-02 | Xcel Energy | 85 | 13781 | IOU | 03131045 | 39.98 | Solar |  |  | Interconnected | Trade Secret | Trade | TLK | TLK066 | Commercial |  | Trade Secret | 2010 | 2010
20252-215912-02 | Xcel Energy | 85 | 13781 | IOU | 03131046 | 7.68 | Solar |  |  | Interconnected | Trade Secret | Trade | ALB | ALB022 | Residential |  | Trade Secret | 2010 | 2010
20252-215912-02 | Xcel Energy | 85 | 13781 | IOU | 03131047 | 600 | Solar |  |  | Interconnected | Trade Secret | Trade | ELP | ELP073 | Residential |  | Trade Secret | 2010 | 2010
20252-215912-02 | Xcel Energy | 85 | 13781 | IOU | 03131048 | 1000 | Other |  |  | Interconnected | Trade Secret | Trade | TER | TER073 | Commercial |  | Trade Secret | 2010 | 2011
20252-215912-02 | Xcel Energy | 85 | 13781 | IOU | 03131049 | 40 | Other |  |  | Interconnected | Trade Secret | Trade | RED | RED091 | Commercial |  | Trade Secret | 2010 | 2010
20252-215912-02 | Xcel Energy | 85 | 13781 | IOU | 03131050 | 600 | Wind |  |  | Interconnected | Trade Secret | Trade | SAK | SAK321 | Commercial |  | Trade Secret | 2011 | 2011
20252-215912-02 | Xcel Energy | 85 | 13781 | IOU | 03131051 | 1.5 | Wind |  |  | Interconnected | Trade Secret | Trade | MND | MND062 | Residential |  | Trade Secret | 2012 | 2013
20252-215912-02 | Xcel Energy | 85 | 13781 | IOU | 03131052 | 1.5 | Wind |  |  | Interconnected | Trade Secret | Trade | WES | WES074 | Commercial |  | Trade Secret | 2011 | 2011
20252-215912-02 | Xcel Energy | 85 | 13781 | IOU | 03131053 | 1.5 | Wind |  |  | Interconnected | Trade Secret | Trade | WES | WES074 | Commercial |  | Trade Secret | 2011 | 2011
20252-215912-02 | Xcel Energy | 85 | 13781 | IOU | 03131054 | 1.5 | Wind |  |  | Interconnected | Trade Secret | Trade | WES | WES074 | Commercial |  | Trade Secret | 2011 | 2011
20252-215912-02 | Xcel Energy | 85 | 13781 | IOU | 03131055 | 3 | Wind |  |  | Interconnected | Trade Secret | Trade | WES | WES074 | Commercial |  | Trade Secret | 2011 | 2011
20252-215912-02 | Xcel Energy | 85 | 13781 | IOU | 03131056 | 150 | Other |  |  | Interconnected | Trade Secret | Trade | APA | APA065 | Residential |  | Trade Secret | 2011 | 2011
20252-215912-02 | Xcel Energy | 85 | 13781 | IOU | 03131057 | 2 | Solar |  |  | Interconnected | Trade Secret | Trade | SOU | SOU079 | Residential |  | Trade Secret | 2011 | 2009
20252-215912-02 | Xcel Energy | 85 | 13781 | IOU | 03131058 | 10 | Wind |  |  | Interconnected | Trade Secret | Trade | LLK | LLK071 | Commercial |  | Trade Secret | 2011 | 2011
20252-215912-02 | Xcel Energy | 85 | 13781 | IOU | 03131059 | 2700 | Other |  |  | Interconnected | Trade Secret | Trade | HUG | HUG322 | Residential |  | Trade Secret | 2004 | 2004
20252-215912-02 | Xcel Energy | 85 | 13781 | IOU | 03131060 | 2700 | Other |  |  | Interconnected | Trade Secret | Trade | HUG | HUG322 | Residential |  | Trade Secret | 2004 | 2004
20252-215912-02 | Xcel Energy | 85 | 13781 | IOU | 03131061 | 2700 | Other |  |  | Interconnected | Trade Secret | Trade | HUG | HUG322 | Residential |  | Trade Secret | 2004 | 2004
20252-215912-02 | Xcel Energy | 85 | 13781 | IOU | 03131062 | 2700 | Other |  |  | Interconnected | Trade Secret | Trade | HUG | HUG322 | Residential |  | Trade Secret | 2004 | 2004
20252-215912-02 | Xcel Energy | 85 | 13781 | IOU | 03131063 | 450 | Other |  |  | Interconnected | Trade Secret | Trade | SLP | SLP095 | Commercial |  | Trade Secret | 2011 | 2011
20252-215912-02 | Xcel Energy | 85 | 13781 | IOU | 03131064 | 10 | Solar |  |  | Interconnected | Trade Secret | Trade | SLP | SLP322 | Commercial |  | Trade Secret | 2011 | 2011
20252-215912-02 | Xcel Energy | 85 | 13781 | IOU | 03131065 | 1500 | Other |  |  | Interconnected | Trade Secret | Trade | EDP | EDP083 | Commercial |  | Trade Secret | 2011 | 2011
20252-215912-02 | Xcel Energy | 85 | 13781 | IOU | 03131066 | 20 | Wind |  |  | Interconnected | Trade Secret | Trade | AFT | AFT315 | Residential |  | Trade Secret | 2010 | 2010
20252-215912-02 | Xcel Energy | 85 | 13781 | IOU | 03131067 | 300 | Other |  |  | Interconnected | Trade Secret | Trade | MEL | MEL087 | Commercial |  | Trade Secret | 2011 | 2011
20252-215912-02 | Xcel Energy | 85 | 13781 | IOU | 03131068 | 2000 | Other |  |  | Interconnected | Trade Secret | Trade | MDT | MDT061 | Commercial |  | Trade Secret | 2011 | 2011
20252-215912-02 | Xcel Energy | 85 | 13781 | IOU | 03131069 | 2000 | Other |  |  | Interconnected | Trade Secret | Trade | HWW | HWW063 | Commercial |  | Trade Secret | 2011 | 2011
20252-215912-02 | Xcel Energy | 85 | 13781 | IOU | 03131070 | 750 | Other |  |  | Interconnected | Trade Secret | Trade | HYL | HYL063 | Commercial |  | Trade Secret | 2011 | 2011
20252-215912-02 | Xcel Energy | 85 | 13781 | IOU | 03131071 | 750 | Other |  |  | Interconnected | Trade Secret | Trade | SHP | SHP061 | Commercial |  | Trade Secret | 2011 | 2011
20252-215912-02 | Xcel Energy | 85 | 13781 | IOU | 03131072 | 600 | Other |  |  | Interconnected | Trade Secret | Trade | SDX | SDX061 | Commercial |  | Trade Secret | 2011 | 2011
20252-215912-02 | Xcel Energy | 85 | 13781 | IOU | 03131073 | 1680 | Wind |  |  | Interconnected | Trade Secret | Trade | NOF | NOF073 | Residential |  | Trade Secret | 2011 | 2011
20252-215912-02 | Xcel Energy | 85 | 13781 | IOU | 03131074 | 380 | Natural Gas |  |  | Interconnected | Trade Secret | Trade | WSG | WSG072 | Residential |  | Trade Secret | 2011 | 2011
20252-215912-02 | Xcel Energy | 85 | 13781 | IOU | 03131075 | 800 | Other |  |  | Interconnected | Trade Secret | Trade | GVW | GVW021 | Commercial |  | Trade Secret | 2011 | 2005
20252-215912-02 | Xcel Energy | 85 | 13781 | IOU | 03131076 | 3000 | Other |  |  | Interconnected | Trade Secret | Trade | EDP | EDP083 | Commercial |  | Trade Secret | 2010 | 2010
20252-215912-02 | Xcel Energy | 85 | 13781 | IOU | 03131077 | 3000 | Other |  |  | Interconnected | Trade Secret | Trade | EDP | EDP083 | Commercial |  | Trade Secret | 2011 | 2011
20252-215912-02 | Xcel Energy | 85 | 13781 | IOU | 03131078 | 3000 | Other |  |  | Interconnected | Trade Secret | Trade | EDP | EDP083 | Commercial |  | Trade Secret | 2010 | 2010
20252-215912-02 | Xcel Energy | 85 | 13781 | IOU | 03131079 | 8 | Natural Gas |  |  | Interconnected | Trade Secret | Trade | EDA | EDA074 | Residential |  | Trade Secret | 2011 | 2011
20252-215912-02 | Xcel Energy | 85 | 13781 | IOU | 03131080 | 2 | Solar |  |  | Interconnected | Trade Secret | Trade | WES | WES075 | Residential |  | Trade Secret | 2011 | 2011
20252-215912-02 | Xcel Energy | 85 | 13781 | IOU | 03131081 | 75 | Natural Gas |  |  | Interconnected | Trade Secret | Trade | PIP | PIP061 | Commercial |  | Trade Secret | 2011 | 2011
20252-215912-02 | Xcel Energy | 85 | 13781 | IOU | 03131082 | 10 | Wind |  |  | Interconnected | Trade Secret | Trade | MEI | MEI021 | Residential |  | Trade Secret | 2011 | 2011
20252-215912-02 | Xcel Energy | 85 | 13781 | IOU | 03131083 | 1000 | Other |  |  | Interconnected | Trade Secret | Trade | SHP | SHP063 | Commercial |  | Trade Secret | 2011 | 2011
20252-215912-02 | Xcel Energy | 85 | 13781 | IOU | 03131084 | 150 | Other |  |  | Interconnected | Trade Secret | Trade | AIR | AIR060 | Commercial |  | Trade Secret | 2011 | 2012
20252-215912-02 | Xcel Energy | 85 | 13781 | IOU | 03131085 | 55 | Other |  |  | Interconnected | Trade Secret | Trade | WIL | WIL076 | Residential |  | Trade Secret | 2011 | 2011
20252-215912-02 | Xcel Energy | 85 | 13781 | IOU | 03131086 | 175 | Other |  |  | Interconnected | Trade Secret | Trade | WES | WES074 | Commercial |  | Trade Secret | 2011 | 2011
20252-215912-02 | Xcel Energy | 85 | 13781 | IOU | 03131087 | 9.9 | Solar |  |  | Interconnected | Trade Secret | Trade | SCA | SCA021 | Commercial |  | Trade Secret | 2011 | 2011
20252-215912-02 | Xcel Energy | 85 | 13781 | IOU | 03131088 | 43 | Natural Gas |  |  | Interconnected | Trade Secret | Trade | ALD | ALD092 | Commercial |  | Trade Secret | 2011 | 2011
20252-215912-02 | Xcel Energy | 85 | 13781 | IOU | 03131090 | 300 | Other |  |  | Interconnected | Trade Secret | Trade | MOL | MOL066 | Commercial |  | Trade Secret | 2011 | 2011
20252-215912-02 | Xcel Energy | 85 | 13781 | IOU | 03131091 | 7.2 | Solar |  |  | Interconnected | Trade Secret | Trade | NER | NER021 | Commercial |  | Trade Secret | 2011 | 2013
20252-215912-02 | Xcel Energy | 85 | 13781 | IOU | 03131092 | 42 | Natural Gas |  |  | Interconnected | Trade Secret | Trade | ALD | ALD092 | Commercial |  | Trade Secret | 2011 | 2011
20252-215912-02 | Xcel Energy | 85 | 13781 | IOU | 03131093 | 72 | Solar |  |  | Interconnected | Trade Secret | Trade | UPP | UPP089 | Commercial |  | Trade Secret | 2011 | 2012
20252-215912-02 | Xcel Energy | 85 | 13781 | IOU | 03131094 | 3.6 | Solar |  |  | Interconnected | Trade Secret | Trade | ALT | ALT021 | Residential |  | Trade Secret | 2012 | 2012
20252-215912-02 | Xcel Energy | 85 | 13781 | IOU | 03131095 | 500 | Solar |  |  | Interconnected | Trade Secret | Trade | EBL | EBL081 | Commercial |  | Trade Secret | 2012 | 2012
20252-215912-02 | Xcel Energy | 85 | 13781 | IOU | 03131096 | 500 | Solar |  |  | Interconnected | Trade Secret | Trade | EBL | EBL081 | Commercial |  | Trade Secret | 2012 | 2012
20252-215912-02 | Xcel Energy | 85 | 13781 | IOU | 03131097 | 0.999 | Solar |  |  | Interconnected | Trade Secret | Trade | HWW | HWW075 | Residential |  | Trade Secret | 2003 | 2005
20252-215912-02 | Xcel Energy | 85 | 13781 | IOU | 03131098 | 500 | Other |  |  | Interconnected | Trade Secret | Trade | RAM | RAM073 | Commercial |  | Trade Secret | 2012 | 2012
20252-215912-02 | Xcel Energy | 85 | 13781 | IOU | 03131099 | 5 | Solar |  |  | Interconnected | Trade Secret | Trade | EDA | EDA073 | Residential |  | Trade Secret | 2012 | 2012
20252-215912-02 | Xcel Energy | 85 | 13781 | IOU | 03131100 | 90 | Solar |  |  | Interconnected | Trade Secret | Trade | ALD | ALD094 | Commercial |  | Trade Secret | 2012 | 2013
20252-215912-02 | Xcel Energy | 85 | 13781 | IOU | 03131101 | 350 | Other |  |  | Interconnected | Trade Secret | Trade | MPK | MPK083 | Commercial |  | Trade Secret | 2012 | 2011
20252-215912-02 | Xcel Energy | 85 | 13781 | IOU | 03131102 | 500 | Other |  |  | Interconnected | Trade Secret | Trade | MPK | MPK065 | Commercial |  | Trade Secret | 2012 | 2012
20252-215912-02 | Xcel Energy | 85 | 13781 | IOU | 03131103 | 250 | Other |  |  | Interconnected | Trade Secret | Trade | TLK | TLK067 | Commercial |  | Trade Secret | 2012 | 2012
20252-215912-02 | Xcel Energy | 85 | 13781 | IOU | 03131104 | 600 | Other |  |  | Interconnected | Trade Secret | Trade | VKG | VKG061 | Commercial |  | Trade Secret | 2012 | 2012
20252-215912-02 | Xcel Energy | 85 | 13781 | IOU | 03131105 | 100 | Other |  |  | Interconnected | Trade Secret | Trade | PKL | PKL082 | Commercial |  | Trade Secret | 2012 | 2012
20252-215912-02 | Xcel Energy | 85 | 13781 | IOU | 03131106 | 600 | Other |  |  | Interconnected | Trade Secret | Trade | EDA | EDA082 | Commercial |  | Trade Secret | 2012 | 2012
20252-215912-02 | Xcel Energy | 85 | 13781 | IOU | 03131107 | 20 | Other |  |  | Interconnected | Trade Secret | Trade | LLK | LLK071 | Commercial |  | Trade Secret | 2012 | 2012
20252-215912-02 | Xcel Energy | 85 | 13781 | IOU | 03131108 | 1.52 | Solar |  |  | Interconnected | Trade Secret | Trade | SCL | SCL312 | Residential |  | Trade Secret | 2012 | 2012
20252-215912-02 | Xcel Energy | 85 | 13781 | IOU | 03131109 | 175 | Other |  |  | Interconnected | Trade Secret | Trade | WES | WES062 | Commercial |  | Trade Secret | 2012 | 2012
20252-215912-02 | Xcel Energy | 85 | 13781 | IOU | 03131110 | 1.68 | Solar |  |  | Interconnected | Trade Secret | Trade | LIN | LIN031 | Commercial |  | Trade Secret | 2012 | 2012
20252-215912-02 | Xcel Energy | 85 | 13781 | IOU | 03131111 | 600 | Other |  |  | Interconnected | Trade Secret | Trade | RLK | RLK066 | Commercial |  | Trade Secret | 2012 | 2012
20252-215912-02 | Xcel Energy | 85 | 13781 | IOU | 03131112 | 19.74 | Solar |  |  | Interconnected | Trade Secret | Trade | EGL | EGL021 | Commercial |  | Trade Secret | 2012 | 2012
20252-215912-02 | Xcel Energy | 85 | 13781 | IOU | 03131113 | 500 | Other |  |  | Interconnected | Trade Secret | Trade | LEX | LEX075 | Commercial |  | Trade Secret | 2012 | 2012
20252-215912-02 | Xcel Energy | 85 | 13781 | IOU | 03131114 | 10 | Other |  |  | Interconnected | Trade Secret | Trade | RED | RED091 | Residential |  | Trade Secret | 2012 | 2012
20252-215912-02 | Xcel Energy | 85 | 13781 | IOU | 03131115 | 2.115 | Solar |  |  | Interconnected | Trade Secret | Trade | MPK | MPK085 | Residential |  | Trade Secret | 2012 | 2012
20252-215912-02 | Xcel Energy | 85 | 13781 | IOU | 03131116 | 1.29 | Solar |  |  | Interconnected | Trade Secret | Trade | GNL | GNL063 | Residential |  | Trade Secret | 2012 | 2012
20252-215912-02 | Xcel Energy | 85 | 13781 | IOU | 03131117 | 1500 | Other |  |  | Interconnected | Trade Secret | Trade | WSG | WSG361 | Commercial |  | Trade Secret | 2012 | 2012
20252-215912-02 | Xcel Energy | 85 | 13781 | IOU | 03131118 | 14.1 | Solar |  |  | Interconnected | Trade Secret | Trade | WAS | WAS092 | Residential |  | Trade Secret | 2012 | 2012
20252-215912-02 | Xcel Energy | 85 | 13781 | IOU | 03131119 | 5 | Natural Gas |  |  | Interconnected | Trade Secret | Trade | LAP | LAP311 | Residential |  | Trade Secret | 2012 | 2012
20252-215912-02 | Xcel Energy | 85 | 13781 | IOU | 03131120 | 1500 | Other |  |  | Interconnected | Trade Secret | Trade | MGN | MGN211 | Commercial |  | Trade Secret | 2009 | 2010
20252-215912-02 | Xcel Energy | 85 | 13781 | IOU | 03131121 | 240 | Other |  |  | Interconnected | Trade Secret | Trade | EBL | EBL076 | Commercial |  | Trade Secret | 2012 | 2010
20252-215912-02 | Xcel Energy | 85 | 13781 | IOU | 03131122 | 240 | Other |  |  | Interconnected | Trade Secret | Trade | AIR | AIR060 | Commercial |  | Trade Secret | 2012 | 2010
20252-215912-02 | Xcel Energy | 85 | 13781 | IOU | 03131123 | 80 | Natural Gas |  |  | Interconnected | Trade Secret | Trade | MGN | MGN211 | Commercial |  | Trade Secret | 2012 | 2010
20252-215912-02 | Xcel Energy | 85 | 13781 | IOU | 03131124 | 3.44 | Solar |  |  | Interconnected | Trade Secret | Trade | UPP | UPP082 | Residential |  | Trade Secret | 2012 | 2013
20252-215912-02 | Xcel Energy | 85 | 13781 | IOU | 03131125 | 7.31 | Solar |  |  | Interconnected | Trade Secret | Trade | AFT | AFT314 | Residential |  | Trade Secret | 2012 | 2012
20252-215912-02 | Xcel Energy | 85 | 13781 | IOU | 03131126 | 23 | Other |  |  | Interconnected | Trade Secret | Trade | MTR | MTR021 | Commercial |  | Trade Secret | 2012 | 2012
20252-215912-02 | Xcel Energy | 85 | 13781 | IOU | 03131127 | 7.3 | Solar |  |  | Interconnected | Trade Secret | Trade | MDT | MDT073 | Residential |  | Trade Secret | 2012 | 2012
20252-215912-02 | Xcel Energy | 85 | 13781 | IOU | 03131128 | 10 | Solar |  |  | Interconnected | Trade Secret | Trade | CHI | CHI311 | Commercial |  | Trade Secret | 2012 | 2012
20252-215912-02 | Xcel Energy | 85 | 13781 | IOU | 03131129 | 6.72 | Solar |  |  | Interconnected | Trade Secret | Trade | HAS | HAS021 | Commercial |  | Trade Secret | 2012 | 2013
20252-215912-02 | Xcel Energy | 85 | 13781 | IOU | 03131130 | 2.58 | Solar |  |  | Interconnected | Trade Secret | Trade | MPK | MPK064 | Residential |  | Trade Secret | 2012 | 2012
20252-215912-02 | Xcel Energy | 85 | 13781 | IOU | 03131131 | 130 | Other |  |  | Interconnected | Trade Secret | Trade | SJO | SJO001 | Commercial |  | Trade Secret | 2012 | 2012
20252-215912-02 | Xcel Energy | 85 | 13781 | IOU | 03131132 | 2.16 | Solar |  |  | Interconnected | Trade Secret | Trade | REW | REW023 | Residential |  | Trade Secret | 2012 | 2012
20252-215912-02 | Xcel Energy | 85 | 13781 | IOU | 03131133 | 12 | Solar |  |  | Interconnected | Trade Secret | Trade | EGL | EGL021 | Residential |  | Trade Secret | 2012 | 2013
20252-215912-02 | Xcel Energy | 85 | 13781 | IOU | 03131134 | 12 | Solar |  |  | Interconnected | Trade Secret | Trade | WAS | WAS092 | Residential |  | Trade Secret | 2012 | 2012
20252-215912-02 | Xcel Energy | 85 | 13781 | IOU | 03131135 | 500 | Other |  |  | Interconnected | Trade Secret | Trade | GSL | GSL065 | Commercial |  | Trade Secret | 2012 | 2012
20252-215912-02 | Xcel Energy | 85 | 13781 | IOU | 03131136 | 180 | Other |  |  | Interconnected | Trade Secret | Trade | GSL | GSL065 | Residential |  | Trade Secret | 2012 | 2012
20252-215912-02 | Xcel Energy | 85 | 13781 | IOU | 03131137 | 10 | Other |  |  | Interconnected | Trade Secret | Trade | LLK | LLK071 | Residential |  | Trade Secret | 2012 | 2012
20252-215912-02 | Xcel Energy | 85 | 13781 | IOU | 03131138 | 5 | Solar |  |  | Interconnected | Trade Secret | Trade | GRC | GRC062 | Commercial |  | Trade Secret | 2012 | 2013
20252-215912-02 | Xcel Energy | 85 | 13781 | IOU | 03131139 | 13.25 | Solar |  |  | Interconnected | Trade Secret | Trade | ALD | ALD096 | Commercial |  | Trade Secret | 2012 | 2012
20252-215912-02 | Xcel Energy | 85 | 13781 | IOU | 03131140 | 1.4 | Solar |  |  | Interconnected | Trade Secret | Trade | MND | MND062 | Residential |  | Trade Secret | 2012 | 2013
20252-215912-02 | Xcel Energy | 85 | 13781 | IOU | 03131141 | 1.7 | Solar |  |  | Interconnected | Trade Secret | Trade | TLK | TLK075 | Commercial |  | Trade Secret | 2012 | 2013
20252-215912-02 | Xcel Energy | 85 | 13781 | IOU | 03131142 | 60 | Other |  |  | Interconnected | Trade Secret | Trade | WDY | WDY321 | Commercial |  | Trade Secret | 2012 | 2012
20252-215912-02 | Xcel Energy | 85 | 13781 | IOU | 03131143 | 1000 | Other |  |  | Interconnected | Trade Secret | Trade | WDY | WDY312 | Residential |  | Trade Secret | 2012 | 2013
20252-215912-02 | Xcel Energy | 85 | 13781 | IOU | 03131144 | 1000 | Other |  |  | Interconnected | Trade Secret | Trade | WDY | WDY312 | Commercial |  | Trade Secret | 2012 | 2013
20252-215912-02 | Xcel Energy | 85 | 13781 | IOU | 03131145 | 102 | Other |  |  | Interconnected | Trade Secret | Trade | LOW | LOW021 | Commercial |  | Trade Secret | 2012 | 2012
20252-215912-02 | Xcel Energy | 85 | 13781 | IOU | 03131146 | 2.2 | Solar |  |  | Interconnected | Trade Secret | Trade | LOK | LOK062 | Residential |  | Trade Secret | 2012 | 2009
20252-215912-02 | Xcel Energy | 85 | 13781 | IOU | 03131147 | 200 | Solar |  |  | Interconnected | Trade Secret | Trade | ALK | ALK073 | Commercial |  | Trade Secret | 2012 | 2012
20252-215912-02 | Xcel Energy | 85 | 13781 | IOU | 03131148 | 5.57 | Solar |  |  | Interconnected | Trade Secret | Trade | SOU | SOU087 | Residential |  | Trade Secret | 2012 | 2009
20252-215912-02 | Xcel Energy | 85 | 13781 | IOU | 03131149 | 500 | Other |  |  | Interconnected | Trade Secret | Trade | EDP | EDP092 | Commercial |  | Trade Secret | 2012 | 2012
20252-215912-02 | Xcel Energy | 85 | 13781 | IOU | 03131150 | 5 | Solar |  |  | Interconnected | Trade Secret | Trade | MPK | MPK071 | Residential |  | Trade Secret | 2012 | 2013
20252-215912-02 | Xcel Energy | 85 | 13781 | IOU | 03131151 | 280 | Other |  |  | Interconnected | Trade Secret | Trade | WRR | WRR081 | Residential |  | Trade Secret | 2012 | 2012
20252-215912-02 | Xcel Energy | 85 | 13781 | IOU | 03131152 | 1000 | Other |  |  | Interconnected | Trade Secret | Trade | LOK | LOK062 | Commercial |  | Trade Secret | 2013 | 2013
20252-215912-02 | Xcel Energy | 85 | 13781 | IOU | 03131153 | 4800 | Other |  |  | Interconnected | Trade Secret | Trade | UPP | UPP067 | Commercial |  | Trade Secret | 2013 | 2013
20252-215912-02 | Xcel Energy | 85 | 13781 | IOU | 03131154 | 5625 | Other |  |  | Interconnected | Trade Secret | Trade | RIV | RIV075 | Residential |  | Trade Secret | 2009 | 2010
20252-215912-02 | Xcel Energy | 85 | 13781 | IOU | 03131155 | 230 | Other |  |  | Interconnected | Trade Secret | Trade | FAB | FAB071 | Residential |  | Trade Secret | 2013 | 2013
20252-215912-02 | Xcel Energy | 85 | 13781 | IOU | 03131156 | 2000 | Other |  |  | Interconnected | Trade Secret | Trade | FST | FST031 | Commercial |  | Trade Secret | 2013 | 2013
20252-215912-02 | Xcel Energy | 85 | 13781 | IOU | 03131157 | 2000 | Other |  |  | Interconnected | Trade Secret | Trade | FST | FST031 | Commercial |  | Trade Secret | 2013 | 2013
20252-215912-02 | Xcel Energy | 85 | 13781 | IOU | 03131158 | 200 | Other |  |  | Interconnected | Trade Secret | Trade | ELP | ELP082 | Commercial |  | Trade Secret | 2013 | 2013
20252-215912-02 | Xcel Energy | 85 | 13781 | IOU | 03131159 | 2000 | Other |  |  | Interconnected | Trade Secret | Trade | NMC | NMC092 | Commercial |  | Trade Secret | 2012 | 2013
20252-215912-02 | Xcel Energy | 85 | 13781 | IOU | 03131160 | 250 | Other |  |  | Interconnected | Trade Secret | Trade | NMC | NMC082 | Commercial |  | Trade Secret | 2013 | 2013
20252-215912-02 | Xcel Energy | 85 | 13781 | IOU | 03131161 | 7.5 | Wind |  |  | Interconnected | Trade Secret | Trade | WAS | WAS092 | Residential |  | Trade Secret | 2012 | 1997
20252-215912-02 | Xcel Energy | 85 | 13781 | IOU | 03131162 | 8.17 | Solar |  |  | Interconnected | Trade Secret | Trade | ALD | ALD083 | Residential |  | Trade Secret | 2012 | 2013
20252-215912-02 | Xcel Energy | 85 | 13781 | IOU | 03131163 | 150 | Other |  |  | Interconnected | Trade Secret | Trade | OSS | OSS072 | Commercial |  | Trade Secret | 2013 | 2013
20252-215912-02 | Xcel Energy | 85 | 13781 | IOU | 03131164 | 350 | Other |  |  | Interconnected | Trade Secret | Trade | OSS | OSS064 | Commercial |  | Trade Secret | 2013 | 2013
20252-215912-02 | Xcel Energy | 85 | 13781 | IOU | 03131165 | 1500 | Other |  |  | Interconnected | Trade Secret | Trade | OSS | OSS072 | Commercial |  | Trade Secret | 2013 | 2013
20252-215912-02 | Xcel Energy | 85 | 13781 | IOU | 03131166 | 250 | Biogas |  |  | Interconnected | Trade Secret | Trade | OSS | OSS072 | Commercial |  | Trade Secret | 2013 | 2013
20252-215912-02 | Xcel Energy | 85 | 13781 | IOU | 03131167 | 150 | Biogas |  |  | Interconnected | Trade Secret | Trade | OSS | OSS072 | Commercial |  | Trade Secret | 2013 | 2013
20252-215912-02 | Xcel Energy | 85 | 13781 | IOU | 03131168 | 400 | Other |  |  | Interconnected | Trade Secret | Trade | OSS | OSS072 | Commercial |  | Trade Secret | 2013 | 2013
20252-215912-02 | Xcel Energy | 85 | 13781 | IOU | 03131169 | 500 | Other |  |  | Interconnected | Trade Secret | Trade | OSS | OSS072 | Commercial |  | Trade Secret | 2013 | 2013
20252-215912-02 | Xcel Energy | 85 | 13781 | IOU | 03131170 | 3.44 | Solar |  |  | Interconnected | Trade Secret | Trade | MPK | MPK084 | Residential |  | Trade Secret | 2013 | 2013
20252-215912-02 | Xcel Energy | 85 | 13781 | IOU | 03131171 | 3.7 | Solar |  |  | Interconnected | Trade Secret | Trade | PIP | PIP090 | Commercial |  | Trade Secret | 2013 | 2013
20252-215912-02 | Xcel Energy | 85 | 13781 | IOU | 03131172 | 5.565 | Solar |  |  | Interconnected | Trade Secret | Trade | GNL | GNL072 | Residential |  | Trade Secret | 2013 | 2013
20252-215912-02 | Xcel Energy | 85 | 13781 | IOU | 03131173 | 6 | Solar |  |  | Interconnected | Trade Secret | Trade | ALD | ALD083 | Residential |  | Trade Secret | 2013 | 2013
20252-215912-02 | Xcel Energy | 85 | 13781 | IOU | 03131174 | 300 | Biogas |  |  | Interconnected | Trade Secret | Trade | TWL | TWL072 | Commercial |  | Trade Secret | 2013 | 2013
20252-215912-02 | Xcel Energy | 85 | 13781 | IOU | 03131175 | 45 | Natural Gas |  |  | Interconnected | Trade Secret | Trade | MGN | MGN211 | Commercial |  | Trade Secret | 2013 | 2013
20252-215912-02 | Xcel Energy | 85 | 13781 | IOU | 03131176 | 1.72 | Solar |  |  | Interconnected | Trade Secret | Trade | WIN | WIN042 | Residential |  | Trade Secret | 2009 | 2009
20252-215912-02 | Xcel Energy | 85 | 13781 | IOU | 03131177 | 500 | Other |  |  | Interconnected | Trade Secret | Trade | GSL | GSL076 | Residential |  | Trade Secret | 2013 | 2013
20252-215912-02 | Xcel Energy | 85 | 13781 | IOU | 03131178 | 814 | Natural Gas |  |  | Interconnected | Trade Secret | Trade | TER | TER066 | Residential |  | Trade Secret | 2013 | 2011
20252-215912-02 | Xcel Energy | 85 | 13781 | IOU | 03131179 | 5.04 | Solar |  |  | Interconnected | Trade Secret | Trade | HUG | HUG312 | Residential |  | Trade Secret | 2013 | 2013
20252-215912-02 | Xcel Energy | 85 | 13781 | IOU | 03131180 | 5.1 | Solar |  |  | Interconnected | Trade Secret | Trade | BEL | BEL061 | Residential |  | Trade Secret | 2013 | 2013
20252-215912-02 | Xcel Energy | 85 | 13781 | IOU | 03131181 | 200 | Other |  |  | Interconnected | Trade Secret | Trade | BEL | BEL061 | Commercial |  | Trade Secret | 2013 | 2013
20252-215912-02 | Xcel Energy | 85 | 13781 | IOU | 03131182 | 18 | Other |  |  | Interconnected | Trade Secret | Trade | AFT | AFT315 | Residential |  | Trade Secret | 2013 | 2013
20252-215912-02 | Xcel Energy | 85 | 13781 | IOU | 03131183 | 3.25 | Solar |  |  | Interconnected | Trade Secret | Trade | SLP | SLP084 | Residential |  | Trade Secret | 2013 | 2013
20252-215912-02 | Xcel Energy | 85 | 13781 | IOU | 03131184 | 5.98 | Solar |  |  | Interconnected | Trade Secret | Trade | NOF | NOF071 | Residential |  | Trade Secret | 2013 | 2013
20252-215912-02 | Xcel Energy | 85 | 13781 | IOU | 03131185 | 2 | Solar |  |  | Interconnected | Trade Secret | Trade | MPK | MPK065 | Residential |  | Trade Secret | 2013 | 2014
20252-215912-02 | Xcel Energy | 85 | 13781 | IOU | 03131186 | 3.75 | Solar |  |  | Interconnected | Trade Secret | Trade | SLP | SLP084 | Residential |  | Trade Secret | 2013 | 2013
20252-215912-02 | Xcel Energy | 85 | 13781 | IOU | 03131187 | 6 | Solar |  |  | Interconnected | Trade Secret | Trade | AFT | AFT314 | Residential |  | Trade Secret | 2013 | 2013
20252-215912-02 | Xcel Energy | 85 | 13781 | IOU | 03131188 | 4 | Solar |  |  | Interconnected | Trade Secret | Trade | CGR | CGR063 | Commercial |  | Trade Secret | 2013 | 2010
20252-215912-02 | Xcel Energy | 85 | 13781 | IOU | 03131189 | 6 | Natural Gas |  |  | Interconnected | Trade Secret | Trade | SCA | SCA021 | Residential |  | Trade Secret | 2013 | 2013
20252-215912-02 | Xcel Energy | 85 | 13781 | IOU | 03131190 | 3.6 | Solar |  |  | Interconnected | Trade Secret | Trade | SCA | SCA021 | Residential |  | Trade Secret | 2013 | 2013
20252-215912-02 | Xcel Energy | 85 | 13781 | IOU | 03131191 | 1 | Wind |  |  | Interconnected | Trade Secret | Trade | SCA | SCA021 | Residential |  | Trade Secret | 2013 | 2013
20252-215912-02 | Xcel Energy | 85 | 13781 | IOU | 03131192 | 4 | Solar |  |  | Interconnected | Trade Secret | Trade | DBL | DBL068 | Residential |  | Trade Secret | 2014 | 2014
20252-215912-02 | Xcel Energy | 85 | 13781 | IOU | 03131193 | 5.25 | Solar |  |  | Interconnected | Trade Secret | Trade | LAC | LAC063 | Residential |  | Trade Secret | 2014 | 2014
20252-215912-02 | Xcel Energy | 85 | 13781 | IOU | 03131194 | 6.24 | Solar |  |  | Interconnected | Trade Secret | Trade | EKO | EKO021 | Residential |  | Trade Secret | 2014 | 2013
20252-215912-02 | Xcel Energy | 85 | 13781 | IOU | 03131195 | 712 | Solar |  |  | Interconnected | Trade Secret | Trade | SMT | SMT061 | Commercial |  | Trade Secret | 2014 | 2015
20252-215912-02 | Xcel Energy | 85 | 13781 | IOU | 03131196 | 3.1 | Solar |  |  | Interconnected | Trade Secret | Trade | ALD | ALD073 | Residential |  | Trade Secret | 2014 | 2014
20252-215912-02 | Xcel Energy | 85 | 13781 | IOU | 03131197 | 376 | Solar |  |  | Interconnected | Trade Secret | Trade | MPK | MPK065 | Commercial |  | Trade Secret | 2014 | 2016
20252-215912-02 | Xcel Energy | 85 | 13781 | IOU | 03131198 | 250 | Biogas |  |  | Interconnected | Trade Secret | Trade | HOL | HOL061 | Commercial |  | Trade Secret | 2014 | 2015
20252-215912-02 | Xcel Energy | 85 | 13781 | IOU | 03131199 | 80 | Biogas |  |  | Interconnected | Trade Secret | Trade | ELP | ELP075 | Residential |  | Trade Secret | 2014 | 2014
20252-215912-02 | Xcel Energy | 85 | 13781 | IOU | 03131200 | 3.12 | Solar |  |  | Interconnected | Trade Secret | Trade | HWW | HWW072 | Residential |  | Trade Secret | 2014 | 2013
20252-215912-02 | Xcel Energy | 85 | 13781 | IOU | 03131201 | 100 | Other |  |  | Interconnected | Trade Secret | Trade | SCL | SCL313 | Commercial |  | Trade Secret | 2014 | 2012
20252-215912-02 | Xcel Energy | 85 | 13781 | IOU | 03131202 | 85 | Biogas |  |  | Interconnected | Trade Secret | Trade | GRC | GRC073 | Commercial |  | Trade Secret | 2014 | 2014
20252-215912-02 | Xcel Energy | 85 | 13781 | IOU | 03131203 | 0.999 | Solar |  |  | Interconnected | Trade Secret | Trade | PIL | PIL022 | Residential |  | Trade Secret | 2014 | 2014
20252-215912-02 | Xcel Energy | 85 | 13781 | IOU | 03131204 | 250 | Other |  |  | Interconnected | Trade Secret | Trade | DBL | DBL082 | Commercial |  | Trade Secret | 2015 | 2015
20252-215912-02 | Xcel Energy | 85 | 13781 | IOU | 03131205 | 456 | Solar |  |  | Interconnected | Trade Secret | Trade | PAT | PAT314 | Commercial |  | Trade Secret | 2014 | 2015
20252-215912-02 | Xcel Energy | 85 | 13781 | IOU | 03131206 | 182 | Solar |  |  | Interconnected | Trade Secret | Trade | SJO | SJO001 | Commercial |  | Trade Secret | 2014 | 2014
20252-215912-02 | Xcel Energy | 85 | 13781 | IOU | 03131207 | 1660 | Solar |  |  | Interconnected | Trade Secret | Trade | SLW | SLW061 | Residential |  | Trade Secret | 2010 | 2012
20252-215912-02 | Xcel Energy | 85 | 13781 | IOU | 03131208 | 6000 | Other |  |  | Interconnected | Trade Secret | Trade | MPK | MPK081 | Commercial |  | Trade Secret | 1990 | 1990
20252-215912-02 | Xcel Energy | 85 | 13781 | IOU | 03131209 | 5000 | Other |  |  | Interconnected | Trade Secret | Trade | MPK | MPK081 | Commercial |  | Trade Secret | 1990 | 1990
20252-215912-02 | Xcel Energy | 85 | 13781 | IOU | 03131210 | 16000 | Other |  |  | Interconnected | Trade Secret | Trade | MPK | MPK081 | Commercial |  | Trade Secret | 1990 | 1990
20252-215912-02 | Xcel Energy | 85 | 13781 | IOU | 03131211 | 90 | Other |  |  | Interconnected | Trade Secret | Trade | PIP | PIP090 | Commercial |  | Trade Secret | 2015 | 2015
20252-215912-02 | Xcel Energy | 85 | 13781 | IOU | 03131212 | 11.4 | Solar |  |  | Interconnected | Trade Secret | Trade | AVN | AVN021 | Residential |  | Trade Secret | 2015 | 2015
20252-215912-02 | Xcel Energy | 85 | 13781 | IOU | 03131213 | 9 | Solar |  |  | Interconnected | Trade Secret | Trade | YLM | YLM212 | Residential | Solar*Rewards | Trade Secret | 2015 | 2017
20252-215912-02 | Xcel Energy | 85 | 13781 | IOU | 03131214 | 204 | Solar |  |  | Interconnected | Trade Secret | Trade | PIP | PIP090 | Commercial |  | Trade Secret | 2015 | 2016
20252-215912-02 | Xcel Energy | 85 | 13781 | IOU | 03131215 | 130 | Other |  |  | Interconnected | Trade Secret | Trade | LAY | LAY061 | Residential |  | Trade Secret | 2015 | 2015
20252-215912-02 | Xcel Energy | 85 | 13781 | IOU | 03131216 | 153 | Solar |  | X | Interconnected | Trade Secret | Trade | ALD | ALD083 | Commercial |  | Trade Secret | 2015 | 2015
20252-215912-02 | Xcel Energy | 85 | 13781 | IOU | 03131217 | 84 | Solar |  |  | Interconnected | Trade Secret | Trade | WYO | WYO031 | Residential |  | Trade Secret | 2015 | 2015
20252-215912-02 | Xcel Energy | 85 | 13781 | IOU | 03131218 | 84 | Solar |  |  | Interconnected | Trade Secret | Trade | WYO | WYO021 | Commercial |  | Trade Secret | 2015 | 2016
20252-215912-02 | Xcel Energy | 85 | 13781 | IOU | 03131219 | 600 | Other |  |  | Interconnected | Trade Secret | Trade | DBL | DBL082 | Commercial |  | Trade Secret | 2015 | 2015
20252-215912-02 | Xcel Energy | 85 | 13781 | IOU | 03131220 | 9 | Solar |  |  | Interconnected | Trade Secret | Trade | YLM | YLM212 | Residential | Made in Minnesota | Trade Secret | 2015 | 2017
20252-215912-02 | Xcel Energy | 85 | 13781 | IOU | 03131221 | 468 | Solar |  |  | Interconnected | Trade Secret | Trade | HUG | HUG321 | Commercial |  | Trade Secret | 2015 | 2015
20252-215912-02 | Xcel Energy | 85 | 13781 | IOU | 03131222 | 288 | Solar |  |  | Interconnected | Trade Secret | Trade | WYO | WYO033 | Commercial |  | Trade Secret | 2015 | 2016
20252-215912-02 | Xcel Energy | 85 | 13781 | IOU | 03131223 | 396 | Solar |  |  | Interconnected | Trade Secret | Trade | WYO | WYO032 | Commercial |  | Trade Secret | 2015 | 2016
20252-215912-02 | Xcel Energy | 85 | 13781 | IOU | 03131224 | 88 | Solar |  |  | Interconnected | Trade Secret | Trade | EDA | EDA072 | Commercial |  | Trade Secret | 2015 | 2016
20252-215912-02 | Xcel Energy | 85 | 13781 | IOU | 03131225 | 368 | Solar |  |  | Interconnected | Trade Secret | Trade | HUG | HUG321 | Commercial |  | Trade Secret | 2015 | 2016
20252-215912-02 | Xcel Energy | 85 | 13781 | IOU | 03131226 | 840 | Other |  |  | Interconnected | Trade Secret | Trade | MEL | MEL088 | Commercial |  | Trade Secret | 2015 | 2016
20252-215912-02 | Xcel Energy | 85 | 13781 | IOU | 03131227 | 9.6 | Solar |  |  | Interconnected | Trade Secret | Trade | VES | VES021 | Residential | Made in Minnesota | Trade Secret | 2015 | 2018
20252-215912-02 | Xcel Energy | 85 | 13781 | IOU | 03131228 | 100 | Solar |  |  | Interconnected | Trade Secret | Trade | DBL | DBL082 | Commercial |  | Trade Secret | 2015 | 2016
20252-215912-02 | Xcel Energy | 85 | 13781 | IOU | 03131229 | 244 | Solar |  |  | Interconnected | Trade Secret | Trade | LOK | LOK093 | Commercial |  | Trade Secret | 2016 | 2016
20252-215912-02 | Xcel Energy | 85 | 13781 | IOU | 03131230 | 144 | Solar |  |  | Interconnected | Trade Secret | Trade | LOK | LOK093 | Commercial |  | Trade Secret | 2016 | 2016
20252-215912-02 | Xcel Energy | 85 | 13781 | IOU | 03131231 | 244 | Solar |  |  | Interconnected | Trade Secret | Trade | LOK | LOK093 | Commercial |  | Trade Secret | 2016 | 2016
20252-215912-02 | Xcel Energy | 85 | 13781 | IOU | 03131232 | 56 | Solar |  |  | Interconnected | Trade Secret | Trade | APA | APA073 | Commercial |  | Trade Secret | 2016 | 2016
20252-215912-02 | Xcel Energy | 85 | 13781 | IOU | 03131233 | 56 | Solar |  |  | Interconnected | Trade Secret | Trade | RIV | RIV076 | Commercial |  | Trade Secret | 2016 | 2016
20252-215912-02 | Xcel Energy | 85 | 13781 | IOU | 03131234 | 108 | Solar |  |  | Interconnected | Trade Secret | Trade | APA | APA067 | Commercial |  | Trade Secret | 2016 | 2016
20252-215912-02 | Xcel Energy | 85 | 13781 | IOU | 03131235 | 9.94 | Solar |  |  | Interconnected | Trade Secret | Trade | RAM | RAM071 | Residential | Solar*Rewards | Trade Secret | 2016 | 2017
20252-215912-02 | Xcel Energy | 85 | 13781 | IOU | 03131236 | 39.998 | Solar |  |  | Interconnected | Trade Secret | Trade | KOL | KOL064 | Commercial |  | Trade Secret | 2016 | 2017
20252-215912-02 | Xcel Energy | 85 | 13781 | IOU | 03131237 | 2.4 | Solar |  |  | Interconnected | Trade Secret | Trade | WIL | WIL086 | Residential | Made in Minnesota | Trade Secret | 2016 | 2017
20252-215912-02 | Xcel Energy | 85 | 13781 | IOU | 03131238 | 3 | Solar |  |  | Interconnected | Trade Secret | Trade | GRC | GRC063 | Residential | Solar*Rewards | Trade Secret | 2016 | 2017
20252-215912-02 | Xcel Energy | 85 | 13781 | IOU | 03131239 | 39.98 | Solar |  |  | Interconnected | Trade Secret | Trade | MDT | MDT071 | Commercial | Made in Minnesota | Trade Secret | 2016 | 2017
20252-215912-02 | Xcel Energy | 85 | 13781 | IOU | 03131240 | 9 | Solar |  |  | Interconnected | Trade Secret | Trade | HWW | HWW072 | Commercial | Solar*Rewards | Trade Secret | 2016 | 2017
20252-215912-02 | Xcel Energy | 85 | 13781 | IOU | 03131241 | 9.94 | Solar |  |  | Interconnected | Trade Secret | Trade | LCR | LCR311 | Residential | Solar*Rewards | Trade Secret | 2016 | 2017
20252-215912-02 | Xcel Energy | 85 | 13781 | IOU | 03131242 | 7.625 | Solar |  |  | Interconnected | Trade Secret | Trade | TWL | TWL071 | Residential | Solar*Rewards | Trade Secret | 2016 | 2017
20252-215912-02 | Xcel Energy | 85 | 13781 | IOU | 03131243 | 9.995 | Solar |  |  | Interconnected | Trade Secret | Trade | HWW | HWW063 | Commercial | Made in Minnesota | Trade Secret | 2016 | 2017
20252-215912-02 | Xcel Energy | 85 | 13781 | IOU | 03131244 | 9.995 | Solar |  |  | Interconnected | Trade Secret | Trade | TER | TER081 | Commercial | Made in Minnesota | Trade Secret | 2016 | 2017
20252-215912-02 | Xcel Energy | 85 | 13781 | IOU | 03131245 | 8.4 | Solar |  |  | Interconnected | Trade Secret | Trade | WAB | WAB021 | Residential | Made in Minnesota | Trade Secret | 2016 | 2017
20252-215912-02 | Xcel Energy | 85 | 13781 | IOU | 03131246 | 4.56 | Solar |  |  | Interconnected | Trade Secret | Trade | WES | WES063 | Residential | Made in Minnesota | Trade Secret | 2016 | 2017
20252-215912-02 | Xcel Energy | 85 | 13781 | IOU | 03131247 | 32.4 | Solar |  |  | Interconnected | Trade Secret | Trade | FST | FST078 | Commercial | Made in Minnesota | Trade Secret | 2016 | 2017
20252-215912-02 | Xcel Energy | 85 | 13781 | IOU | 03131248 | 2.88 | Solar |  |  | Interconnected | Trade Secret | Trade | UPP | UPP082 | Residential | Solar*Rewards | Trade Secret | 2016 | 2017
20252-215912-02 | Xcel Energy | 85 | 13781 | IOU | 03131249 | 7.625 | Solar |  |  | Interconnected | Trade Secret | Trade | TER | TER062 | Residential | Solar*Rewards | Trade Secret | 2016 | 2017
20252-215912-02 | Xcel Energy | 85 | 13781 | IOU | 03131250 | 33.4 | Solar |  |  | Interconnected | Trade Secret | Trade | ECK | ECK082 | Commercial |  | Trade Secret | 2016 | 2017
20252-215912-02 | Xcel Energy | 85 | 13781 | IOU | 03131251 | 9.94 | Solar |  |  | Interconnected | Trade Secret | Trade | LLK | LLK071 | Commercial | Solar*Rewards | Trade Secret | 2016 | 2017
20252-215912-02 | Xcel Energy | 85 | 13781 | IOU | 03131252 | 6 | Solar |  |  | Interconnected | Trade Secret | Trade | UPP | UPP085 | Residential | Solar*Rewards | Trade Secret | 2016 | 2017
20252-215912-02 | Xcel Energy | 85 | 13781 | IOU | 03131253 | 3 | Solar |  |  | Interconnected | Trade Secret | Trade | MDT | MDT062 | Commercial | Solar*Rewards | Trade Secret | 2016 | 2017
20252-215912-02 | Xcel Energy | 85 | 13781 | IOU | 03131254 | 3.8 | Solar |  |  | Interconnected | Trade Secret | Trade | MPK | MPK082 | Residential | Solar*Rewards | Trade Secret | 2016 | 2017
20252-215912-02 | Xcel Energy | 85 | 13781 | IOU | 03131255 | 2.4 | Solar |  |  | Interconnected | Trade Secret | Trade | GLD | GLD031 | Residential | Made in Minnesota | Trade Secret | 2016 | 2017
20252-215912-02 | Xcel Energy | 85 | 13781 | IOU | 03131256 | 4.08 | Solar |  |  | Interconnected | Trade Secret | Trade | AFT | AFT322 | Residential | Solar*Rewards | Trade Secret | 2016 | 2016
20252-215912-02 | Xcel Energy | 85 | 13781 | IOU | 03131257 | 37.8 | Solar |  |  | Interconnected | Trade Secret | Trade | WEB | WEB021 | Commercial | Made in Minnesota | Trade Secret | 2016 | 2016
20252-215912-02 | Xcel Energy | 85 | 13781 | IOU | 03131258 | 6 | Solar |  |  | Interconnected | Trade Secret | Trade | HYL | HYL073 | Residential | Solar*Rewards | Trade Secret | 2016 | 2017
20252-215912-02 | Xcel Energy | 85 | 13781 | IOU | 03131259 | 6 | Solar |  |  | Interconnected | Trade Secret | Trade | SOU | SOU087 | Residential | Solar*Rewards | Trade Secret | 2016 | 2017
20252-215912-02 | Xcel Energy | 85 | 13781 | IOU | 03131260 | 7.63 | Solar |  |  | Interconnected | Trade Secret | Trade | DPN | DPN063 | Residential | Solar*Rewards | Trade Secret | 2016 | 2017
20252-215912-02 | Xcel Energy | 85 | 13781 | IOU | 03131261 | 3.8 | Solar |  |  | Interconnected | Trade Secret | Trade | RIV | RIV076 | Residential | Solar*Rewards | Trade Secret | 2016 | 2017
20252-215912-02 | Xcel Energy | 85 | 13781 | IOU | 03131262 | 9.94 | Solar |  |  | Interconnected | Trade Secret | Trade | HUG | HUG321 | Residential | Solar*Rewards | Trade Secret | 2016 | 2017
20252-215912-02 | Xcel Energy | 85 | 13781 | IOU | 03131263 | 9.94 | Solar |  |  | Interconnected | Trade Secret | Trade | CHE | CHE076 | Residential | Solar*Rewards | Trade Secret | 2016 | 2017
20252-215912-02 | Xcel Energy | 85 | 13781 | IOU | 03131264 | 5 | Solar |  |  | Interconnected | Trade Secret | Trade | RRK | RRK064 | Residential | Solar*Rewards | Trade Secret | 2016 | 2016
20252-215912-02 | Xcel Energy | 85 | 13781 | IOU | 03131265 | 7.63 | Solar |  |  | Interconnected | Trade Secret | Trade | SCA | SCA021 | Residential | Made in Minnesota | Trade Secret | 2016 | 2016
20252-215912-02 | Xcel Energy | 85 | 13781 | IOU | 03131266 | 20 | Solar |  |  | Interconnected | Trade Secret | Trade | WSG | WSG062 | Commercial | Solar*Rewards | Trade Secret | 2016 | 2017
20252-215912-02 | Xcel Energy | 85 | 13781 | IOU | 03131267 | 20 | Solar |  |  | Interconnected | Trade Secret | Trade | WSG | WSG062 | Commercial | Solar*Rewards | Trade Secret | 2016 | 2017
20252-215912-02 | Xcel Energy | 85 | 13781 | IOU | 03131268 | 7.625 | Solar |  |  | Interconnected | Trade Secret | Trade | TER | TER062 | Residential | Made in Minnesota | Trade Secret | 2016 | 2016
20252-215912-02 | Xcel Energy | 85 | 13781 | IOU | 03131269 | 4.8 | Solar |  |  | Interconnected | Trade Secret | Trade | HWW | HWW074 | Residential | Made in Minnesota | Trade Secret | 2016 | 2017
20252-215912-02 | Xcel Energy | 85 | 13781 | IOU | 03131270 | 9.94 | Solar |  |  | Interconnected | Trade Secret | Trade | NOF | NOF061 | Residential | Solar*Rewards | Trade Secret | 2016 | 2017
20252-215912-02 | Xcel Energy | 85 | 13781 | IOU | 03131271 | 9.94 | Solar |  |  | Interconnected | Trade Secret | Trade | WSG | WSG076 | Residential | Solar*Rewards | Trade Secret | 2016 | 2017
20252-215912-02 | Xcel Energy | 85 | 13781 | IOU | 03131272 | 7.625 | Solar |  |  | Interconnected | Trade Secret | Trade | MPK | MPK084 | Residential | Solar*Rewards | Trade Secret | 2016 | 2017
20252-215912-02 | Xcel Energy | 85 | 13781 | IOU | 03131273 | 5.76 | Solar |  |  | Interconnected | Trade Secret | Trade | MOL | MOL069 | Residential | Made in Minnesota | Trade Secret | 2016 | 2017
20252-215912-02 | Xcel Energy | 85 | 13781 | IOU | 03131274 | 7.63 | Solar |  |  | Interconnected | Trade Secret | Trade | RPO | RPO312 | Residential | Solar*Rewards | Trade Secret | 2016 | 2017
20252-215912-02 | Xcel Energy | 85 | 13781 | IOU | 03131275 | 5 | Solar |  |  | Interconnected | Trade Secret | Trade | MPK | MPK085 | Commercial | Solar*Rewards | Trade Secret | 2016 | 2017
20252-215912-02 | Xcel Energy | 85 | 13781 | IOU | 03131276 | 37.8 | Solar |  |  | Interconnected | Trade Secret | Trade | MPK | MPK086 | Commercial | Made in Minnesota | Trade Secret | 2016 | 2017
20252-215912-02 | Xcel Energy | 85 | 13781 | IOU | 03131277 | 36.5 | Solar |  |  | Interconnected | Trade Secret | Trade | LAC | LAC062 | Commercial | Made in Minnesota | Trade Secret | 2016 | 2017
20252-215912-02 | Xcel Energy | 85 | 13781 | IOU | 03131278 | 5 | Solar |  |  | Interconnected | Trade Secret | Trade | WES | WES074 | Residential | Made in Minnesota | Trade Secret | 2016 | 2017
20252-215912-02 | Xcel Energy | 85 | 13781 | IOU | 03131279 | 5 | Solar |  |  | Interconnected | Trade Secret | Trade | RPL | RPL074 | Residential | Solar*Rewards | Trade Secret | 2016 | 2017
20252-215912-02 | Xcel Energy | 85 | 13781 | IOU | 03131280 | 9.94 | Solar |  |  | Interconnected | Trade Secret | Trade | SLP | SLP092 | Residential | Made in Minnesota | Trade Secret | 2016 | 2017
20252-215912-02 | Xcel Energy | 85 | 13781 | IOU | 03131281 | 180.196 | Solar |  |  | Interconnected | Trade Secret | Trade | FRM | FRM071 | Commercial |  | Trade Secret | 2016 | 2018
20252-215912-02 | Xcel Energy | 85 | 13781 | IOU | 03131282 | 480.796 | Solar |  |  | Interconnected | Trade Secret | Trade | FRM | FRM071 | Commercial |  | Trade Secret | 2016 | 2018
20252-215912-02 | Xcel Energy | 85 | 13781 | IOU | 03131283 | 487.599 | Solar |  |  | Interconnected | Trade Secret | Trade | FRM | FRM071 | Commercial |  | Trade Secret | 2016 | 2018
20252-215912-02 | Xcel Energy | 85 | 13781 | IOU | 03131284 | 6.72 | Solar |  |  | Interconnected | Trade Secret | Trade | LAB | LAB312 | Residential | Solar*Rewards | Trade Secret | 2016 | 2017
20252-215912-02 | Xcel Energy | 85 | 13781 | IOU | 03131285 | 7.63 | Solar |  |  | Interconnected | Trade Secret | Trade | WTN | WTN061 | Residential | Solar*Rewards | Trade Secret | 2016 | 2017
20252-215912-02 | Xcel Energy | 85 | 13781 | IOU | 03131286 | 5 | Solar |  |  | Interconnected | Trade Secret | Trade | ALD | ALD076 | Residential | Solar*Rewards | Trade Secret | 2016 | 2017
20252-215912-02 | Xcel Energy | 85 | 13781 | IOU | 03131287 | 7.63 | Solar |  |  | Interconnected | Trade Secret | Trade | RIV | RIV073 | Residential | Solar*Rewards | Trade Secret | 2016 | 2017
20252-215912-02 | Xcel Energy | 85 | 13781 | IOU | 03131288 | 15.26 | Solar |  |  | Interconnected | Trade Secret | Trade | RPO | RPO311 | Residential | Solar*Rewards | Trade Secret | 2016 | 2017
20252-215912-02 | Xcel Energy | 85 | 13781 | IOU | 03131289 | 3.8 | Solar |  |  | Interconnected | Trade Secret | Trade | WES | WES063 | Residential | Solar*Rewards | Trade Secret | 2016 | 2017
20252-215912-02 | Xcel Energy | 85 | 13781 | IOU | 03131291 | 15.26 | Solar |  |  | Interconnected | Trade Secret | Trade | BRO | BRO021 | Residential | Solar*Rewards | Trade Secret | 2016 | 2017
20252-215912-02 | Xcel Energy | 85 | 13781 | IOU | 03131292 | 9.94 | Solar |  |  | Interconnected | Trade Secret | Trade | RRK | RRK082 | Residential | Solar*Rewards | Trade Secret | 2016 | 2017
20252-215912-02 | Xcel Energy | 85 | 13781 | IOU | 03131293 | 6 | Solar |  |  | Interconnected | Trade Secret | Trade | GSL | GSL074 | Residential | Solar*Rewards | Trade Secret | 2016 | 2017
20252-215912-02 | Xcel Energy | 85 | 13781 | IOU | 03131294 | 5 | Solar |  |  | Interconnected | Trade Secret | Trade | RIV | RIV061 | Residential | Solar*Rewards | Trade Secret | 2016 | 2017
20252-215912-02 | Xcel Energy | 85 | 13781 | IOU | 03131295 | 7.63 | Solar |  |  | Interconnected | Trade Secret | Trade | CTF | CTF022 | Residential | Solar*Rewards | Trade Secret | 2016 | 2017
20252-215912-02 | Xcel Energy | 85 | 13781 | IOU | 03131296 | 4.32 | Solar |  |  | Interconnected | Trade Secret | Trade | RLK | RLK069 | Residential | Solar*Rewards | Trade Secret | 2016 | 2017
20252-215912-02 | Xcel Energy | 85 | 13781 | IOU | 03131297 | 3.8 | Solar |  |  | Interconnected | Trade Secret | Trade | TER | TER061 | Residential | Made in Minnesota | Trade Secret | 2016 | 2017
20252-215912-02 | Xcel Energy | 85 | 13781 | IOU | 03131298 | 7.625 | Solar |  |  | Interconnected | Trade Secret | Trade | TER | TER062 | Residential | Solar*Rewards | Trade Secret | 2016 | 2017
20252-215912-02 | Xcel Energy | 85 | 13781 | IOU | 03131299 | 6 | Solar |  |  | Interconnected | Trade Secret | Trade | RRK | RRK064 | Residential | Solar*Rewards | Trade Secret | 2016 | 2017
20252-215912-02 | Xcel Energy | 85 | 13781 | IOU | 03131300 | 3 | Solar |  |  | Interconnected | Trade Secret | Trade | IDA | IDA073 | Residential | Made in Minnesota | Trade Secret | 2016 | 2017
20252-215912-02 | Xcel Energy | 85 | 13781 | IOU | 03131301 | 7.63 | Solar |  |  | Interconnected | Trade Secret | Trade | CNC | CNC073 | Residential | Made in Minnesota | Trade Secret | 2016 | 2017
20252-215912-02 | Xcel Energy | 85 | 13781 | IOU | 03131302 | 3.8 | Solar |  |  | Interconnected | Trade Secret | Trade | SCA | SCA021 | Residential | Solar*Rewards | Trade Secret | 2016 | 2017
20252-215912-02 | Xcel Energy | 85 | 13781 | IOU | 03131303 | 9.995 | Solar |  |  | Interconnected | Trade Secret | Trade | MST | MST075 | Residential | Made in Minnesota | Trade Secret | 2016 | 2017
20252-215912-02 | Xcel Energy | 85 | 13781 | IOU | 03131304 | 9.995 | Solar |  |  | Interconnected | Trade Secret | Trade | MST | MST069 | Residential | Made in Minnesota | Trade Secret | 2016 | 2017
20252-215912-02 | Xcel Energy | 85 | 13781 | IOU | 03131305 | 9.94 | Solar |  |  | Interconnected | Trade Secret | Trade | HSN | HSN322 | Residential | Solar*Rewards | Trade Secret | 2016 | 2017
20252-215912-02 | Xcel Energy | 85 | 13781 | IOU | 03131306 | 18 | Solar |  |  | Interconnected | Trade Secret | Trade | WCS | WCS072 | Commercial | Solar*Rewards | Trade Secret | 2016 | 2017
20252-215912-02 | Xcel Energy | 85 | 13781 | IOU | 03131307 | 18 | Solar |  |  | Interconnected | Trade Secret | Trade | WCS | WCS072 | Commercial |  | Trade Secret | 2016 | 2017
20252-215912-02 | Xcel Energy | 85 | 13781 | IOU | 03131308 | 17.57 | Solar |  |  | Interconnected | Trade Secret | Trade | RVA | RVA061 | Residential | Solar*Rewards | Trade Secret | 2016 | 2017
20252-215912-02 | Xcel Energy | 85 | 13781 | IOU | 03131309 | 6 | Solar |  |  | Interconnected | Trade Secret | Trade | MPK | MPK063 | Residential | Solar*Rewards | Trade Secret | 2016 | 2017
20252-215912-02 | Xcel Energy | 85 | 13781 | IOU | 03131310 | 9.94 | Solar |  |  | Interconnected | Trade Secret | Trade | HAS | HAS021 | Residential | Solar*Rewards | Trade Secret | 2016 | 2017
20252-215912-02 | Xcel Energy | 85 | 13781 | IOU | 03131311 | 3 | Solar |  |  | Interconnected | Trade Secret | Trade | MST | MST076 | Residential | Solar*Rewards | Trade Secret | 2016 | 2017
20252-215912-02 | Xcel Energy | 85 | 13781 | IOU | 03131312 | 5 | Solar |  |  | Interconnected | Trade Secret | Trade | DPN | DPN062 | Residential | Solar*Rewards | Trade Secret | 2016 | 2017
20252-215912-02 | Xcel Energy | 85 | 13781 | IOU | 03131313 | 3.84 | Solar |  |  | Interconnected | Trade Secret | Trade | SOU | SOU073 | Residential | Made in Minnesota | Trade Secret | 2017 | 2017
20252-215912-02 | Xcel Energy | 85 | 13781 | IOU | 03131314 | 2.4 | Solar |  |  | Interconnected | Trade Secret | Trade | HWW | HWW061 | Residential | Made in Minnesota | Trade Secret | 2017 | 2017
20252-215912-02 | Xcel Energy | 85 | 13781 | IOU | 03131315 | 6.72 | Solar |  |  | Interconnected | Trade Secret | Trade | SCL | SCL312 | Residential | Solar*Rewards | Trade Secret | 2017 | 2018
20252-215912-02 | Xcel Energy | 85 | 13781 | IOU | 03131316 | 9.94 | Solar |  |  | Interconnected | Trade Secret | Trade | ALD | ALD085 | Residential |  | Trade Secret | 2017 | 2017
20252-215912-02 | Xcel Energy | 85 | 13781 | IOU | 03131317 | 39.98 | Solar |  |  | Interconnected | Trade Secret | Trade | GLD | GLD021 | Commercial | Made in Minnesota | Trade Secret | 2017 | 2017
20252-215912-02 | Xcel Energy | 85 | 13781 | IOU | 03131318 | 8.64 | Solar |  |  | Interconnected | Trade Secret | Trade | WSG | WSG361 | Residential | Made in Minnesota | Trade Secret | 2017 | 2017
20252-215912-02 | Xcel Energy | 85 | 13781 | IOU | 03131319 | 7.625 | Solar |  |  | Interconnected | Trade Secret | Trade | SLP | SLP082 | Residential | Solar*Rewards | Trade Secret | 2017 | 2017
20252-215912-02 | Xcel Energy | 85 | 13781 | IOU | 03131320 | 7.625 | Solar |  |  | Interconnected | Trade Secret | Trade | TER | TER075 | Residential | Solar*Rewards | Trade Secret | 2017 | 2017
20252-215912-02 | Xcel Energy | 85 | 13781 | IOU | 03131321 | 5 | Solar |  |  | Interconnected | Trade Secret | Trade | GVW | GVW032 | Residential | Made in Minnesota | Trade Secret | 2017 | 2017
20252-215912-02 | Xcel Energy | 85 | 13781 | IOU | 03131322 | 39.998 | Solar |  |  | Interconnected | Trade Secret | Trade | WAB | WAB031 | Commercial | Made in Minnesota | Trade Secret | 2017 | 2017
20252-215912-02 | Xcel Energy | 85 | 13781 | IOU | 03131323 | 9.94 | Solar |  |  | Interconnected | Trade Secret | Trade | WAS | WAS092 | Residential | Made in Minnesota | Trade Secret | 2017 | 2017
20252-215912-02 | Xcel Energy | 85 | 13781 | IOU | 03131324 | 9.94 | Solar |  |  | Interconnected | Trade Secret | Trade | ALB | ALB021 | Residential | Made in Minnesota | Trade Secret | 2017 | 2017
20252-215912-02 | Xcel Energy | 85 | 13781 | IOU | 03131325 | 3.8 | Solar |  |  | Interconnected | Trade Secret | Trade | WEF | WEF061 | Residential | Made in Minnesota | Trade Secret | 2017 | 2017
20252-215912-02 | Xcel Energy | 85 | 13781 | IOU | 03131326 | 9.94 | Solar |  |  | Interconnected | Trade Secret | Trade | CDV | CDV063 | Residential | Made in Minnesota | Trade Secret | 2017 | 2017
20252-215912-02 | Xcel Energy | 85 | 13781 | IOU | 03131327 | 9.94 | Solar |  |  | Interconnected | Trade Secret | Trade | HSN | HSN312 | Residential | Made in Minnesota | Trade Secret | 2017 | 2017
20252-215912-02 | Xcel Energy | 85 | 13781 | IOU | 03131328 | 9.94 | Solar |  |  | Interconnected | Trade Secret | Trade | LEX | LEX074 | Residential | Solar*Rewards | Trade Secret | 2017 | 2017
20252-215912-02 | Xcel Energy | 85 | 13781 | IOU | 03131329 | 5 | Solar |  |  | Interconnected | Trade Secret | Trade | LIN | LIN031 | Residential | Solar*Rewards | Trade Secret | 2017 | 2017
20252-215912-02 | Xcel Energy | 85 | 13781 | IOU | 03131330 | 3.8 | Solar |  |  | Interconnected | Trade Secret | Trade | HWW | HWW073 | Residential | Made in Minnesota | Trade Secret | 2017 | 2017
20252-215912-02 | Xcel Energy | 85 | 13781 | IOU | 03131331 | 9.94 | Solar |  |  | Interconnected | Trade Secret | Trade | RPO | RPO312 | Residential | Solar*Rewards | Trade Secret | 2017 | 2017
20252-215912-02 | Xcel Energy | 85 | 13781 | IOU | 03131332 | 19.999 | Solar |  |  | Interconnected | Trade Secret | Trade | WDY | WDY312 | Commercial | Solar*Rewards | Trade Secret | 2017 | 2017
20252-215912-02 | Xcel Energy | 85 | 13781 | IOU | 03131333 | 11.39 | Solar |  |  | Interconnected | Trade Secret | Trade | FRO | FRO021 | Residential | Solar*Rewards | Trade Secret | 2017 | 2017
20252-215912-02 | Xcel Energy | 85 | 13781 | IOU | 03131334 | 3.84 | Solar |  |  | Interconnected | Trade Secret | Trade | HWW | HWW063 | Residential | Solar*Rewards | Trade Secret | 2017 | 2017
20252-215912-02 | Xcel Energy | 85 | 13781 | IOU | 03131335 | 12 | Solar |  |  | Interconnected | Trade Secret | Trade | WWK | WWK321 | Residential | Solar*Rewards | Trade Secret | 2017 | 2017
20252-215912-02 | Xcel Energy | 85 | 13781 | IOU | 03131336 | 3 | Solar |  |  | Interconnected | Trade Secret | Trade | HWW | HWW061 | Residential | Made in Minnesota | Trade Secret | 2017 | 2017
20252-215912-02 | Xcel Energy | 85 | 13781 | IOU | 03131337 | 6 | Solar |  |  | Interconnected | Trade Secret | Trade | SOU | SOU079 | Residential | Made in Minnesota | Trade Secret | 2017 | 2017
20252-215912-02 | Xcel Energy | 85 | 13781 | IOU | 03131338 | 3.12 | Solar |  |  | Interconnected | Trade Secret | Trade | WEB | WEB021 | Residential | Made in Minnesota | Trade Secret | 2017 | 2017
20252-215912-02 | Xcel Energy | 85 | 13781 | IOU | 03131339 | 9.94 | Solar |  |  | Interconnected | Trade Secret | Trade | PLA | PLA022 | Residential | Made in Minnesota | Trade Secret | 2017 | 2017
20252-215912-02 | Xcel Energy | 85 | 13781 | IOU | 03131340 | 7.92 | Solar |  |  | Interconnected | Trade Secret | Trade | ALD | ALD085 | Residential | Made in Minnesota | Trade Secret | 2017 | 2017
20252-215912-02 | Xcel Energy | 85 | 13781 | IOU | 03131341 | 19.999 | Solar |  |  | Interconnected | Trade Secret | Trade | ECK | ECK322 | Commercial | Solar*Rewards | Trade Secret | 2017 | 2017
20252-215912-02 | Xcel Energy | 85 | 13781 | IOU | 03131342 | 9.995 | Solar |  |  | Interconnected | Trade Secret | Trade | TER | TER061 | Commercial | Solar*Rewards | Trade Secret | 2017 | 2017
20252-215912-02 | Xcel Energy | 85 | 13781 | IOU | 03131343 | 19.999 | Solar |  |  | Interconnected | Trade Secret | Trade | GLK | GLK072 | Commercial | Solar*Rewards | Trade Secret | 2017 | 2017
20252-215912-02 | Xcel Energy | 85 | 13781 | IOU | 03131344 | 7.625 | Solar |  |  | Interconnected | Trade Secret | Trade | MEL | MEL088 | Residential | Solar*Rewards | Trade Secret | 2017 | 2017
20252-215912-02 | Xcel Energy | 85 | 13781 | IOU | 03131345 | 11.39 | Solar |  |  | Interconnected | Trade Secret | Trade | CGR | CGR063 | Residential | Solar*Rewards | Trade Secret | 2017 | 2017
20252-215912-02 | Xcel Energy | 85 | 13781 | IOU | 03131346 | 1.5 | Solar |  |  | Interconnected | Trade Secret | Trade | TER | TER081 | Residential | Solar*Rewards | Trade Secret | 2017 | 2018
20252-215912-02 | Xcel Energy | 85 | 13781 | IOU | 03131347 | 7.625 | Solar |  |  | Interconnected | Trade Secret | Trade | TLK | TLK067 | Residential | Made in Minnesota | Trade Secret | 2017 | 2017
20252-215912-02 | Xcel Energy | 85 | 13781 | IOU | 03131348 | 7.625 | Solar |  |  | Interconnected | Trade Secret | Trade | FSL | FSL312 | Residential | Made in Minnesota | Trade Secret | 2017 | 2017
20252-215912-02 | Xcel Energy | 85 | 13781 | IOU | 03131349 | 19.999 | Solar |  |  | Interconnected | Trade Secret | Trade | MPK | MPK071 | Commercial | Solar*Rewards | Trade Secret | 2017 | 2017
20252-215912-02 | Xcel Energy | 85 | 13781 | IOU | 03131350 | 10 | Solar |  |  | Interconnected | Trade Secret | Trade | GIB | GIB021 | Commercial | Solar*Rewards | Trade Secret | 2017 | 2017
20252-215912-02 | Xcel Energy | 85 | 13781 | IOU | 03131351 | 12 | Solar |  |  | Interconnected | Trade Secret | Trade | GIB | GIB021 | Residential | Solar*Rewards | Trade Secret | 2017 | 2017
20252-215912-02 | Xcel Energy | 85 | 13781 | IOU | 03131352 | 12 | Solar |  |  | Interconnected | Trade Secret | Trade | GIB | GIB021 | Residential | Solar*Rewards | Trade Secret | 2017 | 2017
20252-215912-02 | Xcel Energy | 85 | 13781 | IOU | 03131353 | 9.94 | Solar |  |  | Interconnected | Trade Secret | Trade | SHP | SHP061 | Residential | Solar*Rewards | Trade Secret | 2017 | 2017
20252-215912-02 | Xcel Energy | 85 | 13781 | IOU | 03131354 | 6 | Solar |  |  | Interconnected | Trade Secret | Trade | SMT | SMT072 | Residential | Solar*Rewards | Trade Secret | 2017 | 2017
20252-215912-02 | Xcel Energy | 85 | 13781 | IOU | 03131355 | 38.02 | Solar |  |  | Interconnected | Trade Secret | Trade | OAD | OAD065 | Commercial | Made in Minnesota | Trade Secret | 2017 | 2017
20252-215912-02 | Xcel Energy | 85 | 13781 | IOU | 03131356 | 19.999 | Solar |  |  | Interconnected | Trade Secret | Trade | HSN | HSN321 | Commercial | Solar*Rewards | Trade Secret | 2017 | 2017
20252-215912-02 | Xcel Energy | 85 | 13781 | IOU | 03131357 | 340.2 | Solar |  |  | Interconnected | Trade Secret | Trade | MPK | MPK075 | Commercial |  | Trade Secret | 2017 | 2005
20252-215912-02 | Xcel Energy | 85 | 13781 | IOU | 03131358 | 3.36 | Solar |  |  | Interconnected | Trade Secret | Trade | APA | APA074 | Residential | Solar*Rewards | Trade Secret | 2017 | 2017
20252-215912-02 | Xcel Energy | 85 | 13781 | IOU | 03131359 | 9.94 | Solar |  |  | Interconnected | Trade Secret | Trade | WCS | WCS062 | Residential | Made in Minnesota | Trade Secret | 2017 | 2017
20252-215912-02 | Xcel Energy | 85 | 13781 | IOU | 03131360 | 9.94 | Solar |  |  | Interconnected | Trade Secret | Trade | CGR | CGR072 | Residential | Solar*Rewards | Trade Secret | 2017 | 2017
20252-215912-02 | Xcel Energy | 85 | 13781 | IOU | 03131361 | 6 | Solar |  |  | Interconnected | Trade Secret | Trade | SOU | SOU079 | Residential | Made in Minnesota | Trade Secret | 2017 | 2017
20252-215912-02 | Xcel Energy | 85 | 13781 | IOU | 03131362 | 6 | Solar |  |  | Interconnected | Trade Secret | Trade | RWD | RWD063 | Residential | Made in Minnesota | Trade Secret | 2017 | 2017
20252-215912-02 | Xcel Energy | 85 | 13781 | IOU | 03131363 | 9.995 | Solar |  |  | Interconnected | Trade Secret | Trade | GIB | GIB021 | Residential | Made in Minnesota | Trade Secret | 2017 | 2017
20252-215912-02 | Xcel Energy | 85 | 13781 | IOU | 03131364 | 12 | Solar |  |  | Interconnected | Trade Secret | Trade | ECK | ECK061 | Residential | Solar*Rewards | Trade Secret | 2017 | 2017
20252-215912-02 | Xcel Energy | 85 | 13781 | IOU | 03131365 | 17.57 | Solar |  |  | Interconnected | Trade Secret | Trade | AHI | AHI024 | Commercial | Solar*Rewards | Trade Secret | 2017 | 2017
20252-215912-02 | Xcel Energy | 85 | 13781 | IOU | 03131366 | 19.999 | Solar |  |  | Interconnected | Trade Secret | Trade | RAM | RAM072 | Commercial | Solar*Rewards | Trade Secret | 2017 | 2017
20252-215912-02 | Xcel Energy | 85 | 13781 | IOU | 03131367 | 6 | Solar |  |  | Interconnected | Trade Secret | Trade | CDV | CDV063 | Residential | Made in Minnesota | Trade Secret | 2017 | 2017
20252-215912-02 | Xcel Energy | 85 | 13781 | IOU | 03131368 | 7.2 | Solar |  |  | Interconnected | Trade Secret | Trade | MPK | MPK065 | Residential | Made in Minnesota | Trade Secret | 2017 | 2017
20252-215912-02 | Xcel Energy | 85 | 13781 | IOU | 03131369 | 7.63 | Solar |  |  | Interconnected | Trade Secret | Trade | SCA | SCA021 | Residential | Solar*Rewards | Trade Secret | 2017 | 2017
20252-215912-02 | Xcel Energy | 85 | 13781 | IOU | 03131370 | 17.595 | Solar |  |  | Interconnected | Trade Secret | Trade | MND | MND063 | Residential | Solar*Rewards | Trade Secret | 2017 | 2017
20252-215912-02 | Xcel Energy | 85 | 13781 | IOU | 03131371 | 19.999 | Solar |  |  | Interconnected | Trade Secret | Trade | KOL | KOL061 | Commercial | Solar*Rewards | Trade Secret | 2017 | 2017
20252-215912-02 | Xcel Energy | 85 | 13781 | IOU | 03131372 | 8.4 | Solar |  |  | Interconnected | Trade Secret | Trade | CLC | CLC221 | Residential | Made in Minnesota | Trade Secret | 2017 | 2017
20252-215912-02 | Xcel Energy | 85 | 13781 | IOU | 03131373 | 9.94 | Solar |  |  | Interconnected | Trade Secret | Trade | HWW | HWW074 | Residential | Made in Minnesota | Trade Secret | 2017 | 2017
20252-215912-02 | Xcel Energy | 85 | 13781 | IOU | 03131374 | 29.82 | Solar |  |  | Interconnected | Trade Secret | Trade | MTV | MTV001 | Commercial | Made in Minnesota | Trade Secret | 2017 | 2017
20252-215912-02 | Xcel Energy | 85 | 13781 | IOU | 03131375 | 6 | Solar |  |  | Interconnected | Trade Secret | Trade | WIL | WIL081 | Residential | Solar*Rewards | Trade Secret | 2017 | 2017
20252-215912-02 | Xcel Energy | 85 | 13781 | IOU | 03131376 | 53.399 | Solar |  |  | Interconnected | Trade Secret | Trade | WIL | WIL081 | Commercial |  | Trade Secret | 2017 | 2017
20252-215912-02 | Xcel Energy | 85 | 13781 | IOU | 03131377 | 12 | Solar |  |  | Interconnected | Trade Secret | Trade | WAS | WAS092 | Residential | Solar*Rewards | Trade Secret | 2017 | 2017
20252-215912-02 | Xcel Energy | 85 | 13781 | IOU | 03131378 | 12 | Solar |  |  | Interconnected | Trade Secret | Trade | WAS | WAS092 | Commercial | Solar*Rewards | Trade Secret | 2017 | 2017
20252-215912-02 | Xcel Energy | 85 | 13781 | IOU | 03131379 | 9.94 | Solar |  |  | Interconnected | Trade Secret | Trade | WEB | WEB021 | Residential | Made in Minnesota | Trade Secret | 2017 | 2017
20252-215912-02 | Xcel Energy | 85 | 13781 | IOU | 03131380 | 7.63 | Solar |  |  | Interconnected | Trade Secret | Trade | CHI | CHI311 | Residential | Made in Minnesota | Trade Secret | 2017 | 2017
20252-215912-02 | Xcel Energy | 85 | 13781 | IOU | 03131381 | 33.4 | Solar |  |  | Interconnected | Trade Secret | Trade | RIV | RIV073 | Commercial | Made in Minnesota | Trade Secret | 2017 | 2017
20252-215912-02 | Xcel Energy | 85 | 13781 | IOU | 03131382 | 14.51 | Solar |  |  | Interconnected | Trade Secret | Trade | ALB | ALB021 | Commercial | Solar*Rewards | Trade Secret | 2017 | 2017
20252-215912-02 | Xcel Energy | 85 | 13781 | IOU | 03131383 | 18 | Solar |  |  | Interconnected | Trade Secret | Trade | NER | NER021 | Residential | Solar*Rewards | Trade Secret | 2017 | 2017
20252-215912-02 | Xcel Energy | 85 | 13781 | IOU | 03131384 | 7.63 | Solar |  |  | Interconnected | Trade Secret | Trade | APA | APA077 | Residential | Solar*Rewards | Trade Secret | 2017 | 2017
20252-215912-02 | Xcel Energy | 85 | 13781 | IOU | 03131385 | 19.999 | Solar |  |  | Interconnected | Trade Secret | Trade | ECK | ECK322 | Commercial | Solar*Rewards | Trade Secret | 2017 | 2017
20252-215912-02 | Xcel Energy | 85 | 13781 | IOU | 03131386 | 12 | Solar |  |  | Interconnected | Trade Secret | Trade | MTR | MTR021 | Residential | Solar*Rewards | Trade Secret | 2017 | 2017
20252-215912-02 | Xcel Energy | 85 | 13781 | IOU | 03131387 | 19.999 | Solar |  |  | Interconnected | Trade Secret | Trade | SAK | SAK312 | Commercial | Solar*Rewards | Trade Secret | 2017 | 2017
20252-215912-02 | Xcel Energy | 85 | 13781 | IOU | 03131388 | 5 | Solar |  |  | Interconnected | Trade Secret | Trade | ALD | ALD085 | Residential | Made in Minnesota | Trade Secret | 2017 | 2017
20252-215912-02 | Xcel Energy | 85 | 13781 | IOU | 03131389 | 9.94 | Solar |  |  | Interconnected | Trade Secret | Trade | PAT | PAT312 | Residential | Solar*Rewards | Trade Secret | 2017 | 2017
20252-215912-02 | Xcel Energy | 85 | 13781 | IOU | 03131390 | 54 | Solar |  |  | Interconnected | Trade Secret | Trade | YAM | YAM031 | Commercial |  | Trade Secret | 2017 | 2017
20252-215912-02 | Xcel Energy | 85 | 13781 | IOU | 03131391 | 3.1 | Solar |  |  | Interconnected | Trade Secret | Trade | TER | TER081 | Residential | Solar*Rewards | Trade Secret | 2017 | 2018
20252-215912-02 | Xcel Energy | 85 | 13781 | IOU | 03131392 | 9.995 | Solar |  |  | Interconnected | Trade Secret | Trade | MST | MST075 | Commercial | Solar*Rewards | Trade Secret | 2017 | 2017
20252-215912-02 | Xcel Energy | 85 | 13781 | IOU | 03131393 | 9.94 | Solar |  |  | Interconnected | Trade Secret | Trade | MEL | MEL068 | Residential | Solar*Rewards | Trade Secret | 2017 | 2017
20252-215912-02 | Xcel Energy | 85 | 13781 | IOU | 03131394 | 9.94 | Solar |  |  | Interconnected | Trade Secret | Trade | OPK | OPK073 | Residential | Solar*Rewards | Trade Secret | 2017 | 2017
20252-215912-02 | Xcel Energy | 85 | 13781 | IOU | 03131395 | 11.39 | Solar |  |  | Interconnected | Trade Secret | Trade | EDA | EDA072 | Residential | Solar*Rewards | Trade Secret | 2017 | 2017
20252-215912-02 | Xcel Energy | 85 | 13781 | IOU | 03131396 | 9.995 | Solar |  |  | Interconnected | Trade Secret | Trade | BRO | BRO021 | Commercial | Solar*Rewards | Trade Secret | 2017 | 2017
20252-215912-02 | Xcel Energy | 85 | 13781 | IOU | 03131397 | 53.399 | Solar |  |  | Interconnected | Trade Secret | Trade | SAK | SAK312 | Commercial |  | Trade Secret | 2017 | 2017
20252-215912-02 | Xcel Energy | 85 | 13781 | IOU | 03131398 | 53.399 | Solar |  |  | Interconnected | Trade Secret | Trade | KOL | KOL061 | Commercial |  | Trade Secret | 2017 | 2017
20252-215912-02 | Xcel Energy | 85 | 13781 | IOU | 03131399 | 5.4 | Solar |  |  | Interconnected | Trade Secret | Trade | APA | APA064 | Residential | Solar*Rewards | Trade Secret | 2017 | 2017
20252-215912-02 | Xcel Energy | 85 | 13781 | IOU | 03131400 | 9.94 | Solar |  |  | Interconnected | Trade Secret | Trade | OSS | OSS063 | Residential | Solar*Rewards | Trade Secret | 2017 | 2017
20252-215912-02 | Xcel Energy | 85 | 13781 | IOU | 03131401 | 19.999 | Solar |  |  | Interconnected | Trade Secret | Trade | HSN | HSN311 | Commercial | Solar*Rewards | Trade Secret | 2017 | 2015
20252-215912-02 | Xcel Energy | 85 | 13781 | IOU | 03131402 | 19.999 | Solar |  |  | Interconnected | Trade Secret | Trade | HSN | HSN311 | Commercial | Solar*Rewards | Trade Secret | 2017 | 2018
20252-215912-02 | Xcel Energy | 85 | 13781 | IOU | 03131403 | 11.39 | Solar |  |  | Interconnected | Trade Secret | Trade | WEB | WEB021 | Residential | Solar*Rewards | Trade Secret | 2017 | 2017
20252-215912-02 | Xcel Energy | 85 | 13781 | IOU | 03131404 | 5 | Solar |  |  | Interconnected | Trade Secret | Trade | GSL | GSL075 | Residential | Solar*Rewards | Trade Secret | 2017 | 2017
20252-215912-02 | Xcel Energy | 85 | 13781 | IOU | 03131405 | 19.86 | Solar |  |  | Interconnected | Trade Secret | Trade | HWW | HWW072 | Commercial | Made in Minnesota | Trade Secret | 2017 | 2017
20252-215912-02 | Xcel Energy | 85 | 13781 | IOU | 03131406 | 7.625 | Solar |  |  | Interconnected | Trade Secret | Trade | AFT | AFT321 | Residential | Made in Minnesota | Trade Secret | 2017 | 2017
20252-215912-02 | Xcel Energy | 85 | 13781 | IOU | 03131407 | 18 | Solar |  |  | Interconnected | Trade Secret | Trade | ALB | ALB021 | Commercial |  | Trade Secret | 2017 | 2017
20252-215912-02 | Xcel Energy | 85 | 13781 | IOU | 03131408 | 15.25 | Solar |  |  | Interconnected | Trade Secret | Trade | DPN | DPN073 | Residential | Solar*Rewards | Trade Secret | 2017 | 2017
20252-215912-02 | Xcel Energy | 85 | 13781 | IOU | 03131409 | 29.02 | Solar |  |  | Interconnected | Trade Secret | Trade | GFD | GFD022 | Commercial | Made in Minnesota | Trade Secret | 2017 | 2017
20252-215912-02 | Xcel Energy | 85 | 13781 | IOU | 03131410 | 9.94 | Solar |  |  | Interconnected | Trade Secret | Trade | REW | REW021 | Residential | Solar*Rewards | Trade Secret | 2017 | 2017
20252-215912-02 | Xcel Energy | 85 | 13781 | IOU | 03131411 | 38.02 | Solar |  |  | Interconnected | Trade Secret | Trade | APA | APA071 | Commercial | Made in Minnesota | Trade Secret | 2017 | 2017
20252-215912-02 | Xcel Energy | 85 | 13781 | IOU | 03131412 | 3.747 | Solar |  |  | Interconnected | Trade Secret | Trade | MEL | MEL061 | Commercial | Solar*Rewards | Trade Secret | 2017 | 2018
20252-215912-02 | Xcel Energy | 85 | 13781 | IOU | 03131413 | 18 | Solar |  |  | Interconnected | Trade Secret | Trade | MEL | MEL061 | Commercial | Solar*Rewards | Trade Secret | 2017 | 2018
20252-215912-02 | Xcel Energy | 85 | 13781 | IOU | 03131414 | 3.747 | Solar |  |  | Interconnected | Trade Secret | Trade | MEL | MEL061 | Commercial | Solar*Rewards | Trade Secret | 2017 | 2018
20252-215912-02 | Xcel Energy | 85 | 13781 | IOU | 03131415 | 3.747 | Solar |  |  | Interconnected | Trade Secret | Trade | MEL | MEL061 | Commercial | Solar*Rewards | Trade Secret | 2017 | 2018
20252-215912-02 | Xcel Energy | 85 | 13781 | IOU | 03131416 | 96.06 | Solar |  |  | Interconnected | Trade Secret | Trade | MEL | MEL061 | Commercial |  | Trade Secret | 2017 | 2018
20252-215912-02 | Xcel Energy | 85 | 13781 | IOU | 03131417 | 3.747 | Solar |  |  | Interconnected | Trade Secret | Trade | MEL | MEL061 | Commercial | Solar*Rewards | Trade Secret | 2017 | 2019
20252-215912-02 | Xcel Energy | 85 | 13781 | IOU | 03131418 | 3.747 | Solar |  |  | Interconnected | Trade Secret | Trade | MEL | MEL061 | Commercial | Solar*Rewards | Trade Secret | 2017 | 2019
20252-215912-02 | Xcel Energy | 85 | 13781 | IOU | 03131419 | 3.747 | Solar |  |  | Interconnected | Trade Secret | Trade | MEL | MEL061 | Commercial | Solar*Rewards | Trade Secret | 2017 | 2019
20252-215912-02 | Xcel Energy | 85 | 13781 | IOU | 03131420 | 3.747 | Solar |  |  | Interconnected | Trade Secret | Trade | MEL | MEL061 | Commercial | Solar*Rewards | Trade Secret | 2017 | 2019
20252-215912-02 | Xcel Energy | 85 | 13781 | IOU | 03131421 | 3.747 | Solar |  |  | Interconnected | Trade Secret | Trade | MEL | MEL061 | Commercial | Solar*Rewards | Trade Secret | 2017 | 2019
20252-215912-02 | Xcel Energy | 85 | 13781 | IOU | 03131422 | 302.4 | Solar |  |  | Interconnected | Trade Secret | Trade | TER | TER061 | Commercial |  | Trade Secret | 2017 | 2017
20252-215912-02 | Xcel Energy | 85 | 13781 | IOU | 03131423 | 3.747 | Solar |  |  | Interconnected | Trade Secret | Trade | MEL | MEL061 | Commercial | Solar*Rewards | Trade Secret | 2017 | 2019
20252-215912-02 | Xcel Energy | 85 | 13781 | IOU | 03131424 | 3.747 | Solar |  |  | Interconnected | Trade Secret | Trade | MEL | MEL061 | Commercial | Solar*Rewards | Trade Secret | 2017 | 2019
20252-215912-02 | Xcel Energy | 85 | 13781 | IOU | 03131425 | 92.4 | Solar |  |  | Interconnected | Trade Secret | Trade | PRR | PRR061 | Commercial |  | Trade Secret | 2017 | 2017
20252-215912-02 | Xcel Energy | 85 | 13781 | IOU | 03131426 | 3.747 | Solar |  |  | Interconnected | Trade Secret | Trade | MEL | MEL061 | Commercial | Solar*Rewards | Trade Secret | 2017 | 2019
20252-215912-02 | Xcel Energy | 85 | 13781 | IOU | 03131427 | 2.962 | Solar |  |  | Interconnected | Trade Secret | Trade | MEL | MEL061 | Commercial | Solar*Rewards | Trade Secret | 2017 | 2019
20252-215912-02 | Xcel Energy | 85 | 13781 | IOU | 03131428 | 2.962 | Solar |  |  | Interconnected | Trade Secret | Trade | MEL | MEL061 | Commercial | Solar*Rewards | Trade Secret | 2017 | 2019
20252-215912-02 | Xcel Energy | 85 | 13781 | IOU | 03131429 | 2.962 | Solar |  |  | Interconnected | Trade Secret | Trade | MEL | MEL061 | Commercial | Solar*Rewards | Trade Secret | 2017 | 2019
20252-215912-02 | Xcel Energy | 85 | 13781 | IOU | 03131430 | 2.962 | Solar |  |  | Interconnected | Trade Secret | Trade | MEL | MEL061 | Commercial | Solar*Rewards | Trade Secret | 2017 | 2019
20252-215912-02 | Xcel Energy | 85 | 13781 | IOU | 03131431 | 2.962 | Solar |  |  | Interconnected | Trade Secret | Trade | MEL | MEL061 | Commercial | Solar*Rewards | Trade Secret | 2017 | 2019
20252-215912-02 | Xcel Energy | 85 | 13781 | IOU | 03131432 | 2.962 | Solar |  |  | Interconnected | Trade Secret | Trade | MEL | MEL061 | Commercial | Solar*Rewards | Trade Secret | 2017 | 2019
20252-215912-02 | Xcel Energy | 85 | 13781 | IOU | 03131433 | 2.962 | Solar |  |  | Interconnected | Trade Secret | Trade | MEL | MEL061 | Commercial | Solar*Rewards | Trade Secret | 2017 | 2019
20252-215912-02 | Xcel Energy | 85 | 13781 | IOU | 03131434 | 3.747 | Solar |  |  | Interconnected | Trade Secret | Trade | MEL | MEL061 | Residential | Solar*Rewards | Trade Secret | 2017 | 2018
20252-215912-02 | Xcel Energy | 85 | 13781 | IOU | 03131435 | 3.747 | Solar |  |  | Interconnected | Trade Secret | Trade | MEL | MEL061 | Residential | Solar*Rewards | Trade Secret | 2017 | 2018
20252-215912-02 | Xcel Energy | 85 | 13781 | IOU | 03131436 | 6 | Solar |  |  | Interconnected | Trade Secret | Trade | MEL | MEL061 | Commercial | Solar*Rewards | Trade Secret | 2017 | 2019
20252-215912-02 | Xcel Energy | 85 | 13781 | IOU | 03131437 | 6 | Solar |  |  | Interconnected | Trade Secret | Trade | MEL | MEL061 | Commercial | Solar*Rewards | Trade Secret | 2017 | 2019
20252-215912-02 | Xcel Energy | 85 | 13781 | IOU | 03131438 | 6 | Solar |  |  | Interconnected | Trade Secret | Trade | MEL | MEL061 | Commercial | Solar*Rewards | Trade Secret | 2017 | 2019
20252-215912-02 | Xcel Energy | 85 | 13781 | IOU | 03131439 | 6 | Solar |  |  | Interconnected | Trade Secret | Trade | MEL | MEL061 | Commercial | Solar*Rewards | Trade Secret | 2017 | 2019
20252-215912-02 | Xcel Energy | 85 | 13781 | IOU | 03131440 | 6 | Solar |  |  | Interconnected | Trade Secret | Trade | MEL | MEL061 | Commercial | Solar*Rewards | Trade Secret | 2017 | 2018
20252-215912-02 | Xcel Energy | 85 | 13781 | IOU | 03131441 | 6 | Solar |  |  | Interconnected | Trade Secret | Trade | MEL | MEL061 | Commercial | Solar*Rewards | Trade Secret | 2017 | 2018
20252-215912-02 | Xcel Energy | 85 | 13781 | IOU | 03131442 | 2.962 | Solar |  |  | Interconnected | Trade Secret | Trade | MEL | MEL061 | Commercial | Solar*Rewards | Trade Secret | 2017 | 2019
20252-215912-02 | Xcel Energy | 85 | 13781 | IOU | 03131443 | 9.94 | Solar |  |  | Interconnected | Trade Secret | Trade | ECK | ECK321 | Residential | Solar*Rewards | Trade Secret | 2017 | 2017
20252-215912-02 | Xcel Energy | 85 | 13781 | IOU | 03131444 | 18 | Solar |  |  | Interconnected | Trade Secret | Trade | WAS | WAS092 | Residential | Solar*Rewards | Trade Secret | 2017 | 2018
20252-215912-02 | Xcel Energy | 85 | 13781 | IOU | 03131445 | 6 | Solar |  |  | Interconnected | Trade Secret | Trade | EBL | EBL084 | Residential | Made in Minnesota | Trade Secret | 2017 | 2017
20252-215912-02 | Xcel Energy | 85 | 13781 | IOU | 03131446 | 9.94 | Solar |  |  | Interconnected | Trade Secret | Trade | LCR | LCR311 | Residential | Made in Minnesota | Trade Secret | 2017 | 2017
20252-215912-02 | Xcel Energy | 85 | 13781 | IOU | 03131447 | 9.94 | Solar |  |  | Interconnected | Trade Secret | Trade | AFT | AFT314 | Residential | Made in Minnesota | Trade Secret | 2017 | 2017
20252-215912-02 | Xcel Energy | 85 | 13781 | IOU | 03131448 | 99.9 | Solar |  |  | Interconnected | Trade Secret | Trade | ALK | ALK067 | Commercial |  | Trade Secret | 2017 | 2017
20252-215912-02 | Xcel Energy | 85 | 13781 | IOU | 03131449 | 7.63 | Solar |  |  | Interconnected | Trade Secret | Trade | SOU | SOU087 | Residential | Made in Minnesota | Trade Secret | 2017 | 2017
20252-215912-02 | Xcel Energy | 85 | 13781 | IOU | 03131450 | 7.63 | Solar |  |  | Interconnected | Trade Secret | Trade | HUG | HUG311 | Residential | Made in Minnesota | Trade Secret | 2017 | 2017
20252-215912-02 | Xcel Energy | 85 | 13781 | IOU | 03131451 | 18 | Solar |  |  | Interconnected | Trade Secret | Trade | WEB | WEB021 | Commercial | Solar*Rewards | Trade Secret | 2017 | 2017
20252-215912-02 | Xcel Energy | 85 | 13781 | IOU | 03131452 | 36 | Solar |  |  | Interconnected | Trade Secret | Trade | WEB | WEB021 | Commercial |  | Trade Secret | 2017 | 2017
20252-215912-02 | Xcel Energy | 85 | 13781 | IOU | 03131453 | 19.999 | Solar |  |  | Interconnected | Trade Secret | Trade | RLK | RLK069 | Commercial | Solar*Rewards | Trade Secret | 2017 | 2017
20252-215912-02 | Xcel Energy | 85 | 13781 | IOU | 03131454 | 19.999 | Solar |  |  | Interconnected | Trade Secret | Trade | RLK | RLK064 | Commercial | Solar*Rewards | Trade Secret | 2017 | 2017
20252-215912-02 | Xcel Energy | 85 | 13781 | IOU | 03131455 | 19.999 | Solar |  |  | Interconnected | Trade Secret | Trade | RLK | RLK071 | Commercial | Solar*Rewards | Trade Secret | 2017 | 2017
20252-215912-02 | Xcel Energy | 85 | 13781 | IOU | 03131456 | 5.94 | Solar |  |  | Interconnected | Trade Secret | Trade | DBL | DBL067 | Residential | Made in Minnesota | Trade Secret | 2017 | 2017
20252-215912-02 | Xcel Energy | 85 | 13781 | IOU | 03131457 | 6 | Solar |  |  | Interconnected | Trade Secret | Trade | RAM | RAM077 | Residential | Made in Minnesota | Trade Secret | 2017 | 2017
20252-215912-02 | Xcel Energy | 85 | 13781 | IOU | 03131458 | 2.88 | Solar |  |  | Interconnected | Trade Secret | Trade | MPK | MPK063 | Residential | Made in Minnesota | Trade Secret | 2017 | 2017
20252-215912-02 | Xcel Energy | 85 | 13781 | IOU | 03131459 | 9.94 | Solar |  |  | Interconnected | Trade Secret | Trade | MOL | MOL064 | Residential | Solar*Rewards | Trade Secret | 2017 | 2017
20252-215912-02 | Xcel Energy | 85 | 13781 | IOU | 03131460 | 7.63 | Solar |  |  | Interconnected | Trade Secret | Trade | MPK | MPK084 | Residential | Made in Minnesota | Trade Secret | 2017 | 2017
20252-215912-02 | Xcel Energy | 85 | 13781 | IOU | 03131461 | 3.8 | Solar |  |  | Interconnected | Trade Secret | Trade | WEF | WEF061 | Residential | Made in Minnesota | Trade Secret | 2017 | 2017
20252-215912-02 | Xcel Energy | 85 | 13781 | IOU | 03131462 | 7.625 | Solar |  |  | Interconnected | Trade Secret | Trade | BCR | BCR082 | Residential | Made in Minnesota | Trade Secret | 2017 | 2017
20252-215912-02 | Xcel Energy | 85 | 13781 | IOU | 03131463 | 9.94 | Solar |  |  | Interconnected | Trade Secret | Trade | LIN | LIN022 | Residential | Made in Minnesota | Trade Secret | 2017 | 2017
20252-215912-02 | Xcel Energy | 85 | 13781 | IOU | 03131464 | 7.63 | Solar |  |  | Interconnected | Trade Secret | Trade | HYL | HYL074 | Residential | Made in Minnesota | Trade Secret | 2017 | 2017
20252-215912-02 | Xcel Energy | 85 | 13781 | IOU | 03131465 | 7.63 | Solar |  |  | Interconnected | Trade Secret | Trade | EDP | EDP073 | Residential | Made in Minnesota | Trade Secret | 2017 | 2017
20252-215912-02 | Xcel Energy | 85 | 13781 | IOU | 03131466 | 33.6 | Solar |  |  | Interconnected | Trade Secret | Trade | DBL | DBL066 | Commercial | Made in Minnesota | Trade Secret | 2017 | 2017
20252-215912-02 | Xcel Energy | 85 | 13781 | IOU | 03131467 | 9.93 | Solar |  |  | Interconnected | Trade Secret | Trade | HWW | HWW074 | Commercial | Solar*Rewards | Trade Secret | 2017 | 2017
20252-215912-02 | Xcel Energy | 85 | 13781 | IOU | 03131468 | 12 | Solar |  |  | Interconnected | Trade Secret | Trade | SCA | SCA021 | Residential | Solar*Rewards | Trade Secret | 2017 | 2017
20252-215912-02 | Xcel Energy | 85 | 13781 | IOU | 03131469 | 3.8 | Solar |  |  | Interconnected | Trade Secret | Trade | DBL | DBL065 | Residential | Solar*Rewards | Trade Secret | 2017 | 2017
20252-215912-02 | Xcel Energy | 85 | 13781 | IOU | 03131470 | 7.63 | Solar |  |  | Interconnected | Trade Secret | Trade | WAK | WAK321 | Residential | Solar*Rewards | Trade Secret | 2017 | 2017
20252-215912-02 | Xcel Energy | 85 | 13781 | IOU | 03131471 | 19.02 | Solar |  |  | Interconnected | Trade Secret | Trade | YAM | YAM031 | Residential | Solar*Rewards | Trade Secret | 2017 | 2018
20252-215912-02 | Xcel Energy | 85 | 13781 | IOU | 03131472 | 4.32 | Solar |  |  | Interconnected | Trade Secret | Trade | SOU | SOU075 | Residential | Solar*Rewards | Trade Secret | 2017 | 2017
20252-215912-02 | Xcel Energy | 85 | 13781 | IOU | 03131473 | 11.39 | Solar |  |  | Interconnected | Trade Secret | Trade | WCR | WCR322 | Residential | Solar*Rewards | Trade Secret | 2017 | 2017
20252-215912-02 | Xcel Energy | 85 | 13781 | IOU | 03131474 | 2.88 | Solar |  |  | Interconnected | Trade Secret | Trade | HUG | HUG312 | Residential | Solar*Rewards | Trade Secret | 2017 | 2017
20252-215912-02 | Xcel Energy | 85 | 13781 | IOU | 03131475 | 9.94 | Solar |  |  | Interconnected | Trade Secret | Trade | MTW | MTW021 | Residential | Solar*Rewards | Trade Secret | 2017 | 2017
20252-215912-02 | Xcel Energy | 85 | 13781 | IOU | 03131476 | 11.39 | Solar |  |  | Interconnected | Trade Secret | Trade | HSN | HSN311 | Residential | Solar*Rewards | Trade Secret | 2017 | 2017
20252-215912-02 | Xcel Energy | 85 | 13781 | IOU | 03131477 | 9.94 | Solar |  |  | Interconnected | Trade Secret | Trade | OPK | OPK073 | Residential | Solar*Rewards | Trade Secret | 2017 | 2017
20252-215912-02 | Xcel Energy | 85 | 13781 | IOU | 03131478 | 6 | Solar |  |  | Interconnected | Trade Secret | Trade | WDY | WDY321 | Residential | Solar*Rewards | Trade Secret | 2017 | 2017
20252-215912-02 | Xcel Energy | 85 | 13781 | IOU | 03131479 | 7.63 | Solar |  |  | Interconnected | Trade Secret | Trade | CGR | CGR061 | Residential | Solar*Rewards | Trade Secret | 2017 | 2017
20252-215912-02 | Xcel Energy | 85 | 13781 | IOU | 03131480 | 3.8 | Solar |  |  | Interconnected | Trade Secret | Trade | SOU | SOU069 | Residential | Solar*Rewards | Trade Secret | 2017 | 2017
20252-215912-02 | Xcel Energy | 85 | 13781 | IOU | 03131481 | 13.63 | Solar |  |  | Interconnected | Trade Secret | Trade | AFT | AFT315 | Residential | Solar*Rewards | Trade Secret | 2017 | 2017
20252-215912-02 | Xcel Energy | 85 | 13781 | IOU | 03131482 | 7.63 | Solar |  |  | Interconnected | Trade Secret | Trade | GSL | GSL076 | Residential | Solar*Rewards | Trade Secret | 2017 | 2017
20252-215912-02 | Xcel Energy | 85 | 13781 | IOU | 03131483 | 9.94 | Solar |  |  | Interconnected | Trade Secret | Trade | ALB | ALB022 | Residential | Made in Minnesota | Trade Secret | 2017 | 2017
20252-215912-02 | Xcel Energy | 85 | 13781 | IOU | 03131484 | 7.63 | Solar |  |  | Interconnected | Trade Secret | Trade | WCR | WCR311 | Residential | Solar*Rewards | Trade Secret | 2017 | 2017
20252-215912-02 | Xcel Energy | 85 | 13781 | IOU | 03131485 | 3.24 | Solar |  |  | Interconnected | Trade Secret | Trade | SOU | SOU088 | Residential | Made in Minnesota | Trade Secret | 2017 | 2017
20252-215912-02 | Xcel Energy | 85 | 13781 | IOU | 03131486 | 6 | Solar |  |  | Interconnected | Trade Secret | Trade | RPL | RPL063 | Residential | Made in Minnesota | Trade Secret | 2017 | 2017
20252-215912-02 | Xcel Energy | 85 | 13781 | IOU | 03131487 | 7.63 | Solar |  |  | Interconnected | Trade Secret | Trade | WSG | WSG352 | Residential | Made in Minnesota | Trade Secret | 2017 | 2017
20252-215912-02 | Xcel Energy | 85 | 13781 | IOU | 03131488 | 3.8 | Solar |  |  | Interconnected | Trade Secret | Trade | HWW | HWW074 | Residential | Made in Minnesota | Trade Secret | 2017 | 2017
20252-215912-02 | Xcel Energy | 85 | 13781 | IOU | 03131489 | 17.565 | Solar |  |  | Interconnected | Trade Secret | Trade | MDT | MDT067 | Commercial | Solar*Rewards | Trade Secret | 2017 | 2017
20252-215912-02 | Xcel Energy | 85 | 13781 | IOU | 03131490 | 10 | Solar |  |  | Interconnected | Trade Secret | Trade | ALT | ALT021 | Residential | Solar*Rewards | Trade Secret | 2017 | 2017
20252-215912-02 | Xcel Energy | 85 | 13781 | IOU | 03131491 | 19.999 | Solar |  |  | Interconnected | Trade Secret | Trade | ECK | ECK322 | Commercial | Solar*Rewards | Trade Secret | 2017 | 2018
20252-215912-02 | Xcel Energy | 85 | 13781 | IOU | 03131492 | 7.63 | Solar |  |  | Interconnected | Trade Secret | Trade | GNL | GNL072 | Residential | Solar*Rewards | Trade Secret | 2017 | 2017
20252-215912-02 | Xcel Energy | 85 | 13781 | IOU | 03131493 | 7.63 | Solar |  |  | Interconnected | Trade Secret | Trade | ANN | ANN021 | Residential | Solar*Rewards | Trade Secret | 2017 | 2017
20252-215912-02 | Xcel Energy | 85 | 13781 | IOU | 03131494 | 7.63 | Solar |  |  | Interconnected | Trade Secret | Trade | HWW | HWW074 | Commercial | Made in Minnesota | Trade Secret | 2017 | 2017
20252-215912-02 | Xcel Energy | 85 | 13781 | IOU | 03131495 | 3.8 | Solar |  |  | Interconnected | Trade Secret | Trade | SLP | SLP085 | Residential | Solar*Rewards | Trade Secret | 2017 | 2017
20252-215912-02 | Xcel Energy | 85 | 13781 | IOU | 03131496 | 9.94 | Solar |  |  | Interconnected | Trade Secret | Trade | SMT | SMT061 | Residential | Made in Minnesota | Trade Secret | 2017 | 2017
20252-215912-02 | Xcel Energy | 85 | 13781 | IOU | 03131497 | 6.72 | Solar |  |  | Interconnected | Trade Secret | Trade | SOU | SOU079 | Residential | Made in Minnesota | Trade Secret | 2017 | 2017
20252-215912-02 | Xcel Energy | 85 | 13781 | IOU | 03131498 | 7.63 | Solar |  |  | Interconnected | Trade Secret | Trade | ORO | ORO062 | Residential | Made in Minnesota | Trade Secret | 2017 | 2017
20252-215912-02 | Xcel Energy | 85 | 13781 | IOU | 03131499 | 8.91 | Solar |  |  | Interconnected | Trade Secret | Trade | MPK | MPK082 | Residential | Made in Minnesota | Trade Secret | 2017 | 2017
20252-215912-02 | Xcel Energy | 85 | 13781 | IOU | 03131500 | 9.94 | Solar |  |  | Interconnected | Trade Secret | Trade | WAS | WAS092 | Residential | Made in Minnesota | Trade Secret | 2017 | 2018
20252-215912-02 | Xcel Energy | 85 | 13781 | IOU | 03131501 | 9.94 | Solar |  |  | Interconnected | Trade Secret | Trade | WDY | WDY311 | Residential | Made in Minnesota | Trade Secret | 2017 | 2017
20252-215912-02 | Xcel Energy | 85 | 13781 | IOU | 03131502 | 9.94 | Solar |  |  | Interconnected | Trade Secret | Trade | MEL | MEL074 | Residential | Made in Minnesota | Trade Secret | 2017 | 2017
20252-215912-02 | Xcel Energy | 85 | 13781 | IOU | 03131503 | 3.8 | Solar |  |  | Interconnected | Trade Secret | Trade | RIV | RIV061 | Residential | Made in Minnesota | Trade Secret | 2017 | 2017
20252-215912-02 | Xcel Energy | 85 | 13781 | IOU | 03131504 | 7.63 | Solar |  |  | Interconnected | Trade Secret | Trade | SOU | SOU075 | Residential | Made in Minnesota | Trade Secret | 2017 | 2017
20252-215912-02 | Xcel Energy | 85 | 13781 | IOU | 03131505 | 6 | Solar |  |  | Interconnected | Trade Secret | Trade | HWW | HWW074 | Residential | Made in Minnesota | Trade Secret | 2017 | 2017
20252-215912-02 | Xcel Energy | 85 | 13781 | IOU | 03131506 | 5 | Solar |  |  | Interconnected | Trade Secret | Trade | EDA | EDA067 | Residential | Made in Minnesota | Trade Secret | 2017 | 2017
20252-215912-02 | Xcel Energy | 85 | 13781 | IOU | 03131507 | 6 | Solar |  |  | Interconnected | Trade Secret | Trade | CRL | CRL033 | Residential | Made in Minnesota | Trade Secret | 2017 | 2017
20252-215912-02 | Xcel Energy | 85 | 13781 | IOU | 03131508 | 5 | Solar |  |  | Interconnected | Trade Secret | Trade | LEX | LEX074 | Residential | Made in Minnesota | Trade Secret | 2017 | 2017
20252-215912-02 | Xcel Energy | 85 | 13781 | IOU | 03131509 | 6 | Solar |  |  | Interconnected | Trade Secret | Trade | RLK | RLK069 | Residential | Made in Minnesota | Trade Secret | 2017 | 2017
20252-215912-02 | Xcel Energy | 85 | 13781 | IOU | 03131510 | 7.63 | Solar |  |  | Interconnected | Trade Secret | Trade | WIL | WIL091 | Residential | Made in Minnesota | Trade Secret | 2017 | 2017
20252-215912-02 | Xcel Energy | 85 | 13781 | IOU | 03131511 | 3.8 | Solar |  |  | Interconnected | Trade Secret | Trade | SOU | SOU083 | Residential | Made in Minnesota | Trade Secret | 2017 | 2017
20252-215912-02 | Xcel Energy | 85 | 13781 | IOU | 03131512 | 9.94 | Solar |  |  | Interconnected | Trade Secret | Trade | OPK | OPK077 | Residential | Made in Minnesota | Trade Secret | 2017 | 2018
20252-215912-02 | Xcel Energy | 85 | 13781 | IOU | 03131513 | 6 | Solar |  |  | Interconnected | Trade Secret | Trade | PIP | PIP090 | Residential | Made in Minnesota | Trade Secret | 2017 | 2017
20252-215912-02 | Xcel Energy | 85 | 13781 | IOU | 03131514 | 8.91 | Solar |  |  | Interconnected | Trade Secret | Trade | SOU | SOU081 | Residential | Made in Minnesota | Trade Secret | 2017 | 2017
20252-215912-02 | Xcel Energy | 85 | 13781 | IOU | 03131515 | 5 | Solar |  |  | Interconnected | Trade Secret | Trade | HWW | HWW072 | Residential | Made in Minnesota | Trade Secret | 2017 | 2017
20252-215912-02 | Xcel Energy | 85 | 13781 | IOU | 03131516 | 3.8 | Solar |  |  | Interconnected | Trade Secret | Trade | WIL | WIL098 | Residential | Made in Minnesota | Trade Secret | 2017 | 2018
20252-215912-02 | Xcel Energy | 85 | 13781 | IOU | 03131517 | 9.94 | Solar |  |  | Interconnected | Trade Secret | Trade | MOL | MOL068 | Residential | Made in Minnesota | Trade Secret | 2017 | 2017
20252-215912-02 | Xcel Energy | 85 | 13781 | IOU | 03131518 | 5 | Solar |  |  | Interconnected | Trade Secret | Trade | SLP | SLP082 | Residential | Made in Minnesota | Trade Secret | 2017 | 2018
20252-215912-02 | Xcel Energy | 85 | 13781 | IOU | 03131519 | 5 | Solar |  |  | Interconnected | Trade Secret | Trade | ALD | ALD072 | Residential | Made in Minnesota | Trade Secret | 2017 | 2018
20252-215912-02 | Xcel Energy | 85 | 13781 | IOU | 03131520 | 3.8 | Solar |  |  | Interconnected | Trade Secret | Trade | RAM | RAM073 | Residential | Made in Minnesota | Trade Secret | 2017 | 2017
20252-215912-02 | Xcel Energy | 85 | 13781 | IOU | 03131521 | 4.05 | Solar |  |  | Interconnected | Trade Secret | Trade | IDA | IDA073 | Residential | Made in Minnesota | Trade Secret | 2017 | 2017
20252-215912-02 | Xcel Energy | 85 | 13781 | IOU | 03131522 | 7.63 | Solar |  |  | Interconnected | Trade Secret | Trade | HUG | HUG311 | Residential | Made in Minnesota | Trade Secret | 2017 | 2018
20252-215912-02 | Xcel Energy | 85 | 13781 | IOU | 03131523 | 3.24 | Solar |  |  | Interconnected | Trade Secret | Trade | SLP | SLP085 | Residential | Made in Minnesota | Trade Secret | 2017 | 2017
20252-215912-02 | Xcel Energy | 85 | 13781 | IOU | 03131524 | 9.94 | Solar |  |  | Interconnected | Trade Secret | Trade | LLK | LLK071 | Residential | Made in Minnesota | Trade Secret | 2017 | 2018
20252-215912-02 | Xcel Energy | 85 | 13781 | IOU | 03131525 | 4.8 | Solar |  |  | Interconnected | Trade Secret | Trade | ALD | ALD073 | Residential | Made in Minnesota | Trade Secret | 2017 | 2018
20252-215912-02 | Xcel Energy | 85 | 13781 | IOU | 03131526 | 7.63 | Solar |  |  | Interconnected | Trade Secret | Trade | RAM | RAM071 | Residential | Made in Minnesota | Trade Secret | 2017 | 2017
20252-215912-02 | Xcel Energy | 85 | 13781 | IOU | 03131527 | 9.94 | Solar |  |  | Interconnected | Trade Secret | Trade | WEH | WEH021 | Residential | Made in Minnesota | Trade Secret | 2017 | 2017
20252-215912-02 | Xcel Energy | 85 | 13781 | IOU | 03131528 | 7.63 | Solar |  |  | Interconnected | Trade Secret | Trade | UPP | UPP068 | Residential | Made in Minnesota | Trade Secret | 2017 | 2017
20252-215912-02 | Xcel Energy | 85 | 13781 | IOU | 03131529 | 7.625 | Solar |  |  | Interconnected | Trade Secret | Trade | HYL | HYL075 | Residential | Made in Minnesota | Trade Secret | 2017 | 2018
20252-215912-02 | Xcel Energy | 85 | 13781 | IOU | 03131530 | 3 | Solar |  |  | Interconnected | Trade Secret | Trade | RPL | RPL061 | Residential | Made in Minnesota | Trade Secret | 2017 | 2017
20252-215912-02 | Xcel Energy | 85 | 13781 | IOU | 03131531 | 9.94 | Solar |  |  | Interconnected | Trade Secret | Trade | DND | DND071 | Residential | Made in Minnesota | Trade Secret | 2017 | 2018
20252-215912-02 | Xcel Energy | 85 | 13781 | IOU | 03131532 | 5.06 | Solar |  |  | Interconnected | Trade Secret | Trade | LOK | LOK081 | Residential | Made in Minnesota | Trade Secret | 2017 | 2018
20252-215912-02 | Xcel Energy | 85 | 13781 | IOU | 03131533 | 7.59 | Solar |  |  | Interconnected | Trade Secret | Trade | SOU | SOU072 | Residential | Made in Minnesota | Trade Secret | 2017 | 2018
20252-215912-02 | Xcel Energy | 85 | 13781 | IOU | 03131534 | 5 | Solar |  |  | Interconnected | Trade Secret | Trade | MPK | MPK063 | Residential | Made in Minnesota | Trade Secret | 2017 | 2017
20252-215912-02 | Xcel Energy | 85 | 13781 | IOU | 03131535 | 9.94 | Solar |  |  | Interconnected | Trade Secret | Trade | NOF | NOF072 | Residential | Made in Minnesota | Trade Secret | 2017 | 2017
20252-215912-02 | Xcel Energy | 85 | 13781 | IOU | 03131536 | 9.94 | Solar |  |  | Interconnected | Trade Secret | Trade | GLK | GLK065 | Residential | Made in Minnesota | Trade Secret | 2017 | 2018
20252-215912-02 | Xcel Energy | 85 | 13781 | IOU | 03131537 | 3 | Solar |  |  | Interconnected | Trade Secret | Trade | LEX | LEX075 | Residential | Made in Minnesota | Trade Secret | 2017 | 2017
20252-215912-02 | Xcel Energy | 85 | 13781 | IOU | 03131538 | 5 | Solar |  |  | Interconnected | Trade Secret | Trade | SOU | SOU069 | Residential | Made in Minnesota | Trade Secret | 2017 | 2018
20252-215912-02 | Xcel Energy | 85 | 13781 | IOU | 03131539 | 7.92 | Solar |  |  | Interconnected | Trade Secret | Trade | RLK | RLK069 | Residential | Made in Minnesota | Trade Secret | 2017 | 2017
20252-215912-02 | Xcel Energy | 85 | 13781 | IOU | 03131540 | 9.94 | Solar |  |  | Interconnected | Trade Secret | Trade | LIN | LIN022 | Residential | Made in Minnesota | Trade Secret | 2017 | 2017
20252-215912-02 | Xcel Energy | 85 | 13781 | IOU | 03131541 | 3.8 | Solar |  |  | Interconnected | Trade Secret | Trade | SLP | SLP096 | Residential | Made in Minnesota | Trade Secret | 2017 | 2017
20252-215912-02 | Xcel Energy | 85 | 13781 | IOU | 03131542 | 7.625 | Solar |  |  | Interconnected | Trade Secret | Trade | SCL | SCL322 | Residential | Made in Minnesota | Trade Secret | 2017 | 2017
20252-215912-02 | Xcel Energy | 85 | 13781 | IOU | 03131543 | 9.94 | Solar |  |  | Interconnected | Trade Secret | Trade | SCA | SCA021 | Residential | Made in Minnesota | Trade Secret | 2017 | 2018
20252-215912-02 | Xcel Energy | 85 | 13781 | IOU | 03131544 | 6 | Solar |  |  | Interconnected | Trade Secret | Trade | MST | MST071 | Residential | Made in Minnesota | Trade Secret | 2017 | 2017
20252-215912-02 | Xcel Energy | 85 | 13781 | IOU | 03131545 | 7.63 | Solar |  |  | Interconnected | Trade Secret | Trade | LCR | LCR311 | Residential | Made in Minnesota | Trade Secret | 2017 | 2018
20252-215912-02 | Xcel Energy | 85 | 13781 | IOU | 03131546 | 5 | Solar |  |  | Interconnected | Trade Secret | Trade | RAM | RAM064 | Residential | Made in Minnesota | Trade Secret | 2017 | 2017
20252-215912-02 | Xcel Energy | 85 | 13781 | IOU | 03131547 | 7.63 | Solar |  |  | Interconnected | Trade Secret | Trade | WSG | WSG063 | Residential | Made in Minnesota | Trade Secret | 2017 | 2018
20252-215912-02 | Xcel Energy | 85 | 13781 | IOU | 03131548 | 7.63 | Solar |  |  | Interconnected | Trade Secret | Trade | WES | WES074 | Residential | Made in Minnesota | Trade Secret | 2017 | 2017
20252-215912-02 | Xcel Energy | 85 | 13781 | IOU | 03131549 | 9.94 | Solar |  |  | Interconnected | Trade Secret | Trade | MOL | MOL079 | Residential | Made in Minnesota | Trade Secret | 2017 | 2017
20252-215912-02 | Xcel Energy | 85 | 13781 | IOU | 03131550 | 6 | Solar |  |  | Interconnected | Trade Secret | Trade | HWW | HWW073 | Residential | Made in Minnesota | Trade Secret | 2017 | 2017
20252-215912-02 | Xcel Energy | 85 | 13781 | IOU | 03131551 | 7.63 | Solar |  |  | Interconnected | Trade Secret | Trade | LAP | LAP311 | Residential | Made in Minnesota | Trade Secret | 2017 | 2017
20252-215912-02 | Xcel Energy | 85 | 13781 | IOU | 03131552 | 5.4 | Solar |  |  | Interconnected | Trade Secret | Trade | WSG | WSG352 | Residential | Made in Minnesota | Trade Secret | 2017 | 2018
20252-215912-02 | Xcel Energy | 85 | 13781 | IOU | 03131553 | 5 | Solar |  |  | Interconnected | Trade Secret | Trade | UPP | UPP083 | Residential | Made in Minnesota | Trade Secret | 2017 | 2018
20252-215912-02 | Xcel Energy | 85 | 13781 | IOU | 03131554 | 7.625 | Solar |  |  | Interconnected | Trade Secret | Trade | RPO | RPO312 | Residential | Made in Minnesota | Trade Secret | 2017 | 2017
20252-215912-02 | Xcel Energy | 85 | 13781 | IOU | 03131555 | 39.998 | Solar |  |  | Interconnected | Trade Secret | Trade | HSN | HSN321 | Commercial | Made in Minnesota | Trade Secret | 2017 | 2017
20252-215912-02 | Xcel Energy | 85 | 13781 | IOU | 03131556 | 19.999 | Solar |  |  | Interconnected | Trade Secret | Trade | GRC | GRC311 | Commercial | Solar*Rewards | Trade Secret | 2017 | 2018
20252-215912-02 | Xcel Energy | 85 | 13781 | IOU | 03131557 | 9.94 | Solar |  |  | Interconnected | Trade Secret | Trade | EKO | EKO021 | Residential | Made in Minnesota | Trade Secret | 2017 | 2017
20252-215912-02 | Xcel Energy | 85 | 13781 | IOU | 03131558 | 7.63 | Solar |  |  | Interconnected | Trade Secret | Trade | EBL | EBL084 | Residential | Made in Minnesota | Trade Secret | 2017 | 2017
20252-215912-02 | Xcel Energy | 85 | 13781 | IOU | 03131559 | 9.94 | Solar |  |  | Interconnected | Trade Secret | Trade | GLK | GLK065 | Residential | Made in Minnesota | Trade Secret | 2017 | 2017
20252-215912-02 | Xcel Energy | 85 | 13781 | IOU | 03131560 | 39.998 | Solar |  |  | Interconnected | Trade Secret | Trade | PKL | PKL062 | Commercial | Made in Minnesota | Trade Secret | 2017 | 2017
20252-215912-02 | Xcel Energy | 85 | 13781 | IOU | 03131561 | 33.4 | Solar |  |  | Interconnected | Trade Secret | Trade | APA | APA076 | Commercial | Made in Minnesota | Trade Secret | 2017 | 2017
20252-215912-02 | Xcel Energy | 85 | 13781 | IOU | 03131562 | 19.999 | Solar |  |  | Interconnected | Trade Secret | Trade | WSG | WSG065 | Commercial | Solar*Rewards | Trade Secret | 2017 | 2018
20252-215912-02 | Xcel Energy | 85 | 13781 | IOU | 03131563 | 19.999 | Solar |  |  | Interconnected | Trade Secret | Trade | CTR | CTR021 | Commercial | Solar*Rewards | Trade Secret | 2017 | 2017
20252-215912-02 | Xcel Energy | 85 | 13781 | IOU | 03131564 | 19.999 | Solar |  |  | Interconnected | Trade Secret | Trade | WSG | WSG065 | Commercial | Solar*Rewards | Trade Secret | 2017 | 2018
20252-215912-02 | Xcel Energy | 85 | 13781 | IOU | 03131565 | 19.999 | Solar |  |  | Interconnected | Trade Secret | Trade | WSG | WSG063 | Commercial | Solar*Rewards | Trade Secret | 2017 | 2017
20252-215912-02 | Xcel Energy | 85 | 13781 | IOU | 03131566 | 19.999 | Solar |  |  | Interconnected | Trade Secret | Trade | WSG | WSG065 | Commercial | Solar*Rewards | Trade Secret | 2017 | 2018
20252-215912-02 | Xcel Energy | 85 | 13781 | IOU | 03131567 | 19.999 | Solar |  |  | Interconnected | Trade Secret | Trade | WSG | WSG065 | Commercial | Solar*Rewards | Trade Secret | 2017 | 2018
20252-215912-02 | Xcel Energy | 85 | 13781 | IOU | 03131568 | 19.999 | Solar |  |  | Interconnected | Trade Secret | Trade | WSG | WSG071 | Commercial | Solar*Rewards | Trade Secret | 2017 | 2018
20252-215912-02 | Xcel Energy | 85 | 13781 | IOU | 03131569 | 19.999 | Solar |  |  | Interconnected | Trade Secret | Trade | WSG | WSG352 | Commercial | Solar*Rewards | Trade Secret | 2017 | 2018
20252-215912-02 | Xcel Energy | 85 | 13781 | IOU | 03131570 | 19.999 | Solar |  |  | Interconnected | Trade Secret | Trade | WSG | WSG065 | Commercial | Solar*Rewards | Trade Secret | 2017 | 2017
20252-215912-02 | Xcel Energy | 85 | 13781 | IOU | 03131571 | 19.999 | Solar |  |  | Interconnected | Trade Secret | Trade | WSG | WSG352 | Commercial | Solar*Rewards | Trade Secret | 2017 | 2018
20252-215912-02 | Xcel Energy | 85 | 13781 | IOU | 03131572 | 5 | Solar |  |  | Interconnected | Trade Secret | Trade | APA | APA077 | Residential | Made in Minnesota | Trade Secret | 2017 | 2017
20252-215912-02 | Xcel Energy | 85 | 13781 | IOU | 03131573 | 9.94 | Solar |  |  | Interconnected | Trade Secret | Trade | RLK | RLK069 | Residential | Made in Minnesota | Trade Secret | 2017 | 2017
20252-215912-02 | Xcel Energy | 85 | 13781 | IOU | 03131574 | 6 | Solar |  |  | Interconnected | Trade Secret | Trade | WES | WES073 | Residential | Made in Minnesota | Trade Secret | 2017 | 2017
20252-215912-02 | Xcel Energy | 85 | 13781 | IOU | 03131575 | 9.94 | Solar |  |  | Interconnected | Trade Secret | Trade | LOK | LOK081 | Residential | Solar*Rewards | Trade Secret | 2017 | 2017
20252-215912-02 | Xcel Energy | 85 | 13781 | IOU | 03131576 | 11.377 | Solar |  |  | Interconnected | Trade Secret | Trade | SLP | SLP092 | Residential | Solar*Rewards | Trade Secret | 2017 | 2017
20252-215912-02 | Xcel Energy | 85 | 13781 | IOU | 03131577 | 5 | Solar |  |  | Interconnected | Trade Secret | Trade | EDA | EDA075 | Residential | Solar*Rewards | Trade Secret | 2017 | 2017
20252-215912-02 | Xcel Energy | 85 | 13781 | IOU | 03131578 | 9.94 | Solar |  |  | Interconnected | Trade Secret | Trade | WAT | WAT081 | Residential | Made in Minnesota | Trade Secret | 2017 | 2018
20252-215912-02 | Xcel Energy | 85 | 13781 | IOU | 03131579 | 17.57 | Solar |  |  | Interconnected | Trade Secret | Trade | WWK | WWK311 | Residential | Solar*Rewards | Trade Secret | 2017 | 2018
20252-215912-02 | Xcel Energy | 85 | 13781 | IOU | 03131580 | 9.94 | Solar |  |  | Interconnected | Trade Secret | Trade | LIN | LIN031 | Residential | Made in Minnesota | Trade Secret | 2017 | 2017
20252-215912-02 | Xcel Energy | 85 | 13781 | IOU | 03131581 | 7.63 | Solar |  |  | Interconnected | Trade Secret | Trade | SLP | SLP084 | Residential | Made in Minnesota | Trade Secret | 2017 | 2018
20252-215912-02 | Xcel Energy | 85 | 13781 | IOU | 03131582 | 9.94 | Solar |  |  | Interconnected | Trade Secret | Trade | HWW | HWW073 | Residential | Made in Minnesota | Trade Secret | 2017 | 2017
20252-215912-02 | Xcel Energy | 85 | 13781 | IOU | 03131583 | 43.53 | Solar |  |  | Interconnected | Trade Secret | Trade | GLD | GLD021 | Commercial | Made in Minnesota | Trade Secret | 2017 | 2017
20252-215912-02 | Xcel Energy | 85 | 13781 | IOU | 03131584 | 9.94 | Solar |  |  | Interconnected | Trade Secret | Trade | LOK | LOK081 | Residential | Solar*Rewards | Trade Secret | 2017 | 2017
20252-215912-02 | Xcel Energy | 85 | 13781 | IOU | 03131585 | 13.63 | Solar |  |  | Interconnected | Trade Secret | Trade | PIL | PIL021 | Residential | Solar*Rewards | Trade Secret | 2017 | 2017
20252-215912-02 | Xcel Energy | 85 | 13781 | IOU | 03131586 | 7.63 | Solar |  |  | Interconnected | Trade Secret | Trade | MEL | MEL082 | Residential | Made in Minnesota | Trade Secret | 2017 | 2017
20252-215912-02 | Xcel Energy | 85 | 13781 | IOU | 03131587 | 4.56 | Solar |  |  | Interconnected | Trade Secret | Trade | RAM | RAM064 | Residential | Solar*Rewards | Trade Secret | 2017 | 2017
20252-215912-02 | Xcel Energy | 85 | 13781 | IOU | 03131588 | 7.63 | Solar |  |  | Interconnected | Trade Secret | Trade | MPK | MPK074 | Residential | Made in Minnesota | Trade Secret | 2017 | 2017
20252-215912-02 | Xcel Energy | 85 | 13781 | IOU | 03131589 | 18 | Solar |  |  | Interconnected | Trade Secret | Trade | HWW | HWW073 | Commercial | Solar*Rewards | Trade Secret | 2017 | 2017
20252-215912-02 | Xcel Energy | 85 | 13781 | IOU | 03131590 | 6 | Solar |  |  | Interconnected | Trade Secret | Trade | UPP | UPP082 | Residential | Made in Minnesota | Trade Secret | 2017 | 2017
20252-215912-02 | Xcel Energy | 85 | 13781 | IOU | 03131591 | 6 | Solar |  |  | Interconnected | Trade Secret | Trade | SOU | SOU069 | Residential | Made in Minnesota | Trade Secret | 2017 | 2017
20252-215912-02 | Xcel Energy | 85 | 13781 | IOU | 03131592 | 7.63 | Solar |  |  | Interconnected | Trade Secret | Trade | SOU | SOU060 | Residential | Made in Minnesota | Trade Secret | 2017 | 2017
20252-215912-02 | Xcel Energy | 85 | 13781 | IOU | 03131593 | 9.94 | Solar |  |  | Interconnected | Trade Secret | Trade | LCR | LCR311 | Residential | Made in Minnesota | Trade Secret | 2017 | 2018
20252-215912-02 | Xcel Energy | 85 | 13781 | IOU | 03131594 | 7.625 | Solar |  |  | Interconnected | Trade Secret | Trade | WDY | WDY312 | Residential | Made in Minnesota | Trade Secret | 2017 | 2017
20252-215912-02 | Xcel Energy | 85 | 13781 | IOU | 03131595 | 7.63 | Solar |  |  | Interconnected | Trade Secret | Trade | CGR | CGR061 | Residential | Made in Minnesota | Trade Secret | 2017 | 2017
20252-215912-02 | Xcel Energy | 85 | 13781 | IOU | 03131596 | 6 | Solar |  |  | Interconnected | Trade Secret | Trade | SOU | SOU064 | Residential | Made in Minnesota | Trade Secret | 2017 | 2017
20252-215912-02 | Xcel Energy | 85 | 13781 | IOU | 03131597 | 39.998 | Solar |  |  | Interconnected | Trade Secret | Trade | ECK | ECK322 | Commercial | Made in Minnesota | Trade Secret | 2017 | 2017
20252-215912-02 | Xcel Energy | 85 | 13781 | IOU | 03131598 | 3.8 | Solar |  |  | Interconnected | Trade Secret | Trade | SOU | SOU069 | Residential | Made in Minnesota | Trade Secret | 2017 | 2017
20252-215912-02 | Xcel Energy | 85 | 13781 | IOU | 03131599 | 11.39 | Solar |  |  | Interconnected | Trade Secret | Trade | LLK | LLK071 | Commercial | Solar*Rewards | Trade Secret | 2017 | 2017
20252-215912-02 | Xcel Energy | 85 | 13781 | IOU | 03131600 | 3.747 | Solar |  |  | Interconnected | Trade Secret | Trade | HWW | HWW062 | Residential | Made in Minnesota | Trade Secret | 2017 | 2017
20252-215912-02 | Xcel Energy | 85 | 13781 | IOU | 03131601 | 4.32 | Solar |  |  | Interconnected | Trade Secret | Trade | SOU | SOU073 | Residential | Made in Minnesota | Trade Secret | 2017 | 2017
20252-215912-02 | Xcel Energy | 85 | 13781 | IOU | 03131602 | 11.5 | Solar |  |  | Interconnected | Trade Secret | Trade | LAC | LAC062 | Residential | Solar*Rewards | Trade Secret | 2017 | 2017
20252-215912-02 | Xcel Energy | 85 | 13781 | IOU | 03131603 | 7.625 | Solar |  |  | Interconnected | Trade Secret | Trade | RLK | RLK072 | Residential | Made in Minnesota | Trade Secret | 2017 | 2017
20252-215912-02 | Xcel Energy | 85 | 13781 | IOU | 03131604 | 9.94 | Solar |  |  | Interconnected | Trade Secret | Trade | NOF | NOF061 | Residential | Made in Minnesota | Trade Secret | 2017 | 2017
20252-215912-02 | Xcel Energy | 85 | 13781 | IOU | 03131605 | 6 | Solar |  |  | Interconnected | Trade Secret | Trade | SCL | SCL312 | Residential | Made in Minnesota | Trade Secret | 2017 | 2017
20252-215912-02 | Xcel Energy | 85 | 13781 | IOU | 03131606 | 0.23 | Solar |  |  | Interconnected | Trade Secret | Trade | WSG | WSG066 | Residential | Made in Minnesota | Trade Secret | 2017 | 2018
20252-215912-02 | Xcel Energy | 85 | 13781 | IOU | 03131607 | 3.6 | Solar |  |  | Interconnected | Trade Secret | Trade | WSG | WSG075 | Residential | Made in Minnesota | Trade Secret | 2017 | 2017
20252-215912-02 | Xcel Energy | 85 | 13781 | IOU | 03131608 | 7.63 | Solar |  |  | Interconnected | Trade Secret | Trade | MPK | MPK082 | Residential | Made in Minnesota | Trade Secret | 2017 | 2017
20252-215912-02 | Xcel Energy | 85 | 13781 | IOU | 03131609 | 7.63 | Solar |  |  | Interconnected | Trade Secret | Trade | RPL | RPL063 | Residential | Made in Minnesota | Trade Secret | 2017 | 2017
20252-215912-02 | Xcel Energy | 85 | 13781 | IOU | 03131610 | 7.63 | Solar |  |  | Interconnected | Trade Secret | Trade | UPP | UPP085 | Residential | Made in Minnesota | Trade Secret | 2017 | 2018
20252-215912-02 | Xcel Energy | 85 | 13781 | IOU | 03131611 | 8.1 | Solar |  |  | Interconnected | Trade Secret | Trade | HWW | HWW073 | Residential | Made in Minnesota | Trade Secret | 2017 | 2017
20252-215912-02 | Xcel Energy | 85 | 13781 | IOU | 03131612 | 9.94 | Solar |  |  | Interconnected | Trade Secret | Trade | SHP | SHP072 | Residential | Made in Minnesota | Trade Secret | 2017 | 2017
20252-215912-02 | Xcel Energy | 85 | 13781 | IOU | 03131613 | 8.91 | Solar |  |  | Interconnected | Trade Secret | Trade | MEL | MEL074 | Residential | Made in Minnesota | Trade Secret | 2017 | 2018
20252-215912-02 | Xcel Energy | 85 | 13781 | IOU | 03131614 | 7.095 | Solar |  |  | Interconnected | Trade Secret | Trade | RAM | RAM062 | Residential | Made in Minnesota | Trade Secret | 2017 | 2018
20252-215912-02 | Xcel Energy | 85 | 13781 | IOU | 03131615 | 5.6 | Solar |  |  | Interconnected | Trade Secret | Trade | TER | TER062 | Residential | Made in Minnesota | Trade Secret | 2017 | 2017
20252-215912-02 | Xcel Energy | 85 | 13781 | IOU | 03131616 | 5 | Solar |  |  | Interconnected | Trade Secret | Trade | DBL | DBL073 | Residential | Made in Minnesota | Trade Secret | 2017 | 2017
20252-215912-02 | Xcel Energy | 85 | 13781 | IOU | 03131617 | 19.999 | Solar |  |  | Interconnected | Trade Secret | Trade | CDV | CDV072 | Commercial | Solar*Rewards | Trade Secret | 2017 | 2018
20252-215912-02 | Xcel Energy | 85 | 13781 | IOU | 03131618 | 7.625 | Solar |  |  | Interconnected | Trade Secret | Trade | TWL | TWL068 | Residential | Solar*Rewards | Trade Secret | 2017 | 2017
20252-215912-02 | Xcel Energy | 85 | 13781 | IOU | 03131619 | 19.999 | Solar |  |  | Interconnected | Trade Secret | Trade | RWD | RWD081 | Commercial | Solar*Rewards | Trade Secret | 2017 | 2017
20252-215912-02 | Xcel Energy | 85 | 13781 | IOU | 03131620 | 19.999 | Solar |  |  | Interconnected | Trade Secret | Trade | RWD | RWD063 | Commercial | Solar*Rewards | Trade Secret | 2017 | 2017
20252-215912-02 | Xcel Energy | 85 | 13781 | IOU | 03131621 | 7.56 | Solar |  |  | Interconnected | Trade Secret | Trade | WEB | WEB021 | Residential | Made in Minnesota | Trade Secret | 2017 | 2017
20252-215912-02 | Xcel Energy | 85 | 13781 | IOU | 03131622 | 7.625 | Solar |  |  | Interconnected | Trade Secret | Trade | SCA | SCA021 | Residential | Solar*Rewards | Trade Secret | 2017 | 2017
20252-215912-02 | Xcel Energy | 85 | 13781 | IOU | 03131623 | 5 | Solar |  |  | Interconnected | Trade Secret | Trade | NOF | NOF061 | Residential | Solar*Rewards | Trade Secret | 2017 | 2017
20252-215912-02 | Xcel Energy | 85 | 13781 | IOU | 03131624 | 9.5 | Solar |  |  | Interconnected | Trade Secret | Trade | WAB | WAB031 | Residential | Made in Minnesota | Trade Secret | 2017 | 2017
20252-215912-02 | Xcel Energy | 85 | 13781 | IOU | 03131625 | 5 | Solar |  |  | Interconnected | Trade Secret | Trade | HUG | HUG322 | Residential | Made in Minnesota | Trade Secret | 2017 | 2017
20252-215912-02 | Xcel Energy | 85 | 13781 | IOU | 03131626 | 7.63 | Solar |  |  | Interconnected | Trade Secret | Trade | ECK | ECK063 | Residential | Made in Minnesota | Trade Secret | 2017 | 2017
20252-215912-02 | Xcel Energy | 85 | 13781 | IOU | 03131627 | 6 | Solar |  |  | Interconnected | Trade Secret | Trade | AFT | AFT314 | Residential | Made in Minnesota | Trade Secret | 2017 | 2017
20252-215912-02 | Xcel Energy | 85 | 13781 | IOU | 03131628 | 5 | Solar |  |  | Interconnected | Trade Secret | Trade | DPN | DPN073 | Residential | Made in Minnesota | Trade Secret | 2017 | 2017
20252-215912-02 | Xcel Energy | 85 | 13781 | IOU | 03131629 | 3.8 | Solar |  |  | Interconnected | Trade Secret | Trade | HWW | HWW073 | Residential | Made in Minnesota | Trade Secret | 2017 | 2017
20252-215912-02 | Xcel Energy | 85 | 13781 | IOU | 03131630 | 5.67 | Solar |  |  | Interconnected | Trade Secret | Trade | RMT | RMT321 | Residential | Made in Minnesota | Trade Secret | 2017 | 2017
20252-215912-02 | Xcel Energy | 85 | 13781 | IOU | 03131631 | 7.02 | Solar |  |  | Interconnected | Trade Secret | Trade | MPK | MPK068 | Residential | Made in Minnesota | Trade Secret | 2017 | 2017
20252-215912-02 | Xcel Energy | 85 | 13781 | IOU | 03131632 | 7.63 | Solar |  |  | Interconnected | Trade Secret | Trade | GLK | GLK074 | Residential | Made in Minnesota | Trade Secret | 2017 | 2017
20252-215912-02 | Xcel Energy | 85 | 13781 | IOU | 03131633 | 9.94 | Solar |  |  | Interconnected | Trade Secret | Trade | REW | REW021 | Residential | Solar*Rewards | Trade Secret | 2017 | 2017
20252-215912-02 | Xcel Energy | 85 | 13781 | IOU | 03131634 | 3.747 | Solar |  |  | Interconnected | Trade Secret | Trade | DBL | DBL063 | Residential | Made in Minnesota | Trade Secret | 2017 | 2017
20252-215912-02 | Xcel Energy | 85 | 13781 | IOU | 03131635 | 5 | Solar |  |  | Interconnected | Trade Secret | Trade | RLK | RLK073 | Residential | Made in Minnesota | Trade Secret | 2017 | 2017
20252-215912-02 | Xcel Energy | 85 | 13781 | IOU | 03131636 | 7.63 | Solar |  |  | Interconnected | Trade Secret | Trade | EDA | EDA073 | Residential | Made in Minnesota | Trade Secret | 2017 | 2017
20252-215912-02 | Xcel Energy | 85 | 13781 | IOU | 03131637 | 9.94 | Solar |  |  | Interconnected | Trade Secret | Trade | HUG | HUG322 | Residential | Made in Minnesota | Trade Secret | 2017 | 2017
20252-215912-02 | Xcel Energy | 85 | 13781 | IOU | 03131638 | 6 | Solar |  |  | Interconnected | Trade Secret | Trade | AHI | AHI022 | Residential | Made in Minnesota | Trade Secret | 2017 | 2017
20252-215912-02 | Xcel Energy | 85 | 13781 | IOU | 03131639 | 2.43 | Solar |  |  | Interconnected | Trade Secret | Trade | DBL | DBL068 | Residential | Made in Minnesota | Trade Secret | 2017 | 2017
20252-215912-02 | Xcel Energy | 85 | 13781 | IOU | 03131640 | 3.8 | Solar |  |  | Interconnected | Trade Secret | Trade | SHP | SHP071 | Residential | Made in Minnesota | Trade Secret | 2017 | 2017
20252-215912-02 | Xcel Energy | 85 | 13781 | IOU | 03131641 | 15.26 | Solar |  |  | Interconnected | Trade Secret | Trade | APA | APA075 | Commercial | Solar*Rewards | Trade Secret | 2017 | 2017
20252-215912-02 | Xcel Energy | 85 | 13781 | IOU | 03131642 | 7.63 | Solar |  |  | Interconnected | Trade Secret | Trade | MPK | MPK063 | Residential | Made in Minnesota | Trade Secret | 2017 | 2017
20252-215912-02 | Xcel Energy | 85 | 13781 | IOU | 03131643 | 5 | Solar |  |  | Interconnected | Trade Secret | Trade | HWW | HWW063 | Residential | Made in Minnesota | Trade Secret | 2017 | 2017
20252-215912-02 | Xcel Energy | 85 | 13781 | IOU | 03131644 | 5 | Solar |  |  | Interconnected | Trade Secret | Trade | MPK | MPK085 | Residential | Made in Minnesota | Trade Secret | 2017 | 2017
20252-215912-02 | Xcel Energy | 85 | 13781 | IOU | 03131645 | 6 | Solar |  |  | Interconnected | Trade Secret | Trade | LEX | LEX061 | Residential | Made in Minnesota | Trade Secret | 2017 | 2017
20252-215912-02 | Xcel Energy | 85 | 13781 | IOU | 03131646 | 5 | Solar |  |  | Interconnected | Trade Secret | Trade | HWW | HWW071 | Residential | Made in Minnesota | Trade Secret | 2017 | 2017
20252-215912-02 | Xcel Energy | 85 | 13781 | IOU | 03131647 | 3.8 | Solar |  |  | Interconnected | Trade Secret | Trade | UPP | UPP085 | Residential | Made in Minnesota | Trade Secret | 2017 | 2017
20252-215912-02 | Xcel Energy | 85 | 13781 | IOU | 03131648 | 6 | Solar |  |  | Interconnected | Trade Secret | Trade | LAC | LAC062 | Residential | Made in Minnesota | Trade Secret | 2017 | 2017
20252-215912-02 | Xcel Energy | 85 | 13781 | IOU | 03131649 | 6.21 | Solar |  |  | Interconnected | Trade Secret | Trade | MPK | MPK083 | Residential | Made in Minnesota | Trade Secret | 2017 | 2017
20252-215912-02 | Xcel Energy | 85 | 13781 | IOU | 03131650 | 9.94 | Solar |  |  | Interconnected | Trade Secret | Trade | DPN | DPN072 | Residential | Made in Minnesota | Trade Secret | 2017 | 2018
20252-215912-02 | Xcel Energy | 85 | 13781 | IOU | 03131651 | 5.94 | Solar |  |  | Interconnected | Trade Secret | Trade | SOU | SOU060 | Residential | Made in Minnesota | Trade Secret | 2017 | 2017
20252-215912-02 | Xcel Energy | 85 | 13781 | IOU | 03131652 | 6.48 | Solar |  |  | Interconnected | Trade Secret | Trade | MST | MST071 | Residential | Made in Minnesota | Trade Secret | 2017 | 2017
20252-215912-02 | Xcel Energy | 85 | 13781 | IOU | 03131653 | 9.5 | Solar |  |  | Interconnected | Trade Secret | Trade | LAC | LAC062 | Residential | Made in Minnesota | Trade Secret | 2017 | 2017
20252-215912-02 | Xcel Energy | 85 | 13781 | IOU | 03131654 | 9.94 | Solar |  |  | Interconnected | Trade Secret | Trade | UPP | UPP068 | Residential | Made in Minnesota | Trade Secret | 2017 | 2017
20252-215912-02 | Xcel Energy | 85 | 13781 | IOU | 03131655 | 10.5 | Solar |  |  | Interconnected | Trade Secret | Trade | WAB | WAB031 | Commercial | Made in Minnesota | Trade Secret | 2017 | 2017
20252-215912-02 | Xcel Energy | 85 | 13781 | IOU | 03131656 | 9.5 | Solar |  |  | Interconnected | Trade Secret | Trade | WAB | WAB031 | Residential | Made in Minnesota | Trade Secret | 2017 | 2017
20252-215912-02 | Xcel Energy | 85 | 13781 | IOU | 03131657 | 6 | Solar |  |  | Interconnected | Trade Secret | Trade | WEB | WEB021 | Residential | Made in Minnesota | Trade Secret | 2017 | 2017
20252-215912-02 | Xcel Energy | 85 | 13781 | IOU | 03131658 | 9.5 | Solar |  |  | Interconnected | Trade Secret | Trade | WAB | WAB021 | Residential | Made in Minnesota | Trade Secret | 2017 | 2017
20252-215912-02 | Xcel Energy | 85 | 13781 | IOU | 03131659 | 9.5 | Solar |  |  | Interconnected | Trade Secret | Trade | CTF | CTF022 | Residential | Made in Minnesota | Trade Secret | 2017 | 2017
20252-215912-02 | Xcel Energy | 85 | 13781 | IOU | 03131660 | 9.5 | Solar |  |  | Interconnected | Trade Secret | Trade | WAB | WAB031 | Residential | Made in Minnesota | Trade Secret | 2017 | 2017
20252-215912-02 | Xcel Energy | 85 | 13781 | IOU | 03131661 | 6 | Solar |  |  | Interconnected | Trade Secret | Trade | UPP | UPP063 | Residential | Made in Minnesota | Trade Secret | 2017 | 2017
20252-215912-02 | Xcel Energy | 85 | 13781 | IOU | 03131662 | 3.747 | Solar |  |  | Interconnected | Trade Secret | Trade | NOF | NOF061 | Residential | Made in Minnesota | Trade Secret | 2017 | 2017
20252-215912-02 | Xcel Energy | 85 | 13781 | IOU | 03131663 | 5 | Solar |  |  | Interconnected | Trade Secret | Trade | TWL | TWL064 | Residential | Solar*Rewards | Trade Secret | 2017 | 2017
20252-215912-02 | Xcel Energy | 85 | 13781 | IOU | 03131664 | 10.592 | Solar |  |  | Interconnected | Trade Secret | Trade | SOU | SOU075 | Residential | Made in Minnesota | Trade Secret | 2017 | 2017
20252-215912-02 | Xcel Energy | 85 | 13781 | IOU | 03131665 | 9.94 | Solar |  |  | Interconnected | Trade Secret | Trade | NOF | NOF061 | Residential | Made in Minnesota | Trade Secret | 2017 | 2017
20252-215912-02 | Xcel Energy | 85 | 13781 | IOU | 03131666 | 43.53 | Solar |  |  | Interconnected | Trade Secret | Trade | WAB | WAB031 | Commercial | Made in Minnesota | Trade Secret | 2017 | 2017
20252-215912-02 | Xcel Energy | 85 | 13781 | IOU | 03131667 | 7.625 | Solar |  |  | Interconnected | Trade Secret | Trade | SOU | SOU079 | Commercial | Solar*Rewards | Trade Secret | 2017 | 2017
20252-215912-02 | Xcel Energy | 85 | 13781 | IOU | 03131668 | 3.8 | Solar |  |  | Interconnected | Trade Secret | Trade | MEL | MEL071 | Residential | Made in Minnesota | Trade Secret | 2017 | 2017
20252-215912-02 | Xcel Energy | 85 | 13781 | IOU | 03131669 | 2.962 | Solar |  |  | Interconnected | Trade Secret | Trade | TWL | TWL066 | Residential | Solar*Rewards | Trade Secret | 2017 | 2017
20252-215912-02 | Xcel Energy | 85 | 13781 | IOU | 03131670 | 9.94 | Solar |  |  | Interconnected | Trade Secret | Trade | TLK | TLK064 | Residential | Made in Minnesota | Trade Secret | 2017 | 2017
20252-215912-02 | Xcel Energy | 85 | 13781 | IOU | 03131671 | 9.94 | Solar |  |  | Interconnected | Trade Secret | Trade | RPO | RPO312 | Residential | Made in Minnesota | Trade Secret | 2017 | 2017
20252-215912-02 | Xcel Energy | 85 | 13781 | IOU | 03131672 | 6 | Solar |  |  | Interconnected | Trade Secret | Trade | RIV | RIV073 | Residential | Made in Minnesota | Trade Secret | 2017 | 2018
20252-215912-02 | Xcel Energy | 85 | 13781 | IOU | 03131673 | 9.5 | Solar |  |  | Interconnected | Trade Secret | Trade | WAB | WAB031 | Residential | Made in Minnesota | Trade Secret | 2017 | 2017
20252-215912-02 | Xcel Energy | 85 | 13781 | IOU | 03131674 | 5 | Solar |  |  | Interconnected | Trade Secret | Trade | CHI | CHI311 | Residential | Made in Minnesota | Trade Secret | 2017 | 2017
20252-215912-02 | Xcel Energy | 85 | 13781 | IOU | 03131675 | 6 | Solar |  |  | Interconnected | Trade Secret | Trade | VMR | VMR062 | Residential | Made in Minnesota | Trade Secret | 2017 | 2018
20252-215912-02 | Xcel Energy | 85 | 13781 | IOU | 03131676 | 3.8 | Solar |  |  | Interconnected | Trade Secret | Trade | SLP | SLP082 | Residential | Made in Minnesota | Trade Secret | 2017 | 2017
20252-215912-02 | Xcel Energy | 85 | 13781 | IOU | 03131677 | 7.625 | Solar |  |  | Interconnected | Trade Secret | Trade | LIL | LIL021 | Residential | Made in Minnesota | Trade Secret | 2017 | 2017
20252-215912-02 | Xcel Energy | 85 | 13781 | IOU | 03131678 | 4.5 | Solar |  |  | Interconnected | Trade Secret | Trade | WAB | WAB031 | Residential | Made in Minnesota | Trade Secret | 2017 | 2017
20252-215912-02 | Xcel Energy | 85 | 13781 | IOU | 03131679 | 9.94 | Solar |  |  | Interconnected | Trade Secret | Trade | MDT | MDT071 | Residential | Made in Minnesota | Trade Secret | 2017 | 2018
20252-215912-02 | Xcel Energy | 85 | 13781 | IOU | 03131680 | 3.8 | Solar |  |  | Interconnected | Trade Secret | Trade | MOL | MOL066 | Residential | Made in Minnesota | Trade Secret | 2017 | 2017
20252-215912-02 | Xcel Energy | 85 | 13781 | IOU | 03131681 | 7.625 | Solar |  |  | Interconnected | Trade Secret | Trade | LCR | LCR311 | Residential | Solar*Rewards | Trade Secret | 2017 | 2017
20252-215912-02 | Xcel Energy | 85 | 13781 | IOU | 03131682 | 6 | Solar |  |  | Interconnected | Trade Secret | Trade | WSG | WSG066 | Residential | Made in Minnesota | Trade Secret | 2017 | 2017
20252-215912-02 | Xcel Energy | 85 | 13781 | IOU | 03131683 | 7.625 | Solar |  |  | Interconnected | Trade Secret | Trade | KOL | KOL071 | Residential | Made in Minnesota | Trade Secret | 2017 | 2017
20252-215912-02 | Xcel Energy | 85 | 13781 | IOU | 03131684 | 38.5 | Solar |  |  | Interconnected | Trade Secret | Trade | WAB | WAB031 | Commercial | Made in Minnesota | Trade Secret | 2017 | 2018
20252-215912-02 | Xcel Energy | 85 | 13781 | IOU | 03131685 | 11.39 | Solar |  |  | Interconnected | Trade Secret | Trade | PAT | PAT313 | Residential | Solar*Rewards | Trade Secret | 2017 | 2017
20252-215912-02 | Xcel Energy | 85 | 13781 | IOU | 03131686 | 7.625 | Solar |  |  | Interconnected | Trade Secret | Trade | LEX | LEX331 | Residential | Made in Minnesota | Trade Secret | 2017 | 2017
20252-215912-02 | Xcel Energy | 85 | 13781 | IOU | 03131687 | 9.5 | Solar |  |  | Interconnected | Trade Secret | Trade | WAB | WAB021 | Residential | Made in Minnesota | Trade Secret | 2017 | 2017
20252-215912-02 | Xcel Energy | 85 | 13781 | IOU | 03131688 | 24.5 | Solar |  |  | Interconnected | Trade Secret | Trade | LAC | LAC062 | Commercial | Made in Minnesota | Trade Secret | 2017 | 2017
20252-215912-02 | Xcel Energy | 85 | 13781 | IOU | 03131689 | 6 | Solar |  |  | Interconnected | Trade Secret | Trade | DND | DND071 | Residential | Made in Minnesota | Trade Secret | 2017 | 2018
20252-215912-02 | Xcel Energy | 85 | 13781 | IOU | 03131690 | 6 | Solar |  |  | Interconnected | Trade Secret | Trade | ALD | ALD072 | Residential | Solar*Rewards | Trade Secret | 2017 | 2017
20252-215912-02 | Xcel Energy | 85 | 13781 | IOU | 03131691 | 9.94 | Solar |  |  | Interconnected | Trade Secret | Trade | HWW | HWW062 | Residential | Made in Minnesota | Trade Secret | 2017 | 2017
20252-215912-02 | Xcel Energy | 85 | 13781 | IOU | 03131692 | 7.56 | Solar |  |  | Interconnected | Trade Secret | Trade | IDA | IDA072 | Residential | Made in Minnesota | Trade Secret | 2017 | 2017
20252-215912-02 | Xcel Energy | 85 | 13781 | IOU | 03131693 | 6 | Solar |  |  | Interconnected | Trade Secret | Trade | AFT | AFT321 | Residential | Solar*Rewards | Trade Secret | 2017 | 2017
20252-215912-02 | Xcel Energy | 85 | 13781 | IOU | 03131694 | 7.63 | Solar |  |  | Interconnected | Trade Secret | Trade | HSN | HSN311 | Residential | Made in Minnesota | Trade Secret | 2017 | 2017
20252-215912-02 | Xcel Energy | 85 | 13781 | IOU | 03131695 | 7.63 | Solar |  |  | Interconnected | Trade Secret | Trade | HSN | HSN321 | Residential | Made in Minnesota | Trade Secret | 2017 | 2017
20252-215912-02 | Xcel Energy | 85 | 13781 | IOU | 03131696 | 9.94 | Solar |  |  | Interconnected | Trade Secret | Trade | MND | MND062 | Residential | Made in Minnesota | Trade Secret | 2017 | 2017
20252-215912-02 | Xcel Energy | 85 | 13781 | IOU | 03131697 | 6.48 | Solar |  |  | Interconnected | Trade Secret | Trade | SOU | SOU065 | Residential | Made in Minnesota | Trade Secret | 2017 | 2017
20252-215912-02 | Xcel Energy | 85 | 13781 | IOU | 03131698 | 3.747 | Solar |  |  | Interconnected | Trade Secret | Trade | ALD | ALD081 | Residential | Made in Minnesota | Trade Secret | 2017 | 2017
20252-215912-02 | Xcel Energy | 85 | 13781 | IOU | 03131699 | 9.94 | Solar |  |  | Interconnected | Trade Secret | Trade | GSL | GSL076 | Residential | Made in Minnesota | Trade Secret | 2017 | 2017
20252-215912-02 | Xcel Energy | 85 | 13781 | IOU | 03131700 | 9.94 | Solar |  |  | Interconnected | Trade Secret | Trade | YAM | YAM031 | Residential | Made in Minnesota | Trade Secret | 2017 | 2018
20252-215912-02 | Xcel Energy | 85 | 13781 | IOU | 03131701 | 9.94 | Solar |  |  | Interconnected | Trade Secret | Trade | GFD | GFD021 | Residential | Made in Minnesota | Trade Secret | 2017 | 2017
20252-215912-02 | Xcel Energy | 85 | 13781 | IOU | 03131702 | 7.63 | Solar |  |  | Interconnected | Trade Secret | Trade | RIV | RIV062 | Residential | Made in Minnesota | Trade Secret | 2017 | 2018
20252-215912-02 | Xcel Energy | 85 | 13781 | IOU | 03131703 | 9.94 | Solar |  |  | Interconnected | Trade Secret | Trade | KAN | KAN031 | Residential | Made in Minnesota | Trade Secret | 2017 | 2018
20252-215912-02 | Xcel Energy | 85 | 13781 | IOU | 03131704 | 6 | Solar |  |  | Interconnected | Trade Secret | Trade | MPK | MPK063 | Residential | Made in Minnesota | Trade Secret | 2017 | 2017
20252-215912-02 | Xcel Energy | 85 | 13781 | IOU | 03131705 | 9.5 | Solar |  |  | Interconnected | Trade Secret | Trade | LAC | LAC062 | Residential | Made in Minnesota | Trade Secret | 2017 | 2017
20252-215912-02 | Xcel Energy | 85 | 13781 | IOU | 03131706 | 7.63 | Solar |  |  | Interconnected | Trade Secret | Trade | GRC | GRC312 | Residential | Made in Minnesota | Trade Secret | 2017 | 2017
20252-215912-02 | Xcel Energy | 85 | 13781 | IOU | 03131707 | 9.5 | Solar |  |  | Interconnected | Trade Secret | Trade | GVW | GVW023 | Residential | Made in Minnesota | Trade Secret | 2017 | 2017
20252-215912-02 | Xcel Energy | 85 | 13781 | IOU | 03131708 | 9.94 | Solar |  |  | Interconnected | Trade Secret | Trade | RPL | RPL061 | Residential | Made in Minnesota | Trade Secret | 2017 | 2017
20252-215912-02 | Xcel Energy | 85 | 13781 | IOU | 03131709 | 7.63 | Solar |  |  | Interconnected | Trade Secret | Trade | RAM | RAM073 | Residential | Made in Minnesota | Trade Secret | 2017 | 2018
20252-215912-02 | Xcel Energy | 85 | 13781 | IOU | 03131710 | 5.04 | Solar |  |  | Interconnected | Trade Secret | Trade | ALD | ALD084 | Residential | Made in Minnesota | Trade Secret | 2017 | 2018
20252-215912-02 | Xcel Energy | 85 | 13781 | IOU | 03131711 | 6 | Solar |  |  | Interconnected | Trade Secret | Trade | APA | APA069 | Residential | Made in Minnesota | Trade Secret | 2017 | 2017
20252-215912-02 | Xcel Energy | 85 | 13781 | IOU | 03131712 | 9.94 | Solar |  |  | Interconnected | Trade Secret | Trade | WAS | WAS092 | Residential | Made in Minnesota | Trade Secret | 2017 | 2018
20252-215912-02 | Xcel Energy | 85 | 13781 | IOU | 03131713 | 9.94 | Solar |  |  | Interconnected | Trade Secret | Trade | CTF | CTF021 | Residential | Made in Minnesota | Trade Secret | 2017 | 2018
20252-215912-02 | Xcel Energy | 85 | 13781 | IOU | 03131714 | 6 | Solar |  |  | Interconnected | Trade Secret | Trade | MPK | MPK074 | Residential | Made in Minnesota | Trade Secret | 2017 | 2017
20252-215912-02 | Xcel Energy | 85 | 13781 | IOU | 03131715 | 3.8 | Solar |  |  | Interconnected | Trade Secret | Trade | WIL | WIL062 | Residential | Made in Minnesota | Trade Secret | 2017 | 2018
20252-215912-02 | Xcel Energy | 85 | 13781 | IOU | 03131716 | 7.63 | Solar |  |  | Interconnected | Trade Secret | Trade | SOU | SOU069 | Residential | Made in Minnesota | Trade Secret | 2017 | 2018
20252-215912-02 | Xcel Energy | 85 | 13781 | IOU | 03131717 | 6 | Solar |  |  | Interconnected | Trade Secret | Trade | MEL | MEL068 | Residential | Solar*Rewards | Trade Secret | 2017 | 2017
20252-215912-02 | Xcel Energy | 85 | 13781 | IOU | 03131718 | 19.999 | Solar |  |  | Interconnected | Trade Secret | Trade | STY | STY075 | Commercial | Solar*Rewards | Trade Secret | 2017 | 2018
20252-215912-02 | Xcel Energy | 85 | 13781 | IOU | 03131719 | 3.78 | Solar |  |  | Interconnected | Trade Secret | Trade | WIL | WIL063 | Residential | Made in Minnesota | Trade Secret | 2017 | 2018
20252-215912-02 | Xcel Energy | 85 | 13781 | IOU | 03131720 | 39.998 | Solar |  |  | Interconnected | Trade Secret | Trade | STY | STY075 | Commercial | Made in Minnesota | Trade Secret | 2017 | 2018
20252-215912-02 | Xcel Energy | 85 | 13781 | IOU | 03131721 | 7.63 | Solar |  |  | Interconnected | Trade Secret | Trade | ECK | ECK063 | Residential | Made in Minnesota | Trade Secret | 2017 | 2017
20252-215912-02 | Xcel Energy | 85 | 13781 | IOU | 03131722 | 9.94 | Solar |  |  | Interconnected | Trade Secret | Trade | WIN | WIN032 | Residential | Made in Minnesota | Trade Secret | 2017 | 2018
20252-215912-02 | Xcel Energy | 85 | 13781 | IOU | 03131723 | 6 | Solar |  |  | Interconnected | Trade Secret | Trade | CHI | CHI311 | Residential | Made in Minnesota | Trade Secret | 2017 | 2017
20252-215912-02 | Xcel Energy | 85 | 13781 | IOU | 03131724 | 5 | Solar |  |  | Interconnected | Trade Secret | Trade | MEL | MEL061 | Commercial | Solar*Rewards | Trade Secret | 2017 | 2017
20252-215912-02 | Xcel Energy | 85 | 13781 | IOU | 03131725 | 9.24 | Solar |  |  | Interconnected | Trade Secret | Trade | WAK | WAK321 | Residential | Made in Minnesota | Trade Secret | 2017 | 2018
20252-215912-02 | Xcel Energy | 85 | 13781 | IOU | 03131726 | 9.94 | Solar |  |  | Interconnected | Trade Secret | Trade | SOU | SOU064 | Residential | Made in Minnesota | Trade Secret | 2017 | 2017
20252-215912-02 | Xcel Energy | 85 | 13781 | IOU | 03131727 | 5 | Solar |  |  | Interconnected | Trade Secret | Trade | MEL | MEL061 | Residential | Solar*Rewards | Trade Secret | 2017 | 2017
20252-215912-02 | Xcel Energy | 85 | 13781 | IOU | 03131728 | 5 | Solar |  |  | Interconnected | Trade Secret | Trade | MEL | MEL061 | Commercial | Solar*Rewards | Trade Secret | 2017 | 2017
20252-215912-02 | Xcel Energy | 85 | 13781 | IOU | 03131729 | 5 | Solar |  |  | Interconnected | Trade Secret | Trade | MEL | MEL061 | Commercial | Solar*Rewards | Trade Secret | 2017 | 2017
20252-215912-02 | Xcel Energy | 85 | 13781 | IOU | 03131730 | 5 | Solar |  |  | Interconnected | Trade Secret | Trade | MEL | MEL061 | Commercial | Solar*Rewards | Trade Secret | 2017 | 2017
20252-215912-02 | Xcel Energy | 85 | 13781 | IOU | 03131731 | 5 | Solar |  |  | Interconnected | Trade Secret | Trade | MEL | MEL061 | Commercial | Solar*Rewards | Trade Secret | 2017 | 2017
20252-215912-02 | Xcel Energy | 85 | 13781 | IOU | 03131732 | 9.94 | Solar |  |  | Interconnected | Trade Secret | Trade | WAS | WAS092 | Residential | Solar*Rewards | Trade Secret | 2017 | 2017
20252-215912-02 | Xcel Energy | 85 | 13781 | IOU | 03131733 | 6 | Solar |  |  | Interconnected | Trade Secret | Trade | APA | APA061 | Residential | Made in Minnesota | Trade Secret | 2017 | 2017
20252-215912-02 | Xcel Energy | 85 | 13781 | IOU | 03131734 | 19.999 | Solar |  |  | Interconnected | Trade Secret | Trade | WES | WES063 | Commercial | Solar*Rewards | Trade Secret | 2017 | 2017
20252-215912-02 | Xcel Energy | 85 | 13781 | IOU | 03131735 | 5 | Solar |  |  | Interconnected | Trade Secret | Trade | CSR | CSR001 | Residential | Made in Minnesota | Trade Secret | 2017 | 2018
20252-215912-02 | Xcel Energy | 85 | 13781 | IOU | 03131736 | 7.625 | Solar |  |  | Interconnected | Trade Secret | Trade | RLK | RLK072 | Residential | Solar*Rewards | Trade Secret | 2017 | 2017
20252-215912-02 | Xcel Energy | 85 | 13781 | IOU | 03131737 | 6 | Solar |  |  | Interconnected | Trade Secret | Trade | TER | TER062 | Residential | Solar*Rewards | Trade Secret | 2017 | 2017
20252-215912-02 | Xcel Energy | 85 | 13781 | IOU | 03131738 | 19.999 | Solar |  |  | Interconnected | Trade Secret | Trade | HWW | HWW075 | Commercial | Solar*Rewards | Trade Secret | 2017 | 2017
20252-215912-02 | Xcel Energy | 85 | 13781 | IOU | 03131739 | 2.962 | Solar |  |  | Interconnected | Trade Secret | Trade | MEL | MEL061 | Commercial | Solar*Rewards | Trade Secret | 2017 | 2017
20252-215912-02 | Xcel Energy | 85 | 13781 | IOU | 03131740 | 2.962 | Solar |  |  | Interconnected | Trade Secret | Trade | MEL | MEL061 | Commercial | Solar*Rewards | Trade Secret | 2017 | 2017
20252-215912-02 | Xcel Energy | 85 | 13781 | IOU | 03131741 | 2.962 | Solar |  |  | Interconnected | Trade Secret | Trade | MEL | MEL061 | Commercial | Solar*Rewards | Trade Secret | 2017 | 2017
20252-215912-02 | Xcel Energy | 85 | 13781 | IOU | 03131742 | 2.962 | Solar |  |  | Interconnected | Trade Secret | Trade | MEL | MEL061 | Commercial | Solar*Rewards | Trade Secret | 2017 | 2017
20252-215912-02 | Xcel Energy | 85 | 13781 | IOU | 03131743 | 2.962 | Solar |  |  | Interconnected | Trade Secret | Trade | MEL | MEL061 | Commercial | Solar*Rewards | Trade Secret | 2017 | 2017
20252-215912-02 | Xcel Energy | 85 | 13781 | IOU | 03131744 | 2.962 | Solar |  |  | Interconnected | Trade Secret | Trade | MEL | MEL061 | Commercial | Solar*Rewards | Trade Secret | 2017 | 2017
20252-215912-02 | Xcel Energy | 85 | 13781 | IOU | 03131745 | 2.962 | Solar |  |  | Interconnected | Trade Secret | Trade | MEL | MEL061 | Commercial | Solar*Rewards | Trade Secret | 2017 | 2017
20252-215912-02 | Xcel Energy | 85 | 13781 | IOU | 03131746 | 2.962 | Solar |  |  | Interconnected | Trade Secret | Trade | MEL | MEL061 | Commercial | Solar*Rewards | Trade Secret | 2017 | 2017
20252-215912-02 | Xcel Energy | 85 | 13781 | IOU | 03131747 | 33.3 | Solar |  |  | Interconnected | Trade Secret | Trade | DBL | DBL073 | Commercial | Made in Minnesota | Trade Secret | 2017 | 2018
20252-215912-02 | Xcel Energy | 85 | 13781 | IOU | 03131748 | 2.962 | Solar |  |  | Interconnected | Trade Secret | Trade | TWL | TWL075 | Residential | Solar*Rewards | Trade Secret | 2017 | 2017
20252-215912-02 | Xcel Energy | 85 | 13781 | IOU | 03131749 | 9.94 | Solar |  |  | Interconnected | Trade Secret | Trade | AFT | AFT314 | Residential | Solar*Rewards | Trade Secret | 2017 | 2017
20252-215912-02 | Xcel Energy | 85 | 13781 | IOU | 03131750 | 3 | Solar |  |  | Interconnected | Trade Secret | Trade | KAN | KAN031 | Residential | Solar*Rewards | Trade Secret | 2017 | 2017
20252-215912-02 | Xcel Energy | 85 | 13781 | IOU | 03131751 | 11.39 | Solar |  |  | Interconnected | Trade Secret | Trade | MGN | MGN211 | Residential | Solar*Rewards | Trade Secret | 2017 | 2017
20252-215912-02 | Xcel Energy | 85 | 13781 | IOU | 03131752 | 9.94 | Solar |  |  | Interconnected | Trade Secret | Trade | RRK | RRK082 | Residential | Made in Minnesota | Trade Secret | 2017 | 2017
20252-215912-02 | Xcel Energy | 85 | 13781 | IOU | 03131753 | 9.94 | Solar |  |  | Interconnected | Trade Secret | Trade | SAV | SAV069 | Residential | Made in Minnesota | Trade Secret | 2017 | 2017
20252-215912-02 | Xcel Energy | 85 | 13781 | IOU | 03131754 | 5 | Solar |  |  | Interconnected | Trade Secret | Trade | ALD | ALD092 | Residential | Made in Minnesota | Trade Secret | 2017 | 2017
20252-215912-02 | Xcel Energy | 85 | 13781 | IOU | 03131755 | 11.5 | Solar |  |  | Interconnected | Trade Secret | Trade | WAB | WAB031 | Commercial | Made in Minnesota | Trade Secret | 2017 | 2017
20252-215912-02 | Xcel Energy | 85 | 13781 | IOU | 03131756 | 9.94 | Solar |  |  | Interconnected | Trade Secret | Trade | MHW | MHW311 | Residential | Made in Minnesota | Trade Secret | 2017 | 2018
20252-215912-02 | Xcel Energy | 85 | 13781 | IOU | 03131757 | 9.94 | Solar |  |  | Interconnected | Trade Secret | Trade | WWK | WWK311 | Residential | Made in Minnesota | Trade Secret | 2017 | 2018
20252-215912-02 | Xcel Energy | 85 | 13781 | IOU | 03131758 | 6 | Solar |  |  | Interconnected | Trade Secret | Trade | GAY | GAY002 | Residential | Made in Minnesota | Trade Secret | 2017 | 2017
20252-215912-02 | Xcel Energy | 85 | 13781 | IOU | 03131759 | 5 | Solar |  |  | Interconnected | Trade Secret | Trade | SOU | SOU063 | Residential | Made in Minnesota | Trade Secret | 2017 | 2018
20252-215912-02 | Xcel Energy | 85 | 13781 | IOU | 03131760 | 3 | Solar |  |  | Interconnected | Trade Secret | Trade | WES | WES074 | Residential | Made in Minnesota | Trade Secret | 2017 | 2017
20252-215912-02 | Xcel Energy | 85 | 13781 | IOU | 03131761 | 7.63 | Solar |  |  | Interconnected | Trade Secret | Trade | SHP | SHP072 | Residential | Made in Minnesota | Trade Secret | 2017 | 2018
20252-215912-02 | Xcel Energy | 85 | 13781 | IOU | 03131762 | 6 | Solar |  |  | Interconnected | Trade Secret | Trade | AHI | AHI063 | Residential | Solar*Rewards | Trade Secret | 2017 | 2017
20252-215912-02 | Xcel Energy | 85 | 13781 | IOU | 03131763 | 3.22 | Solar |  |  | Interconnected | Trade Secret | Trade | HWW | HWW072 | Residential | Made in Minnesota | Trade Secret | 2017 | 2018
20252-215912-02 | Xcel Energy | 85 | 13781 | IOU | 03131764 | 9.94 | Solar |  |  | Interconnected | Trade Secret | Trade | LIN | LIN031 | Residential | Solar*Rewards | Trade Secret | 2017 | 2017
20252-215912-02 | Xcel Energy | 85 | 13781 | IOU | 03131765 | 1.92 | Solar |  |  | Interconnected | Trade Secret | Trade | MPK | MPK074 | Residential | Solar*Rewards | Trade Secret | 2017 | 2017
20252-215912-02 | Xcel Energy | 85 | 13781 | IOU | 03131766 | 8.91 | Solar |  |  | Interconnected | Trade Secret | Trade | RRK | RRK064 | Residential | Made in Minnesota | Trade Secret | 2017 | 2017
20252-215912-02 | Xcel Energy | 85 | 13781 | IOU | 03131767 | 3.78 | Solar |  |  | Interconnected | Trade Secret | Trade | CRL | CRL065 | Residential | Solar*Rewards | Trade Secret | 2017 | 2017
20252-215912-02 | Xcel Energy | 85 | 13781 | IOU | 03131768 | 39.998 | Solar |  |  | Interconnected | Trade Secret | Trade | APA | APA067 | Commercial | Made in Minnesota | Trade Secret | 2017 | 2017
20252-215912-02 | Xcel Energy | 85 | 13781 | IOU | 03131769 | 7.63 | Solar |  |  | Interconnected | Trade Secret | Trade | GNL | GNL072 | Residential | Made in Minnesota | Trade Secret | 2017 | 2017
20252-215912-02 | Xcel Energy | 85 | 13781 | IOU | 03131770 | 9.94 | Solar |  |  | Interconnected | Trade Secret | Trade | DND | DND072 | Residential | Made in Minnesota | Trade Secret | 2017 | 2018
20252-215912-02 | Xcel Energy | 85 | 13781 | IOU | 03131771 | 5 | Solar |  |  | Interconnected | Trade Secret | Trade | WIN | WIN033 | Residential | Made in Minnesota | Trade Secret | 2017 | 2017
20252-215912-02 | Xcel Energy | 85 | 13781 | IOU | 03131772 | 3.747 | Solar |  |  | Interconnected | Trade Secret | Trade | APA | APA061 | Residential | Made in Minnesota | Trade Secret | 2017 | 2018
20252-215912-02 | Xcel Energy | 85 | 13781 | IOU | 03131773 | 38.04 | Solar |  |  | Interconnected | Trade Secret | Trade | ALT | ALT021 | Commercial | Made in Minnesota | Trade Secret | 2017 | 2017
20252-215912-02 | Xcel Energy | 85 | 13781 | IOU | 03131774 | 19.999 | Solar |  |  | Interconnected | Trade Secret | Trade | ALT | ALT021 | Commercial | Made in Minnesota | Trade Secret | 2017 | 2017
20252-215912-02 | Xcel Energy | 85 | 13781 | IOU | 03131775 | 7.63 | Solar |  |  | Interconnected | Trade Secret | Trade | WIN | WIN043 | Residential | Made in Minnesota | Trade Secret | 2017 | 2017
20252-215912-02 | Xcel Energy | 85 | 13781 | IOU | 03131776 | 9.94 | Solar |  |  | Interconnected | Trade Secret | Trade | ALT | ALT021 | Residential | Made in Minnesota | Trade Secret | 2017 | 2017
20252-215912-02 | Xcel Energy | 85 | 13781 | IOU | 03131777 | 15.5 | Solar |  |  | Interconnected | Trade Secret | Trade | WAB | WAB031 | Residential | Solar*Rewards | Trade Secret | 2017 | 2018
20252-215912-02 | Xcel Energy | 85 | 13781 | IOU | 03131778 | 9.94 | Solar |  |  | Interconnected | Trade Secret | Trade | AFT | AFT314 | Residential | Made in Minnesota | Trade Secret | 2017 | 2017
20252-215912-02 | Xcel Energy | 85 | 13781 | IOU | 03131779 | 9.94 | Solar |  |  | Interconnected | Trade Secret | Trade | NOF | NOF071 | Residential | Made in Minnesota | Trade Secret | 2017 | 2018
20252-215912-02 | Xcel Energy | 85 | 13781 | IOU | 03131780 | 7.625 | Solar |  |  | Interconnected | Trade Secret | Trade | SOU | SOU069 | Residential | Made in Minnesota | Trade Secret | 2017 | 2018
20252-215912-02 | Xcel Energy | 85 | 13781 | IOU | 03131781 | 7.625 | Solar |  |  | Interconnected | Trade Secret | Trade | WCR | WCR062 | Residential | Made in Minnesota | Trade Secret | 2017 | 2018
20252-215912-02 | Xcel Energy | 85 | 13781 | IOU | 03131782 | 7.625 | Solar |  |  | Interconnected | Trade Secret | Trade | BCH | BCH311 | Residential | Solar*Rewards | Trade Secret | 2017 | 2018
20252-215912-02 | Xcel Energy | 85 | 13781 | IOU | 03131783 | 7.59 | Solar |  |  | Interconnected | Trade Secret | Trade | CTR | CTR021 | Residential | Made in Minnesota | Trade Secret | 2017 | 2018
20252-215912-02 | Xcel Energy | 85 | 13781 | IOU | 03131784 | 9.94 | Solar |  |  | Interconnected | Trade Secret | Trade | LIN | LIN031 | Residential | Made in Minnesota | Trade Secret | 2017 | 2017
20252-215912-02 | Xcel Energy | 85 | 13781 | IOU | 03131785 | 9.94 | Solar |  |  | Interconnected | Trade Secret | Trade | WCR | WCR322 | Residential | Made in Minnesota | Trade Secret | 2017 | 2017
20252-215912-02 | Xcel Energy | 85 | 13781 | IOU | 03131786 | 6 | Solar |  |  | Interconnected | Trade Secret | Trade | SOU | SOU061 | Residential | Made in Minnesota | Trade Secret | 2017 | 2018
20252-215912-02 | Xcel Energy | 85 | 13781 | IOU | 03131787 | 233.8 | Solar |  |  | Interconnected | Trade Secret | Trade | EDA | EDA068 | Commercial |  | Trade Secret | 2017 | 2017
20252-215912-02 | Xcel Energy | 85 | 13781 | IOU | 03131788 | 39.98 | Solar |  |  | Interconnected | Trade Secret | Trade | MTV | MTV022 | Residential |  | Trade Secret | 2017 | 2017
20252-215912-02 | Xcel Energy | 85 | 13781 | IOU | 03131789 | 4.83 | Solar |  |  | Interconnected | Trade Secret | Trade | SLP | SLP082 | Residential | Made in Minnesota | Trade Secret | 2017 | 2018
20252-215912-02 | Xcel Energy | 85 | 13781 | IOU | 03131790 | 7.625 | Solar |  |  | Interconnected | Trade Secret | Trade | MPK | MPK087 | Residential | Made in Minnesota | Trade Secret | 2017 | 2017
20252-215912-02 | Xcel Energy | 85 | 13781 | IOU | 03131791 | 7.29 | Solar |  |  | Interconnected | Trade Secret | Trade | CGR | CGR064 | Residential | Solar*Rewards | Trade Secret | 2017 | 2018
20252-215912-02 | Xcel Energy | 85 | 13781 | IOU | 03131792 | 7.63 | Solar |  |  | Interconnected | Trade Secret | Trade | AFT | AFT322 | Residential | Made in Minnesota | Trade Secret | 2017 | 2017
20252-215912-02 | Xcel Energy | 85 | 13781 | IOU | 03131793 | 7.625 | Solar |  |  | Interconnected | Trade Secret | Trade | STY | STY062 | Residential | Solar*Rewards | Trade Secret | 2017 | 2017
20252-215912-02 | Xcel Energy | 85 | 13781 | IOU | 03131794 | 9.94 | Solar |  |  | Interconnected | Trade Secret | Trade | BCR | BCR063 | Residential | Made in Minnesota | Trade Secret | 2017 | 2018
20252-215912-02 | Xcel Energy | 85 | 13781 | IOU | 03131795 | 9.94 | Solar |  |  | Interconnected | Trade Secret | Trade | CRL | CRL027 | Residential | Solar*Rewards | Trade Secret | 2017 | 2017
20252-215912-02 | Xcel Energy | 85 | 13781 | IOU | 03131796 | 9.995 | Solar |  |  | Interconnected | Trade Secret | Trade | LAK | LAK032 | Commercial | Made in Minnesota | Trade Secret | 2017 | 2017
20252-215912-02 | Xcel Energy | 85 | 13781 | IOU | 03131797 | 9.94 | Solar |  |  | Interconnected | Trade Secret | Trade | ALT | ALT021 | Residential | Made in Minnesota | Trade Secret | 2017 | 2017
20252-215912-02 | Xcel Energy | 85 | 13781 | IOU | 03131798 | 9.94 | Solar |  |  | Interconnected | Trade Secret | Trade | KLK | KLK061 | Residential | Solar*Rewards | Trade Secret | 2017 | 2017
20252-215912-02 | Xcel Energy | 85 | 13781 | IOU | 03131799 | 7.625 | Solar |  |  | Interconnected | Trade Secret | Trade | CEL | CEL066 | Residential | Solar*Rewards | Trade Secret | 2017 | 2017
20252-215912-02 | Xcel Energy | 85 | 13781 | IOU | 03131800 | 9.94 | Solar |  |  | Interconnected | Trade Secret | Trade | OPK | OPK073 | Residential | Solar*Rewards | Trade Secret | 2017 | 2017
20252-215912-02 | Xcel Energy | 85 | 13781 | IOU | 03131801 | 6 | Solar |  |  | Interconnected | Trade Secret | Trade | HWW | HWW072 | Residential | Made in Minnesota | Trade Secret | 2017 | 2017
20252-215912-02 | Xcel Energy | 85 | 13781 | IOU | 03131802 | 3.6 | Solar |  |  | Interconnected | Trade Secret | Trade | HWW | HWW062 | Residential | Solar*Rewards | Trade Secret | 2017 | 2017
20252-215912-02 | Xcel Energy | 85 | 13781 | IOU | 03131803 | 5 | Solar |  |  | Interconnected | Trade Secret | Trade | MEL | MEL073 | Residential | Made in Minnesota | Trade Secret | 2017 | 2017
20252-215912-02 | Xcel Energy | 85 | 13781 | IOU | 03131804 | 7.625 | Solar |  |  | Interconnected | Trade Secret | Trade | SLP | SLP076 | Residential | Solar*Rewards | Trade Secret | 2017 | 2017
20252-215912-02 | Xcel Energy | 85 | 13781 | IOU | 03131805 | 9.94 | Solar |  |  | Interconnected | Trade Secret | Trade | KAN | KAN021 | Residential | Made in Minnesota | Trade Secret | 2017 | 2017
20252-215912-02 | Xcel Energy | 85 | 13781 | IOU | 03131806 | 18 | Solar |  |  | Interconnected | Trade Secret | Trade | SCL | SCL322 | Commercial | Solar*Rewards | Trade Secret | 2017 | 2017
20252-215912-02 | Xcel Energy | 85 | 13781 | IOU | 03131807 | 39.998 | Solar |  |  | Interconnected | Trade Secret | Trade | ECK | ECK322 | Commercial | Made in Minnesota | Trade Secret | 2017 | 2017
20252-215912-02 | Xcel Energy | 85 | 13781 | IOU | 03131808 | 39.998 | Solar |  |  | Interconnected | Trade Secret | Trade | OSS | OSS071 | Commercial | Made in Minnesota | Trade Secret | 2017 | 2017
20252-215912-02 | Xcel Energy | 85 | 13781 | IOU | 03131809 | 6 | Solar |  |  | Interconnected | Trade Secret | Trade | MEL | MEL089 | Residential | Made in Minnesota | Trade Secret | 2017 | 2018
20252-215912-02 | Xcel Energy | 85 | 13781 | IOU | 03131810 | 7.63 | Solar |  |  | Interconnected | Trade Secret | Trade | WYO | WYO022 | Residential | Solar*Rewards | Trade Secret | 2017 | 2017
20252-215912-02 | Xcel Energy | 85 | 13781 | IOU | 03131811 | 9.94 | Solar |  |  | Interconnected | Trade Secret | Trade | WAB | WAB021 | Residential | Made in Minnesota | Trade Secret | 2017 | 2017
20252-215912-02 | Xcel Energy | 85 | 13781 | IOU | 03131812 | 12.5 | Solar |  |  | Interconnected | Trade Secret | Trade | WAS | WAS092 | Residential | Solar*Rewards | Trade Secret | 2017 | 2017
20252-215912-02 | Xcel Energy | 85 | 13781 | IOU | 03131813 | 9.5 | Solar |  |  | Interconnected | Trade Secret | Trade | LAC | LAC062 | Residential | Made in Minnesota | Trade Secret | 2017 | 2017
20252-215912-02 | Xcel Energy | 85 | 13781 | IOU | 03131814 | 3.8 | Solar |  |  | Interconnected | Trade Secret | Trade | GLK | GLK061 | Residential | Made in Minnesota | Trade Secret | 2017 | 2017
20252-215912-02 | Xcel Energy | 85 | 13781 | IOU | 03131815 | 7.625 | Solar |  |  | Interconnected | Trade Secret | Trade | HOL | HOL071 | Residential | Made in Minnesota | Trade Secret | 2017 | 2017
20252-215912-02 | Xcel Energy | 85 | 13781 | IOU | 03131816 | 5 | Solar |  |  | Interconnected | Trade Secret | Trade | RAM | RAM071 | Residential | Made in Minnesota | Trade Secret | 2017 | 2017
20252-215912-02 | Xcel Energy | 85 | 13781 | IOU | 03131817 | 32.4 | Solar |  |  | Interconnected | Trade Secret | Trade | LAC | LAC062 | Commercial | Made in Minnesota | Trade Secret | 2017 | 2017
20252-215912-02 | Xcel Energy | 85 | 13781 | IOU | 03131818 | 33.3 | Solar |  |  | Interconnected | Trade Secret | Trade | GLK | GLK073 | Commercial | Made in Minnesota | Trade Secret | 2017 | 2017
20252-215912-02 | Xcel Energy | 85 | 13781 | IOU | 03131819 | 5 | Solar |  |  | Interconnected | Trade Secret | Trade | LAC | LAC062 | Residential | Made in Minnesota | Trade Secret | 2017 | 2017
20252-215912-02 | Xcel Energy | 85 | 13781 | IOU | 03131820 | 14.51 | Solar |  |  | Interconnected | Trade Secret | Trade | WIN | WIN023 | Commercial | Made in Minnesota | Trade Secret | 2017 | 2017
20252-215912-02 | Xcel Energy | 85 | 13781 | IOU | 03131821 | 9.94 | Solar |  |  | Interconnected | Trade Secret | Trade | SCA | SCA021 | Residential | Made in Minnesota | Trade Secret | 2017 | 2017
20252-215912-02 | Xcel Energy | 85 | 13781 | IOU | 03131822 | 9.94 | Solar |  |  | Interconnected | Trade Secret | Trade | WEB | WEB021 | Residential | Made in Minnesota | Trade Secret | 2017 | 2017
20252-215912-02 | Xcel Energy | 85 | 13781 | IOU | 03131823 | 9.94 | Solar |  |  | Interconnected | Trade Secret | Trade | WEB | WEB021 | Residential | Made in Minnesota | Trade Secret | 2017 | 2017
20252-215912-02 | Xcel Energy | 85 | 13781 | IOU | 03131824 | 1.62 | Solar |  |  | Interconnected | Trade Secret | Trade | DND | DND061 | Residential | Solar*Rewards | Trade Secret | 2017 | 2014
20252-215912-02 | Xcel Energy | 85 | 13781 | IOU | 03131825 | 7.63 | Solar |  |  | Interconnected | Trade Secret | Trade | PAT | PAT313 | Residential | Solar*Rewards | Trade Secret | 2017 | 2018
20252-215912-02 | Xcel Energy | 85 | 13781 | IOU | 03131826 | 6 | Solar |  |  | Interconnected | Trade Secret | Trade | SOU | SOU060 | Residential | Made in Minnesota | Trade Secret | 2017 | 2018
20252-215912-02 | Xcel Energy | 85 | 13781 | IOU | 03131827 | 10 | Solar |  |  | Interconnected | Trade Secret | Trade | LOW | LOW021 | Commercial | Solar*Rewards | Trade Secret | 2017 | 2017
20252-215912-02 | Xcel Energy | 85 | 13781 | IOU | 03131828 | 7.44 | Solar |  |  | Interconnected | Trade Secret | Trade | JOR | JOR021 | Residential | Solar*Rewards | Trade Secret | 2017 | 2018
20252-215912-02 | Xcel Energy | 85 | 13781 | IOU | 03131829 | 9.94 | Solar |  |  | Interconnected | Trade Secret | Trade | WIL | WIL087 | Residential | Solar*Rewards | Trade Secret | 2017 | 2018
20252-215912-02 | Xcel Energy | 85 | 13781 | IOU | 03131830 | 7.63 | Solar |  |  | Interconnected | Trade Secret | Trade | RLK | RLK066 | Residential | Made in Minnesota | Trade Secret | 2017 | 2017
20252-215912-02 | Xcel Energy | 85 | 13781 | IOU | 03131831 | 20 | Solar |  |  | Interconnected | Trade Secret | Trade | LEX | LEX075 | Commercial | Made in Minnesota | Trade Secret | 2017 | 2017
20252-215912-02 | Xcel Energy | 85 | 13781 | IOU | 03131832 | 15.25 | Solar |  |  | Interconnected | Trade Secret | Trade | SOU | SOU063 | Commercial | Solar*Rewards | Trade Secret | 2017 | 2017
20252-215912-02 | Xcel Energy | 85 | 13781 | IOU | 03131833 | 1.44 | Solar |  |  | Interconnected | Trade Secret | Trade | ATW | ATW062 | Residential |  | Trade Secret | 2017 | 2017
20252-215912-02 | Xcel Energy | 85 | 13781 | IOU | 03131834 | 19.999 | Solar |  |  | Interconnected | Trade Secret | Trade | APA | APA072 | Commercial | Solar*Rewards | Trade Secret | 2017 | 2018
20252-215912-02 | Xcel Energy | 85 | 13781 | IOU | 03131835 | 19.999 | Solar |  |  | Interconnected | Trade Secret | Trade | MOL | MOL073 | Commercial | Solar*Rewards | Trade Secret | 2017 | 2018
20252-215912-02 | Xcel Energy | 85 | 13781 | IOU | 03131836 | 3.8 | Solar |  |  | Interconnected | Trade Secret | Trade | WSG | WSG352 | Residential | Solar*Rewards | Trade Secret | 2017 | 2017
20252-215912-02 | Xcel Energy | 85 | 13781 | IOU | 03131837 | 9.94 | Solar |  |  | Interconnected | Trade Secret | Trade | BYT | BYT072 | Residential | Made in Minnesota | Trade Secret | 2017 | 2017
20252-215912-02 | Xcel Energy | 85 | 13781 | IOU | 03131838 | 5 | Solar |  |  | Interconnected | Trade Secret | Trade | NOF | NOF071 | Residential | Solar*Rewards | Trade Secret | 2017 | 2017
20252-215912-02 | Xcel Energy | 85 | 13781 | IOU | 03131839 | 18 | Solar |  |  | Interconnected | Trade Secret | Trade | TWL | TWL076 | Commercial | Solar*Rewards | Trade Secret | 2017 | 2017
20252-215912-02 | Xcel Energy | 85 | 13781 | IOU | 03131840 | 8 | Solar |  |  | Interconnected | Trade Secret | Trade | ESW | ESW082 | Residential | Solar*Rewards | Trade Secret | 2017 | 2017
20252-215912-02 | Xcel Energy | 85 | 13781 | IOU | 03131841 | 3.8 | Solar |  |  | Interconnected | Trade Secret | Trade | MPK | MPK063 | Residential | Made in Minnesota | Trade Secret | 2017 | 2017
20252-215912-02 | Xcel Energy | 85 | 13781 | IOU | 03131842 | 5 | Solar |  |  | Interconnected | Trade Secret | Trade | AHI | AHI063 | Commercial | Solar*Rewards | Trade Secret | 2017 | 2017
20252-215912-02 | Xcel Energy | 85 | 13781 | IOU | 03131843 | 9.94 | Solar |  |  | Interconnected | Trade Secret | Trade | AFT | AFT314 | Residential | Made in Minnesota | Trade Secret | 2017 | 2017
20252-215912-02 | Xcel Energy | 85 | 13781 | IOU | 03131844 | 7.625 | Solar |  |  | Interconnected | Trade Secret | Trade | AFT | AFT314 | Residential | Solar*Rewards | Trade Secret | 2017 | 2017
20252-215912-02 | Xcel Energy | 85 | 13781 | IOU | 03131845 | 7.63 | Solar |  |  | Interconnected | Trade Secret | Trade | MPK | MPK086 | Residential | Solar*Rewards | Trade Secret | 2017 | 2017
20252-215912-02 | Xcel Energy | 85 | 13781 | IOU | 03131846 | 9.94 | Solar |  |  | Interconnected | Trade Secret | Trade | SMT | SMT061 | Residential | Made in Minnesota | Trade Secret | 2017 | 2017
20252-215912-02 | Xcel Energy | 85 | 13781 | IOU | 03131847 | 7.63 | Solar |  |  | Interconnected | Trade Secret | Trade | NOF | NOF061 | Residential | Made in Minnesota | Trade Secret | 2017 | 2018
20252-215912-02 | Xcel Energy | 85 | 13781 | IOU | 03131848 | 3 | Solar |  |  | Interconnected | Trade Secret | Trade | MDT | MDT061 | Residential | Made in Minnesota | Trade Secret | 2017 | 2017
20252-215912-02 | Xcel Energy | 85 | 13781 | IOU | 03131849 | 12.902 | Solar |  |  | Interconnected | Trade Secret | Trade | MEL | MEL074 | Residential | Solar*Rewards | Trade Secret | 2017 | 2018
20252-215912-02 | Xcel Energy | 85 | 13781 | IOU | 03131850 | 7.625 | Solar |  |  | Interconnected | Trade Secret | Trade | SLP | SLP097 | Residential | Solar*Rewards | Trade Secret | 2017 | 2018
20252-215912-02 | Xcel Energy | 85 | 13781 | IOU | 03131851 | 7.63 | Solar |  |  | Interconnected | Trade Secret | Trade | TER | TER062 | Residential | Solar*Rewards | Trade Secret | 2017 | 2018
20252-215912-02 | Xcel Energy | 85 | 13781 | IOU | 03131852 | 5 | Solar |  |  | Interconnected | Trade Secret | Trade | LLK | LLK061 | Residential | Solar*Rewards | Trade Secret | 2017 | 2018
20252-215912-02 | Xcel Energy | 85 | 13781 | IOU | 03131853 | 3.8 | Solar |  |  | Interconnected | Trade Secret | Trade | MEL | MEL074 | Residential | Made in Minnesota | Trade Secret | 2017 | 2017
20252-215912-02 | Xcel Energy | 85 | 13781 | IOU | 03131854 | 7.63 | Solar |  |  | Interconnected | Trade Secret | Trade | GLK | GLK061 | Residential | Made in Minnesota | Trade Secret | 2017 | 2017
20252-215912-02 | Xcel Energy | 85 | 13781 | IOU | 03131855 | 8.37 | Solar |  |  | Interconnected | Trade Secret | Trade | UPP | UPP063 | Residential | Made in Minnesota | Trade Secret | 2017 | 2017
20252-215912-02 | Xcel Energy | 85 | 13781 | IOU | 03131856 | 3.78 | Solar |  |  | Interconnected | Trade Secret | Trade | OAD | OAD063 | Residential | Made in Minnesota | Trade Secret | 2017 | 2018
20252-215912-02 | Xcel Energy | 85 | 13781 | IOU | 03131857 | 5 | Solar |  |  | Interconnected | Trade Secret | Trade | MOL | MOL079 | Residential | Solar*Rewards | Trade Secret | 2017 | 2017
20252-215912-02 | Xcel Energy | 85 | 13781 | IOU | 03131858 | 5 | Solar |  |  | Interconnected | Trade Secret | Trade | WES | WES074 | Residential | Solar*Rewards | Trade Secret | 2017 | 2017
20252-215912-02 | Xcel Energy | 85 | 13781 | IOU | 03131859 | 7.625 | Solar |  |  | Interconnected | Trade Secret | Trade | MEL | MEL073 | Residential | Made in Minnesota | Trade Secret | 2017 | 2018
20252-215912-02 | Xcel Energy | 85 | 13781 | IOU | 03131860 | 9.94 | Solar |  |  | Interconnected | Trade Secret | Trade | KAN | KAN031 | Residential | Made in Minnesota | Trade Secret | 2017 | 2017
20252-215912-02 | Xcel Energy | 85 | 13781 | IOU | 03131861 | 4 | Solar |  |  | Interconnected | Trade Secret | Trade | MTR | MTR021 | Residential | Solar*Rewards | Trade Secret | 2017 | 2017
20252-215912-02 | Xcel Energy | 85 | 13781 | IOU | 03131862 | 7.625 | Solar |  |  | Interconnected | Trade Secret | Trade | MPN | MPN081 | Residential | Solar*Rewards | Trade Secret | 2017 | 2017
20252-215912-02 | Xcel Energy | 85 | 13781 | IOU | 03131863 | 5 | Solar |  |  | Interconnected | Trade Secret | Trade | AFT | AFT315 | Residential | Solar*Rewards | Trade Secret | 2017 | 2018
20252-215912-02 | Xcel Energy | 85 | 13781 | IOU | 03131864 | 3.747 | Solar |  |  | Interconnected | Trade Secret | Trade | MPN | MPN081 | Commercial | Solar*Rewards | Trade Secret | 2017 | 2017
20252-215912-02 | Xcel Energy | 85 | 13781 | IOU | 03131865 | 3.8 | Solar |  |  | Interconnected | Trade Secret | Trade | RRK | RRK063 | Residential | Solar*Rewards | Trade Secret | 2017 | 2017
20252-215912-02 | Xcel Energy | 85 | 13781 | IOU | 03131866 | 9.6 | Solar |  |  | Interconnected | Trade Secret | Trade | ALD | ALD085 | Residential | Solar*Rewards | Trade Secret | 2017 | 2017
20252-215912-02 | Xcel Energy | 85 | 13781 | IOU | 03131867 | 5 | Solar |  |  | Interconnected | Trade Secret | Trade | HWW | HWW072 | Residential | Solar*Rewards | Trade Secret | 2017 | 2018
20252-215912-02 | Xcel Energy | 85 | 13781 | IOU | 03131868 | 15.26 | Solar |  |  | Interconnected | Trade Secret | Trade | APA | APA072 | Residential | Solar*Rewards | Trade Secret | 2017 | 2017
20252-215912-02 | Xcel Energy | 85 | 13781 | IOU | 03131869 | 13.74 | Solar |  |  | Interconnected | Trade Secret | Trade | AFT | AFT314 | Residential | Solar*Rewards | Trade Secret | 2017 | 2017
20252-215912-02 | Xcel Energy | 85 | 13781 | IOU | 03131870 | 3.8 | Solar |  |  | Interconnected | Trade Secret | Trade | AFT | AFT315 | Residential | Solar*Rewards | Trade Secret | 2017 | 2017
20252-215912-02 | Xcel Energy | 85 | 13781 | IOU | 03131871 | 5 | Solar |  |  | Interconnected | Trade Secret | Trade | SOU | SOU077 | Residential | Solar*Rewards | Trade Secret | 2017 | 2017
20252-215912-02 | Xcel Energy | 85 | 13781 | IOU | 03131872 | 7.63 | Solar |  |  | Interconnected | Trade Secret | Trade | WEH | WEH021 | Residential | Solar*Rewards | Trade Secret | 2017 | 2017
20252-215912-02 | Xcel Energy | 85 | 13781 | IOU | 03131873 | 3.8 | Solar |  |  | Interconnected | Trade Secret | Trade | MPK | MPK074 | Residential | Solar*Rewards | Trade Secret | 2017 | 2017
20252-215912-02 | Xcel Energy | 85 | 13781 | IOU | 03131874 | 9.94 | Solar |  |  | Interconnected | Trade Secret | Trade | RPL | RPL061 | Residential | Solar*Rewards | Trade Secret | 2017 | 2017
20252-215912-02 | Xcel Energy | 85 | 13781 | IOU | 03131875 | 5 | Solar |  |  | Interconnected | Trade Secret | Trade | APA | APA075 | Residential | Solar*Rewards | Trade Secret | 2017 | 2017
20252-215912-02 | Xcel Energy | 85 | 13781 | IOU | 03131876 | 5 | Solar |  |  | Interconnected | Trade Secret | Trade | PBE | PBE061 | Residential | Solar*Rewards | Trade Secret | 2017 | 2017
20252-215912-02 | Xcel Energy | 85 | 13781 | IOU | 03131877 | 6 | Solar |  |  | Interconnected | Trade Secret | Trade | DBL | DBL066 | Residential | Solar*Rewards | Trade Secret | 2017 | 2017
20252-215912-02 | Xcel Energy | 85 | 13781 | IOU | 03131878 | 6 | Solar |  |  | Interconnected | Trade Secret | Trade | SOU | SOU063 | Residential | Solar*Rewards | Trade Secret | 2017 | 2017
20252-215912-02 | Xcel Energy | 85 | 13781 | IOU | 03131879 | 9.94 | Solar |  |  | Interconnected | Trade Secret | Trade | WEB | WEB021 | Residential | Solar*Rewards | Trade Secret | 2017 | 2018
20252-215912-02 | Xcel Energy | 85 | 13781 | IOU | 03131880 | 5.76 | Solar |  |  | Interconnected | Trade Secret | Trade | PKL | PKL085 | Residential | Made in Minnesota | Trade Secret | 2017 | 2018
20252-215912-02 | Xcel Energy | 85 | 13781 | IOU | 03131881 | 2.76 | Solar |  |  | Interconnected | Trade Secret | Trade | AHI | AHI063 | Residential | Made in Minnesota | Trade Secret | 2017 | 2018
20252-215912-02 | Xcel Energy | 85 | 13781 | IOU | 03131882 | 5 | Solar |  |  | Interconnected | Trade Secret | Trade | MPK | MPK082 | Residential | Made in Minnesota | Trade Secret | 2017 | 2017
20252-215912-02 | Xcel Energy | 85 | 13781 | IOU | 03131883 | 3.8 | Solar |  |  | Interconnected | Trade Secret | Trade | OAD | OAD064 | Residential | Solar*Rewards | Trade Secret | 2017 | 2017
20252-215912-02 | Xcel Energy | 85 | 13781 | IOU | 03131884 | 5 | Solar |  |  | Interconnected | Trade Secret | Trade | MOL | MOL068 | Residential | Made in Minnesota | Trade Secret | 2017 | 2017
20252-215912-02 | Xcel Energy | 85 | 13781 | IOU | 03131885 | 199.8 | Solar |  |  | Interconnected | Trade Secret | Trade | SCL | SCL313 | Commercial |  | Trade Secret | 2017 | 2005
20252-215912-02 | Xcel Energy | 85 | 13781 | IOU | 03131886 | 43.53 | Solar |  |  | Interconnected | Trade Secret | Trade | WDY | WDY312 | Commercial | Made in Minnesota | Trade Secret | 2017 | 2017
20252-215912-02 | Xcel Energy | 85 | 13781 | IOU | 03131887 | 3 | Solar |  |  | Interconnected | Trade Secret | Trade | WES | WES075 | Residential | Made in Minnesota | Trade Secret | 2017 | 2018
20252-215912-02 | Xcel Energy | 85 | 13781 | IOU | 03131888 | 11.39 | Solar |  |  | Interconnected | Trade Secret | Trade | SLP | SLP084 | Residential | Solar*Rewards | Trade Secret | 2017 | 2017
20252-215912-02 | Xcel Energy | 85 | 13781 | IOU | 03131889 | 7.63 | Solar |  |  | Interconnected | Trade Secret | Trade | PKL | PKL065 | Residential | Made in Minnesota | Trade Secret | 2017 | 2017
20252-215912-02 | Xcel Energy | 85 | 13781 | IOU | 03131890 | 39.998 | Solar |  |  | Interconnected | Trade Secret | Trade | MPK | MPK075 | Commercial | Made in Minnesota | Trade Secret | 2017 | 2018
20252-215912-02 | Xcel Energy | 85 | 13781 | IOU | 03131892 | 9.5 | Solar |  |  | Interconnected | Trade Secret | Trade | LAC | LAC062 | Residential | Made in Minnesota | Trade Secret | 2017 | 2017
20252-215912-02 | Xcel Energy | 85 | 13781 | IOU | 03131893 | 7.63 | Solar |  |  | Interconnected | Trade Secret | Trade | SLP | SLP082 | Residential | Solar*Rewards | Trade Secret | 2017 | 2018
20252-215912-02 | Xcel Energy | 85 | 13781 | IOU | 03131894 | 17.57 | Solar |  |  | Interconnected | Trade Secret | Trade | HUG | HUG321 | Residential | Solar*Rewards | Trade Secret | 2017 | 2017
20252-215912-02 | Xcel Energy | 85 | 13781 | IOU | 03131895 | 7.63 | Solar |  |  | Interconnected | Trade Secret | Trade | LAC | LAC063 | Residential | Made in Minnesota | Trade Secret | 2017 | 2017
20252-215912-02 | Xcel Energy | 85 | 13781 | IOU | 03131896 | 39.998 | Solar |  |  | Interconnected | Trade Secret | Trade | PRR | PRR062 | Commercial | Made in Minnesota | Trade Secret | 2017 | 2018
20252-215912-02 | Xcel Energy | 85 | 13781 | IOU | 03131897 | 5 | Solar |  |  | Interconnected | Trade Secret | Trade | ALD | ALD072 | Residential | Made in Minnesota | Trade Secret | 2017 | 2017
20252-215912-02 | Xcel Energy | 85 | 13781 | IOU | 03131898 | 43.53 | Solar |  |  | Interconnected | Trade Secret | Trade | HWW | HWW075 | Commercial | Made in Minnesota | Trade Secret | 2017 | 2017
20252-215912-02 | Xcel Energy | 85 | 13781 | IOU | 03131899 | 9.94 | Solar |  |  | Interconnected | Trade Secret | Trade | RMT | RMT321 | Residential | Made in Minnesota | Trade Secret | 2017 | 2017
20252-215912-02 | Xcel Energy | 85 | 13781 | IOU | 03131900 | 11.39 | Solar |  |  | Interconnected | Trade Secret | Trade | VKG | VKG072 | Residential | Solar*Rewards | Trade Secret | 2017 | 2017
20252-215912-02 | Xcel Energy | 85 | 13781 | IOU | 03131901 | 9.94 | Solar |  |  | Interconnected | Trade Secret | Trade | VKG | VKG065 | Residential | Solar*Rewards | Trade Secret | 2017 | 2018
20252-215912-02 | Xcel Energy | 85 | 13781 | IOU | 03131902 | 7.63 | Solar |  |  | Interconnected | Trade Secret | Trade | UPP | UPP066 | Residential | Solar*Rewards | Trade Secret | 2017 | 2018
20252-215912-02 | Xcel Energy | 85 | 13781 | IOU | 03131903 | 9.94 | Solar |  |  | Interconnected | Trade Secret | Trade | RAM | RAM064 | Residential | Made in Minnesota | Trade Secret | 2017 | 2017
20252-215912-02 | Xcel Energy | 85 | 13781 | IOU | 03131904 | 7.63 | Solar |  |  | Interconnected | Trade Secret | Trade | RLK | RLK069 | Residential | Made in Minnesota | Trade Secret | 2017 | 2017
20252-215912-02 | Xcel Energy | 85 | 13781 | IOU | 03131905 | 7.625 | Solar |  |  | Interconnected | Trade Secret | Trade | GNL | GNL063 | Residential | Solar*Rewards | Trade Secret | 2017 | 2017
20252-215912-02 | Xcel Energy | 85 | 13781 | IOU | 03131906 | 5 | Solar |  |  | Interconnected | Trade Secret | Trade | UPP | UPP063 | Residential | Made in Minnesota | Trade Secret | 2017 | 2017
20252-215912-02 | Xcel Energy | 85 | 13781 | IOU | 03131907 | 15.26 | Solar |  |  | Interconnected | Trade Secret | Trade | FAB | FAB063 | Residential | Solar*Rewards | Trade Secret | 2017 | 2017
20252-215912-02 | Xcel Energy | 85 | 13781 | IOU | 03131908 | 9.94 | Solar |  |  | Interconnected | Trade Secret | Trade | RPO | RPO312 | Residential | Solar*Rewards | Trade Secret | 2017 | 2018
20252-215912-02 | Xcel Energy | 85 | 13781 | IOU | 03131909 | 6 | Solar |  |  | Interconnected | Trade Secret | Trade | MPK | MPK063 | Residential | Solar*Rewards | Trade Secret | 2017 | 2018
20252-215912-02 | Xcel Energy | 85 | 13781 | IOU | 03131910 | 9.94 | Solar |  |  | Interconnected | Trade Secret | Trade | STY | STY073 | Residential | Solar*Rewards | Trade Secret | 2017 | 2017
20252-215912-02 | Xcel Energy | 85 | 13781 | IOU | 03131911 | 9.94 | Solar |  |  | Interconnected | Trade Secret | Trade | RLK | RLK069 | Residential | Solar*Rewards | Trade Secret | 2017 | 2017
20252-215912-02 | Xcel Energy | 85 | 13781 | IOU | 03131912 | 9.94 | Solar |  |  | Interconnected | Trade Secret | Trade | WIL | WIL061 | Residential | Made in Minnesota | Trade Secret | 2017 | 2017
20252-215912-02 | Xcel Energy | 85 | 13781 | IOU | 03131913 | 6 | Solar |  |  | Interconnected | Trade Secret | Trade | WYO | WYO032 | Residential | Solar*Rewards | Trade Secret | 2017 | 2017
20252-215912-02 | Xcel Energy | 85 | 13781 | IOU | 03131914 | 7.625 | Solar |  |  | Interconnected | Trade Secret | Trade | SOU | SOU075 | Residential | Made in Minnesota | Trade Secret | 2017 | 2018
20252-215912-02 | Xcel Energy | 85 | 13781 | IOU | 03131915 | 9.94 | Solar |  |  | Interconnected | Trade Secret | Trade | RAM | RAM064 | Residential | Solar*Rewards | Trade Secret | 2017 | 2018
20252-215912-02 | Xcel Energy | 85 | 13781 | IOU | 03131916 | 9.94 | Solar |  |  | Interconnected | Trade Secret | Trade | HWW | HWW062 | Residential | Solar*Rewards | Trade Secret | 2017 | 2017
20252-215912-02 | Xcel Energy | 85 | 13781 | IOU | 03131917 | 33.3 | Solar |  |  | Interconnected | Trade Secret | Trade | OSS | OSS064 | Commercial | Made in Minnesota | Trade Secret | 2017 | 2017
20252-215912-02 | Xcel Energy | 85 | 13781 | IOU | 03131918 | 7.63 | Solar |  |  | Interconnected | Trade Secret | Trade | UPP | UPP082 | Residential | Made in Minnesota | Trade Secret | 2017 | 2017
20252-215912-02 | Xcel Energy | 85 | 13781 | IOU | 03131919 | 6 | Solar |  |  | Interconnected | Trade Secret | Trade | WES | WES074 | Residential | Made in Minnesota | Trade Secret | 2017 | 2017
20252-215912-02 | Xcel Energy | 85 | 13781 | IOU | 03131920 | 6 | Solar |  |  | Interconnected | Trade Secret | Trade | WIL | WIL098 | Residential | Solar*Rewards | Trade Secret | 2017 | 2017
20252-215912-02 | Xcel Energy | 85 | 13781 | IOU | 03131921 | 7.625 | Solar |  |  | Interconnected | Trade Secret | Trade | WCR | WCR311 | Residential | Made in Minnesota | Trade Secret | 2017 | 2017
20252-215912-02 | Xcel Energy | 85 | 13781 | IOU | 03131922 | 7.625 | Solar |  |  | Interconnected | Trade Secret | Trade | MDT | MDT074 | Residential | Made in Minnesota | Trade Secret | 2017 | 2018
20252-215912-02 | Xcel Energy | 85 | 13781 | IOU | 03131923 | 5 | Solar |  |  | Interconnected | Trade Secret | Trade | SLP | SLP097 | Residential | Solar*Rewards | Trade Secret | 2017 | 2017
20252-215912-02 | Xcel Energy | 85 | 13781 | IOU | 03131924 | 3 | Solar |  |  | Interconnected | Trade Secret | Trade | MPK | MPK085 | Residential | Solar*Rewards | Trade Secret | 2017 | 2018
20252-215912-02 | Xcel Energy | 85 | 13781 | IOU | 03131925 | 11.39 | Solar |  |  | Interconnected | Trade Secret | Trade | DHL | DHL061 | Residential | Solar*Rewards | Trade Secret | 2017 | 2017
20252-215912-02 | Xcel Energy | 85 | 13781 | IOU | 03131926 | 16.32 | Solar |  |  | Interconnected | Trade Secret | Trade | STY | STY065 | Commercial | Solar*Rewards | Trade Secret | 2017 | 2017
20252-215912-02 | Xcel Energy | 85 | 13781 | IOU | 03131927 | 9.94 | Solar |  |  | Interconnected | Trade Secret | Trade | SCA | SCA021 | Residential | Made in Minnesota | Trade Secret | 2017 | 2018
20252-215912-02 | Xcel Energy | 85 | 13781 | IOU | 03131928 | 7.625 | Solar |  |  | Interconnected | Trade Secret | Trade | MPK | MPK074 | Residential | Solar*Rewards | Trade Secret | 2017 | 2018
20252-215912-02 | Xcel Energy | 85 | 13781 | IOU | 03131929 | 5 | Solar |  |  | Interconnected | Trade Secret | Trade | SOU | SOU075 | Residential | Solar*Rewards | Trade Secret | 2017 | 2018
20252-215912-02 | Xcel Energy | 85 | 13781 | IOU | 03131930 | 9.94 | Solar |  |  | Interconnected | Trade Secret | Trade | GRC | GRC312 | Residential | Made in Minnesota | Trade Secret | 2017 | 2018
20252-215912-02 | Xcel Energy | 85 | 13781 | IOU | 03131931 | 1.5 | Wind |  |  | Interconnected | Trade Secret | Trade | RAM | RAM062 | Residential |  | Trade Secret | 2017 | 2018
20252-215912-02 | Xcel Energy | 85 | 13781 | IOU | 03131932 | 18 | Solar |  |  | Interconnected | Trade Secret | Trade | WAT | WAT081 | Commercial | Solar*Rewards | Trade Secret | 2017 | 2018
20252-215912-02 | Xcel Energy | 85 | 13781 | IOU | 03131933 | 18 | Solar |  |  | Interconnected | Trade Secret | Trade | WAT | WAT081 | Residential | Solar*Rewards | Trade Secret | 2017 | 2018
20252-215912-02 | Xcel Energy | 85 | 13781 | IOU | 03131934 | 18 | Solar |  |  | Interconnected | Trade Secret | Trade | WAT | WAT081 | Residential | Solar*Rewards | Trade Secret | 2017 | 2018
20252-215912-02 | Xcel Energy | 85 | 13781 | IOU | 03131935 | 6 | Solar |  |  | Interconnected | Trade Secret | Trade | WES | WES076 | Residential | Made in Minnesota | Trade Secret | 2017 | 2018
20252-215912-02 | Xcel Energy | 85 | 13781 | IOU | 03131936 | 6.916 | Solar |  |  | Interconnected | Trade Secret | Trade | SCL | SCL313 | Residential | Made in Minnesota | Trade Secret | 2017 | 2017
20252-215912-02 | Xcel Energy | 85 | 13781 | IOU | 03131937 | 9.94 | Solar |  |  | Interconnected | Trade Secret | Trade | SLP | SLP084 | Residential | Solar*Rewards | Trade Secret | 2017 | 2018
20252-215912-02 | Xcel Energy | 85 | 13781 | IOU | 03131938 | 3.747 | Solar |  |  | Interconnected | Trade Secret | Trade | SLP | SLP097 | Residential | Solar*Rewards | Trade Secret | 2017 | 2017
20252-215912-02 | Xcel Energy | 85 | 13781 | IOU | 03131939 | 14.4 | Solar |  |  | Interconnected | Trade Secret | Trade | STY | STY065 | Commercial | Solar*Rewards | Trade Secret | 2017 | 2017
20252-215912-02 | Xcel Energy | 85 | 13781 | IOU | 03131940 | 6 | Solar |  |  | Interconnected | Trade Secret | Trade | GFD | GFD021 | Residential | Solar*Rewards | Trade Secret | 2017 | 2017
20252-215912-02 | Xcel Energy | 85 | 13781 | IOU | 03131941 | 39.998 | Solar |  |  | Interconnected | Trade Secret | Trade | HWW | HWW075 | Commercial | Made in Minnesota | Trade Secret | 2017 | 2017
20252-215912-02 | Xcel Energy | 85 | 13781 | IOU | 03131942 | 3.92 | Solar |  |  | Interconnected | Trade Secret | Trade | APA | APA075 | Residential | Solar*Rewards | Trade Secret | 2017 | 2018
20252-215912-02 | Xcel Energy | 85 | 13781 | IOU | 03131943 | 3.747 | Solar |  |  | Interconnected | Trade Secret | Trade | EXC | EXC062 | Residential | Solar*Rewards | Trade Secret | 2017 | 2017
20252-215912-02 | Xcel Energy | 85 | 13781 | IOU | 03131944 | 5 | Solar |  |  | Interconnected | Trade Secret | Trade | HWW | HWW074 | Residential | Solar*Rewards | Trade Secret | 2017 | 2018
20252-215912-02 | Xcel Energy | 85 | 13781 | IOU | 03131945 | 6 | Solar |  |  | Interconnected | Trade Secret | Trade | GLK | GLK064 | Residential | Solar*Rewards | Trade Secret | 2017 | 2018
20252-215912-02 | Xcel Energy | 85 | 13781 | IOU | 03131946 | 39.998 | Solar |  |  | Interconnected | Trade Secret | Trade | WES | WES063 | Commercial | Made in Minnesota | Trade Secret | 2017 | 2017
20252-215912-02 | Xcel Energy | 85 | 13781 | IOU | 03131947 | 18 | Solar |  |  | Interconnected | Trade Secret | Trade | CEL | CEL064 | Commercial | Solar*Rewards | Trade Secret | 2017 | 2018
20252-215912-02 | Xcel Energy | 85 | 13781 | IOU | 03131948 | 17.57 | Solar |  |  | Interconnected | Trade Secret | Trade | DPN | DPN072 | Residential | Solar*Rewards | Trade Secret | 2017 | 2017
20252-215912-02 | Xcel Energy | 85 | 13781 | IOU | 03131949 | 3.36 | Solar |  |  | Interconnected | Trade Secret | Trade | MPK | MPK082 | Residential | Made in Minnesota | Trade Secret | 2017 | 2017
20252-215912-02 | Xcel Energy | 85 | 13781 | IOU | 03131950 | 15.26 | Solar |  |  | Interconnected | Trade Secret | Trade | PIP | PIP090 | Commercial | Made in Minnesota | Trade Secret | 2017 | 2017
20252-215912-02 | Xcel Energy | 85 | 13781 | IOU | 03131951 | 29.82 | Solar |  |  | Interconnected | Trade Secret | Trade | PIP | PIP090 | Commercial | Made in Minnesota | Trade Secret | 2017 | 2017
20252-215912-02 | Xcel Energy | 85 | 13781 | IOU | 03131952 | 29.82 | Solar |  |  | Interconnected | Trade Secret | Trade | PIP | PIP090 | Commercial | Made in Minnesota | Trade Secret | 2017 | 2017
20252-215912-02 | Xcel Energy | 85 | 13781 | IOU | 03131953 | 9.94 | Solar |  |  | Interconnected | Trade Secret | Trade | WCR | WCR311 | Residential | Solar*Rewards | Trade Secret | 2017 | 2017
20252-215912-02 | Xcel Energy | 85 | 13781 | IOU | 03131954 | 15.26 | Solar |  |  | Interconnected | Trade Secret | Trade | PIP | PIP090 | Commercial | Solar*Rewards | Trade Secret | 2017 | 2017
20252-215912-02 | Xcel Energy | 85 | 13781 | IOU | 03131955 | 9.94 | Solar |  |  | Interconnected | Trade Secret | Trade | WES | WES063 | Residential | Made in Minnesota | Trade Secret | 2017 | 2017
20252-215912-02 | Xcel Energy | 85 | 13781 | IOU | 03131956 | 9.94 | Solar |  |  | Interconnected | Trade Secret | Trade | LCR | LCR311 | Residential | Made in Minnesota | Trade Secret | 2017 | 2018
20252-215912-02 | Xcel Energy | 85 | 13781 | IOU | 03131957 | 11.241 | Solar |  |  | Interconnected | Trade Secret | Trade | PRR | PRR063 | Commercial | Solar*Rewards | Trade Secret | 2017 | 2018
20252-215912-02 | Xcel Energy | 85 | 13781 | IOU | 03131958 | 5 | Solar |  |  | Interconnected | Trade Secret | Trade | NOF | NOF071 | Residential | Made in Minnesota | Trade Secret | 2017 | 2017
20252-215912-02 | Xcel Energy | 85 | 13781 | IOU | 03131959 | 18 | Solar |  |  | Interconnected | Trade Secret | Trade | PRR | PRR063 | Commercial | Solar*Rewards | Trade Secret | 2017 | 2018
20252-215912-02 | Xcel Energy | 85 | 13781 | IOU | 03131960 | 7.92 | Solar |  |  | Interconnected | Trade Secret | Trade | MPK | MPK082 | Residential | Made in Minnesota | Trade Secret | 2017 | 2018
20252-215912-02 | Xcel Energy | 85 | 13781 | IOU | 03131961 | 18 | Solar |  |  | Interconnected | Trade Secret | Trade | PRR | PRR063 | Commercial | Solar*Rewards | Trade Secret | 2017 | 2018
20252-215912-02 | Xcel Energy | 85 | 13781 | IOU | 03131962 | 18 | Solar |  |  | Interconnected | Trade Secret | Trade | PRR | PRR063 | Commercial | Solar*Rewards | Trade Secret | 2017 | 2018
20252-215912-02 | Xcel Energy | 85 | 13781 | IOU | 03131963 | 3.747 | Solar |  |  | Interconnected | Trade Secret | Trade | IDA | IDA073 | Residential | Solar*Rewards | Trade Secret | 2017 | 2018
20252-215912-02 | Xcel Energy | 85 | 13781 | IOU | 03131964 | 7.625 | Solar |  |  | Interconnected | Trade Secret | Trade | GLK | GLK064 | Residential | Made in Minnesota | Trade Secret | 2017 | 2018
20252-215912-02 | Xcel Energy | 85 | 13781 | IOU | 03131965 | 6 | Solar |  |  | Interconnected | Trade Secret | Trade | WIL | WIL062 | Residential | Made in Minnesota | Trade Secret | 2017 | 2018
20252-215912-02 | Xcel Energy | 85 | 13781 | IOU | 03131966 | 9.94 | Solar |  |  | Interconnected | Trade Secret | Trade | MPK | MPK074 | Residential | Made in Minnesota | Trade Secret | 2017 | 2018
20252-215912-02 | Xcel Energy | 85 | 13781 | IOU | 03131967 | 1.15 | Solar |  |  | Interconnected | Trade Secret | Trade | SLP | SLP082 | Residential | Solar*Rewards | Trade Secret | 2017 | 2018
20252-215912-02 | Xcel Energy | 85 | 13781 | IOU | 03131968 | 7.63 | Solar |  |  | Interconnected | Trade Secret | Trade | BCR | BCR081 | Residential | Solar*Rewards | Trade Secret | 2017 | 2018
20252-215912-02 | Xcel Energy | 85 | 13781 | IOU | 03131969 | 5 | Solar |  |  | Interconnected | Trade Secret | Trade | MEL | MEL061 | Commercial | Solar*Rewards | Trade Secret | 2017 | 2017
20252-215912-02 | Xcel Energy | 85 | 13781 | IOU | 03131970 | 5 | Solar |  |  | Interconnected | Trade Secret | Trade | MEL | MEL061 | Commercial | Solar*Rewards | Trade Secret | 2017 | 2017
20252-215912-02 | Xcel Energy | 85 | 13781 | IOU | 03131971 | 5 | Solar |  |  | Interconnected | Trade Secret | Trade | MEL | MEL061 | Commercial | Solar*Rewards | Trade Secret | 2017 | 2017
20252-215912-02 | Xcel Energy | 85 | 13781 | IOU | 03131972 | 5 | Solar |  |  | Interconnected | Trade Secret | Trade | MEL | MEL061 | Commercial | Solar*Rewards | Trade Secret | 2017 | 2017
20252-215912-02 | Xcel Energy | 85 | 13781 | IOU | 03131973 | 5 | Solar |  |  | Interconnected | Trade Secret | Trade | MEL | MEL061 | Commercial | Solar*Rewards | Trade Secret | 2017 | 2017
20252-215912-02 | Xcel Energy | 85 | 13781 | IOU | 03131974 | 5 | Solar |  |  | Interconnected | Trade Secret | Trade | MEL | MEL061 | Commercial | Solar*Rewards | Trade Secret | 2017 | 2017
20252-215912-02 | Xcel Energy | 85 | 13781 | IOU | 03131975 | 2.962 | Solar |  |  | Interconnected | Trade Secret | Trade | MEL | MEL061 | Commercial | Solar*Rewards | Trade Secret | 2017 | 2017
20252-215912-02 | Xcel Energy | 85 | 13781 | IOU | 03131976 | 2.962 | Solar |  |  | Interconnected | Trade Secret | Trade | MEL | MEL061 | Commercial | Solar*Rewards | Trade Secret | 2017 | 2017
20252-215912-02 | Xcel Energy | 85 | 13781 | IOU | 03131977 | 2.962 | Solar |  |  | Interconnected | Trade Secret | Trade | MEL | MEL061 | Commercial | Solar*Rewards | Trade Secret | 2017 | 2017
20252-215912-02 | Xcel Energy | 85 | 13781 | IOU | 03131978 | 2.962 | Solar |  |  | Interconnected | Trade Secret | Trade | MEL | MEL061 | Commercial | Solar*Rewards | Trade Secret | 2017 | 2017
20252-215912-02 | Xcel Energy | 85 | 13781 | IOU | 03131979 | 2.962 | Solar |  |  | Interconnected | Trade Secret | Trade | MEL | MEL061 | Commercial | Solar*Rewards | Trade Secret | 2017 | 2017
20252-215912-02 | Xcel Energy | 85 | 13781 | IOU | 03131980 | 2.962 | Solar |  |  | Interconnected | Trade Secret | Trade | MEL | MEL061 | Commercial | Solar*Rewards | Trade Secret | 2017 | 2017
20252-215912-02 | Xcel Energy | 85 | 13781 | IOU | 03131981 | 2.962 | Solar |  |  | Interconnected | Trade Secret | Trade | MEL | MEL061 | Commercial | Solar*Rewards | Trade Secret | 2017 | 2017
20252-215912-02 | Xcel Energy | 85 | 13781 | IOU | 03131982 | 2.962 | Solar |  |  | Interconnected | Trade Secret | Trade | MEL | MEL061 | Commercial | Solar*Rewards | Trade Secret | 2017 | 2017
20252-215912-02 | Xcel Energy | 85 | 13781 | IOU | 03131983 | 3.747 | Solar |  |  | Interconnected | Trade Secret | Trade | UPP | UPP082 | Residential | Solar*Rewards | Trade Secret | 2017 | 2018
20252-215912-02 | Xcel Energy | 85 | 13781 | IOU | 03131984 | 9.94 | Solar |  |  | Interconnected | Trade Secret | Trade | LCR | LCR311 | Residential | Made in Minnesota | Trade Secret | 2017 | 2017
20252-215912-02 | Xcel Energy | 85 | 13781 | IOU | 03131985 | 8.96 | Solar |  |  | Interconnected | Trade Secret | Trade | FSL | FSL311 | Residential | Solar*Rewards | Trade Secret | 2017 | 2018
20252-215912-02 | Xcel Energy | 85 | 13781 | IOU | 03131986 | 17.57 | Solar |  |  | Interconnected | Trade Secret | Trade | APA | APA064 | Commercial | Solar*Rewards | Trade Secret | 2017 | 2018
20252-215912-02 | Xcel Energy | 85 | 13781 | IOU | 03131987 | 5 | Solar |  |  | Interconnected | Trade Secret | Trade | MPK | MPK068 | Residential | Solar*Rewards | Trade Secret | 2017 | 2018
20252-215912-02 | Xcel Energy | 85 | 13781 | IOU | 03131988 | 6 | Solar |  |  | Interconnected | Trade Secret | Trade | RPO | RPO311 | Residential | Made in Minnesota | Trade Secret | 2017 | 2017
20252-215912-02 | Xcel Energy | 85 | 13781 | IOU | 03131989 | 39.998 | Solar |  |  | Interconnected | Trade Secret | Trade | GRC | GRC311 | Commercial | Made in Minnesota | Trade Secret | 2017 | 2018
20252-215912-02 | Xcel Energy | 85 | 13781 | IOU | 03131990 | 39.998 | Solar |  |  | Interconnected | Trade Secret | Trade | RLK | RLK064 | Commercial | Made in Minnesota | Trade Secret | 2017 | 2017
20252-215912-02 | Xcel Energy | 85 | 13781 | IOU | 03131991 | 39.998 | Solar |  |  | Interconnected | Trade Secret | Trade | WRR | WRR064 | Commercial | Made in Minnesota | Trade Secret | 2017 | 2017
20252-215912-02 | Xcel Energy | 85 | 13781 | IOU | 03131992 | 39.998 | Solar |  |  | Interconnected | Trade Secret | Trade | MAP | MAP061 | Commercial | Made in Minnesota | Trade Secret | 2017 | 2017
20252-215912-02 | Xcel Energy | 85 | 13781 | IOU | 03131993 | 6 | Solar |  |  | Interconnected | Trade Secret | Trade | UPP | UPP085 | Residential | Solar*Rewards | Trade Secret | 2017 | 2018
20252-215912-02 | Xcel Energy | 85 | 13781 | IOU | 03131994 | 7.63 | Solar |  |  | Interconnected | Trade Secret | Trade | BUR | BUR032 | Residential | Solar*Rewards | Trade Secret | 2017 | 2018
20252-215912-02 | Xcel Energy | 85 | 13781 | IOU | 03131995 | 870 | Solar |  |  | Interconnected | Trade Secret | Trade | PKL | PKL065 | Commercial |  | Trade Secret | 2017 | 2017
20252-215912-02 | Xcel Energy | 85 | 13781 | IOU | 03131996 | 11.39 | Solar |  |  | Interconnected | Trade Secret | Trade | LCR | LCR311 | Residential | Solar*Rewards | Trade Secret | 2017 | 2017
20252-215912-02 | Xcel Energy | 85 | 13781 | IOU | 03131997 | 7.63 | Solar |  |  | Interconnected | Trade Secret | Trade | WCS | WCS071 | Residential | Solar*Rewards | Trade Secret | 2017 | 2018
20252-215912-02 | Xcel Energy | 85 | 13781 | IOU | 03131998 | 9.94 | Solar |  |  | Interconnected | Trade Secret | Trade | RRK | RRK064 | Residential | Made in Minnesota | Trade Secret | 2017 | 2017
20252-215912-02 | Xcel Energy | 85 | 13781 | IOU | 03131999 | 17.57 | Solar |  |  | Interconnected | Trade Secret | Trade | LLK | LLK071 | Residential | Solar*Rewards | Trade Secret | 2017 | 2018
20252-215912-02 | Xcel Energy | 85 | 13781 | IOU | 03132000 | 5.4 | Solar |  |  | Interconnected | Trade Secret | Trade | MPK | MPK078 | Residential | Made in Minnesota | Trade Secret | 2017 | 2017
20252-215912-02 | Xcel Energy | 85 | 13781 | IOU | 03132001 | 3.8 | Solar |  |  | Interconnected | Trade Secret | Trade | ALD | ALD076 | Residential | Made in Minnesota | Trade Secret | 2017 | 2017
20252-215912-02 | Xcel Energy | 85 | 13781 | IOU | 03132002 | 6 | Solar |  |  | Interconnected | Trade Secret | Trade | MPK | MPK082 | Residential | Made in Minnesota | Trade Secret | 2017 | 2017
20252-215912-02 | Xcel Energy | 85 | 13781 | IOU | 03132003 | 7.63 | Solar |  |  | Interconnected | Trade Secret | Trade | ALD | ALD085 | Residential | Solar*Rewards | Trade Secret | 2017 | 2017
20252-215912-02 | Xcel Energy | 85 | 13781 | IOU | 03132004 | 11.39 | Solar |  |  | Interconnected | Trade Secret | Trade | PKL | PKL085 | Residential | Solar*Rewards | Trade Secret | 2017 | 2017
20252-215912-02 | Xcel Energy | 85 | 13781 | IOU | 03132005 | 3.84 | Solar |  |  | Interconnected | Trade Secret | Trade | UPP | UPP084 | Residential | Solar*Rewards | Trade Secret | 2017 | 2018
20252-215912-02 | Xcel Energy | 85 | 13781 | IOU | 03132006 | 6 | Solar |  |  | Interconnected | Trade Secret | Trade | DBL | DBL067 | Residential | Made in Minnesota | Trade Secret | 2017 | 2017
20252-215912-02 | Xcel Energy | 85 | 13781 | IOU | 03132007 | 5.2 | Solar |  |  | Interconnected | Trade Secret | Trade | DHL | DHL061 | Residential | Solar*Rewards | Trade Secret | 2017 | 2017
20252-215912-02 | Xcel Energy | 85 | 13781 | IOU | 03132008 | 9.94 | Solar |  |  | Interconnected | Trade Secret | Trade | NOF | NOF061 | Residential | Made in Minnesota | Trade Secret | 2017 | 2018
20252-215912-02 | Xcel Energy | 85 | 13781 | IOU | 03132009 | 19.999 | Solar |  |  | Interconnected | Trade Secret | Trade | MEL | MEL061 | Commercial | Solar*Rewards | Trade Secret | 2017 | 2018
20252-215912-02 | Xcel Energy | 85 | 13781 | IOU | 03132010 | 6 | Solar |  |  | Interconnected | Trade Secret | Trade | WIL | WIL097 | Residential | Solar*Rewards | Trade Secret | 2017 | 2018
20252-215912-02 | Xcel Energy | 85 | 13781 | IOU | 03132011 | 3 | Solar |  |  | Interconnected | Trade Secret | Trade | HWW | HWW062 | Residential | Solar*Rewards | Trade Secret | 2017 | 2017
20252-215912-02 | Xcel Energy | 85 | 13781 | IOU | 03132012 | 7.63 | Solar |  |  | Interconnected | Trade Secret | Trade | CTF | CTF022 | Residential | Solar*Rewards | Trade Secret | 2017 | 2018
20252-215912-02 | Xcel Energy | 85 | 13781 | IOU | 03132013 | 9.94 | Solar |  |  | Interconnected | Trade Secret | Trade | OSS | OSS073 | Residential | Solar*Rewards | Trade Secret | 2017 | 2018
20252-215912-02 | Xcel Energy | 85 | 13781 | IOU | 03132014 | 5 | Solar |  |  | Interconnected | Trade Secret | Trade | HSN | HSN311 | Residential | Solar*Rewards | Trade Secret | 2017 | 2017
20252-215912-02 | Xcel Energy | 85 | 13781 | IOU | 03132015 | 13.625 | Solar |  |  | Interconnected | Trade Secret | Trade | MHW | MHW311 | Residential | Solar*Rewards | Trade Secret | 2017 | 2018
20252-215912-02 | Xcel Energy | 85 | 13781 | IOU | 03132016 | 11.39 | Solar |  |  | Interconnected | Trade Secret | Trade | NER | NER021 | Residential | Solar*Rewards | Trade Secret | 2017 | 2017
20252-215912-02 | Xcel Energy | 85 | 13781 | IOU | 03132017 | 7.616 | Solar |  |  | Interconnected | Trade Secret | Trade | DBL | DBL067 | Residential | Solar*Rewards | Trade Secret | 2017 | 2018
20252-215912-02 | Xcel Energy | 85 | 13781 | IOU | 03132018 | 6 | Solar |  |  | Interconnected | Trade Secret | Trade | APA | APA077 | Residential | Solar*Rewards | Trade Secret | 2017 | 2017
20252-215912-02 | Xcel Energy | 85 | 13781 | IOU | 03132019 | 9.94 | Solar |  |  | Interconnected | Trade Secret | Trade | AFT | AFT321 | Residential | Solar*Rewards | Trade Secret | 2017 | 2017
20252-215912-02 | Xcel Energy | 85 | 13781 | IOU | 03132020 | 2.88 | Solar |  |  | Interconnected | Trade Secret | Trade | SOU | SOU064 | Residential | Solar*Rewards | Trade Secret | 2017 | 2017
20252-215912-02 | Xcel Energy | 85 | 13781 | IOU | 03132021 | 11.39 | Solar |  |  | Interconnected | Trade Secret | Trade | OPK | OPK073 | Residential | Solar*Rewards | Trade Secret | 2017 | 2017
20252-215912-02 | Xcel Energy | 85 | 13781 | IOU | 03132022 | 5 | Solar |  |  | Interconnected | Trade Secret | Trade | MPK | MPK082 | Residential | Solar*Rewards | Trade Secret | 2017 | 2018
20252-215912-02 | Xcel Energy | 85 | 13781 | IOU | 03132023 | 15.25 | Solar |  |  | Interconnected | Trade Secret | Trade | CHI | CHI311 | Residential | Solar*Rewards | Trade Secret | 2017 | 2017
20252-215912-02 | Xcel Energy | 85 | 13781 | IOU | 03132024 | 3.747 | Solar |  |  | Interconnected | Trade Secret | Trade | UPP | UPP086 | Residential | Solar*Rewards | Trade Secret | 2017 | 2018
20252-215912-02 | Xcel Energy | 85 | 13781 | IOU | 03132025 | 7.63 | Solar |  |  | Interconnected | Trade Secret | Trade | HYL | HYL064 | Residential | Made in Minnesota | Trade Secret | 2017 | 2017
20252-215912-02 | Xcel Energy | 85 | 13781 | IOU | 03132026 | 22.78 | Solar |  |  | Interconnected | Trade Secret | Trade | MST | MST080 | Commercial | Made in Minnesota | Trade Secret | 2017 | 2018
20252-215912-02 | Xcel Energy | 85 | 13781 | IOU | 03132027 | 5 | Solar |  |  | Interconnected | Trade Secret | Trade | HUG | HUG321 | Residential | Solar*Rewards | Trade Secret | 2017 | 2018
20252-215912-02 | Xcel Energy | 85 | 13781 | IOU | 03132028 | 3.8 | Solar |  |  | Interconnected | Trade Secret | Trade | TWL | TWL068 | Residential | Solar*Rewards | Trade Secret | 2017 | 2017
20252-215912-02 | Xcel Energy | 85 | 13781 | IOU | 03132029 | 5 | Solar |  |  | Interconnected | Trade Secret | Trade | WES | WES076 | Residential | Solar*Rewards | Trade Secret | 2017 | 2018
20252-215912-02 | Xcel Energy | 85 | 13781 | IOU | 03132030 | 7.625 | Solar |  |  | Interconnected | Trade Secret | Trade | LEX | LEX071 | Residential | Solar*Rewards | Trade Secret | 2017 | 2018
20252-215912-02 | Xcel Energy | 85 | 13781 | IOU | 03132031 | 9.94 | Solar |  |  | Interconnected | Trade Secret | Trade | PIP | PIP090 | Residential | Solar*Rewards | Trade Secret | 2017 | 2017
20252-215912-02 | Xcel Energy | 85 | 13781 | IOU | 03132032 | 7.63 | Solar |  |  | Interconnected | Trade Secret | Trade | MPK | MPK074 | Residential | Solar*Rewards | Trade Secret | 2017 | 2018
20252-215912-02 | Xcel Energy | 85 | 13781 | IOU | 03132033 | 15.26 | Solar |  |  | Interconnected | Trade Secret | Trade | MTV | MTV021 | Residential | Solar*Rewards | Trade Secret | 2017 | 2018
20252-215912-02 | Xcel Energy | 85 | 13781 | IOU | 03132034 | 66.6 | Solar |  |  | Interconnected | Trade Secret | Trade | MPK | MPK075 | Commercial |  | Trade Secret | 2017 | 2018
20252-215912-02 | Xcel Energy | 85 | 13781 | IOU | 03132035 | 7.625 | Solar |  |  | Interconnected | Trade Secret | Trade | CNC | CNC073 | Residential | Solar*Rewards | Trade Secret | 2017 | 2018
20252-215912-02 | Xcel Energy | 85 | 13781 | IOU | 03132036 | 9.94 | Solar |  |  | Interconnected | Trade Secret | Trade | RAM | RAM062 | Residential | Solar*Rewards | Trade Secret | 2017 | 2017
20252-215912-02 | Xcel Energy | 85 | 13781 | IOU | 03132037 | 3.36 | Solar |  |  | Interconnected | Trade Secret | Trade | APA | APA064 | Commercial | Solar*Rewards | Trade Secret | 2017 | 2018
20252-215912-02 | Xcel Energy | 85 | 13781 | IOU | 03132038 | 3.8 | Solar |  |  | Interconnected | Trade Secret | Trade | TWL | TWL063 | Residential | Solar*Rewards | Trade Secret | 2017 | 2018
20252-215912-02 | Xcel Energy | 85 | 13781 | IOU | 03132039 | 5 | Solar |  |  | Interconnected | Trade Secret | Trade | SOU | SOU069 | Residential | Solar*Rewards | Trade Secret | 2017 | 2018
20252-215912-02 | Xcel Energy | 85 | 13781 | IOU | 03132040 | 6 | Solar |  |  | Interconnected | Trade Secret | Trade | TWL | TWL076 | Residential | Solar*Rewards | Trade Secret | 2017 | 2018
20252-215912-02 | Xcel Energy | 85 | 13781 | IOU | 03132041 | 3.747 | Solar |  |  | Interconnected | Trade Secret | Trade | SLP | SLP084 | Residential | Solar*Rewards | Trade Secret | 2017 | 2017
20252-215912-02 | Xcel Energy | 85 | 13781 | IOU | 03132042 | 11.39 | Solar |  |  | Interconnected | Trade Secret | Trade | WAB | WAB021 | Residential | Solar*Rewards | Trade Secret | 2017 | 2017
20252-215912-02 | Xcel Energy | 85 | 13781 | IOU | 03132043 | 6 | Solar |  |  | Interconnected | Trade Secret | Trade | MPK | MPK076 | Residential | Made in Minnesota | Trade Secret | 2017 | 2017
20252-215912-02 | Xcel Energy | 85 | 13781 | IOU | 03132044 | 7.63 | Solar |  |  | Interconnected | Trade Secret | Trade | IDA | IDA073 | Residential | Solar*Rewards | Trade Secret | 2017 | 2018
20252-215912-02 | Xcel Energy | 85 | 13781 | IOU | 03132045 | 5 | Solar |  |  | Interconnected | Trade Secret | Trade | HUG | HUG312 | Residential | Solar*Rewards | Trade Secret | 2017 | 2018
20252-215912-02 | Xcel Energy | 85 | 13781 | IOU | 03132046 | 6 | Solar |  |  | Interconnected | Trade Secret | Trade | WIL | WIL091 | Residential | Solar*Rewards | Trade Secret | 2017 | 2018
20252-215912-02 | Xcel Energy | 85 | 13781 | IOU | 03132047 | 8.12 | Solar |  |  | Interconnected | Trade Secret | Trade | EDA | EDA067 | Residential | Solar*Rewards | Trade Secret | 2017 | 2018
20252-215912-02 | Xcel Energy | 85 | 13781 | IOU | 03132048 | 6 | Solar |  |  | Interconnected | Trade Secret | Trade | GLK | GLK064 | Residential | Solar*Rewards | Trade Secret | 2017 | 2018
20252-215912-02 | Xcel Energy | 85 | 13781 | IOU | 03132049 | 7.616 | Solar |  |  | Interconnected | Trade Secret | Trade | WIL | WIL063 | Residential | Solar*Rewards | Trade Secret | 2017 | 2018
20252-215912-02 | Xcel Energy | 85 | 13781 | IOU | 03132050 | 7.63 | Solar |  |  | Interconnected | Trade Secret | Trade | IDA | IDA073 | Commercial | Made in Minnesota | Trade Secret | 2017 | 2018
20252-215912-02 | Xcel Energy | 85 | 13781 | IOU | 03132051 | 5 | Solar |  |  | Interconnected | Trade Secret | Trade | SOU | SOU075 | Residential | Solar*Rewards | Trade Secret | 2017 | 2018
20252-215912-02 | Xcel Energy | 85 | 13781 | IOU | 03132052 | 8 | Solar |  |  | Interconnected | Trade Secret | Trade | WIN | WIN043 | Residential | Made in Minnesota | Trade Secret | 2017 | 2017
20252-215912-02 | Xcel Energy | 85 | 13781 | IOU | 03132053 | 7.63 | Solar |  |  | Interconnected | Trade Secret | Trade | RPL | RPL064 | Residential | Solar*Rewards | Trade Secret | 2017 | 2018
20252-215912-02 | Xcel Energy | 85 | 13781 | IOU | 03132054 | 12 | Solar |  |  | Interconnected | Trade Secret | Trade | YAM | YAM031 | Residential | Solar*Rewards | Trade Secret | 2017 | 2018
20252-215912-02 | Xcel Energy | 85 | 13781 | IOU | 03132055 | 3.8 | Solar |  |  | Interconnected | Trade Secret | Trade | BEL | BEL061 | Residential | Solar*Rewards | Trade Secret | 2017 | 2018
20252-215912-02 | Xcel Energy | 85 | 13781 | IOU | 03132056 | 9.94 | Solar |  |  | Interconnected | Trade Secret | Trade | WEF | WEF071 | Residential | Made in Minnesota | Trade Secret | 2017 | 2018
20252-215912-02 | Xcel Energy | 85 | 13781 | IOU | 03132057 | 9.94 | Solar |  |  | Interconnected | Trade Secret | Trade | WAB | WAB031 | Commercial | Solar*Rewards | Trade Secret | 2017 | 2017
20252-215912-02 | Xcel Energy | 85 | 13781 | IOU | 03132058 | 6 | Solar |  |  | Interconnected | Trade Secret | Trade | GIB | GIB021 | Residential | Solar*Rewards | Trade Secret | 2017 | 2018
20252-215912-02 | Xcel Energy | 85 | 13781 | IOU | 03132059 | 7.625 | Solar |  |  | Interconnected | Trade Secret | Trade | LAP | LAP311 | Residential | Made in Minnesota | Trade Secret | 2017 | 2017
20252-215912-02 | Xcel Energy | 85 | 13781 | IOU | 03132060 | 39.998 | Solar |  |  | Interconnected | Trade Secret | Trade | HWW | HWW075 | Commercial | Made in Minnesota | Trade Secret | 2017 | 2017
20252-215912-02 | Xcel Energy | 85 | 13781 | IOU | 03132061 | 16.4 | Solar |  |  | Interconnected | Trade Secret | Trade | MEK | MEK021 | Commercial | Solar*Rewards | Trade Secret | 2017 | 2018
20252-215912-02 | Xcel Energy | 85 | 13781 | IOU | 03132062 | 6.5 | Solar |  |  | Interconnected | Trade Secret | Trade | SLP | SLP092 | Residential | Solar*Rewards | Trade Secret | 2017 | 2017
20252-215912-02 | Xcel Energy | 85 | 13781 | IOU | 03132063 | 3.8 | Solar |  |  | Interconnected | Trade Secret | Trade | UPP | UPP063 | Residential | Solar*Rewards | Trade Secret | 2017 | 2017
20252-215912-02 | Xcel Energy | 85 | 13781 | IOU | 03132064 | 9.94 | Solar |  |  | Interconnected | Trade Secret | Trade | HOL | HOL061 | Residential | Solar*Rewards | Trade Secret | 2017 | 2018
20252-215912-02 | Xcel Energy | 85 | 13781 | IOU | 03132065 | 6 | Solar |  |  | Interconnected | Trade Secret | Trade | SOU | SOU079 | Residential | Made in Minnesota | Trade Secret | 2017 | 2017
20252-215912-02 | Xcel Energy | 85 | 13781 | IOU | 03132066 | 2.962 | Solar |  |  | Interconnected | Trade Secret | Trade | HYL | HYL075 | Residential | Solar*Rewards | Trade Secret | 2017 | 2018
20252-215912-02 | Xcel Energy | 85 | 13781 | IOU | 03132067 | 7.63 | Solar |  |  | Interconnected | Trade Secret | Trade | HWW | HWW073 | Residential | Solar*Rewards | Trade Secret | 2017 | 2017
20252-215912-02 | Xcel Energy | 85 | 13781 | IOU | 03132068 | 7.625 | Solar |  |  | Interconnected | Trade Secret | Trade | SOU | SOU073 | Commercial | Solar*Rewards | Trade Secret | 2017 | 2018
20252-215912-02 | Xcel Energy | 85 | 13781 | IOU | 03132069 | 7.625 | Solar |  |  | Interconnected | Trade Secret | Trade | CEL | CEL064 | Residential | Solar*Rewards | Trade Secret | 2017 | 2018
20252-215912-02 | Xcel Energy | 85 | 13781 | IOU | 03132070 | 7.625 | Solar |  |  | Interconnected | Trade Secret | Trade | HUG | HUG312 | Residential | Solar*Rewards | Trade Secret | 2017 | 2017
20252-215912-02 | Xcel Energy | 85 | 13781 | IOU | 03132071 | 6 | Solar |  |  | Interconnected | Trade Secret | Trade | WEB | WEB021 | Residential | Made in Minnesota | Trade Secret | 2017 | 2017
20252-215912-02 | Xcel Energy | 85 | 13781 | IOU | 03132072 | 9.94 | Solar |  |  | Interconnected | Trade Secret | Trade | SDX | SDX312 | Residential | Solar*Rewards | Trade Secret | 2017 | 2018
20252-215912-02 | Xcel Energy | 85 | 13781 | IOU | 03132073 | 5 | Solar |  |  | Interconnected | Trade Secret | Trade | MDT | MDT077 | Residential | Solar*Rewards | Trade Secret | 2017 | 2018
20252-215912-02 | Xcel Energy | 85 | 13781 | IOU | 03132074 | 7.625 | Solar |  |  | Interconnected | Trade Secret | Trade | GSL | GSL064 | Residential | Solar*Rewards | Trade Secret | 2017 | 2018
20252-215912-02 | Xcel Energy | 85 | 13781 | IOU | 03132075 | 7.63 | Solar |  |  | Interconnected | Trade Secret | Trade | EXC | EXC062 | Residential | Solar*Rewards | Trade Secret | 2017 | 2017
20252-215912-02 | Xcel Energy | 85 | 13781 | IOU | 03132076 | 5 | Solar |  |  | Interconnected | Trade Secret | Trade | AFT | AFT315 | Residential | Solar*Rewards | Trade Secret | 2017 | 2018
20252-215912-02 | Xcel Energy | 85 | 13781 | IOU | 03132077 | 3.747 | Solar |  |  | Interconnected | Trade Secret | Trade | NOF | NOF061 | Residential | Solar*Rewards | Trade Secret | 2017 | 2018
20252-215912-02 | Xcel Energy | 85 | 13781 | IOU | 03132078 | 2.962 | Solar |  |  | Interconnected | Trade Secret | Trade | SLP | SLP086 | Residential | Solar*Rewards | Trade Secret | 2017 | 2017
20252-215912-02 | Xcel Energy | 85 | 13781 | IOU | 03132079 | 15.26 | Solar |  |  | Interconnected | Trade Secret | Trade | HWW | HWW071 | Commercial | Solar*Rewards | Trade Secret | 2017 | 2019
20252-215912-02 | Xcel Energy | 85 | 13781 | IOU | 03132080 | 66.6 | Solar |  |  | Interconnected | Trade Secret | Trade | SLP | SLP094 | Commercial |  | Trade Secret | 2017 | 2018
20252-215912-02 | Xcel Energy | 85 | 13781 | IOU | 03132081 | 6 | Solar |  |  | Interconnected | Trade Secret | Trade | REW | REW023 | Residential | Solar*Rewards | Trade Secret | 2017 | 2018
20252-215912-02 | Xcel Energy | 85 | 13781 | IOU | 03132082 | 19.999 | Solar |  |  | Interconnected | Trade Secret | Trade | EDP | EDP083 | Commercial | Solar*Rewards | Trade Secret | 2017 | 2018
20252-215912-02 | Xcel Energy | 85 | 13781 | IOU | 03132083 | 5 | Solar |  |  | Interconnected | Trade Secret | Trade | OPK | OPK073 | Residential | Made in Minnesota | Trade Secret | 2017 | 2018
20252-215912-02 | Xcel Energy | 85 | 13781 | IOU | 03132084 | 2.4 | Solar |  |  | Interconnected | Trade Secret | Trade | WDY | WDY312 | Residential | Solar*Rewards | Trade Secret | 2017 | 2018
20252-215912-02 | Xcel Energy | 85 | 13781 | IOU | 03132085 | 2.962 | Solar |  |  | Interconnected | Trade Secret | Trade | HWW | HWW073 | Residential | Solar*Rewards | Trade Secret | 2017 | 2017
20252-215912-02 | Xcel Energy | 85 | 13781 | IOU | 03132086 | 9.94 | Solar |  |  | Interconnected | Trade Secret | Trade | REW | REW033 | Residential | Solar*Rewards | Trade Secret | 2017 | 2018
20252-215912-02 | Xcel Energy | 85 | 13781 | IOU | 03132087 | 39.998 | Solar |  |  | Interconnected | Trade Secret | Trade | EDP | EDP083 | Commercial | Made in Minnesota | Trade Secret | 2017 | 2018
20252-215912-02 | Xcel Energy | 85 | 13781 | IOU | 03132088 | 19.999 | Solar |  |  | Interconnected | Trade Secret | Trade | ORO | ORO062 | Commercial | Solar*Rewards | Trade Secret | 2017 | 2018
20252-215912-02 | Xcel Energy | 85 | 13781 | IOU | 03132089 | 3.747 | Solar |  |  | Interconnected | Trade Secret | Trade | KLK | KLK061 | Residential | Solar*Rewards | Trade Secret | 2017 | 2017
20252-215912-02 | Xcel Energy | 85 | 13781 | IOU | 03132090 | 9.94 | Solar |  |  | Interconnected | Trade Secret | Trade | SLP | SLP092 | Residential | Solar*Rewards | Trade Secret | 2017 | 2018
20252-215912-02 | Xcel Energy | 85 | 13781 | IOU | 03132091 | 39.998 | Solar |  |  | Interconnected | Trade Secret | Trade | WSG | WSG063 | Commercial | Made in Minnesota | Trade Secret | 2017 | 2017
20252-215912-02 | Xcel Energy | 85 | 13781 | IOU | 03132092 | 39.998 | Solar |  |  | Interconnected | Trade Secret | Trade | WSG | WSG065 | Commercial | Made in Minnesota | Trade Secret | 2017 | 2018
20252-215912-02 | Xcel Energy | 85 | 13781 | IOU | 03132093 | 39.998 | Solar |  |  | Interconnected | Trade Secret | Trade | WSG | WSG352 | Commercial | Made in Minnesota | Trade Secret | 2017 | 2018
20252-215912-02 | Xcel Energy | 85 | 13781 | IOU | 03132094 | 7.63 | Solar |  |  | Interconnected | Trade Secret | Trade | ALK | ALK064 | Residential | Solar*Rewards | Trade Secret | 2017 | 2018
20252-215912-02 | Xcel Energy | 85 | 13781 | IOU | 03132095 | 39.998 | Solar |  |  | Interconnected | Trade Secret | Trade | RWD | RWD062 | Commercial | Made in Minnesota | Trade Secret | 2017 | 2018
20252-215912-02 | Xcel Energy | 85 | 13781 | IOU | 03132096 | 39.998 | Solar |  |  | Interconnected | Trade Secret | Trade | SAV | SAV073 | Commercial | Made in Minnesota | Trade Secret | 2017 | 2017
20252-215912-02 | Xcel Energy | 85 | 13781 | IOU | 03132097 | 39.998 | Solar |  |  | Interconnected | Trade Secret | Trade | WIL | WIL077 | Commercial | Made in Minnesota | Trade Secret | 2017 | 2018
20252-215912-02 | Xcel Energy | 85 | 13781 | IOU | 03132098 | 18 | Solar |  |  | Interconnected | Trade Secret | Trade | MOL | MOL068 | Commercial | Made in Minnesota | Trade Secret | 2017 | 2018
20252-215912-02 | Xcel Energy | 85 | 13781 | IOU | 03132099 | 6 | Solar |  |  | Interconnected | Trade Secret | Trade | WAT | WAT081 | Residential |  | Trade Secret | 2017 | 2018
20252-215912-02 | Xcel Energy | 85 | 13781 | IOU | 03132100 | 19.999 | Solar |  |  | Interconnected | Trade Secret | Trade | TSS | TSS061 | Commercial | Solar*Rewards | Trade Secret | 2017 | 2018
20252-215912-02 | Xcel Energy | 85 | 13781 | IOU | 03132101 | 6 | Solar |  |  | Interconnected | Trade Secret | Trade | WAT | WAT081 | Commercial |  | Trade Secret | 2017 | 2018
20252-215912-02 | Xcel Energy | 85 | 13781 | IOU | 03132102 | 4.5 | Solar |  |  | Interconnected | Trade Secret | Trade | WIN | WIN023 | Residential | Made in Minnesota | Trade Secret | 2017 | 2017
20252-215912-02 | Xcel Energy | 85 | 13781 | IOU | 03132103 | 36 | Solar |  |  | Interconnected | Trade Secret | Trade | MOL | MOL068 | Commercial | Made in Minnesota | Trade Secret | 2017 | 2017
20252-215912-02 | Xcel Energy | 85 | 13781 | IOU | 03132104 | 36 | Solar |  |  | Interconnected | Trade Secret | Trade | LEX | LEX333 | Commercial | Made in Minnesota | Trade Secret | 2017 | 2017
20252-215912-02 | Xcel Energy | 85 | 13781 | IOU | 03132105 | 18 | Solar |  |  | Interconnected | Trade Secret | Trade | REW | REW023 | Commercial | Made in Minnesota | Trade Secret | 2017 | 2017
20252-215912-02 | Xcel Energy | 85 | 13781 | IOU | 03132106 | 9.94 | Solar |  |  | Interconnected | Trade Secret | Trade | AHI | AHI063 | Residential | Made in Minnesota | Trade Secret | 2017 | 2017
20252-215912-02 | Xcel Energy | 85 | 13781 | IOU | 03132107 | 29.82 | Solar |  |  | Interconnected | Trade Secret | Trade | MOL | MOL072 | Commercial | Made in Minnesota | Trade Secret | 2017 | 2018
20252-215912-02 | Xcel Energy | 85 | 13781 | IOU | 03132108 | 8.5 | Solar |  |  | Interconnected | Trade Secret | Trade | WIN | WIN022 | Residential | Made in Minnesota | Trade Secret | 2017 | 2018
20252-215912-02 | Xcel Energy | 85 | 13781 | IOU | 03132109 | 6 | Solar |  |  | Interconnected | Trade Secret | Trade | ALD | ALD092 | Residential | Made in Minnesota | Trade Secret | 2017 | 2017
20252-215912-02 | Xcel Energy | 85 | 13781 | IOU | 03132110 | 9.94 | Solar |  |  | Interconnected | Trade Secret | Trade | HUG | HUG321 | Residential | Made in Minnesota | Trade Secret | 2017 | 2017
20252-215912-02 | Xcel Energy | 85 | 13781 | IOU | 03132111 | 39.998 | Solar |  |  | Interconnected | Trade Secret | Trade | MOL | MOL073 | Commercial | Made in Minnesota | Trade Secret | 2017 | 2018
20252-215912-02 | Xcel Energy | 85 | 13781 | IOU | 03132112 | 39.998 | Solar |  |  | Interconnected | Trade Secret | Trade | APA | APA072 | Commercial | Made in Minnesota | Trade Secret | 2017 | 2018
20252-215912-02 | Xcel Energy | 85 | 13781 | IOU | 03132113 | 39.998 | Solar |  |  | Interconnected | Trade Secret | Trade | WSG | WSG071 | Commercial | Made in Minnesota | Trade Secret | 2017 | 2018
20252-215912-02 | Xcel Energy | 85 | 13781 | IOU | 03132114 | 33.3 | Solar |  |  | Interconnected | Trade Secret | Trade | RWD | RWD062 | Commercial | Made in Minnesota | Trade Secret | 2017 | 2018
20252-215912-02 | Xcel Energy | 85 | 13781 | IOU | 03132115 | 9.94 | Solar |  |  | Interconnected | Trade Secret | Trade | LCR | LCR311 | Residential | Made in Minnesota | Trade Secret | 2017 | 2017
20252-215912-02 | Xcel Energy | 85 | 13781 | IOU | 03132116 | 33.3 | Solar |  |  | Interconnected | Trade Secret | Trade | TER | TER071 | Commercial | Made in Minnesota | Trade Secret | 2017 | 2018
20252-215912-02 | Xcel Energy | 85 | 13781 | IOU | 03132117 | 9.24 | Solar |  |  | Interconnected | Trade Secret | Trade | SCL | SCL312 | Residential | Made in Minnesota | Trade Secret | 2017 | 2018
20252-215912-02 | Xcel Energy | 85 | 13781 | IOU | 03132118 | 6 | Solar |  |  | Interconnected | Trade Secret | Trade | LAB | LAB312 | Residential | Made in Minnesota | Trade Secret | 2017 | 2018
20252-215912-02 | Xcel Energy | 85 | 13781 | IOU | 03132119 | 9.5 | Solar |  |  | Interconnected | Trade Secret | Trade | WIN | WIN043 | Residential | Made in Minnesota | Trade Secret | 2017 | 2017
20252-215912-02 | Xcel Energy | 85 | 13781 | IOU | 03132120 | 34.17 | Solar |  |  | Interconnected | Trade Secret | Trade | MST | MST080 | Commercial | Made in Minnesota | Trade Secret | 2017 | 2018
20252-215912-02 | Xcel Energy | 85 | 13781 | IOU | 03132121 | 34.17 | Solar |  |  | Interconnected | Trade Secret | Trade | MST | MST066 | Commercial | Made in Minnesota | Trade Secret | 2017 | 2017
20252-215912-02 | Xcel Energy | 85 | 13781 | IOU | 03132122 | 9.5 | Solar |  |  | Interconnected | Trade Secret | Trade | LAC | LAC063 | Residential | Made in Minnesota | Trade Secret | 2017 | 2017
20252-215912-02 | Xcel Energy | 85 | 13781 | IOU | 03132123 | 39.998 | Solar |  |  | Interconnected | Trade Secret | Trade | ALD | ALD076 | Commercial | Made in Minnesota | Trade Secret | 2017 | 2017
20252-215912-02 | Xcel Energy | 85 | 13781 | IOU | 03132124 | 0.003 | Solar |  |  | Interconnected | Trade Secret | Trade | SOU | SOU060 | Residential | Made in Minnesota | Trade Secret | 2017 | 2017
20252-215912-02 | Xcel Energy | 85 | 13781 | IOU | 03132125 | 38.04 | Solar |  |  | Interconnected | Trade Secret | Trade | ALT | ALT021 | Commercial | Made in Minnesota | Trade Secret | 2017 | 2017
20252-215912-02 | Xcel Energy | 85 | 13781 | IOU | 03132126 | 9.94 | Solar |  |  | Interconnected | Trade Secret | Trade | ALT | ALT021 | Residential | Made in Minnesota | Trade Secret | 2017 | 2017
20252-215912-02 | Xcel Energy | 85 | 13781 | IOU | 03132127 | 9.94 | Solar |  |  | Interconnected | Trade Secret | Trade | ALT | ALT021 | Commercial | Made in Minnesota | Trade Secret | 2017 | 2018
20252-215912-02 | Xcel Energy | 85 | 13781 | IOU | 03132128 | 9.5 | Solar |  |  | Interconnected | Trade Secret | Trade | WIN | WIN043 | Residential | Made in Minnesota | Trade Secret | 2017 | 2017
20252-215912-02 | Xcel Energy | 85 | 13781 | IOU | 03132129 | 39.998 | Solar |  |  | Interconnected | Trade Secret | Trade | STY | STY063 | Commercial | Made in Minnesota | Trade Secret | 2017 | 2018
20252-215912-02 | Xcel Energy | 85 | 13781 | IOU | 03132130 | 39.998 | Solar |  |  | Interconnected | Trade Secret | Trade | WIL | WIL092 | Commercial | Made in Minnesota | Trade Secret | 2017 | 2012
20252-215912-02 | Xcel Energy | 85 | 13781 | IOU | 03132131 | 39.998 | Solar |  |  | Interconnected | Trade Secret | Trade | SLP | SLP321 | Commercial | Made in Minnesota | Trade Secret | 2017 | 2018
20252-215912-02 | Xcel Energy | 85 | 13781 | IOU | 03132132 | 39.998 | Solar |  |  | Interconnected | Trade Secret | Trade | EDA | EDA078 | Commercial | Made in Minnesota | Trade Secret | 2017 | 2018
20252-215912-02 | Xcel Energy | 85 | 13781 | IOU | 03132133 | 39.998 | Solar |  |  | Interconnected | Trade Secret | Trade | HSN | HSN311 | Commercial | Made in Minnesota | Trade Secret | 2017 | 2017
20252-215912-02 | Xcel Energy | 85 | 13781 | IOU | 03132134 | 22.78 | Solar |  |  | Interconnected | Trade Secret | Trade | MST | MST080 | Residential | Made in Minnesota | Trade Secret | 2017 | 2018
20252-215912-02 | Xcel Energy | 85 | 13781 | IOU | 03132135 | 8 | Solar |  |  | Interconnected | Trade Secret | Trade | LAP | LAP311 | Residential | Made in Minnesota | Trade Secret | 2017 | 2017
20252-215912-02 | Xcel Energy | 85 | 13781 | IOU | 03132136 | 22.78 | Solar |  |  | Interconnected | Trade Secret | Trade | WIL | WIL086 | Commercial | Made in Minnesota | Trade Secret | 2017 | 2018
20252-215912-02 | Xcel Energy | 85 | 13781 | IOU | 03132137 | 119.899 | Solar |  |  | Interconnected | Trade Secret | Trade | WRR | WRR085 | Commercial |  | Trade Secret | 2017 | 2018
20252-215912-02 | Xcel Energy | 85 | 13781 | IOU | 03132138 | 22.78 | Solar |  |  | Interconnected | Trade Secret | Trade | WIL | WIL086 | Commercial | Made in Minnesota | Trade Secret | 2017 | 2018
20252-215912-02 | Xcel Energy | 85 | 13781 | IOU | 03132139 | 6 | Solar |  |  | Interconnected | Trade Secret | Trade | EXC | EXC062 | Residential | Made in Minnesota | Trade Secret | 2017 | 2018
20252-215912-02 | Xcel Energy | 85 | 13781 | IOU | 03132140 | 7.63 | Solar |  |  | Interconnected | Trade Secret | Trade | TLK | TLK064 | Residential | Made in Minnesota | Trade Secret | 2017 | 2017
20252-215912-02 | Xcel Energy | 85 | 13781 | IOU | 03132141 | 7 | Solar |  |  | Interconnected | Trade Secret | Trade | GVW | GVW032 | Residential | Made in Minnesota | Trade Secret | 2017 | 2017
20252-215912-02 | Xcel Energy | 85 | 13781 | IOU | 03132142 | 43.53 | Solar |  |  | Interconnected | Trade Secret | Trade | LAC | LAC062 | Commercial | Made in Minnesota | Trade Secret | 2017 | 2018
20252-215912-02 | Xcel Energy | 85 | 13781 | IOU | 03132143 | 36 | Solar |  |  | Interconnected | Trade Secret | Trade | MOL | MOL064 | Commercial | Made in Minnesota | Trade Secret | 2017 | 2017
20252-215912-02 | Xcel Energy | 85 | 13781 | IOU | 03132144 | 3.747 | Solar |  |  | Interconnected | Trade Secret | Trade | MDT | MDT077 | Residential | Made in Minnesota | Trade Secret | 2017 | 2017
20252-215912-02 | Xcel Energy | 85 | 13781 | IOU | 03132145 | 6 | Solar |  |  | Interconnected | Trade Secret | Trade | SOU | SOU079 | Residential | Made in Minnesota | Trade Secret | 2017 | 2018
20252-215912-02 | Xcel Energy | 85 | 13781 | IOU | 03132146 | 9.94 | Solar |  |  | Interconnected | Trade Secret | Trade | ALT | ALT021 | Residential | Made in Minnesota | Trade Secret | 2017 | 2018
20252-215912-02 | Xcel Energy | 85 | 13781 | IOU | 03132147 | 3.44 | Solar |  |  | Interconnected | Trade Secret | Trade | SLP | SLP092 | Residential | Made in Minnesota | Trade Secret | 2017 | 2017
20252-215912-02 | Xcel Energy | 85 | 13781 | IOU | 03132148 | 33.3 | Solar |  |  | Interconnected | Trade Secret | Trade | RAM | RAM072 | Commercial | Made in Minnesota | Trade Secret | 2017 | 2018
20252-215912-02 | Xcel Energy | 85 | 13781 | IOU | 03132149 | 7.63 | Solar |  |  | Interconnected | Trade Secret | Trade | CHE | CHE065 | Residential | Made in Minnesota | Trade Secret | 2017 | 2017
20252-215912-02 | Xcel Energy | 85 | 13781 | IOU | 03132150 | 34.17 | Solar |  |  | Interconnected | Trade Secret | Trade | SLP | SLP083 | Commercial | Made in Minnesota | Trade Secret | 2017 | 2017
20252-215912-02 | Xcel Energy | 85 | 13781 | IOU | 03132151 | 39.998 | Solar |  |  | Interconnected | Trade Secret | Trade | AHI | AHI024 | Commercial | Made in Minnesota | Trade Secret | 2017 | 2018
20252-215912-02 | Xcel Energy | 85 | 13781 | IOU | 03132152 | 29.02 | Solar |  |  | Interconnected | Trade Secret | Trade | HWW | HWW074 | Commercial | Made in Minnesota | Trade Secret | 2017 | 2018
20252-215912-02 | Xcel Energy | 85 | 13781 | IOU | 03132153 | 0.003 | Solar |  |  | Interconnected | Trade Secret | Trade | MPK | MPK087 | Residential | Made in Minnesota | Trade Secret | 2017 | 2018
20252-215912-02 | Xcel Energy | 85 | 13781 | IOU | 03132154 | 14.94 | Solar |  |  | Interconnected | Trade Secret | Trade | MDT | MDT062 | Commercial | Made in Minnesota | Trade Secret | 2017 | 2018
20252-215912-02 | Xcel Energy | 85 | 13781 | IOU | 03132155 | 14.94 | Solar |  |  | Interconnected | Trade Secret | Trade | SOU | SOU075 | Commercial | Made in Minnesota | Trade Secret | 2017 | 2018
20252-215912-02 | Xcel Energy | 85 | 13781 | IOU | 03132156 | 43.53 | Solar |  |  | Interconnected | Trade Secret | Trade | LAC | LAC063 | Commercial |  | Trade Secret | 2017 | 2017
20252-215912-02 | Xcel Energy | 85 | 13781 | IOU | 03132157 | 29.02 | Solar |  |  | Interconnected | Trade Secret | Trade | MPK | MPK082 | Commercial | Made in Minnesota | Trade Secret | 2017 | 2018
20252-215912-02 | Xcel Energy | 85 | 13781 | IOU | 03132158 | 99.9 | Solar |  |  | Interconnected | Trade Secret | Trade | GRC | GRC063 | Commercial |  | Trade Secret | 2017 | 2017
20252-215912-02 | Xcel Energy | 85 | 13781 | IOU | 03132159 | 7.63 | Solar |  |  | Interconnected | Trade Secret | Trade | MPK | MPK087 | Residential | Made in Minnesota | Trade Secret | 2017 | 2018
20252-215912-02 | Xcel Energy | 85 | 13781 | IOU | 03132160 | 99.9 | Solar |  |  | Interconnected | Trade Secret | Trade | GRC | GRC062 | Commercial |  | Trade Secret | 2017 | 2017
20252-215912-02 | Xcel Energy | 85 | 13781 | IOU | 03132161 | 35.3 | Solar |  |  | Interconnected | Trade Secret | Trade | KAN | KAN021 | Residential | Made in Minnesota | Trade Secret | 2017 | 2018
20252-215912-02 | Xcel Energy | 85 | 13781 | IOU | 03132162 | 29.02 | Solar |  |  | Interconnected | Trade Secret | Trade | TWL | TWL074 | Commercial | Made in Minnesota | Trade Secret | 2017 | 2018
20252-215912-02 | Xcel Energy | 85 | 13781 | IOU | 03132163 | 6 | Solar |  |  | Interconnected | Trade Secret | Trade | IDA | IDA073 | Residential | Made in Minnesota | Trade Secret | 2017 | 2018
20252-215912-02 | Xcel Energy | 85 | 13781 | IOU | 03132164 | 33.3 | Solar |  |  | Interconnected | Trade Secret | Trade | GRC | GRC062 | Commercial |  | Trade Secret | 2017 | 2017
20252-215912-02 | Xcel Energy | 85 | 13781 | IOU | 03132165 | 39.998 | Solar |  |  | Interconnected | Trade Secret | Trade | RLK | RLK069 | Commercial | Made in Minnesota | Trade Secret | 2017 | 2018
20252-215912-02 | Xcel Energy | 85 | 13781 | IOU | 03132166 | 9.94 | Solar |  |  | Interconnected | Trade Secret | Trade | HUG | HUG312 | Commercial | Made in Minnesota | Trade Secret | 2017 | 2018
20252-215912-02 | Xcel Energy | 85 | 13781 | IOU | 03132167 | 6.5 | Solar |  |  | Interconnected | Trade Secret | Trade | LAC | LAC062 | Residential | Made in Minnesota | Trade Secret | 2017 | 2017
20252-215912-02 | Xcel Energy | 85 | 13781 | IOU | 03132168 | 12.63 | Solar |  |  | Interconnected | Trade Secret | Trade | WIL | WIL098 | Residential |  | Trade Secret | 2017 | 2018
20252-215912-02 | Xcel Energy | 85 | 13781 | IOU | 03132169 | 9 | Solar |  |  | Interconnected | Trade Secret | Trade | GVW | GVW023 | Commercial | Made in Minnesota | Trade Secret | 2017 | 2015
20252-215912-02 | Xcel Energy | 85 | 13781 | IOU | 03132170 | 5 | Solar |  |  | Interconnected | Trade Secret | Trade | GVW | GVW032 | Residential | Made in Minnesota | Trade Secret | 2017 | 2017
20252-215912-02 | Xcel Energy | 85 | 13781 | IOU | 03132171 | 33.3 | Solar |  |  | Interconnected | Trade Secret | Trade | GVW | GVW023 | Commercial | Made in Minnesota | Trade Secret | 2017 | 2018
20252-215912-02 | Xcel Energy | 85 | 13781 | IOU | 03132172 | 33.3 | Solar |  |  | Interconnected | Trade Secret | Trade | GIB | GIB021 | Commercial | Made in Minnesota | Trade Secret | 2017 | 2018
20252-215912-02 | Xcel Energy | 85 | 13781 | IOU | 03132173 | 34.17 | Solar |  |  | Interconnected | Trade Secret | Trade | PIP | PIP062 | Commercial | Made in Minnesota | Trade Secret | 2017 | 2018
20252-215912-02 | Xcel Energy | 85 | 13781 | IOU | 03132174 | 3.5 | Solar |  |  | Interconnected | Trade Secret | Trade | APA | APA067 | Residential | Made in Minnesota | Trade Secret | 2017 | 2018
20252-215912-02 | Xcel Energy | 85 | 13781 | IOU | 03132175 | 33.3 | Solar |  |  | Interconnected | Trade Secret | Trade | BRP | BRP062 | Commercial | Made in Minnesota | Trade Secret | 2017 | 2018
20252-215912-02 | Xcel Energy | 85 | 13781 | IOU | 03132176 | 39.998 | Solar |  |  | Interconnected | Trade Secret | Trade | HSN | HSN311 | Commercial | Made in Minnesota | Trade Secret | 2017 | 2018
20252-215912-02 | Xcel Energy | 85 | 13781 | IOU | 03132177 | 9.94 | Solar |  |  | Interconnected | Trade Secret | Trade | AFT | AFT315 | Residential | Made in Minnesota | Trade Secret | 2018 | 2018
20252-215912-02 | Xcel Energy | 85 | 13781 | IOU | 03132178 | 15.12 | Solar |  |  | Interconnected | Trade Secret | Trade | CGR | CGR061 | Residential | Solar*Rewards | Trade Secret | 2018 | 2018
20252-215912-02 | Xcel Energy | 85 | 13781 | IOU | 03132179 | 9.94 | Solar |  |  | Interconnected | Trade Secret | Trade | WSG | WSG076 | Residential | Solar*Rewards | Trade Secret | 2018 | 2018
20252-215912-02 | Xcel Energy | 85 | 13781 | IOU | 03132180 | 14.51 | Solar |  |  | Interconnected | Trade Secret | Trade | SOU | SOU077 | Commercial | Solar*Rewards | Trade Secret | 2018 | 2018
20252-215912-02 | Xcel Energy | 85 | 13781 | IOU | 03132181 | 7.616 | Solar |  |  | Interconnected | Trade Secret | Trade | SLP | SLP322 | Commercial | Solar*Rewards | Trade Secret | 2018 | 2018
20252-215912-02 | Xcel Energy | 85 | 13781 | IOU | 03132182 | 9 | Solar |  |  | Interconnected | Trade Secret | Trade | DND | DND061 | Commercial | Solar*Rewards | Trade Secret | 2018 | 2018
20252-215912-02 | Xcel Energy | 85 | 13781 | IOU | 03132183 | 3.747 | Solar |  |  | Interconnected | Trade Secret | Trade | TER | TER071 | Residential | Solar*Rewards | Trade Secret | 2018 | 2018
20252-215912-02 | Xcel Energy | 85 | 13781 | IOU | 03132184 | 11.2 | Solar |  | X | Interconnected | Trade Secret | Trade | EXC | EXC062 | Commercial | Solar*Rewards | Trade Secret | 2018 | 2018
20252-215912-02 | Xcel Energy | 85 | 13781 | IOU | 03132185 | 12.04 | Solar |  |  | Interconnected | Trade Secret | Trade | AFT | AFT314 | Residential | Solar*Rewards | Trade Secret | 2018 | 2018
20252-215912-02 | Xcel Energy | 85 | 13781 | IOU | 03132186 | 18 | Solar |  |  | Interconnected | Trade Secret | Trade | TER | TER083 | Commercial | Solar*Rewards | Trade Secret | 2018 | 2018
20252-215912-02 | Xcel Energy | 85 | 13781 | IOU | 03132187 | 10 | Solar |  |  | Interconnected | Trade Secret | Trade | GSL | GSL074 | Residential | Solar*Rewards | Trade Secret | 2018 | 2018
20252-215912-02 | Xcel Energy | 85 | 13781 | IOU | 03132188 | 9.94 | Solar |  |  | Interconnected | Trade Secret | Trade | APA | APA068 | Commercial | Solar*Rewards | Trade Secret | 2018 | 2018
20252-215912-02 | Xcel Energy | 85 | 13781 | IOU | 03132189 | 19.999 | Solar |  |  | Interconnected | Trade Secret | Trade | WEB | WEB021 | Commercial | Solar*Rewards | Trade Secret | 2018 | 2018
20252-215912-02 | Xcel Energy | 85 | 13781 | IOU | 03132190 | 16.61 | Solar |  |  | Interconnected | Trade Secret | Trade | WCS | WCS072 | Residential | Solar*Rewards | Trade Secret | 2018 | 2018
20252-215912-02 | Xcel Energy | 85 | 13781 | IOU | 03132191 | 9 | Solar |  |  | Interconnected | Trade Secret | Trade | GVW | GVW031 | Commercial | Solar*Rewards | Trade Secret | 2018 | 2018
20252-215912-02 | Xcel Energy | 85 | 13781 | IOU | 03132192 | 3.5 | Solar |  |  | Interconnected | Trade Secret | Trade | ALD | ALD072 | Residential | Solar*Rewards | Trade Secret | 2018 | 2018
20252-215912-02 | Xcel Energy | 85 | 13781 | IOU | 03132193 | 7.63 | Solar |  |  | Interconnected | Trade Secret | Trade | SMT | SMT061 | Residential | Solar*Rewards | Trade Secret | 2018 | 2018
20252-215912-02 | Xcel Energy | 85 | 13781 | IOU | 03132194 | 7.625 | Solar |  |  | Interconnected | Trade Secret | Trade | SOU | SOU063 | Residential | Solar*Rewards | Trade Secret | 2018 | 2018
20252-215912-02 | Xcel Energy | 85 | 13781 | IOU | 03132195 | 3.747 | Solar |  |  | Interconnected | Trade Secret | Trade | MST | MST075 | Residential | Solar*Rewards | Trade Secret | 2018 | 2018
20252-215912-02 | Xcel Energy | 85 | 13781 | IOU | 03132196 | 7.625 | Solar |  |  | Interconnected | Trade Secret | Trade | HWW | HWW062 | Commercial | Solar*Rewards | Trade Secret | 2018 | 2018
20252-215912-02 | Xcel Energy | 85 | 13781 | IOU | 03132197 | 5 | Solar |  |  | Interconnected | Trade Secret | Trade | MPK | MPK082 | Residential | Solar*Rewards | Trade Secret | 2018 | 2018
20252-215912-02 | Xcel Energy | 85 | 13781 | IOU | 03132198 | 3.747 | Solar |  |  | Interconnected | Trade Secret | Trade | TWL | TWL063 | Residential | Solar*Rewards | Trade Secret | 2018 | 2018
20252-215912-02 | Xcel Energy | 85 | 13781 | IOU | 03132199 | 17.565 | Solar |  |  | Interconnected | Trade Secret | Trade | WEB | WEB021 | Commercial | Solar*Rewards | Trade Secret | 2018 | 2018
20252-215912-02 | Xcel Energy | 85 | 13781 | IOU | 03132200 | 18 | Solar |  |  | Interconnected | Trade Secret | Trade | SLP | SLP083 | Commercial | Solar*Rewards | Trade Secret | 2018 | 2018
20252-215912-02 | Xcel Energy | 85 | 13781 | IOU | 03132201 | 0.003 | Solar |  |  | Interconnected | Trade Secret | Trade | UPP | UPP082 | Residential | Solar*Rewards | Trade Secret | 2018 | 2018
20252-215912-02 | Xcel Energy | 85 | 13781 | IOU | 03132202 | 6 | Solar |  |  | Interconnected | Trade Secret | Trade | SOU | SOU087 | Residential | Solar*Rewards | Trade Secret | 2018 | 2018
20252-215912-02 | Xcel Energy | 85 | 13781 | IOU | 03132203 | 8.5 | Solar |  |  | Interconnected | Trade Secret | Trade | ORO | ORO061 | Residential | Solar*Rewards | Trade Secret | 2018 | 2018
20252-215912-02 | Xcel Energy | 85 | 13781 | IOU | 03132204 | 19.88 | Solar |  |  | Interconnected | Trade Secret | Trade | SIP | SIP073 | Commercial | Solar*Rewards | Trade Secret | 2018 | 2018
20252-215912-02 | Xcel Energy | 85 | 13781 | IOU | 03132205 | 6 | Solar |  |  | Interconnected | Trade Secret | Trade | TER | TER061 | Residential | Solar*Rewards | Trade Secret | 2018 | 2018
20252-215912-02 | Xcel Energy | 85 | 13781 | IOU | 03132206 | 13.63 | Solar |  |  | Interconnected | Trade Secret | Trade | OAD | OAD063 | Residential | Solar*Rewards | Trade Secret | 2018 | 2018
20252-215912-02 | Xcel Energy | 85 | 13781 | IOU | 03132207 | 6 | Solar |  | X | Interconnected | Trade Secret | Trade | RMT | RMT321 | Residential | Solar*Rewards | Trade Secret | 2018 | 2018
20252-215912-02 | Xcel Energy | 85 | 13781 | IOU | 03132208 | 18.195 | Solar |  |  | Interconnected | Trade Secret | Trade | KAN | KAN031 | Commercial | Solar*Rewards | Trade Secret | 2018 | 2018
20252-215912-02 | Xcel Energy | 85 | 13781 | IOU | 03132209 | 14.51 | Solar |  |  | Interconnected | Trade Secret | Trade | SOU | SOU075 | Commercial | Solar*Rewards | Trade Secret | 2018 | 2018
20252-215912-02 | Xcel Energy | 85 | 13781 | IOU | 03132210 | 6 | Solar |  |  | Interconnected | Trade Secret | Trade | GLK | GLK073 | Residential | Solar*Rewards | Trade Secret | 2018 | 2018
20252-215912-02 | Xcel Energy | 85 | 13781 | IOU | 03132211 | 11.39 | Solar |  |  | Interconnected | Trade Secret | Trade | DOC | DOC031 | Residential | Solar*Rewards | Trade Secret | 2018 | 2018
20252-215912-02 | Xcel Energy | 85 | 13781 | IOU | 03132212 | 18.195 | Solar |  |  | Interconnected | Trade Secret | Trade | DOC | DOC031 | Commercial | Solar*Rewards | Trade Secret | 2018 | 2018
20252-215912-02 | Xcel Energy | 85 | 13781 | IOU | 03132213 | 5 | Solar |  |  | Interconnected | Trade Secret | Trade | APA | APA067 | Residential | Solar*Rewards | Trade Secret | 2018 | 2018
20252-215912-02 | Xcel Energy | 85 | 13781 | IOU | 03132214 | 2.717 | Solar |  |  | Interconnected | Trade Secret | Trade | PRR | PRR062 | Residential | Solar*Rewards | Trade Secret | 2018 | 2019
20252-215912-02 | Xcel Energy | 85 | 13781 | IOU | 03132215 | 9.94 | Solar |  |  | Interconnected | Trade Secret | Trade | OPK | OPK073 | Residential | Solar*Rewards | Trade Secret | 2018 | 2018
20252-215912-02 | Xcel Energy | 85 | 13781 | IOU | 03132216 | 9.94 | Solar |  |  | Interconnected | Trade Secret | Trade | NOF | NOF061 | Residential | Solar*Rewards | Trade Secret | 2018 | 2018
20252-215912-02 | Xcel Energy | 85 | 13781 | IOU | 03132217 | 9.995 | Solar |  |  | Interconnected | Trade Secret | Trade | KAN | KAN031 | Commercial | Solar*Rewards | Trade Secret | 2018 | 2018
20252-215912-02 | Xcel Energy | 85 | 13781 | IOU | 03132218 | 7.616 | Solar |  |  | Interconnected | Trade Secret | Trade | CHE | CHE064 | Residential | Solar*Rewards | Trade Secret | 2018 | 2018
20252-215912-02 | Xcel Energy | 85 | 13781 | IOU | 03132219 | 18 | Solar |  |  | Interconnected | Trade Secret | Trade | APA | APA077 | Commercial | Solar*Rewards | Trade Secret | 2018 | 2019
20252-215912-02 | Xcel Energy | 85 | 13781 | IOU | 03132220 | 11.39 | Solar |  |  | Interconnected | Trade Secret | Trade | RLK | RLK071 | Residential | Solar*Rewards | Trade Secret | 2018 | 2018
20252-215912-02 | Xcel Energy | 85 | 13781 | IOU | 03132221 | 3.8 | Solar |  |  | Interconnected | Trade Secret | Trade | ALD | ALD085 | Residential | Solar*Rewards | Trade Secret | 2018 | 2018
20252-215912-02 | Xcel Energy | 85 | 13781 | IOU | 03132222 | 6 | Solar |  |  | Interconnected | Trade Secret | Trade | LCR | LCR311 | Residential | Solar*Rewards | Trade Secret | 2018 | 2018
20252-215912-02 | Xcel Energy | 85 | 13781 | IOU | 03132223 | 5 | Solar |  |  | Interconnected | Trade Secret | Trade | MST | MST070 | Residential | Solar*Rewards | Trade Secret | 2018 | 2018
20252-215912-02 | Xcel Energy | 85 | 13781 | IOU | 03132224 | 15.344 | Solar |  |  | Interconnected | Trade Secret | Trade | ELP | ELP062 | Residential | Solar*Rewards | Trade Secret | 2018 | 2018
20252-215912-02 | Xcel Energy | 85 | 13781 | IOU | 03132225 | 7.616 | Solar |  |  | Interconnected | Trade Secret | Trade | NER | NER021 | Residential | Solar*Rewards | Trade Secret | 2018 | 2018
20252-215912-02 | Xcel Energy | 85 | 13781 | IOU | 03132226 | 3.8 | Solar |  |  | Interconnected | Trade Secret | Trade | DBL | DBL065 | Residential | Solar*Rewards | Trade Secret | 2018 | 2018
20252-215912-02 | Xcel Energy | 85 | 13781 | IOU | 03132227 | 15.26 | Solar |  |  | Interconnected | Trade Secret | Trade | GSL | GSL079 | Residential | Solar*Rewards | Trade Secret | 2018 | 2018
20252-215912-02 | Xcel Energy | 85 | 13781 | IOU | 03132228 | 11.39 | Solar |  |  | Interconnected | Trade Secret | Trade | MPK | MPK084 | Residential | Solar*Rewards | Trade Secret | 2018 | 2018
20252-215912-02 | Xcel Energy | 85 | 13781 | IOU | 03132229 | 5 | Solar |  |  | Interconnected | Trade Secret | Trade | HWW | HWW073 | Residential | Solar*Rewards | Trade Secret | 2018 | 2018
20252-215912-02 | Xcel Energy | 85 | 13781 | IOU | 03132230 | 9.94 | Solar |  |  | Interconnected | Trade Secret | Trade | WSG | WSG076 | Residential | Solar*Rewards | Trade Secret | 2018 | 2018
20252-215912-02 | Xcel Energy | 85 | 13781 | IOU | 03132231 | 5 | Solar |  |  | Interconnected | Trade Secret | Trade | HUG | HUG321 | Residential | Solar*Rewards | Trade Secret | 2018 | 2018
20252-215912-02 | Xcel Energy | 85 | 13781 | IOU | 03132232 | 8.4 | Solar |  |  | Interconnected | Trade Secret | Trade | MEL | MEL072 | Residential | Solar*Rewards | Trade Secret | 2018 | 2018
20252-215912-02 | Xcel Energy | 85 | 13781 | IOU | 03132233 | 7.63 | Solar |  |  | Interconnected | Trade Secret | Trade | RAM | RAM073 | Residential | Solar*Rewards | Trade Secret | 2018 | 2018
20252-215912-02 | Xcel Energy | 85 | 13781 | IOU | 03132234 | 3.36 | Solar |  |  | Interconnected | Trade Secret | Trade | ALD | ALD072 | Residential | Solar*Rewards | Trade Secret | 2018 | 2018
20252-215912-02 | Xcel Energy | 85 | 13781 | IOU | 03132235 | 18 | Solar |  | X | Interconnected | Trade Secret | Trade | CHI | CHI311 | Residential | Solar*Rewards | Trade Secret | 2018 | 2018
20252-215912-02 | Xcel Energy | 85 | 13781 | IOU | 03132236 | 5 | Solar |  |  | Interconnected | Trade Secret | Trade | CEL | CEL062 | Residential | Solar*Rewards | Trade Secret | 2018 | 2018
20252-215912-02 | Xcel Energy | 85 | 13781 | IOU | 03132237 | 3.8 | Solar |  |  | Interconnected | Trade Secret | Trade | LAC | LAC062 | Residential | Solar*Rewards | Trade Secret | 2018 | 2018
20252-215912-02 | Xcel Energy | 85 | 13781 | IOU | 03132238 | 7.625 | Solar |  |  | Interconnected | Trade Secret | Trade | MTR | MTR021 | Residential | Solar*Rewards | Trade Secret | 2018 | 2018
20252-215912-02 | Xcel Energy | 85 | 13781 | IOU | 03132239 | 19.999 | Solar |  |  | Interconnected | Trade Secret | Trade | PKL | PKL072 | Commercial | Solar*Rewards | Trade Secret | 2018 | 2019
20252-215912-02 | Xcel Energy | 85 | 13781 | IOU | 03132240 | 6 | Solar |  |  | Interconnected | Trade Secret | Trade | AHI | AHI063 | Residential | Solar*Rewards | Trade Secret | 2018 | 2018
20252-215912-02 | Xcel Energy | 85 | 13781 | IOU | 03132241 | 7.63 | Solar |  |  | Interconnected | Trade Secret | Trade | NMC | NMC082 | Residential | Solar*Rewards | Trade Secret | 2018 | 2018
20252-215912-02 | Xcel Energy | 85 | 13781 | IOU | 03132242 | 0.003 | Solar |  |  | Interconnected | Trade Secret | Trade | TWL | TWL066 | Residential | Solar*Rewards | Trade Secret | 2018 | 2018
20252-215912-02 | Xcel Energy | 85 | 13781 | IOU | 03132243 | 0.003 | Solar |  |  | Interconnected | Trade Secret | Trade | ALD | ALD092 | Residential | Solar*Rewards | Trade Secret | 2018 | 2019
20252-215912-02 | Xcel Energy | 85 | 13781 | IOU | 03132244 | 5 | Solar |  |  | Interconnected | Trade Secret | Trade | SOU | SOU081 | Residential | Solar*Rewards | Trade Secret | 2018 | 2018
20252-215912-02 | Xcel Energy | 85 | 13781 | IOU | 03132245 | 5 | Solar |  |  | Interconnected | Trade Secret | Trade | TER | TER062 | Residential | Solar*Rewards | Trade Secret | 2018 | 2018
20252-215912-02 | Xcel Energy | 85 | 13781 | IOU | 03132246 | 6 | Solar |  |  | Interconnected | Trade Secret | Trade | APA | APA067 | Residential | Solar*Rewards | Trade Secret | 2018 | 2018
20252-215912-02 | Xcel Energy | 85 | 13781 | IOU | 03132247 | 7.625 | Solar |  |  | Interconnected | Trade Secret | Trade | WEB | WEB021 | Residential | Solar*Rewards | Trade Secret | 2018 | 2018
20252-215912-02 | Xcel Energy | 85 | 13781 | IOU | 03132248 | 17.565 | Solar |  |  | Interconnected | Trade Secret | Trade | LCR | LCR311 | Residential | Solar*Rewards | Trade Secret | 2018 | 2018
20252-215912-02 | Xcel Energy | 85 | 13781 | IOU | 03132249 | 0.003 | Solar |  |  | Interconnected | Trade Secret | Trade | WES | WES075 | Residential | Solar*Rewards | Trade Secret | 2018 | 2018
20252-215912-02 | Xcel Energy | 85 | 13781 | IOU | 03132250 | 3.747 | Solar |  |  | Interconnected | Trade Secret | Trade | WCR | WCR062 | Residential | Solar*Rewards | Trade Secret | 2018 | 2018
20252-215912-02 | Xcel Energy | 85 | 13781 | IOU | 03132251 | 9.94 | Solar |  | X | Interconnected | Trade Secret | Trade | HSN | HSN311 | Residential | Solar*Rewards | Trade Secret | 2018 | 2018
20252-215912-02 | Xcel Energy | 85 | 13781 | IOU | 03132252 | 6 | Solar |  |  | Interconnected | Trade Secret | Trade | ALD | ALD088 | Residential | Solar*Rewards | Trade Secret | 2018 | 2018
20252-215912-02 | Xcel Energy | 85 | 13781 | IOU | 03132253 | 7.625 | Solar |  |  | Interconnected | Trade Secret | Trade | MDT | MDT077 | Residential | Solar*Rewards | Trade Secret | 2018 | 2018
20252-215912-02 | Xcel Energy | 85 | 13781 | IOU | 03132254 | 3.747 | Solar |  |  | Interconnected | Trade Secret | Trade | HWW | HWW074 | Residential | Solar*Rewards | Trade Secret | 2018 | 2018
20252-215912-02 | Xcel Energy | 85 | 13781 | IOU | 03132255 | 6 | Solar |  |  | Interconnected | Trade Secret | Trade | RAM | RAM064 | Residential | Solar*Rewards | Trade Secret | 2018 | 2018
20252-215912-02 | Xcel Energy | 85 | 13781 | IOU | 03132256 | 9.94 | Solar |  | X | Interconnected | Trade Secret | Trade | LOK | LOK081 | Residential | Solar*Rewards | Trade Secret | 2018 | 2018
20252-215912-02 | Xcel Energy | 85 | 13781 | IOU | 03132257 | 5 | Solar |  |  | Interconnected | Trade Secret | Trade | HUG | HUG321 | Residential | Solar*Rewards | Trade Secret | 2018 | 2018
20252-215912-02 | Xcel Energy | 85 | 13781 | IOU | 03132258 | 5 | Solar |  |  | Interconnected | Trade Secret | Trade | MDT | MDT062 | Residential | Solar*Rewards | Trade Secret | 2018 | 2018
20252-215912-02 | Xcel Energy | 85 | 13781 | IOU | 03132259 | 7.616 | Solar |  |  | Interconnected | Trade Secret | Trade | SOU | SOU077 | Residential | Solar*Rewards | Trade Secret | 2018 | 2018
20252-215912-02 | Xcel Energy | 85 | 13781 | IOU | 03132260 | 5 | Solar |  |  | Interconnected | Trade Secret | Trade | MPK | MPK063 | Residential | Solar*Rewards | Trade Secret | 2018 | 2018
20252-215912-02 | Xcel Energy | 85 | 13781 | IOU | 03132261 | 6 | Solar |  |  | Interconnected | Trade Secret | Trade | DBL | DBL068 | Residential | Solar*Rewards | Trade Secret | 2018 | 2018
20252-215912-02 | Xcel Energy | 85 | 13781 | IOU | 03132262 | 9.94 | Solar |  |  | Interconnected | Trade Secret | Trade | UPP | UPP082 | Residential | Solar*Rewards | Trade Secret | 2018 | 2018
20252-215912-02 | Xcel Energy | 85 | 13781 | IOU | 03132263 | 7.63 | Solar |  |  | Interconnected | Trade Secret | Trade | EDP | EDP073 | Residential | Solar*Rewards | Trade Secret | 2018 | 2018
20252-215912-02 | Xcel Energy | 85 | 13781 | IOU | 03132264 | 4.8 | Solar |  |  | Interconnected | Trade Secret | Trade | SOU | SOU064 | Residential | Solar*Rewards | Trade Secret | 2018 | 2018
20252-215912-02 | Xcel Energy | 85 | 13781 | IOU | 03132265 | 5 | Solar |  |  | Interconnected | Trade Secret | Trade | UPP | UPP082 | Residential | Solar*Rewards | Trade Secret | 2018 | 2018
20252-215912-02 | Xcel Energy | 85 | 13781 | IOU | 03132266 | 5 | Solar |  |  | Interconnected | Trade Secret | Trade | BCH | BCH311 | Residential | Solar*Rewards | Trade Secret | 2018 | 2018
20252-215912-02 | Xcel Energy | 85 | 13781 | IOU | 03132267 | 7.625 | Solar |  |  | Interconnected | Trade Secret | Trade | TER | TER062 | Residential | Solar*Rewards | Trade Secret | 2018 | 2018
20252-215912-02 | Xcel Energy | 85 | 13781 | IOU | 03132268 | 7.616 | Solar |  |  | Interconnected | Trade Secret | Trade | WCR | WCR063 | Residential | Solar*Rewards | Trade Secret | 2018 | 2018
20252-215912-02 | Xcel Energy | 85 | 13781 | IOU | 03132269 | 3.747 | Solar |  |  | Interconnected | Trade Secret | Trade | MPK | MPK074 | Residential | Solar*Rewards | Trade Secret | 2018 | 2018
20252-215912-02 | Xcel Energy | 85 | 13781 | IOU | 03132270 | 7.625 | Solar |  |  | Interconnected | Trade Secret | Trade | SOU | SOU082 | Residential | Solar*Rewards | Trade Secret | 2018 | 2018
20252-215912-02 | Xcel Energy | 85 | 13781 | IOU | 03132271 | 17.565 | Solar |  |  | Interconnected | Trade Secret | Trade | HAS | HAS021 | Commercial | Solar*Rewards | Trade Secret | 2018 | 2018
20252-215912-02 | Xcel Energy | 85 | 13781 | IOU | 03132272 | 7.616 | Solar |  |  | Interconnected | Trade Secret | Trade | SOU | SOU083 | Residential | Solar*Rewards | Trade Secret | 2018 | 2018
20252-215912-02 | Xcel Energy | 85 | 13781 | IOU | 03132273 | 5 | Solar |  |  | Interconnected | Trade Secret | Trade | SLP | SLP092 | Residential | Solar*Rewards | Trade Secret | 2018 | 2018
20252-215912-02 | Xcel Energy | 85 | 13781 | IOU | 03132274 | 3.8 | Solar |  |  | Interconnected | Trade Secret | Trade | ALD | ALD084 | Residential | Solar*Rewards | Trade Secret | 2018 | 2018
20252-215912-02 | Xcel Energy | 85 | 13781 | IOU | 03132275 | 7.625 | Solar |  |  | Interconnected | Trade Secret | Trade | GLD | GLD021 | Residential | Solar*Rewards | Trade Secret | 2018 | 2018
20252-215912-02 | Xcel Energy | 85 | 13781 | IOU | 03132276 | 5 | Solar |  |  | Interconnected | Trade Secret | Trade | MEL | MEL069 | Residential | Solar*Rewards | Trade Secret | 2018 | 2018
20252-215912-02 | Xcel Energy | 85 | 13781 | IOU | 03132277 | 15.26 | Solar |  | X | Interconnected | Trade Secret | Trade | ANN | ANN021 | Commercial | Solar*Rewards | Trade Secret | 2018 | 2018
20252-215912-02 | Xcel Energy | 85 | 13781 | IOU | 03132278 | 13.74 | Solar |  |  | Interconnected | Trade Secret | Trade | MRN | MRN021 | Residential | Solar*Rewards | Trade Secret | 2018 | 2018
20252-215912-02 | Xcel Energy | 85 | 13781 | IOU | 03132279 | 9.94 | Solar |  |  | Interconnected | Trade Secret | Trade | SCL | SCL313 | Residential | Solar*Rewards | Trade Secret | 2018 | 2018
20252-215912-02 | Xcel Energy | 85 | 13781 | IOU | 03132280 | 3.8 | Solar |  |  | Interconnected | Trade Secret | Trade | HWW | HWW073 | Residential | Solar*Rewards | Trade Secret | 2018 | 2018
20252-215912-02 | Xcel Energy | 85 | 13781 | IOU | 03132281 | 5 | Solar |  |  | Interconnected | Trade Secret | Trade | WES | WES073 | Residential | Solar*Rewards | Trade Secret | 2018 | 2018
20252-215912-02 | Xcel Energy | 85 | 13781 | IOU | 03132282 | 2.16 | Solar |  |  | Interconnected | Trade Secret | Trade | SOU | SOU060 | Residential | Solar*Rewards | Trade Secret | 2018 | 2018
20252-215912-02 | Xcel Energy | 85 | 13781 | IOU | 03132283 | 2.88 | Solar |  |  | Interconnected | Trade Secret | Trade | ALD | ALD076 | Residential | Solar*Rewards | Trade Secret | 2018 | 2018
20252-215912-02 | Xcel Energy | 85 | 13781 | IOU | 03132284 | 7.625 | Solar |  |  | Interconnected | Trade Secret | Trade | MEL | MEL062 | Residential | Solar*Rewards | Trade Secret | 2018 | 2018
20252-215912-02 | Xcel Energy | 85 | 13781 | IOU | 03132285 | 5 | Solar |  |  | Interconnected | Trade Secret | Trade | MPK | MPK063 | Residential | Solar*Rewards | Trade Secret | 2018 | 2018
20252-215912-02 | Xcel Energy | 85 | 13781 | IOU | 03132286 | 6 | Solar |  |  | Interconnected | Trade Secret | Trade | MPK | MPK082 | Residential | Solar*Rewards | Trade Secret | 2018 | 2018
20252-215912-02 | Xcel Energy | 85 | 13781 | IOU | 03132287 | 6 | Solar |  |  | Interconnected | Trade Secret | Trade | MPK | MPK071 | Residential | Solar*Rewards | Trade Secret | 2018 | 2018
20252-215912-02 | Xcel Energy | 85 | 13781 | IOU | 03132288 | 3.747 | Solar |  |  | Interconnected | Trade Secret | Trade | SOU | SOU065 | Residential | Solar*Rewards | Trade Secret | 2018 | 2018
20252-215912-02 | Xcel Energy | 85 | 13781 | IOU | 03132289 | 3.747 | Solar |  |  | Interconnected | Trade Secret | Trade | ALD | ALD083 | Residential | Solar*Rewards | Trade Secret | 2018 | 2018
20252-215912-02 | Xcel Energy | 85 | 13781 | IOU | 03132290 | 15.232 | Solar |  |  | Interconnected | Trade Secret | Trade | LLK | LLK071 | Residential | Solar*Rewards | Trade Secret | 2018 | 2018
20252-215912-02 | Xcel Energy | 85 | 13781 | IOU | 03132291 | 5 | Solar |  |  | Interconnected | Trade Secret | Trade | HUG | HUG321 | Residential | Solar*Rewards | Trade Secret | 2018 | 2018
20252-215912-02 | Xcel Energy | 85 | 13781 | IOU | 03132294 | 7.616 | Solar |  |  | Interconnected | Trade Secret | Trade | RAM | RAM073 | Residential | Solar*Rewards | Trade Secret | 2018 | 2018
20252-215912-02 | Xcel Energy | 85 | 13781 | IOU | 03132295 | 3.747 | Solar |  |  | Interconnected | Trade Secret | Trade | RIV | RIV061 | Residential | Solar*Rewards | Trade Secret | 2018 | 2018
20252-215912-02 | Xcel Energy | 85 | 13781 | IOU | 03132296 | 5 | Solar |  |  | Interconnected | Trade Secret | Trade | WES | WES076 | Residential | Solar*Rewards | Trade Secret | 2018 | 2018
20252-215912-02 | Xcel Energy | 85 | 13781 | IOU | 03132297 | 18 | Solar |  |  | Interconnected | Trade Secret | Trade | WAT | WAT081 | Commercial | Solar*Rewards | Trade Secret | 2018 | 2018
20252-215912-02 | Xcel Energy | 85 | 13781 | IOU | 03132298 | 5 | Solar |  |  | Interconnected | Trade Secret | Trade | SOU | SOU061 | Residential | Solar*Rewards | Trade Secret | 2018 | 2018
20252-215912-02 | Xcel Energy | 85 | 13781 | IOU | 03132299 | 7.616 | Solar |  |  | Interconnected | Trade Secret | Trade | MPK | MPK071 | Residential | Solar*Rewards | Trade Secret | 2018 | 2018
20252-215912-02 | Xcel Energy | 85 | 13781 | IOU | 03132300 | 5 | Solar |  |  | Interconnected | Trade Secret | Trade | SAV | SAV069 | Residential | Solar*Rewards | Trade Secret | 2018 | 2018
20252-215912-02 | Xcel Energy | 85 | 13781 | IOU | 03132301 | 9.94 | Solar |  |  | Interconnected | Trade Secret | Trade | LOK | LOK062 | Residential | Solar*Rewards | Trade Secret | 2018 | 2018
20252-215912-02 | Xcel Energy | 85 | 13781 | IOU | 03132302 | 7.63 | Solar |  |  | Interconnected | Trade Secret | Trade | FAP | FAP061 | Residential | Solar*Rewards | Trade Secret | 2018 | 2018
20252-215912-02 | Xcel Energy | 85 | 13781 | IOU | 03132303 | 5 | Solar |  |  | Interconnected | Trade Secret | Trade | ESW | ESW062 | Residential | Solar*Rewards | Trade Secret | 2018 | 2018
20252-215912-02 | Xcel Energy | 85 | 13781 | IOU | 03132304 | 9.94 | Solar |  |  | Interconnected | Trade Secret | Trade | APA | APA071 | Residential | Solar*Rewards | Trade Secret | 2018 | 2018
20252-215912-02 | Xcel Energy | 85 | 13781 | IOU | 03132305 | 6 | Solar |  |  | Interconnected | Trade Secret | Trade | MPK | MPK076 | Residential | Solar*Rewards | Trade Secret | 2018 | 2018
20252-215912-02 | Xcel Energy | 85 | 13781 | IOU | 03132306 | 3 | Solar |  |  | Interconnected | Trade Secret | Trade | CHE | CHE064 | Residential | Solar*Rewards | Trade Secret | 2018 | 2018
20252-215912-02 | Xcel Energy | 85 | 13781 | IOU | 03132307 | 10 | Solar |  |  | Interconnected | Trade Secret | Trade | SMT | SMT072 | Residential | Solar*Rewards | Trade Secret | 2018 | 2018
20252-215912-02 | Xcel Energy | 85 | 13781 | IOU | 03132308 | 11.39 | Solar |  |  | Interconnected | Trade Secret | Trade | GLK | GLK071 | Commercial | Solar*Rewards | Trade Secret | 2018 | 2018
20252-215912-02 | Xcel Energy | 85 | 13781 | IOU | 03132309 | 3.36 | Solar |  |  | Interconnected | Trade Secret | Trade | GSL | GSL342 | Residential | Solar*Rewards | Trade Secret | 2018 | 2018
20252-215912-02 | Xcel Energy | 85 | 13781 | IOU | 03132310 | 14 | Solar |  |  | Interconnected | Trade Secret | Trade | WAS | WAS092 | Residential | Solar*Rewards | Trade Secret | 2018 | 2018
20252-215912-02 | Xcel Energy | 85 | 13781 | IOU | 03132311 | 18 | Solar |  |  | Interconnected | Trade Secret | Trade | SOU | SOU079 | Commercial | Solar*Rewards | Trade Secret | 2018 | 2018
20252-215912-02 | Xcel Energy | 85 | 13781 | IOU | 03132312 | 7.7 | Solar |  |  | Interconnected | Trade Secret | Trade | WAS | WAS092 | Residential | Solar*Rewards | Trade Secret | 2018 | 2018
20252-215912-02 | Xcel Energy | 85 | 13781 | IOU | 03132313 | 5 | Solar |  |  | Interconnected | Trade Secret | Trade | GIB | GIB021 | Residential | Solar*Rewards | Trade Secret | 2018 | 2018
20252-215912-02 | Xcel Energy | 85 | 13781 | IOU | 03132314 | 7.616 | Solar |  |  | Interconnected | Trade Secret | Trade | SOU | SOU073 | Residential | Solar*Rewards | Trade Secret | 2018 | 2018
20252-215912-02 | Xcel Energy | 85 | 13781 | IOU | 03132315 | 5 | Solar |  |  | Interconnected | Trade Secret | Trade | MHW | MHW311 | Residential | Solar*Rewards | Trade Secret | 2018 | 2018
20252-215912-02 | Xcel Energy | 85 | 13781 | IOU | 03132316 | 18 | Solar |  |  | Interconnected | Trade Secret | Trade | ZUM | ZUM021 | Residential | Solar*Rewards | Trade Secret | 2018 | 2018
20252-215912-02 | Xcel Energy | 85 | 13781 | IOU | 03132317 | 20 | Solar |  |  | Interconnected | Trade Secret | Trade | WAS | WAS092 | Commercial | Solar*Rewards | Trade Secret | 2018 | 2018
20252-215912-02 | Xcel Energy | 85 | 13781 | IOU | 03132318 | 3.84 | Solar |  |  | Interconnected | Trade Secret | Trade | LLK | LLK061 | Residential | Solar*Rewards | Trade Secret | 2018 | 2018
20252-215912-02 | Xcel Energy | 85 | 13781 | IOU | 03132319 | 3.8 | Solar |  |  | Interconnected | Trade Secret | Trade | HSN | HSN311 | Residential | Solar*Rewards | Trade Secret | 2018 | 2018
20252-215912-02 | Xcel Energy | 85 | 13781 | IOU | 03132320 | 7.63 | Solar |  |  | Interconnected | Trade Secret | Trade | EKO | EKO021 | Residential | Solar*Rewards | Trade Secret | 2018 | 2018
20252-215912-02 | Xcel Energy | 85 | 13781 | IOU | 03132321 | 5 | Solar |  |  | Interconnected | Trade Secret | Trade | AFT | AFT314 | Residential | Solar*Rewards | Trade Secret | 2018 | 2018
20252-215912-02 | Xcel Energy | 85 | 13781 | IOU | 03132322 | 14.94 | Solar |  |  | Interconnected | Trade Secret | Trade | HUG | HUG321 | Residential | Solar*Rewards | Trade Secret | 2018 | 2018
20252-215912-02 | Xcel Energy | 85 | 13781 | IOU | 03132323 | 5.76 | Solar |  |  | Interconnected | Trade Secret | Trade | PKL | PKL082 | Residential | Solar*Rewards | Trade Secret | 2018 | 2018
20252-215912-02 | Xcel Energy | 85 | 13781 | IOU | 03132324 | 13.616 | Solar |  |  | Interconnected | Trade Secret | Trade | RAM | RAM064 | Residential | Solar*Rewards | Trade Secret | 2018 | 2018
20252-215912-02 | Xcel Energy | 85 | 13781 | IOU | 03132325 | 9.94 | Solar |  |  | Interconnected | Trade Secret | Trade | LAP | LAP311 | Residential | Solar*Rewards | Trade Secret | 2018 | 2018
20252-215912-02 | Xcel Energy | 85 | 13781 | IOU | 03132326 | 3.8 | Solar |  |  | Interconnected | Trade Secret | Trade | TWL | TWL066 | Residential | Solar*Rewards | Trade Secret | 2018 | 2018
20252-215912-02 | Xcel Energy | 85 | 13781 | IOU | 03132327 | 7.616 | Solar |  |  | Interconnected | Trade Secret | Trade | WIL | WIL063 | Residential | Solar*Rewards | Trade Secret | 2018 | 2019
20252-215912-02 | Xcel Energy | 85 | 13781 | IOU | 03132328 | 11.39 | Solar |  |  | Interconnected | Trade Secret | Trade | GRC | GRC062 | Residential | Solar*Rewards | Trade Secret | 2018 | 2018
20252-215912-02 | Xcel Energy | 85 | 13781 | IOU | 03132329 | 7.2 | Solar |  |  | Interconnected | Trade Secret | Trade | MOL | MOL066 | Residential | Solar*Rewards | Trade Secret | 2018 | 2018
20252-215912-02 | Xcel Energy | 85 | 13781 | IOU | 03132330 | 5 | Solar |  |  | Interconnected | Trade Secret | Trade | LIN | LIN022 | Residential | Solar*Rewards | Trade Secret | 2018 | 2018
20252-215912-02 | Xcel Energy | 85 | 13781 | IOU | 03132331 | 7.63 | Solar |  |  | Interconnected | Trade Secret | Trade | HWW | HWW074 | Residential | Solar*Rewards | Trade Secret | 2018 | 2018
20252-215912-02 | Xcel Energy | 85 | 13781 | IOU | 03132332 | 9.94 | Solar |  |  | Interconnected | Trade Secret | Trade | YAM | YAM021 | Residential | Solar*Rewards | Trade Secret | 2018 | 2018
20252-215912-02 | Xcel Energy | 85 | 13781 | IOU | 03132333 | 7.616 | Solar |  |  | Interconnected | Trade Secret | Trade | SLP | SLP084 | Residential | Solar*Rewards | Trade Secret | 2018 | 2018
20252-215912-02 | Xcel Energy | 85 | 13781 | IOU | 03132334 | 3.747 | Solar |  |  | Interconnected | Trade Secret | Trade | RLK | RLK066 | Residential | Solar*Rewards | Trade Secret | 2018 | 2018
20252-215912-02 | Xcel Energy | 85 | 13781 | IOU | 03132335 | 7.63 | Solar |  |  | Interconnected | Trade Secret | Trade | AFT | AFT322 | Residential | Solar*Rewards | Trade Secret | 2018 | 2018
20252-215912-02 | Xcel Energy | 85 | 13781 | IOU | 03132336 | 7.625 | Solar |  |  | Interconnected | Trade Secret | Trade | SOU | SOU084 | Residential | Solar*Rewards | Trade Secret | 2018 | 2018
20252-215912-02 | Xcel Energy | 85 | 13781 | IOU | 03132337 | 7.625 | Solar |  |  | Interconnected | Trade Secret | Trade | MHW | MHW311 | Commercial | Solar*Rewards | Trade Secret | 2018 | 2018
20252-215912-02 | Xcel Energy | 85 | 13781 | IOU | 03132338 | 3.8 | Solar |  |  | Interconnected | Trade Secret | Trade | HWW | HWW062 | Residential | Solar*Rewards | Trade Secret | 2018 | 2018
20252-215912-02 | Xcel Energy | 85 | 13781 | IOU | 03132339 | 5 | Solar |  |  | Interconnected | Trade Secret | Trade | TER | TER062 | Residential | Solar*Rewards | Trade Secret | 2018 | 2018
20252-215912-02 | Xcel Energy | 85 | 13781 | IOU | 03132340 | 3.84 | Solar |  |  | Interconnected | Trade Secret | Trade | TER | TER062 | Residential | Solar*Rewards | Trade Secret | 2018 | 2018
20252-215912-02 | Xcel Energy | 85 | 13781 | IOU | 03132341 | 6 | Solar |  |  | Interconnected | Trade Secret | Trade | SHP | SHP062 | Residential | Solar*Rewards | Trade Secret | 2018 | 2019
20252-215912-02 | Xcel Energy | 85 | 13781 | IOU | 03132342 | 3.747 | Solar |  |  | Interconnected | Trade Secret | Trade | LCR | LCR311 | Residential | Solar*Rewards | Trade Secret | 2018 | 2018
20252-215912-02 | Xcel Energy | 85 | 13781 | IOU | 03132343 | 6.72 | Solar |  |  | Interconnected | Trade Secret | Trade | HYL | HYL063 | Residential | Solar*Rewards | Trade Secret | 2018 | 2018
20252-215912-02 | Xcel Energy | 85 | 13781 | IOU | 03132344 | 10 | Solar |  |  | Interconnected | Trade Secret | Trade | WAS | WAS092 | Residential | Solar*Rewards | Trade Secret | 2018 | 2018
20252-215912-02 | Xcel Energy | 85 | 13781 | IOU | 03132345 | 3.747 | Solar |  |  | Interconnected | Trade Secret | Trade | SOU | SOU073 | Residential | Solar*Rewards | Trade Secret | 2018 | 2018
20252-215912-02 | Xcel Energy | 85 | 13781 | IOU | 03132346 | 7.616 | Solar |  |  | Interconnected | Trade Secret | Trade | PKL | PKL085 | Residential | Solar*Rewards | Trade Secret | 2018 | 2018
20252-215912-02 | Xcel Energy | 85 | 13781 | IOU | 03132347 | 5 | Solar |  |  | Interconnected | Trade Secret | Trade | AFT | AFT321 | Residential | Solar*Rewards | Trade Secret | 2018 | 2018
20252-215912-02 | Xcel Energy | 85 | 13781 | IOU | 03132348 | 3.8 | Solar |  |  | Interconnected | Trade Secret | Trade | HWW | HWW071 | Residential | Solar*Rewards | Trade Secret | 2018 | 2018
20252-215912-02 | Xcel Energy | 85 | 13781 | IOU | 03132349 | 9.94 | Solar |  |  | Interconnected | Trade Secret | Trade | WSG | WSG066 | Residential | Solar*Rewards | Trade Secret | 2018 | 2018
20252-215912-02 | Xcel Energy | 85 | 13781 | IOU | 03132350 | 6 | Solar |  |  | Interconnected | Trade Secret | Trade | DND | DND061 | Residential | Solar*Rewards | Trade Secret | 2018 | 2018
20252-215912-02 | Xcel Energy | 85 | 13781 | IOU | 03132351 | 14.51 | Solar |  |  | Interconnected | Trade Secret | Trade | SLP | SLP093 | Commercial | Solar*Rewards | Trade Secret | 2018 | 2018
20252-215912-02 | Xcel Energy | 85 | 13781 | IOU | 03132352 | 233.1 | Solar |  |  | Interconnected | Trade Secret | Trade | RIV | RIV073 | Commercial |  | Trade Secret | 2018 | 2018
20252-215912-02 | Xcel Energy | 85 | 13781 | IOU | 03132353 | 219.799 | Solar |  |  | Interconnected | Trade Secret | Trade | RIV | RIV073 | Commercial |  | Trade Secret | 2018 | 2018
20252-215912-02 | Xcel Energy | 85 | 13781 | IOU | 03132354 | 9.94 | Solar |  |  | Interconnected | Trade Secret | Trade | MPN | MPN081 | Residential | Solar*Rewards | Trade Secret | 2018 | 2018
20252-215912-02 | Xcel Energy | 85 | 13781 | IOU | 03132355 | 15.994 | Solar |  |  | Interconnected | Trade Secret | Trade | HUG | HUG321 | Residential | Solar*Rewards | Trade Secret | 2018 | 2018
20252-215912-02 | Xcel Energy | 85 | 13781 | IOU | 03132356 | 12 | Solar |  |  | Interconnected | Trade Secret | Trade | LIN | LIN031 | Residential | Solar*Rewards | Trade Secret | 2018 | 2018
20252-215912-02 | Xcel Energy | 85 | 13781 | IOU | 03132357 | 6 | Solar |  |  | Interconnected | Trade Secret | Trade | SOU | SOU069 | Residential | Solar*Rewards | Trade Secret | 2018 | 2018
20252-215912-02 | Xcel Energy | 85 | 13781 | IOU | 03132358 | 5 | Solar |  |  | Interconnected | Trade Secret | Trade | LOK | LOK061 | Residential | Solar*Rewards | Trade Secret | 2018 | 2018
20252-215912-02 | Xcel Energy | 85 | 13781 | IOU | 03132359 | 5 | Solar |  |  | Interconnected | Trade Secret | Trade | RRK | RRK082 | Residential | Solar*Rewards | Trade Secret | 2018 | 2019
20252-215912-02 | Xcel Energy | 85 | 13781 | IOU | 03132360 | 7.616 | Solar |  |  | Interconnected | Trade Secret | Trade | WSG | WSG362 | Residential | Solar*Rewards | Trade Secret | 2018 | 2018
20252-215912-02 | Xcel Energy | 85 | 13781 | IOU | 03132361 | 7.63 | Solar |  |  | Interconnected | Trade Secret | Trade | LIN | LIN022 | Residential | Solar*Rewards | Trade Secret | 2018 | 2018
20252-215912-02 | Xcel Energy | 85 | 13781 | IOU | 03132362 | 7.625 | Solar |  |  | Interconnected | Trade Secret | Trade | MPK | MPK078 | Residential | Solar*Rewards | Trade Secret | 2018 | 2018
20252-215912-02 | Xcel Energy | 85 | 13781 | IOU | 03132363 | 7.625 | Solar |  |  | Decommissioned | Trade Secret | Trade | WCR | WCR311 | Residential | Solar*Rewards | Trade Secret | 2018 | 2018
20252-215912-02 | Xcel Energy | 85 | 13781 | IOU | 03132364 | 0.003 | Solar |  |  | Interconnected | Trade Secret | Trade | WES | WES063 | Residential | Solar*Rewards | Trade Secret | 2018 | 2018
20252-215912-02 | Xcel Energy | 85 | 13781 | IOU | 03132365 | 7.625 | Solar |  |  | Interconnected | Trade Secret | Trade | SOU | SOU063 | Residential | Made in Minnesota | Trade Secret | 2018 | 2018
20252-215912-02 | Xcel Energy | 85 | 13781 | IOU | 03132366 | 0.003 | Solar |  |  | Interconnected | Trade Secret | Trade | SOU | SOU069 | Residential | Solar*Rewards | Trade Secret | 2018 | 2018
20252-215912-02 | Xcel Energy | 85 | 13781 | IOU | 03132367 | 9.94 | Solar |  |  | Interconnected | Trade Secret | Trade | MEL | MEL073 | Residential | Solar*Rewards | Trade Secret | 2018 | 2018
20252-215912-02 | Xcel Energy | 85 | 13781 | IOU | 03132368 | 9.94 | Solar |  |  | Interconnected | Trade Secret | Trade | DLO | DLO021 | Residential | Solar*Rewards | Trade Secret | 2018 | 2018
20252-215912-02 | Xcel Energy | 85 | 13781 | IOU | 03132369 | 7.616 | Solar |  |  | Interconnected | Trade Secret | Trade | TWL | TWL062 | Residential | Solar*Rewards | Trade Secret | 2018 | 2018
20252-215912-02 | Xcel Energy | 85 | 13781 | IOU | 03132370 | 5 | Solar |  |  | Interconnected | Trade Secret | Trade | WIL | WIL062 | Residential | Solar*Rewards | Trade Secret | 2018 | 2018
20252-215912-02 | Xcel Energy | 85 | 13781 | IOU | 03132371 | 5 | Solar |  |  | Interconnected | Trade Secret | Trade | AFT | AFT314 | Residential | Solar*Rewards | Trade Secret | 2018 | 2018
20252-215912-02 | Xcel Energy | 85 | 13781 | IOU | 03132372 | 5 | Solar |  |  | Interconnected | Trade Secret | Trade | DBL | DBL065 | Residential | Solar*Rewards | Trade Secret | 2018 | 2019
20252-215912-02 | Xcel Energy | 85 | 13781 | IOU | 03132373 | 15.232 | Solar |  |  | Interconnected | Trade Secret | Trade | TLK | TLK064 | Residential | Solar*Rewards | Trade Secret | 2018 | 2018
20252-215912-02 | Xcel Energy | 85 | 13781 | IOU | 03132374 | 2.16 | Solar |  |  | Interconnected | Trade Secret | Trade | MPK | MPK068 | Residential | Solar*Rewards | Trade Secret | 2018 | 2018
20252-215912-02 | Xcel Energy | 85 | 13781 | IOU | 03132375 | 6 | Solar |  |  | Interconnected | Trade Secret | Trade | RIV | RIV076 | Residential | Solar*Rewards | Trade Secret | 2018 | 2018
20252-215912-02 | Xcel Energy | 85 | 13781 | IOU | 03132376 | 6 | Solar |  |  | Interconnected | Trade Secret | Trade | UPP | UPP066 | Residential | Solar*Rewards | Trade Secret | 2018 | 2018
20252-215912-02 | Xcel Energy | 85 | 13781 | IOU | 03132377 | 3.84 | Solar |  |  | Interconnected | Trade Secret | Trade | WDY | WDY321 | Residential | Solar*Rewards | Trade Secret | 2018 | 2018
20252-215912-02 | Xcel Energy | 85 | 13781 | IOU | 03132378 | 3.8 | Solar |  |  | Interconnected | Trade Secret | Trade | MPK | MPK064 | Residential | Solar*Rewards | Trade Secret | 2018 | 2018
20252-215912-02 | Xcel Energy | 85 | 13781 | IOU | 03132379 | 2.4 | Solar |  |  | Interconnected | Trade Secret | Trade | LCR | LCR311 | Residential | Solar*Rewards | Trade Secret | 2018 | 2018
20252-215912-02 | Xcel Energy | 85 | 13781 | IOU | 03132380 | 19.88 | Solar |  |  | Interconnected | Trade Secret | Trade | DOC | DOC211 | Commercial | Solar*Rewards | Trade Secret | 2018 | 2018
20252-215912-02 | Xcel Energy | 85 | 13781 | IOU | 03132381 | 15.232 | Solar |  |  | Interconnected | Trade Secret | Trade | WCR | WCR061 | Commercial | Solar*Rewards | Trade Secret | 2018 | 2018
20252-215912-02 | Xcel Energy | 85 | 13781 | IOU | 03132382 | 7.625 | Solar |  |  | Interconnected | Trade Secret | Trade | TER | TER061 | Residential | Solar*Rewards | Trade Secret | 2018 | 2019
20252-215912-02 | Xcel Energy | 85 | 13781 | IOU | 03132383 | 15.232 | Solar |  |  | Interconnected | Trade Secret | Trade | WCR | WCR061 | Commercial | Solar*Rewards | Trade Secret | 2018 | 2018
20252-215912-02 | Xcel Energy | 85 | 13781 | IOU | 03132384 | 9.94 | Solar |  |  | Interconnected | Trade Secret | Trade | ALD | ALD072 | Commercial | Solar*Rewards | Trade Secret | 2018 | 2018
20252-215912-02 | Xcel Energy | 85 | 13781 | IOU | 03132385 | 3.747 | Solar |  |  | Interconnected | Trade Secret | Trade | WES | WES076 | Residential | Solar*Rewards | Trade Secret | 2018 | 2018
20252-215912-02 | Xcel Energy | 85 | 13781 | IOU | 03132386 | 6 | Solar |  |  | Interconnected | Trade Secret | Trade | ALD | ALD083 | Commercial | Solar*Rewards | Trade Secret | 2018 | 2018
20252-215912-02 | Xcel Energy | 85 | 13781 | IOU | 03132387 | 9.12 | Solar |  |  | Interconnected | Trade Secret | Trade | MPK | MPK074 | Commercial | Solar*Rewards | Trade Secret | 2018 | 2018
20252-215912-02 | Xcel Energy | 85 | 13781 | IOU | 03132388 | 27.496 | Solar |  |  | Interconnected | Trade Secret | Trade | DLO | DLO021 | Residential | Solar*Rewards | Trade Secret | 2018 | 2018
20252-215912-02 | Xcel Energy | 85 | 13781 | IOU | 03132389 | 7.625 | Solar |  |  | Interconnected | Trade Secret | Trade | LAP | LAP311 | Residential | Solar*Rewards | Trade Secret | 2018 | 2019
20252-215912-02 | Xcel Energy | 85 | 13781 | IOU | 03132390 | 6 | Solar |  |  | Interconnected | Trade Secret | Trade | WDY | WDY311 | Residential | Solar*Rewards | Trade Secret | 2018 | 2018
20252-215912-02 | Xcel Energy | 85 | 13781 | IOU | 03132391 | 5 | Solar |  |  | Interconnected | Trade Secret | Trade | UPP | UPP082 | Residential | Solar*Rewards | Trade Secret | 2018 | 2018
20252-215912-02 | Xcel Energy | 85 | 13781 | IOU | 03132392 | 3 | Solar |  |  | Interconnected | Trade Secret | Trade | DBL | DBL068 | Residential | Solar*Rewards | Trade Secret | 2018 | 2018
20252-215912-02 | Xcel Energy | 85 | 13781 | IOU | 03132393 | 9.94 | Solar |  |  | Interconnected | Trade Secret | Trade | LAC | LAC062 | Residential | Solar*Rewards | Trade Secret | 2018 | 2018
20252-215912-02 | Xcel Energy | 85 | 13781 | IOU | 03132394 | 6 | Solar |  |  | Interconnected | Trade Secret | Trade | HSN | HSN312 | Residential | Solar*Rewards | Trade Secret | 2018 | 2018
20252-215912-02 | Xcel Energy | 85 | 13781 | IOU | 03132395 | 0.003 | Solar |  |  | Interconnected | Trade Secret | Trade | SOU | SOU087 | Residential | Solar*Rewards | Trade Secret | 2018 | 2018
20252-215912-02 | Xcel Energy | 85 | 13781 | IOU | 03132396 | 3.8 | Solar |  |  | Interconnected | Trade Secret | Trade | KLK | KLK061 | Residential | Solar*Rewards | Trade Secret | 2018 | 2018
20252-215912-02 | Xcel Energy | 85 | 13781 | IOU | 03132397 | 3.8 | Solar |  |  | Interconnected | Trade Secret | Trade | SOU | SOU065 | Residential | Solar*Rewards | Trade Secret | 2018 | 2018
20252-215912-02 | Xcel Energy | 85 | 13781 | IOU | 03132398 | 9.94 | Solar |  |  | Interconnected | Trade Secret | Trade | MPK | MPK078 | Residential | Solar*Rewards | Trade Secret | 2018 | 2018
20252-215912-02 | Xcel Energy | 85 | 13781 | IOU | 03132399 | 7.63 | Solar |  |  | Interconnected | Trade Secret | Trade | WSG | WSG351 | Residential | Solar*Rewards | Trade Secret | 2018 | 2018
20252-215912-02 | Xcel Energy | 85 | 13781 | IOU | 03132400 | 3.22 | Solar |  |  | Interconnected | Trade Secret | Trade | STY | STY065 | Residential | Solar*Rewards | Trade Secret | 2018 | 2018
20252-215912-02 | Xcel Energy | 85 | 13781 | IOU | 03132401 | 3.747 | Solar |  |  | Interconnected | Trade Secret | Trade | BCR | BCR063 | Residential | Solar*Rewards | Trade Secret | 2018 | 2018
20252-215912-02 | Xcel Energy | 85 | 13781 | IOU | 03132402 | 7.616 | Solar |  |  | Interconnected | Trade Secret | Trade | PKL | PKL085 | Residential | Solar*Rewards | Trade Secret | 2018 | 2018
20252-215912-02 | Xcel Energy | 85 | 13781 | IOU | 03132403 | 5 | Solar |  |  | Interconnected | Trade Secret | Trade | HUG | HUG312 | Residential | Solar*Rewards | Trade Secret | 2018 | 2018
20252-215912-02 | Xcel Energy | 85 | 13781 | IOU | 03132404 | 7.616 | Solar |  |  | Interconnected | Trade Secret | Trade | HOL | HOL061 | Residential | Solar*Rewards | Trade Secret | 2018 | 2018
20252-215912-02 | Xcel Energy | 85 | 13781 | IOU | 03132405 | 3 | Solar |  |  | Interconnected | Trade Secret | Trade | SOU | SOU064 | Residential |  | Trade Secret | 2018 | 2018
20252-215912-02 | Xcel Energy | 85 | 13781 | IOU | 03132406 | 5 | Solar |  |  | Interconnected | Trade Secret | Trade | SLP | SLP081 | Residential | Solar*Rewards | Trade Secret | 2018 | 2018
20252-215912-02 | Xcel Energy | 85 | 13781 | IOU | 03132407 | 4.48 | Solar |  |  | Interconnected | Trade Secret | Trade | SLP | SLP092 | Residential | Solar*Rewards | Trade Secret | 2018 | 2018
20252-215912-02 | Xcel Energy | 85 | 13781 | IOU | 03132408 | 7.625 | Solar |  |  | Interconnected | Trade Secret | Trade | GNL | GNL072 | Commercial | Solar*Rewards | Trade Secret | 2018 | 2018
20252-215912-02 | Xcel Energy | 85 | 13781 | IOU | 03132409 | 15.25 | Solar |  |  | Interconnected | Trade Secret | Trade | SCL | SCL312 | Commercial | Solar*Rewards | Trade Secret | 2018 | 2018
20252-215912-02 | Xcel Energy | 85 | 13781 | IOU | 03132410 | 5 | Solar |  |  | Interconnected | Trade Secret | Trade | MOL | MOL079 | Residential | Solar*Rewards | Trade Secret | 2018 | 2018
20252-215912-02 | Xcel Energy | 85 | 13781 | IOU | 03132411 | 19.999 | Solar |  |  | Interconnected | Trade Secret | Trade | OPK | OPK065 | Commercial | Solar*Rewards | Trade Secret | 2018 | 2019
20252-215912-02 | Xcel Energy | 85 | 13781 | IOU | 03132412 | 6.72 | Solar |  |  | Interconnected | Trade Secret | Trade | SLP | SLP084 | Residential | Solar*Rewards | Trade Secret | 2018 | 2018
20252-215912-02 | Xcel Energy | 85 | 13781 | IOU | 03132413 | 5 | Solar |  |  | Interconnected | Trade Secret | Trade | MPK | MPK082 | Residential | Solar*Rewards | Trade Secret | 2018 | 2018
20252-215912-02 | Xcel Energy | 85 | 13781 | IOU | 03132414 | 33.3 | Solar |  |  | Interconnected | Trade Secret | Trade | LOK | LOK083 | Commercial | Made in Minnesota | Trade Secret | 2018 | 2018
20252-215912-02 | Xcel Energy | 85 | 13781 | IOU | 03132415 | 6 | Solar |  | X | Interconnected | Trade Secret | Trade | HUG | HUG311 | Residential | Solar*Rewards | Trade Secret | 2018 | 2019
20252-215912-02 | Xcel Energy | 85 | 13781 | IOU | 03132416 | 5 | Solar |  |  | Interconnected | Trade Secret | Trade | MTR | MTR021 | Residential | Solar*Rewards | Trade Secret | 2018 | 2018
20252-215912-02 | Xcel Energy | 85 | 13781 | IOU | 03132417 | 5.88 | Solar |  |  | Interconnected | Trade Secret | Trade | MEL | MEL071 | Residential | Solar*Rewards | Trade Secret | 2018 | 2018
20252-215912-02 | Xcel Energy | 85 | 13781 | IOU | 03132418 | 19.88 | Solar |  |  | Interconnected | Trade Secret | Trade | REW | REW022 | Commercial | Solar*Rewards | Trade Secret | 2018 | 2018
20252-215912-02 | Xcel Energy | 85 | 13781 | IOU | 03132419 | 18 | Solar |  |  | Interconnected | Trade Secret | Trade | BEL | BEL061 | Commercial | Solar*Rewards | Trade Secret | 2018 | 2018
20252-215912-02 | Xcel Energy | 85 | 13781 | IOU | 03132420 | 15 | Solar |  |  | Interconnected | Trade Secret | Trade | CHI | CHI311 | Residential | Solar*Rewards | Trade Secret | 2018 | 2018
20252-215912-02 | Xcel Energy | 85 | 13781 | IOU | 03132421 | 99.9 | Solar |  |  | Interconnected | Trade Secret | Trade | SMT | SMT091 | Commercial |  | Trade Secret | 2018 | 2018
20252-215912-02 | Xcel Energy | 85 | 13781 | IOU | 03132422 | 43.53 | Solar |  |  | Interconnected | Trade Secret | Trade | MDT | MDT071 | Commercial | Made in Minnesota | Trade Secret | 2018 | 2018
20252-215912-02 | Xcel Energy | 85 | 13781 | IOU | 03132423 | 9.94 | Solar |  |  | Interconnected | Trade Secret | Trade | SLP | SLP322 | Commercial | Solar*Rewards | Trade Secret | 2018 | 2019
20252-215912-02 | Xcel Energy | 85 | 13781 | IOU | 03132424 | 12 | Solar |  |  | Interconnected | Trade Secret | Trade | WAT | WAT081 | Residential | Solar*Rewards | Trade Secret | 2018 | 2018
20252-215912-02 | Xcel Energy | 85 | 13781 | IOU | 03132425 | 14.51 | Solar |  |  | Interconnected | Trade Secret | Trade | WAV | WAV021 | Commercial |  | Trade Secret | 2018 | 2018
20252-215912-02 | Xcel Energy | 85 | 13781 | IOU | 03132426 | 5.6 | Solar |  |  | Interconnected | Trade Secret | Trade | MPK | MPK068 | Commercial | Solar*Rewards | Trade Secret | 2018 | 2018
20252-215912-02 | Xcel Energy | 85 | 13781 | IOU | 03132427 | 15 | Solar |  |  | Interconnected | Trade Secret | Trade | MPK | MPK068 | Commercial | Solar*Rewards | Trade Secret | 2018 | 2018
20252-215912-02 | Xcel Energy | 85 | 13781 | IOU | 03132428 | 19.999 | Solar |  |  | Interconnected | Trade Secret | Trade | WIL | WIL087 | Commercial | Solar*Rewards | Trade Secret | 2018 | 2018
20252-215912-02 | Xcel Energy | 85 | 13781 | IOU | 03132429 | 19.999 | Solar |  |  | Interconnected | Trade Secret | Trade | WIL | WIL074 | Commercial | Solar*Rewards | Trade Secret | 2018 | 2018
20252-215912-02 | Xcel Energy | 85 | 13781 | IOU | 03132430 | 3.747 | Solar |  |  | Interconnected | Trade Secret | Trade | SLP | SLP092 | Residential | Solar*Rewards | Trade Secret | 2018 | 2018
20252-215912-02 | Xcel Energy | 85 | 13781 | IOU | 03132431 | 3.747 | Solar |  |  | Interconnected | Trade Secret | Trade | PKL | PKL066 | Residential | Solar*Rewards | Trade Secret | 2018 | 2018
20252-215912-02 | Xcel Energy | 85 | 13781 | IOU | 03132432 | 11.39 | Solar |  |  | Interconnected | Trade Secret | Trade | SIP | SIP073 | Residential | Solar*Rewards | Trade Secret | 2018 | 2018
20252-215912-02 | Xcel Energy | 85 | 13781 | IOU | 03132433 | 3.747 | Solar |  |  | Interconnected | Trade Secret | Trade | MPK | MPK086 | Residential | Solar*Rewards | Trade Secret | 2018 | 2019
20252-215912-02 | Xcel Energy | 85 | 13781 | IOU | 03132434 | 6.72 | Solar |  |  | Interconnected | Trade Secret | Trade | RVA | RVA061 | Residential | Solar*Rewards | Trade Secret | 2018 | 2018
20252-215912-02 | Xcel Energy | 85 | 13781 | IOU | 03132435 | 5 | Solar |  |  | Interconnected | Trade Secret | Trade | SOU | SOU064 | Residential | Solar*Rewards | Trade Secret | 2018 | 2018
20252-215912-02 | Xcel Energy | 85 | 13781 | IOU | 03132436 | 9.94 | Solar |  |  | Interconnected | Trade Secret | Trade | HUG | HUG321 | Residential | Solar*Rewards | Trade Secret | 2018 | 2018
20252-215912-02 | Xcel Energy | 85 | 13781 | IOU | 03132437 | 99.9 | Solar |  |  | Interconnected | Trade Secret | Trade | HOW | HOW061 | Commercial |  | Trade Secret | 2018 | 2018
20252-215912-02 | Xcel Energy | 85 | 13781 | IOU | 03132438 | 11.39 | Solar |  |  | Interconnected | Trade Secret | Trade | RLK | RLK069 | Residential | Solar*Rewards | Trade Secret | 2018 | 2018
20252-215912-02 | Xcel Energy | 85 | 13781 | IOU | 03132439 | 5.67 | Solar |  |  | Interconnected | Trade Secret | Trade | CNC | CNC063 | Residential | Solar*Rewards | Trade Secret | 2018 | 2019
20252-215912-02 | Xcel Energy | 85 | 13781 | IOU | 03132440 | 5 | Solar |  |  | Interconnected | Trade Secret | Trade | UPP | UPP085 | Residential | Solar*Rewards | Trade Secret | 2018 | 2018
20252-215912-02 | Xcel Energy | 85 | 13781 | IOU | 03132441 | 5 | Solar |  |  | Interconnected | Trade Secret | Trade | HWW | HWW073 | Residential | Solar*Rewards | Trade Secret | 2018 | 2018
20252-215912-02 | Xcel Energy | 85 | 13781 | IOU | 03132442 | 3.747 | Solar |  |  | Interconnected | Trade Secret | Trade | HWW | HWW061 | Commercial | Solar*Rewards | Trade Secret | 2018 | 2018
20252-215912-02 | Xcel Energy | 85 | 13781 | IOU | 03132443 | 5 | Solar |  |  | Interconnected | Trade Secret | Trade | ALD | ALD088 | Residential | Solar*Rewards | Trade Secret | 2018 | 2018
20252-215912-02 | Xcel Energy | 85 | 13781 | IOU | 03132444 | 3.8 | Solar |  |  | Interconnected | Trade Secret | Trade | WES | WES076 | Residential | Solar*Rewards | Trade Secret | 2018 | 2018
20252-215912-02 | Xcel Energy | 85 | 13781 | IOU | 03132445 | 5 | Solar |  |  | Interconnected | Trade Secret | Trade | ALD | ALD084 | Residential | Solar*Rewards | Trade Secret | 2018 | 2018
20252-215912-02 | Xcel Energy | 85 | 13781 | IOU | 03132446 | 9.94 | Solar |  |  | Interconnected | Trade Secret | Trade | SOU | SOU063 | Residential | Solar*Rewards | Trade Secret | 2018 | 2018
20252-215912-02 | Xcel Energy | 85 | 13781 | IOU | 03132447 | 12.5 | Solar |  |  | Interconnected | Trade Secret | Trade | KAN | KAN031 | Commercial |  | Trade Secret | 2018 | 2018
20252-215912-02 | Xcel Energy | 85 | 13781 | IOU | 03132448 | 6 | Solar |  |  | Interconnected | Trade Secret | Trade | TLK | TLK064 | Residential | Solar*Rewards | Trade Secret | 2018 | 2018
20252-215912-02 | Xcel Energy | 85 | 13781 | IOU | 03132449 | 7.616 | Solar |  |  | Interconnected | Trade Secret | Trade | WIL | WIL091 | Residential | Solar*Rewards | Trade Secret | 2018 | 2018
20252-215912-02 | Xcel Energy | 85 | 13781 | IOU | 03132450 | 9.94 | Solar |  |  | Interconnected | Trade Secret | Trade | RLK | RLK073 | Commercial | Solar*Rewards | Trade Secret | 2018 | 2018
20252-215912-02 | Xcel Energy | 85 | 13781 | IOU | 03132451 | 3.8 | Solar |  |  | Interconnected | Trade Secret | Trade | MPK | MPK064 | Residential | Solar*Rewards | Trade Secret | 2018 | 2018
20252-215912-02 | Xcel Energy | 85 | 13781 | IOU | 03132452 | 39.998 | Solar |  |  | Interconnected | Trade Secret | Trade | PKL | PKL072 | Commercial | Made in Minnesota | Trade Secret | 2018 | 2018
20252-215912-02 | Xcel Energy | 85 | 13781 | IOU | 03132453 | 8.22 | Solar |  |  | Interconnected | Trade Secret | Trade | GVW | GVW023 | Residential | Made in Minnesota | Trade Secret | 2018 | 2018
20252-215912-02 | Xcel Energy | 85 | 13781 | IOU | 03132454 | 20 | Solar |  |  | Interconnected | Trade Secret | Trade | WWK | WWK311 | Residential | Solar*Rewards | Trade Secret | 2018 | 2019
20252-215912-02 | Xcel Energy | 85 | 13781 | IOU | 03132455 | 39.998 | Solar |  |  | Interconnected | Trade Secret | Trade | ECK | ECK322 | Commercial | Made in Minnesota | Trade Secret | 2018 | 2018
20252-215912-02 | Xcel Energy | 85 | 13781 | IOU | 03132456 | 3.747 | Solar |  |  | Interconnected | Trade Secret | Trade | RAM | RAM064 | Residential | Solar*Rewards | Trade Secret | 2018 | 2018
20252-215912-02 | Xcel Energy | 85 | 13781 | IOU | 03132457 | 9.94 | Solar |  |  | Interconnected | Trade Secret | Trade | RAM | RAM062 | Residential | Solar*Rewards | Trade Secret | 2018 | 2018
20252-215912-02 | Xcel Energy | 85 | 13781 | IOU | 03132458 | 12 | Solar |  |  | Interconnected | Trade Secret | Trade | CHI | CHI311 | Residential | Solar*Rewards | Trade Secret | 2018 | 2018
20252-215912-02 | Xcel Energy | 85 | 13781 | IOU | 03132459 | 8.4 | Solar |  |  | Interconnected | Trade Secret | Trade | JOR | JOR022 | Residential | Solar*Rewards | Trade Secret | 2018 | 2018
20252-215912-02 | Xcel Energy | 85 | 13781 | IOU | 03132460 | 9.94 | Solar |  |  | Interconnected | Trade Secret | Trade | ALT | ALT021 | Commercial | Made in Minnesota | Trade Secret | 2018 | 2018
20252-215912-02 | Xcel Energy | 85 | 13781 | IOU | 03132461 | 5 | Solar |  |  | Interconnected | Trade Secret | Trade | ALD | ALD072 | Residential | Solar*Rewards | Trade Secret | 2018 | 2018
20252-215912-02 | Xcel Energy | 85 | 13781 | IOU | 03132462 | 100 | Solar |  |  | Interconnected | Trade Secret | Trade | MPK | MPK076 | Commercial |  | Trade Secret | 2018 | 2018
20252-215912-02 | Xcel Energy | 85 | 13781 | IOU | 03132463 | 6 | Solar |  |  | Interconnected | Trade Secret | Trade | WES | WES074 | Residential | Solar*Rewards | Trade Secret | 2018 | 2018
20252-215912-02 | Xcel Energy | 85 | 13781 | IOU | 03132464 | 7.625 | Solar |  |  | Interconnected | Trade Secret | Trade | WIL | WIL078 | Residential | Solar*Rewards | Trade Secret | 2018 | 2018
20252-215912-02 | Xcel Energy | 85 | 13781 | IOU | 03132465 | 7.625 | Solar |  |  | Interconnected | Trade Secret | Trade | ALD | ALD083 | Residential | Solar*Rewards | Trade Secret | 2018 | 2018
20252-215912-02 | Xcel Energy | 85 | 13781 | IOU | 03132466 | 9.994 | Solar |  |  | Interconnected | Trade Secret | Trade | TER | TER071 | Residential | Solar*Rewards | Trade Secret | 2018 | 2018
20252-215912-02 | Xcel Energy | 85 | 13781 | IOU | 03132467 | 6 | Solar |  |  | Interconnected | Trade Secret | Trade | DOC | DOC211 | Residential | Solar*Rewards | Trade Secret | 2018 | 2018
20252-215912-02 | Xcel Energy | 85 | 13781 | IOU | 03132468 | 9.94 | Solar |  |  | Interconnected | Trade Secret | Trade | LEX | LEX071 | Residential | Solar*Rewards | Trade Secret | 2018 | 2018
20252-215912-02 | Xcel Energy | 85 | 13781 | IOU | 03132469 | 43.53 | Solar |  |  | Interconnected | Trade Secret | Trade | RAM | RAM071 | Commercial |  | Trade Secret | 2018 | 2018
20252-215912-02 | Xcel Energy | 85 | 13781 | IOU | 03132470 | 7.625 | Solar |  |  | Interconnected | Trade Secret | Trade | LAP | LAP311 | Residential | Made in Minnesota | Trade Secret | 2018 | 2018
20252-215912-02 | Xcel Energy | 85 | 13781 | IOU | 03132471 | 15.4 | Solar |  |  | Interconnected | Trade Secret | Trade | NOF | NOF061 | Residential | Solar*Rewards | Trade Secret | 2018 | 2019
20252-215912-02 | Xcel Energy | 85 | 13781 | IOU | 03132472 | 6 | Solar |  |  | Interconnected | Trade Secret | Trade | OAD | OAD071 | Residential | Solar*Rewards | Trade Secret | 2018 | 2018
20252-215912-02 | Xcel Energy | 85 | 13781 | IOU | 03132473 | 6 | Solar |  |  | Interconnected | Trade Secret | Trade | GLK | GLK062 | Residential | Solar*Rewards | Trade Secret | 2018 | 2019
20252-215912-02 | Xcel Energy | 85 | 13781 | IOU | 03132474 | 5 | Solar |  |  | Interconnected | Trade Secret | Trade | AFT | AFT314 | Residential | Solar*Rewards | Trade Secret | 2018 | 2018
20252-215912-02 | Xcel Energy | 85 | 13781 | IOU | 03132475 | 14 | Solar |  |  | Interconnected | Trade Secret | Trade | WRR | WRR051 | Commercial | Solar*Rewards | Trade Secret | 2018 | 2018
20252-215912-02 | Xcel Energy | 85 | 13781 | IOU | 03132476 | 5 | Solar |  |  | Interconnected | Trade Secret | Trade | SOU | SOU076 | Residential | Solar*Rewards | Trade Secret | 2018 | 2018
20252-215912-02 | Xcel Energy | 85 | 13781 | IOU | 03132477 | 6 | Solar |  |  | Interconnected | Trade Secret | Trade | EBL | EBL084 | Residential | Solar*Rewards | Trade Secret | 2018 | 2018
20252-215912-02 | Xcel Energy | 85 | 13781 | IOU | 03132478 | 6 | Solar |  |  | Interconnected | Trade Secret | Trade | UPP | UPP084 | Residential | Solar*Rewards | Trade Secret | 2018 | 2018
20252-215912-02 | Xcel Energy | 85 | 13781 | IOU | 03132479 | 7.616 | Solar |  |  | Interconnected | Trade Secret | Trade | PKL | PKL085 | Residential | Solar*Rewards | Trade Secret | 2018 | 2018
20252-215912-02 | Xcel Energy | 85 | 13781 | IOU | 03132480 | 6 | Solar |  |  | Interconnected | Trade Secret | Trade | LIN | LIN031 | Residential | Solar*Rewards | Trade Secret | 2018 | 2018
20252-215912-02 | Xcel Energy | 85 | 13781 | IOU | 03132481 | 12 | Solar |  |  | Interconnected | Trade Secret | Trade | WAS | WAS092 | Residential | Solar*Rewards | Trade Secret | 2018 | 2018
20252-215912-02 | Xcel Energy | 85 | 13781 | IOU | 03132482 | 9.94 | Solar |  |  | Interconnected | Trade Secret | Trade | SAV | SAV069 | Residential | Solar*Rewards | Trade Secret | 2018 | 2018
20252-215912-02 | Xcel Energy | 85 | 13781 | IOU | 03132483 | 7 | Solar |  |  | Interconnected | Trade Secret | Trade | LAC | LAC062 | Residential | Solar*Rewards | Trade Secret | 2018 | 2018
20252-215912-02 | Xcel Energy | 85 | 13781 | IOU | 03132484 | 3.36 | Solar |  |  | Interconnected | Trade Secret | Trade | APA | APA075 | Residential | Solar*Rewards | Trade Secret | 2018 | 2018
20252-215912-02 | Xcel Energy | 85 | 13781 | IOU | 03132485 | 6 | Solar |  |  | Interconnected | Trade Secret | Trade | WES | WES074 | Residential | Solar*Rewards | Trade Secret | 2018 | 2018
20252-215912-02 | Xcel Energy | 85 | 13781 | IOU | 03132486 | 5 | Solar |  |  | Interconnected | Trade Secret | Trade | WES | WES074 | Residential | Solar*Rewards | Trade Secret | 2018 | 2018
20252-215912-02 | Xcel Energy | 85 | 13781 | IOU | 03132487 | 5 | Solar |  |  | Interconnected | Trade Secret | Trade | SOU | SOU083 | Residential | Solar*Rewards | Trade Secret | 2018 | 2018
20252-215912-02 | Xcel Energy | 85 | 13781 | IOU | 03132488 | 19.995 | Solar |  |  | Interconnected | Trade Secret | Trade | WAS | WAS092 | Commercial | Solar*Rewards | Trade Secret | 2018 | 2018
20252-215912-02 | Xcel Energy | 85 | 13781 | IOU | 03132489 | 7.616 | Solar |  |  | Interconnected | Trade Secret | Trade | RPL | RPL063 | Residential | Solar*Rewards | Trade Secret | 2018 | 2018
20252-215912-02 | Xcel Energy | 85 | 13781 | IOU | 03132490 | 6 | Solar |  |  | Interconnected | Trade Secret | Trade | MPK | MPK087 | Residential | Solar*Rewards | Trade Secret | 2018 | 2018
20252-215912-02 | Xcel Energy | 85 | 13781 | IOU | 03132491 | 9.6 | Solar |  |  | Interconnected | Trade Secret | Trade | RLK | RLK079 | Commercial | Solar*Rewards | Trade Secret | 2018 | 2018
20252-215912-02 | Xcel Energy | 85 | 13781 | IOU | 03132492 | 9.6 | Solar |  |  | Interconnected | Trade Secret | Trade | RLK | RLK079 | Commercial | Solar*Rewards | Trade Secret | 2018 | 2018
20252-215912-02 | Xcel Energy | 85 | 13781 | IOU | 03132493 | 5 | Solar |  |  | Interconnected | Trade Secret | Trade | RIV | RIV076 | Residential | Solar*Rewards | Trade Secret | 2018 | 2018
20252-215912-02 | Xcel Energy | 85 | 13781 | IOU | 03132494 | 13.6 | Solar |  |  | Interconnected | Trade Secret | Trade | ZUM | ZUM022 | Residential | Solar*Rewards | Trade Secret | 2018 | 2018
20252-215912-02 | Xcel Energy | 85 | 13781 | IOU | 03132495 | 66.6 | Solar |  |  | Interconnected | Trade Secret | Trade | BRP | BRP062 | Commercial |  | Trade Secret | 2018 | 2019
20252-215912-02 | Xcel Energy | 85 | 13781 | IOU | 03132496 | 5 | Solar |  |  | Interconnected | Trade Secret | Trade | IDA | IDA063 | Residential | Solar*Rewards | Trade Secret | 2018 | 2018
20252-215912-02 | Xcel Energy | 85 | 13781 | IOU | 03132497 | 7.616 | Solar |  |  | Interconnected | Trade Secret | Trade | MPK | MPK068 | Residential | Solar*Rewards | Trade Secret | 2018 | 2018
20252-215912-02 | Xcel Energy | 85 | 13781 | IOU | 03132498 | 7.76 | Solar |  |  | Interconnected | Trade Secret | Trade | APA | APA075 | Residential | Solar*Rewards | Trade Secret | 2018 | 2018
20252-215912-02 | Xcel Energy | 85 | 13781 | IOU | 03132499 | 6 | Solar |  |  | Interconnected | Trade Secret | Trade | EDA | EDA065 | Residential | Solar*Rewards | Trade Secret | 2018 | 2018
20252-215912-02 | Xcel Energy | 85 | 13781 | IOU | 03132500 | 5 | Solar |  |  | Interconnected | Trade Secret | Trade | SOU | SOU075 | Residential | Solar*Rewards | Trade Secret | 2018 | 2018
20252-215912-02 | Xcel Energy | 85 | 13781 | IOU | 03132501 | 7.63 | Solar |  |  | Interconnected | Trade Secret | Trade | ECK | ECK321 | Residential | Solar*Rewards | Trade Secret | 2018 | 2018
20252-215912-02 | Xcel Energy | 85 | 13781 | IOU | 03132502 | 7.616 | Solar |  |  | Interconnected | Trade Secret | Trade | ECK | ECK063 | Residential | Solar*Rewards | Trade Secret | 2018 | 2018
20252-215912-02 | Xcel Energy | 85 | 13781 | IOU | 03132503 | 3.747 | Solar |  |  | Interconnected | Trade Secret | Trade | TWL | TWL064 | Residential | Solar*Rewards | Trade Secret | 2018 | 2018
20252-215912-02 | Xcel Energy | 85 | 13781 | IOU | 03132504 | 3.747 | Solar |  |  | Interconnected | Trade Secret | Trade | ALD | ALD084 | Residential | Solar*Rewards | Trade Secret | 2018 | 2018
20252-215912-02 | Xcel Energy | 85 | 13781 | IOU | 03132505 | 15.232 | Solar |  |  | Interconnected | Trade Secret | Trade | AVN | AVN021 | Residential | Solar*Rewards | Trade Secret | 2018 | 2018
20252-215912-02 | Xcel Energy | 85 | 13781 | IOU | 03132506 | 12 | Solar |  |  | Interconnected | Trade Secret | Trade | STY | STY072 | Commercial | Solar*Rewards | Trade Secret | 2018 | 2019
20252-215912-02 | Xcel Energy | 85 | 13781 | IOU | 03132507 | 6 | Solar |  |  | Interconnected | Trade Secret | Trade | LAP | LAP311 | Residential | Solar*Rewards | Trade Secret | 2018 | 2018
20252-215912-02 | Xcel Energy | 85 | 13781 | IOU | 03132508 | 17.57 | Solar |  |  | Interconnected | Trade Secret | Trade | RVA | RVA061 | Residential | Solar*Rewards | Trade Secret | 2018 | 2018
20252-215912-02 | Xcel Energy | 85 | 13781 | IOU | 03132509 | 19.88 | Solar |  |  | Interconnected | Trade Secret | Trade | SLW | SLW061 | Commercial | Made in Minnesota | Trade Secret | 2018 | 2018
20252-215912-02 | Xcel Energy | 85 | 13781 | IOU | 03132510 | 18 | Solar |  |  | Interconnected | Trade Secret | Trade | WTN | WTN061 | Residential | Solar*Rewards | Trade Secret | 2018 | 2019
20252-215912-02 | Xcel Energy | 85 | 13781 | IOU | 03132511 | 9.94 | Solar |  |  | Interconnected | Trade Secret | Trade | LIN | LIN031 | Residential | Made in Minnesota | Trade Secret | 2018 | 2018
20252-215912-02 | Xcel Energy | 85 | 13781 | IOU | 03132512 | 19.88 | Solar |  |  | Interconnected | Trade Secret | Trade | CHI | CHI311 | Residential | Solar*Rewards | Trade Secret | 2018 | 2018
20252-215912-02 | Xcel Energy | 85 | 13781 | IOU | 03132513 | 26.622 | Solar |  |  | Interconnected | Trade Secret | Trade | ALT | ALT021 | Commercial |  | Trade Secret | 2018 | 2018
20252-215912-02 | Xcel Energy | 85 | 13781 | IOU | 03132514 | 39.06 | Solar |  |  | Interconnected | Trade Secret | Trade | LEX | LEX073 | Commercial |  | Trade Secret | 2018 | 2018
20252-215912-02 | Xcel Energy | 85 | 13781 | IOU | 03132515 | 22.78 | Solar |  |  | Interconnected | Trade Secret | Trade | TER | TER075 | Commercial | Made in Minnesota | Trade Secret | 2018 | 2018
20252-215912-02 | Xcel Energy | 85 | 13781 | IOU | 03132516 | 5 | Solar |  |  | Interconnected | Trade Secret | Trade | OAD | OAD061 | Residential | Made in Minnesota | Trade Secret | 2018 | 2018
20252-215912-02 | Xcel Energy | 85 | 13781 | IOU | 03132517 | 3.747 | Solar |  |  | Interconnected | Trade Secret | Trade | SOU | SOU061 | Residential | Solar*Rewards | Trade Secret | 2018 | 2018
20252-215912-02 | Xcel Energy | 85 | 13781 | IOU | 03132518 | 0.315 | Solar |  |  | Interconnected | Trade Secret | Trade | UPP | UPP085 | Residential | Solar*Rewards | Trade Secret | 2018 | 2018
20252-215912-02 | Xcel Energy | 85 | 13781 | IOU | 03132519 | 4.5 | Solar |  |  | Interconnected | Trade Secret | Trade | LAC | LAC062 | Residential | Solar*Rewards | Trade Secret | 2018 | 2018
20252-215912-02 | Xcel Energy | 85 | 13781 | IOU | 03132520 | 11.39 | Solar |  |  | Interconnected | Trade Secret | Trade | SHP | SHP062 | Residential | Solar*Rewards | Trade Secret | 2018 | 2018
20252-215912-02 | Xcel Energy | 85 | 13781 | IOU | 03132521 | 6 | Solar |  |  | Interconnected | Trade Secret | Trade | GLK | GLK073 | Residential | Solar*Rewards | Trade Secret | 2018 | 2018
20252-215912-02 | Xcel Energy | 85 | 13781 | IOU | 03132522 | 3.8 | Solar |  |  | Interconnected | Trade Secret | Trade | RPL | RPL063 | Residential | Solar*Rewards | Trade Secret | 2018 | 2018
20252-215912-02 | Xcel Energy | 85 | 13781 | IOU | 03132523 | 7.616 | Solar |  |  | Interconnected | Trade Secret | Trade | RPO | RPO312 | Residential | Solar*Rewards | Trade Secret | 2018 | 2018
20252-215912-02 | Xcel Energy | 85 | 13781 | IOU | 03132524 | 9.94 | Solar |  |  | Interconnected | Trade Secret | Trade | MPK | MPK078 | Residential | Solar*Rewards | Trade Secret | 2018 | 2018
20252-215912-02 | Xcel Energy | 85 | 13781 | IOU | 03132525 | 6 | Solar |  |  | Interconnected | Trade Secret | Trade | NOF | NOF061 | Residential | Solar*Rewards | Trade Secret | 2018 | 2018
20252-215912-02 | Xcel Energy | 85 | 13781 | IOU | 03132526 | 9.864 | Solar |  |  | Interconnected | Trade Secret | Trade | GVW | GVW023 | Residential | Solar*Rewards | Trade Secret | 2018 | 2018
20252-215912-02 | Xcel Energy | 85 | 13781 | IOU | 03132527 | 0.28 | Solar |  |  | Interconnected | Trade Secret | Trade | IDA | IDA072 | Residential | Solar*Rewards | Trade Secret | 2018 | 2018
20252-215912-02 | Xcel Energy | 85 | 13781 | IOU | 03132528 | 3.08 | Solar |  |  | Interconnected | Trade Secret | Trade | HWW | HWW074 | Residential | Solar*Rewards | Trade Secret | 2018 | 2018
20252-215912-02 | Xcel Energy | 85 | 13781 | IOU | 03132529 | 9.94 | Solar |  |  | Interconnected | Trade Secret | Trade | RAM | RAM073 | Residential | Made in Minnesota | Trade Secret | 2018 | 2018
20252-215912-02 | Xcel Energy | 85 | 13781 | IOU | 03132530 | 3.747 | Solar |  |  | Interconnected | Trade Secret | Trade | WIL | WIL073 | Residential | Solar*Rewards | Trade Secret | 2018 | 2018
20252-215912-02 | Xcel Energy | 85 | 13781 | IOU | 03132531 | 6 | Solar |  |  | Interconnected | Trade Secret | Trade | MGN | MGN211 | Residential | Solar*Rewards | Trade Secret | 2018 | 2018
20252-215912-02 | Xcel Energy | 85 | 13781 | IOU | 03132532 | 12 | Solar |  |  | Interconnected | Trade Secret | Trade | MGN | MGN211 | Residential | Solar*Rewards | Trade Secret | 2018 | 2018
20252-215912-02 | Xcel Energy | 85 | 13781 | IOU | 03132533 | 5 | Solar |  |  | Interconnected | Trade Secret | Trade | HUG | HUG312 | Residential | Solar*Rewards | Trade Secret | 2018 | 2018
20252-215912-02 | Xcel Energy | 85 | 13781 | IOU | 03132534 | 3.8 | Solar |  |  | Interconnected | Trade Secret | Trade | CEL | CEL064 | Residential | Solar*Rewards | Trade Secret | 2018 | 2018
20252-215912-02 | Xcel Energy | 85 | 13781 | IOU | 03132535 | 6.72 | Solar |  |  | Interconnected | Trade Secret | Trade | SLP | SLP076 | Residential | Solar*Rewards | Trade Secret | 2018 | 2018
20252-215912-02 | Xcel Energy | 85 | 13781 | IOU | 03132536 | 3.8 | Solar |  |  | Interconnected | Trade Secret | Trade | TWL | TWL063 | Residential | Solar*Rewards | Trade Secret | 2018 | 2018
20252-215912-02 | Xcel Energy | 85 | 13781 | IOU | 03132537 | 9.94 | Solar |  |  | Interconnected | Trade Secret | Trade | ECK | ECK061 | Residential | Solar*Rewards | Trade Secret | 2018 | 2019
20252-215912-02 | Xcel Energy | 85 | 13781 | IOU | 03132538 | 36 | Solar |  |  | Interconnected | Trade Secret | Trade | WAT | WAT081 | Commercial |  | Trade Secret | 2018 | 2018
20252-215912-02 | Xcel Energy | 85 | 13781 | IOU | 03132539 | 5 | Solar |  |  | Interconnected | Trade Secret | Trade | WES | WES076 | Residential | Solar*Rewards | Trade Secret | 2018 | 2018
20252-215912-02 | Xcel Energy | 85 | 13781 | IOU | 03132540 | 5 | Solar |  |  | Interconnected | Trade Secret | Trade | MPK | MPK065 | Residential | Solar*Rewards | Trade Secret | 2018 | 2018
20252-215912-02 | Xcel Energy | 85 | 13781 | IOU | 03132541 | 6 | Solar |  |  | Interconnected | Trade Secret | Trade | VMR | VMR062 | Residential | Solar*Rewards | Trade Secret | 2018 | 2018
20252-215912-02 | Xcel Energy | 85 | 13781 | IOU | 03132542 | 3.747 | Solar |  |  | Interconnected | Trade Secret | Trade | APA | APA075 | Residential | Solar*Rewards | Trade Secret | 2018 | 2018
20252-215912-02 | Xcel Energy | 85 | 13781 | IOU | 03132543 | 9.94 | Solar |  |  | Interconnected | Trade Secret | Trade | AFT | AFT315 | Residential | Solar*Rewards | Trade Secret | 2018 | 2018
20252-215912-02 | Xcel Energy | 85 | 13781 | IOU | 03132544 | 5 | Solar |  |  | Interconnected | Trade Secret | Trade | TWL | TWL064 | Residential | Solar*Rewards | Trade Secret | 2018 | 2018
20252-215912-02 | Xcel Energy | 85 | 13781 | IOU | 03132545 | 5 | Solar |  |  | Interconnected | Trade Secret | Trade | WIL | WIL097 | Residential | Made in Minnesota | Trade Secret | 2018 | 2018
20252-215912-02 | Xcel Energy | 85 | 13781 | IOU | 03132546 | 5 | Solar |  |  | Interconnected | Trade Secret | Trade | HOL | HOL072 | Residential | Solar*Rewards | Trade Secret | 2018 | 2018
20252-215912-02 | Xcel Energy | 85 | 13781 | IOU | 03132547 | 3.747 | Solar |  |  | Interconnected | Trade Secret | Trade | AVN | AVN021 | Residential | Solar*Rewards | Trade Secret | 2018 | 2018
20252-215912-02 | Xcel Energy | 85 | 13781 | IOU | 03132548 | 5 | Solar |  |  | Interconnected | Trade Secret | Trade | FAB | FAB071 | Residential | Solar*Rewards | Trade Secret | 2018 | 2018
20252-215912-02 | Xcel Energy | 85 | 13781 | IOU | 03132549 | 10.08 | Solar |  |  | Interconnected | Trade Secret | Trade | JOR | JOR021 | Residential | Solar*Rewards | Trade Secret | 2018 | 2018
20252-215912-02 | Xcel Energy | 85 | 13781 | IOU | 03132550 | 39.998 | Solar |  |  | Interconnected | Trade Secret | Trade | TSS | TSS061 | Commercial | Made in Minnesota | Trade Secret | 2018 | 2018
20252-215912-02 | Xcel Energy | 85 | 13781 | IOU | 03132551 | 39.998 | Solar |  |  | Interconnected | Trade Secret | Trade | TSS | TSS061 | Commercial | Made in Minnesota | Trade Secret | 2018 | 2018
20252-215912-02 | Xcel Energy | 85 | 13781 | IOU | 03132552 | 39.998 | Solar |  |  | Interconnected | Trade Secret | Trade | SAK | SAK311 | Residential | Made in Minnesota | Trade Secret | 2018 | 2018
20252-215912-02 | Xcel Energy | 85 | 13781 | IOU | 03132553 | 5 | Solar |  |  | Interconnected | Trade Secret | Trade | FSL | FSL311 | Residential | Solar*Rewards | Trade Secret | 2018 | 2018
20252-215912-02 | Xcel Energy | 85 | 13781 | IOU | 03132554 | 8 | Solar |  |  | Interconnected | Trade Secret | Trade | PIL | PIL022 | Residential | Solar*Rewards | Trade Secret | 2018 | 2018
20252-215912-02 | Xcel Energy | 85 | 13781 | IOU | 03132555 | 5 | Solar |  |  | Interconnected | Trade Secret | Trade | WEB | WEB021 | Commercial |  | Trade Secret | 2018 | 2018
20252-215912-02 | Xcel Energy | 85 | 13781 | IOU | 03132556 | 3.747 | Solar |  |  | Interconnected | Trade Secret | Trade | RIV | RIV073 | Residential | Solar*Rewards | Trade Secret | 2018 | 2018
20252-215912-02 | Xcel Energy | 85 | 13781 | IOU | 03132557 | 5 | Solar |  |  | Interconnected | Trade Secret | Trade | MPK | MPK082 | Residential | Solar*Rewards | Trade Secret | 2018 | 2018
20252-215912-02 | Xcel Energy | 85 | 13781 | IOU | 03132558 | 5 | Solar |  |  | Interconnected | Trade Secret | Trade | HSN | HSN321 | Residential | Solar*Rewards | Trade Secret | 2018 | 2018
20252-215912-02 | Xcel Energy | 85 | 13781 | IOU | 03132559 | 6.72 | Solar |  |  | Interconnected | Trade Secret | Trade | ALD | ALD082 | Residential | Solar*Rewards | Trade Secret | 2018 | 2018
20252-215912-02 | Xcel Energy | 85 | 13781 | IOU | 03132560 | 5.28 | Solar |  |  | Interconnected | Trade Secret | Trade | WYO | WYO031 | Residential | Solar*Rewards | Trade Secret | 2018 | 2018
20252-215912-02 | Xcel Energy | 85 | 13781 | IOU | 03132561 | 5 | Solar |  |  | Interconnected | Trade Secret | Trade | RPO | RPO312 | Residential | Solar*Rewards | Trade Secret | 2018 | 2018
20252-215912-02 | Xcel Energy | 85 | 13781 | IOU | 03132562 | 7.28 | Solar |  |  | Interconnected | Trade Secret | Trade | HWW | HWW062 | Residential | Solar*Rewards | Trade Secret | 2018 | 2018
20252-215912-02 | Xcel Energy | 85 | 13781 | IOU | 03132563 | 8.19 | Solar |  |  | Interconnected | Trade Secret | Trade | WIL | WIL079 | Residential | Solar*Rewards | Trade Secret | 2018 | 2018
20252-215912-02 | Xcel Energy | 85 | 13781 | IOU | 03132564 | 6.48 | Solar |  |  | Interconnected | Trade Secret | Trade | VMR | VMR062 | Residential | Solar*Rewards | Trade Secret | 2018 | 2018
20252-215912-02 | Xcel Energy | 85 | 13781 | IOU | 03132565 | 7.84 | Solar |  |  | Interconnected | Trade Secret | Trade | OPK | OPK077 | Residential | Solar*Rewards | Trade Secret | 2018 | 2019
20252-215912-02 | Xcel Energy | 85 | 13781 | IOU | 03132566 | 2.52 | Solar |  |  | Interconnected | Trade Secret | Trade | WES | WES063 | Residential | Solar*Rewards | Trade Secret | 2018 | 2018
20252-215912-02 | Xcel Energy | 85 | 13781 | IOU | 03132567 | 5.76 | Solar |  |  | Interconnected | Trade Secret | Trade | VKG | VKG061 | Residential | Made in Minnesota | Trade Secret | 2018 | 2018
20252-215912-02 | Xcel Energy | 85 | 13781 | IOU | 03132568 | 9.995 | Solar |  |  | Interconnected | Trade Secret | Trade | KAN | KAN022 | Residential | Solar*Rewards | Trade Secret | 2018 | 2018
20252-215912-02 | Xcel Energy | 85 | 13781 | IOU | 03132569 | 9.995 | Solar |  |  | Interconnected | Trade Secret | Trade | ZUF | ZUF021 | Residential | Solar*Rewards | Trade Secret | 2018 | 2018
20252-215912-02 | Xcel Energy | 85 | 13781 | IOU | 03132570 | 4.14 | Solar |  |  | Interconnected | Trade Secret | Trade | GNL | GNL071 | Residential | Solar*Rewards | Trade Secret | 2018 | 2019
20252-215912-02 | Xcel Energy | 85 | 13781 | IOU | 03132571 | 5.28 | Solar |  |  | Interconnected | Trade Secret | Trade | CEL | CEL064 | Residential | Solar*Rewards | Trade Secret | 2018 | 2018
20252-215912-02 | Xcel Energy | 85 | 13781 | IOU | 03132572 | 7.616 | Solar |  |  | Interconnected | Trade Secret | Trade | PKL | PKL085 | Residential | Solar*Rewards | Trade Secret | 2018 | 2018
20252-215912-02 | Xcel Energy | 85 | 13781 | IOU | 03132573 | 7.616 | Solar |  |  | Interconnected | Trade Secret | Trade | MPK | MPK087 | Residential | Solar*Rewards | Trade Secret | 2018 | 2018
20252-215912-02 | Xcel Energy | 85 | 13781 | IOU | 03132574 | 3.8 | Solar |  |  | Interconnected | Trade Secret | Trade | UPP | UPP068 | Residential | Solar*Rewards | Trade Secret | 2018 | 2018
20252-215912-02 | Xcel Energy | 85 | 13781 | IOU | 03132575 | 5.04 | Solar |  |  | Interconnected | Trade Secret | Trade | WSG | WSG362 | Residential | Solar*Rewards | Trade Secret | 2018 | 2018
20252-215912-02 | Xcel Energy | 85 | 13781 | IOU | 03132576 | 7.616 | Solar |  |  | Interconnected | Trade Secret | Trade | WES | WES073 | Residential | Solar*Rewards | Trade Secret | 2018 | 2018
20252-215912-02 | Xcel Energy | 85 | 13781 | IOU | 03132577 | 8.2 | Solar |  |  | Interconnected | Trade Secret | Trade | DOC | DOC031 | Residential | Solar*Rewards | Trade Secret | 2018 | 2018
20252-215912-02 | Xcel Energy | 85 | 13781 | IOU | 03132578 | 7.59 | Solar |  |  | Interconnected | Trade Secret | Trade | ALD | ALD076 | Residential | Made in Minnesota | Trade Secret | 2018 | 2018
20252-215912-02 | Xcel Energy | 85 | 13781 | IOU | 03132579 | 2.962 | Solar |  |  | Interconnected | Trade Secret | Trade | HSN | HSN321 | Residential | Solar*Rewards | Trade Secret | 2018 | 2018
20252-215912-02 | Xcel Energy | 85 | 13781 | IOU | 03132580 | 15.232 | Solar |  |  | Interconnected | Trade Secret | Trade | VKG | VKG061 | Residential | Solar*Rewards | Trade Secret | 2018 | 2018
20252-215912-02 | Xcel Energy | 85 | 13781 | IOU | 03132581 | 5 | Solar |  |  | Interconnected | Trade Secret | Trade | SLP | SLP084 | Residential | Made in Minnesota | Trade Secret | 2018 | 2018
20252-215912-02 | Xcel Energy | 85 | 13781 | IOU | 03132582 | 10 | Solar |  |  | Interconnected | Trade Secret | Trade | HUG | HUG321 | Residential | Solar*Rewards | Trade Secret | 2018 | 2018
20252-215912-02 | Xcel Energy | 85 | 13781 | IOU | 03132583 | 3.36 | Solar |  |  | Interconnected | Trade Secret | Trade | MOL | MOL065 | Residential | Solar*Rewards | Trade Secret | 2018 | 2018
20252-215912-02 | Xcel Energy | 85 | 13781 | IOU | 03132584 | 9.994 | Solar |  |  | Interconnected | Trade Secret | Trade | FRM | FRM062 | Residential | Solar*Rewards | Trade Secret | 2018 | 2018
20252-215912-02 | Xcel Energy | 85 | 13781 | IOU | 03132585 | 5 | Solar |  |  | Interconnected | Trade Secret | Trade | UPP | UPP085 | Residential | Made in Minnesota | Trade Secret | 2018 | 2018
20252-215912-02 | Xcel Energy | 85 | 13781 | IOU | 03132586 | 3.747 | Solar |  |  | Interconnected | Trade Secret | Trade | RRK | RRK082 | Residential | Made in Minnesota | Trade Secret | 2018 | 2018
20252-215912-02 | Xcel Energy | 85 | 13781 | IOU | 03132587 | 3.08 | Solar |  |  | Interconnected | Trade Secret | Trade | SOU | SOU086 | Residential | Solar*Rewards | Trade Secret | 2018 | 2018
20252-215912-02 | Xcel Energy | 85 | 13781 | IOU | 03132588 | 15 | Solar |  |  | Interconnected | Trade Secret | Trade | AFT | AFT314 | Residential | Solar*Rewards | Trade Secret | 2018 | 2018
20252-215912-02 | Xcel Energy | 85 | 13781 | IOU | 03132589 | 7.616 | Solar |  |  | Interconnected | Trade Secret | Trade | KOL | KOL073 | Residential | Solar*Rewards | Trade Secret | 2018 | 2018
20252-215912-02 | Xcel Energy | 85 | 13781 | IOU | 03132590 | 9.52 | Solar |  |  | Interconnected | Trade Secret | Trade | WCR | WCR322 | Residential | Solar*Rewards | Trade Secret | 2018 | 2018
20252-215912-02 | Xcel Energy | 85 | 13781 | IOU | 03132591 | 7.625 | Solar |  |  | Interconnected | Trade Secret | Trade | STY | STY075 | Residential | Made in Minnesota | Trade Secret | 2018 | 2018
20252-215912-02 | Xcel Energy | 85 | 13781 | IOU | 03132592 | 6 | Solar |  |  | Interconnected | Trade Secret | Trade | GLD | GLD021 | Residential | Solar*Rewards | Trade Secret | 2018 | 2018
20252-215912-02 | Xcel Energy | 85 | 13781 | IOU | 03132593 | 6.44 | Solar |  |  | Interconnected | Trade Secret | Trade | MTV | MTV021 | Residential | Solar*Rewards | Trade Secret | 2018 | 2018
20252-215912-02 | Xcel Energy | 85 | 13781 | IOU | 03132594 | 4.2 | Solar |  |  | Interconnected | Trade Secret | Trade | TLK | TLK067 | Residential | Solar*Rewards | Trade Secret | 2018 | 2018
20252-215912-02 | Xcel Energy | 85 | 13781 | IOU | 03132595 | 11.39 | Solar |  |  | Interconnected | Trade Secret | Trade | SOU | SOU063 | Residential | Solar*Rewards | Trade Secret | 2018 | 2018
20252-215912-02 | Xcel Energy | 85 | 13781 | IOU | 03132596 | 6.16 | Solar |  |  | Interconnected | Trade Secret | Trade | HWW | HWW063 | Residential | Solar*Rewards | Trade Secret | 2018 | 2018
20252-215912-02 | Xcel Energy | 85 | 13781 | IOU | 03132597 | 3.747 | Solar |  |  | Interconnected | Trade Secret | Trade | MPK | MPK083 | Residential | Solar*Rewards | Trade Secret | 2018 | 2018
20252-215912-02 | Xcel Energy | 85 | 13781 | IOU | 03132598 | 7.68 | Solar |  |  | Interconnected | Trade Secret | Trade | GNL | GNL072 | Residential | Solar*Rewards | Trade Secret | 2018 | 2018
20252-215912-02 | Xcel Energy | 85 | 13781 | IOU | 03132599 | 5 | Solar |  |  | Interconnected | Trade Secret | Trade | BLC | BLC062 | Residential | Solar*Rewards | Trade Secret | 2018 | 2018
20252-215912-02 | Xcel Energy | 85 | 13781 | IOU | 03132600 | 2.61 | Solar |  |  | Interconnected | Trade Secret | Trade | MDT | MDT071 | Residential | Solar*Rewards | Trade Secret | 2018 | 2018
20252-215912-02 | Xcel Energy | 85 | 13781 | IOU | 03132601 | 3.08 | Solar |  |  | Interconnected | Trade Secret | Trade | STY | STY061 | Residential | Solar*Rewards | Trade Secret | 2018 | 2018
20252-215912-02 | Xcel Energy | 85 | 13781 | IOU | 03132602 | 3.8 | Solar |  |  | Interconnected | Trade Secret | Trade | DOC | DOC031 | Residential |  | Trade Secret | 2018 | 2018
20252-215912-02 | Xcel Energy | 85 | 13781 | IOU | 03132603 | 4.2 | Solar |  |  | Interconnected | Trade Secret | Trade | ECK | ECK082 | Residential | Solar*Rewards | Trade Secret | 2018 | 2018
20252-215912-02 | Xcel Energy | 85 | 13781 | IOU | 03132604 | 19.88 | Solar |  |  | Interconnected | Trade Secret | Trade | SMT | SMT082 | Residential | Solar*Rewards | Trade Secret | 2018 | 2018
20252-215912-02 | Xcel Energy | 85 | 13781 | IOU | 03132605 | 19.86 | Solar |  |  | Interconnected | Trade Secret | Trade | WEF | WEF071 | Residential | Solar*Rewards | Trade Secret | 2018 | 2018
20252-215912-02 | Xcel Energy | 85 | 13781 | IOU | 03132606 | 10.15 | Solar |  |  | Interconnected | Trade Secret | Trade | PKL | PKL085 | Residential | Solar*Rewards | Trade Secret | 2018 | 2019
20252-215912-02 | Xcel Energy | 85 | 13781 | IOU | 03132607 | 9.94 | Solar |  |  | Interconnected | Trade Secret | Trade | HSN | HSN311 | Residential | Solar*Rewards | Trade Secret | 2018 | 2018
20252-215912-02 | Xcel Energy | 85 | 13781 | IOU | 03132608 | 7.616 | Solar |  |  | Interconnected | Trade Secret | Trade | BRP | BRP072 | Residential | Made in Minnesota | Trade Secret | 2018 | 2018
20252-215912-02 | Xcel Energy | 85 | 13781 | IOU | 03132609 | 6.16 | Solar |  |  | Interconnected | Trade Secret | Trade | MST | MST066 | Residential | Solar*Rewards | Trade Secret | 2018 | 2018
20252-215912-02 | Xcel Energy | 85 | 13781 | IOU | 03132610 | 29.02 | Solar |  |  | Interconnected | Trade Secret | Trade | NMC | NMC083 | Commercial | Made in Minnesota | Trade Secret | 2018 | 2018
20252-215912-02 | Xcel Energy | 85 | 13781 | IOU | 03132611 | 5.6 | Solar |  |  | Interconnected | Trade Secret | Trade | HWW | HWW073 | Residential | Solar*Rewards | Trade Secret | 2018 | 2018
20252-215912-02 | Xcel Energy | 85 | 13781 | IOU | 03132612 | 8.4 | Solar |  |  | Interconnected | Trade Secret | Trade | LEX | LEX073 | Residential | Solar*Rewards | Trade Secret | 2018 | 2018
20252-215912-02 | Xcel Energy | 85 | 13781 | IOU | 03132613 | 17.595 | Solar |  |  | Interconnected | Trade Secret | Trade | FAB | FAB071 | Commercial | Solar*Rewards | Trade Secret | 2018 | 2018
20252-215912-02 | Xcel Energy | 85 | 13781 | IOU | 03132614 | 9.995 | Solar |  |  | Interconnected | Trade Secret | Trade | FAB | FAB071 | Commercial |  | Trade Secret | 2018 | 2018
20252-215912-02 | Xcel Energy | 85 | 13781 | IOU | 03132615 | 0.28 | Solar |  |  | Interconnected | Trade Secret | Trade | EDP | EDP073 | Residential | Solar*Rewards | Trade Secret | 2018 | 2018
20252-215912-02 | Xcel Energy | 85 | 13781 | IOU | 03132616 | 5.88 | Solar |  |  | Interconnected | Trade Secret | Trade | EGL | EGL022 | Residential | Solar*Rewards | Trade Secret | 2018 | 2018
20252-215912-02 | Xcel Energy | 85 | 13781 | IOU | 03132617 | 13.616 | Solar |  |  | Interconnected | Trade Secret | Trade | WAV | WAV021 | Residential | Solar*Rewards | Trade Secret | 2018 | 2019
20252-215912-02 | Xcel Energy | 85 | 13781 | IOU | 03132618 | 7.616 | Solar |  |  | Interconnected | Trade Secret | Trade | HUG | HUG311 | Residential | Solar*Rewards | Trade Secret | 2018 | 2018
20252-215912-02 | Xcel Energy | 85 | 13781 | IOU | 03132619 | 3.5 | Solar |  |  | Interconnected | Trade Secret | Trade | SOU | SOU082 | Residential | Solar*Rewards | Trade Secret | 2018 | 2018
20252-215912-02 | Xcel Energy | 85 | 13781 | IOU | 03132620 | 9.8 | Solar |  |  | Interconnected | Trade Secret | Trade | CGR | CGR071 | Residential | Solar*Rewards | Trade Secret | 2018 | 2018
20252-215912-02 | Xcel Energy | 85 | 13781 | IOU | 03132621 | 5.04 | Solar |  |  | Interconnected | Trade Secret | Trade | BLC | BLC063 | Residential | Solar*Rewards | Trade Secret | 2018 | 2018
20252-215912-02 | Xcel Energy | 85 | 13781 | IOU | 03132622 | 9.94 | Solar |  |  | Interconnected | Trade Secret | Trade | APA | APA076 | Residential | Solar*Rewards | Trade Secret | 2018 | 2018
20252-215912-02 | Xcel Energy | 85 | 13781 | IOU | 03132623 | 39.998 | Solar |  |  | Interconnected | Trade Secret | Trade | OAD | OAD065 | Commercial | Made in Minnesota | Trade Secret | 2018 | 2018
20252-215912-02 | Xcel Energy | 85 | 13781 | IOU | 03132624 | 11 | Solar |  |  | Interconnected | Trade Secret | Trade | GSL | GSL341 | Residential | Solar*Rewards | Trade Secret | 2018 | 2018
20252-215912-02 | Xcel Energy | 85 | 13781 | IOU | 03132625 | 11.39 | Solar |  |  | Interconnected | Trade Secret | Trade | RPO | RPO312 | Residential | Solar*Rewards | Trade Secret | 2018 | 2018
20252-215912-02 | Xcel Energy | 85 | 13781 | IOU | 03132626 | 5.04 | Solar |  |  | Interconnected | Trade Secret | Trade | APA | APA069 | Residential | Solar*Rewards | Trade Secret | 2018 | 2018
20252-215912-02 | Xcel Energy | 85 | 13781 | IOU | 03132627 | 11.2 | Solar |  |  | Interconnected | Trade Secret | Trade | REW | REW021 | Residential | Solar*Rewards | Trade Secret | 2018 | 2018
20252-215912-02 | Xcel Energy | 85 | 13781 | IOU | 03132628 | 4.48 | Solar |  |  | Interconnected | Trade Secret | Trade | MEL | MEL078 | Residential | Solar*Rewards | Trade Secret | 2018 | 2018
20252-215912-02 | Xcel Energy | 85 | 13781 | IOU | 03132629 | 6.576 | Solar |  |  | Interconnected | Trade Secret | Trade | WIN | WIN023 | Residential | Made in Minnesota | Trade Secret | 2018 | 2018
20252-215912-02 | Xcel Energy | 85 | 13781 | IOU | 03132630 | 5 | Solar |  |  | Interconnected | Trade Secret | Trade | DBL | DBL073 | Residential | Solar*Rewards | Trade Secret | 2018 | 2018
20252-215912-02 | Xcel Energy | 85 | 13781 | IOU | 03132631 | 7.625 | Solar |  |  | Interconnected | Trade Secret | Trade | SHP | SHP061 | Residential | Solar*Rewards | Trade Secret | 2018 | 2018
20252-215912-02 | Xcel Energy | 85 | 13781 | IOU | 03132632 | 7.616 | Solar |  |  | Interconnected | Trade Secret | Trade | SLP | SLP084 | Residential | Solar*Rewards | Trade Secret | 2018 | 2018
20252-215912-02 | Xcel Energy | 85 | 13781 | IOU | 03132633 | 12 | Solar |  |  | Interconnected | Trade Secret | Trade | DND | DND071 | Residential | Solar*Rewards | Trade Secret | 2018 | 2018
20252-215912-02 | Xcel Energy | 85 | 13781 | IOU | 03132634 | 7.28 | Solar |  |  | Interconnected | Trade Secret | Trade | NOF | NOF061 | Residential | Solar*Rewards | Trade Secret | 2018 | 2018
20252-215912-02 | Xcel Energy | 85 | 13781 | IOU | 03132635 | 7.625 | Solar |  |  | Interconnected | Trade Secret | Trade | ALK | ALK067 | Commercial | Solar*Rewards | Trade Secret | 2018 | 2018
20252-215912-02 | Xcel Energy | 85 | 13781 | IOU | 03132636 | 7.625 | Solar |  |  | Interconnected | Trade Secret | Trade | ALK | ALK067 | Residential | Solar*Rewards | Trade Secret | 2018 | 2019
20252-215912-02 | Xcel Energy | 85 | 13781 | IOU | 03132637 | 7.625 | Solar |  |  | Interconnected | Trade Secret | Trade | ALK | ALK067 | Commercial | Solar*Rewards | Trade Secret | 2018 | 2019
20252-215912-02 | Xcel Energy | 85 | 13781 | IOU | 03132638 | 7.625 | Solar |  |  | Interconnected | Trade Secret | Trade | ALK | ALK067 | Residential | Solar*Rewards | Trade Secret | 2018 | 2018
20252-215912-02 | Xcel Energy | 85 | 13781 | IOU | 03132639 | 7.625 | Solar |  |  | Interconnected | Trade Secret | Trade | ALK | ALK067 | Residential | Solar*Rewards | Trade Secret | 2018 | 2018
20252-215912-02 | Xcel Energy | 85 | 13781 | IOU | 03132640 | 7.625 | Solar |  |  | Interconnected | Trade Secret | Trade | ALK | ALK067 | Commercial | Solar*Rewards | Trade Secret | 2018 | 2018
20252-215912-02 | Xcel Energy | 85 | 13781 | IOU | 03132641 | 9.994 | Solar |  |  | Interconnected | Trade Secret | Trade | HUG | HUG321 | Residential | Solar*Rewards | Trade Secret | 2018 | 2018
20252-215912-02 | Xcel Energy | 85 | 13781 | IOU | 03132642 | 5.6 | Solar |  |  | Interconnected | Trade Secret | Trade | SLP | SLP072 | Residential | Solar*Rewards | Trade Secret | 2018 | 2018
20252-215912-02 | Xcel Energy | 85 | 13781 | IOU | 03132643 | 7.616 | Solar |  |  | Interconnected | Trade Secret | Trade | WWK | WWK311 | Residential | Solar*Rewards | Trade Secret | 2018 | 2018
20252-215912-02 | Xcel Energy | 85 | 13781 | IOU | 03132644 | 8.5 | Solar |  |  | Interconnected | Trade Secret | Trade | GVW | GVW022 | Residential | Solar*Rewards | Trade Secret | 2018 | 2018
20252-215912-02 | Xcel Energy | 85 | 13781 | IOU | 03132645 | 24 | Solar |  |  | Interconnected | Trade Secret | Trade | WAS | WAS092 | Residential | Solar*Rewards | Trade Secret | 2018 | 2018
20252-215912-02 | Xcel Energy | 85 | 13781 | IOU | 03132646 | 3.747 | Solar |  |  | Interconnected | Trade Secret | Trade | HWW | HWW072 | Residential | Solar*Rewards | Trade Secret | 2018 | 2018
20252-215912-02 | Xcel Energy | 85 | 13781 | IOU | 03132647 | 17.556 | Solar |  |  | Interconnected | Trade Secret | Trade | BYT | BYT072 | Residential | Solar*Rewards | Trade Secret | 2018 | 2018
20252-215912-02 | Xcel Energy | 85 | 13781 | IOU | 03132648 | 17.556 | Solar |  |  | Interconnected | Trade Secret | Trade | BYT | BYT072 | Residential | Solar*Rewards | Trade Secret | 2018 | 2018
20252-215912-02 | Xcel Energy | 85 | 13781 | IOU | 03132649 | 6.16 | Solar |  |  | Interconnected | Trade Secret | Trade | RAM | RAM071 | Residential | Solar*Rewards | Trade Secret | 2018 | 2018
20252-215912-02 | Xcel Energy | 85 | 13781 | IOU | 03132650 | 5.22 | Solar |  |  | Interconnected | Trade Secret | Trade | MPK | MPK074 | Residential | Solar*Rewards | Trade Secret | 2018 | 2019
20252-215912-02 | Xcel Energy | 85 | 13781 | IOU | 03132651 | 4.06 | Solar |  |  | Interconnected | Trade Secret | Trade | SOU | SOU086 | Residential | Solar*Rewards | Trade Secret | 2018 | 2019
20252-215912-02 | Xcel Energy | 85 | 13781 | IOU | 03132652 | 7.625 | Solar |  |  | Interconnected | Trade Secret | Trade | HWW | HWW073 | Commercial | Made in Minnesota | Trade Secret | 2018 | 2018
20252-215912-02 | Xcel Energy | 85 | 13781 | IOU | 03132653 | 3.08 | Solar |  |  | Interconnected | Trade Secret | Trade | MPK | MPK076 | Residential | Solar*Rewards | Trade Secret | 2018 | 2018
20252-215912-02 | Xcel Energy | 85 | 13781 | IOU | 03132654 | 3.747 | Solar |  |  | Interconnected | Trade Secret | Trade | WES | WES074 | Residential | Made in Minnesota | Trade Secret | 2018 | 2018
20252-215912-02 | Xcel Energy | 85 | 13781 | IOU | 03132655 | 6.16 | Solar |  |  | Interconnected | Trade Secret | Trade | OAD | OAD061 | Residential | Solar*Rewards | Trade Secret | 2018 | 2019
20252-215912-02 | Xcel Energy | 85 | 13781 | IOU | 03132656 | 6 | Solar |  |  | Interconnected | Trade Secret | Trade | CEL | CEL066 | Residential | Solar*Rewards | Trade Secret | 2018 | 2018
20252-215912-02 | Xcel Energy | 85 | 13781 | IOU | 03132657 | 9.94 | Solar |  | X | Interconnected | Trade Secret | Trade | EDA | EDA067 | Residential | Solar*Rewards | Trade Secret | 2018 | 2018
20252-215912-02 | Xcel Energy | 85 | 13781 | IOU | 03132658 | 7.63 | Solar |  |  | Interconnected | Trade Secret | Trade | IDA | IDA064 | Residential | Solar*Rewards | Trade Secret | 2018 | 2018
20252-215912-02 | Xcel Energy | 85 | 13781 | IOU | 03132659 | 9.94 | Solar |  |  | Interconnected | Trade Secret | Trade | RLK | RLK069 | Residential | Solar*Rewards | Trade Secret | 2018 | 2019
20252-215912-02 | Xcel Energy | 85 | 13781 | IOU | 03132660 | 5 | Solar |  |  | Interconnected | Trade Secret | Trade | WDY | WDY321 | Residential |  | Trade Secret | 2018 | 2018
20252-215912-02 | Xcel Energy | 85 | 13781 | IOU | 03132661 | 11.39 | Solar |  |  | Interconnected | Trade Secret | Trade | AFT | AFT314 | Residential | Solar*Rewards | Trade Secret | 2018 | 2018
20252-215912-02 | Xcel Energy | 85 | 13781 | IOU | 03132662 | 9.94 | Solar |  |  | Interconnected | Trade Secret | Trade | SLP | SLP081 | Residential | Made in Minnesota | Trade Secret | 2018 | 2018
20252-215912-02 | Xcel Energy | 85 | 13781 | IOU | 03132663 | 6 | Solar |  |  | Interconnected | Trade Secret | Trade | AFT | AFT321 | Residential | Solar*Rewards | Trade Secret | 2018 | 2018
20252-215912-02 | Xcel Energy | 85 | 13781 | IOU | 03132664 | 14.28 | Solar |  |  | Interconnected | Trade Secret | Trade | OPK | OPK077 | Residential | Solar*Rewards | Trade Secret | 2018 | 2018
20252-215912-02 | Xcel Energy | 85 | 13781 | IOU | 03132665 | 6.16 | Solar |  |  | Interconnected | Trade Secret | Trade | RAM | RAM061 | Residential | Solar*Rewards | Trade Secret | 2018 | 2018
20252-215912-02 | Xcel Energy | 85 | 13781 | IOU | 03132666 | 1.92 | Solar |  |  | Interconnected | Trade Secret | Trade | SOU | SOU084 | Residential | Solar*Rewards | Trade Secret | 2018 | 2019
20252-215912-02 | Xcel Energy | 85 | 13781 | IOU | 03132667 | 3.84 | Solar |  |  | Interconnected | Trade Secret | Trade | APA | APA068 | Residential | Solar*Rewards | Trade Secret | 2018 | 2018
20252-215912-02 | Xcel Energy | 85 | 13781 | IOU | 03132668 | 18 | Solar |  |  | Interconnected | Trade Secret | Trade | WAS | WAS092 | Residential | Solar*Rewards | Trade Secret | 2018 | 2019
20252-215912-02 | Xcel Energy | 85 | 13781 | IOU | 03132669 | 3.747 | Solar |  |  | Interconnected | Trade Secret | Trade | NOF | NOF061 | Commercial | Solar*Rewards | Trade Secret | 2018 | 2018
20252-215912-02 | Xcel Energy | 85 | 13781 | IOU | 03132670 | 7.56 | Solar |  |  | Interconnected | Trade Secret | Trade | CGR | CGR072 | Residential | Solar*Rewards | Trade Secret | 2018 | 2019
20252-215912-02 | Xcel Energy | 85 | 13781 | IOU | 03132671 | 19.88 | Solar |  | X | Interconnected | Trade Secret | Trade | GLK | GLK074 | Residential | Solar*Rewards | Trade Secret | 2018 | 2018
20252-215912-02 | Xcel Energy | 85 | 13781 | IOU | 03132672 | 18 | Solar |  |  | Interconnected | Trade Secret | Trade | PRR | PRR063 | Commercial | Solar*Rewards | Trade Secret | 2018 | 2018
20252-215912-02 | Xcel Energy | 85 | 13781 | IOU | 03132673 | 2.962 | Solar |  |  | Interconnected | Trade Secret | Trade | ANN | ANN021 | Residential | Solar*Rewards | Trade Secret | 2018 | 2018
20252-215912-02 | Xcel Energy | 85 | 13781 | IOU | 03132674 | 4.8 | Solar |  |  | Interconnected | Trade Secret | Trade | OAD | OAD072 | Residential | Solar*Rewards | Trade Secret | 2018 | 2018
20252-215912-02 | Xcel Energy | 85 | 13781 | IOU | 03132675 | 66.6 | Solar |  |  | Interconnected | Trade Secret | Trade | OAD | OAD074 | Commercial |  | Trade Secret | 2018 | 2019
20252-215912-02 | Xcel Energy | 85 | 13781 | IOU | 03132676 | 3 | Solar |  |  | Interconnected | Trade Secret | Trade | BLH | BLH061 | Commercial |  | Trade Secret | 2018 | 2019
20252-215912-02 | Xcel Energy | 85 | 13781 | IOU | 03132677 | 8.12 | Solar |  |  | Interconnected | Trade Secret | Trade | WIL | WIL082 | Residential | Solar*Rewards | Trade Secret | 2018 | 2019
20252-215912-02 | Xcel Energy | 85 | 13781 | IOU | 03132678 | 9.94 | Solar |  |  | Interconnected | Trade Secret | Trade | MEL | MEL068 | Residential | Made in Minnesota | Trade Secret | 2018 | 2018
20252-215912-02 | Xcel Energy | 85 | 13781 | IOU | 03132679 | 6.96 | Solar |  |  | Interconnected | Trade Secret | Trade | ALD | ALD072 | Residential | Solar*Rewards | Trade Secret | 2018 | 2019
20252-215912-02 | Xcel Energy | 85 | 13781 | IOU | 03132680 | 4.8 | Solar |  |  | Interconnected | Trade Secret | Trade | SLP | SLP085 | Residential | Solar*Rewards | Trade Secret | 2018 | 2018
20252-215912-02 | Xcel Energy | 85 | 13781 | IOU | 03132681 | 4.35 | Solar |  |  | Interconnected | Trade Secret | Trade | LEX | LEX063 | Residential | Solar*Rewards | Trade Secret | 2018 | 2019
20252-215912-02 | Xcel Energy | 85 | 13781 | IOU | 03132682 | 2.16 | Solar |  |  | Interconnected | Trade Secret | Trade | SOU | SOU083 | Residential | Solar*Rewards | Trade Secret | 2018 | 2019
20252-215912-02 | Xcel Energy | 85 | 13781 | IOU | 03132683 | 3.08 | Solar |  |  | Interconnected | Trade Secret | Trade | SOU | SOU065 | Residential | Solar*Rewards | Trade Secret | 2018 | 2019
20252-215912-02 | Xcel Energy | 85 | 13781 | IOU | 03132684 | 4.08 | Solar |  |  | Interconnected | Trade Secret | Trade | EDA | EDA067 | Residential | Solar*Rewards | Trade Secret | 2018 | 2019
20252-215912-02 | Xcel Energy | 85 | 13781 | IOU | 03132685 | 3.6 | Solar |  |  | Interconnected | Trade Secret | Trade | SOU | SOU073 | Residential | Solar*Rewards | Trade Secret | 2018 | 2019
20252-215912-02 | Xcel Energy | 85 | 13781 | IOU | 03132686 | 6.72 | Solar |  |  | Interconnected | Trade Secret | Trade | TER | TER061 | Residential | Solar*Rewards | Trade Secret | 2018 | 2018
20252-215912-02 | Xcel Energy | 85 | 13781 | IOU | 03132687 | 3.36 | Solar |  | X | Interconnected | Trade Secret | Trade | SOU | SOU075 | Residential | Solar*Rewards | Trade Secret | 2018 | 2019
20252-215912-02 | Xcel Energy | 85 | 13781 | IOU | 03132688 | 7.28 | Solar |  |  | Interconnected | Trade Secret | Trade | NOF | NOF061 | Residential | Solar*Rewards | Trade Secret | 2018 | 2018
20252-215912-02 | Xcel Energy | 85 | 13781 | IOU | 03132689 | 4.6 | Solar |  |  | Interconnected | Trade Secret | Trade | OAD | OAD075 | Residential | Solar*Rewards | Trade Secret | 2018 | 2018
20252-215912-02 | Xcel Energy | 85 | 13781 | IOU | 03132690 | 6.72 | Solar |  |  | Interconnected | Trade Secret | Trade | MEL | MEL078 | Residential | Solar*Rewards | Trade Secret | 2018 | 2018
20252-215912-02 | Xcel Energy | 85 | 13781 | IOU | 03132691 | 6.96 | Solar |  |  | Interconnected | Trade Secret | Trade | WAB | WAB031 | Residential | Solar*Rewards | Trade Secret | 2018 | 2019
20252-215912-02 | Xcel Energy | 85 | 13781 | IOU | 03132692 | 2.52 | Solar |  |  | Interconnected | Trade Secret | Trade | MEL | MEL067 | Residential | Solar*Rewards | Trade Secret | 2018 | 2019
20252-215912-02 | Xcel Energy | 85 | 13781 | IOU | 03132693 | 3.84 | Solar |  |  | Interconnected | Trade Secret | Trade | MST | MST071 | Residential | Solar*Rewards | Trade Secret | 2018 | 2019
20252-215912-02 | Xcel Energy | 85 | 13781 | IOU | 03132694 | 5.28 | Solar |  |  | Interconnected | Trade Secret | Trade | KOL | KOL073 | Residential | Solar*Rewards | Trade Secret | 2018 | 2018
20252-215912-02 | Xcel Energy | 85 | 13781 | IOU | 03132695 | 7.82 | Solar |  |  | Interconnected | Trade Secret | Trade | WYO | WYO021 | Residential | Solar*Rewards | Trade Secret | 2018 | 2019
20252-215912-02 | Xcel Energy | 85 | 13781 | IOU | 03132696 | 19.88 | Solar |  |  | Interconnected | Trade Secret | Trade | CEL | CEL064 | Residential | Solar*Rewards | Trade Secret | 2018 | 2018
20252-215912-02 | Xcel Energy | 85 | 13781 | IOU | 03132697 | 6.96 | Solar |  | X | Interconnected | Trade Secret | Trade | MEL | MEL078 | Residential | Solar*Rewards | Trade Secret | 2018 | 2018
20252-215912-02 | Xcel Energy | 85 | 13781 | IOU | 03132698 | 6 | Solar |  |  | Interconnected | Trade Secret | Trade | MND | MND062 | Residential | Solar*Rewards | Trade Secret | 2018 | 2019
20252-215912-02 | Xcel Energy | 85 | 13781 | IOU | 03132699 | 7.84 | Solar |  |  | Interconnected | Trade Secret | Trade | WSG | WSG071 | Residential | Solar*Rewards | Trade Secret | 2018 | 2019
20252-215912-02 | Xcel Energy | 85 | 13781 | IOU | 03132700 | 1.8 | Solar |  |  | Interconnected | Trade Secret | Trade | NWA | NWA021 | Residential |  | Trade Secret | 2018 | 2016
20252-215912-02 | Xcel Energy | 85 | 13781 | IOU | 03132701 | 3.36 | Solar |  |  | Interconnected | Trade Secret | Trade | SOU | SOU087 | Residential | Solar*Rewards | Trade Secret | 2018 | 2019
20252-215912-02 | Xcel Energy | 85 | 13781 | IOU | 03132702 | 3.48 | Solar |  |  | Interconnected | Trade Secret | Trade | MPK | MPK085 | Residential | Solar*Rewards | Trade Secret | 2018 | 2019
20252-215912-02 | Xcel Energy | 85 | 13781 | IOU | 03132703 | 5 | Solar |  |  | Interconnected | Trade Secret | Trade | SCL | SCL311 | Residential | Solar*Rewards | Trade Secret | 2018 | 2018
20252-215912-02 | Xcel Energy | 85 | 13781 | IOU | 03132704 | 9.994 | Solar |  |  | Interconnected | Trade Secret | Trade | EXC | EXC062 | Residential | Solar*Rewards | Trade Secret | 2018 | 2018
20252-215912-02 | Xcel Energy | 85 | 13781 | IOU | 03132705 | 5 | Solar |  |  | Interconnected | Trade Secret | Trade | OPK | OPK073 | Residential | Made in Minnesota | Trade Secret | 2018 | 2018
20252-215912-02 | Xcel Energy | 85 | 13781 | IOU | 03132706 | 4.32 | Solar |  |  | Interconnected | Trade Secret | Trade | SLP | SLP097 | Residential | Solar*Rewards | Trade Secret | 2018 | 2019
20252-215912-02 | Xcel Energy | 85 | 13781 | IOU | 03132707 | 6 | Solar |  |  | Interconnected | Trade Secret | Trade | SAK | SAK321 | Commercial | Solar*Rewards | Trade Secret | 2018 | 2018
20252-215912-02 | Xcel Energy | 85 | 13781 | IOU | 03132708 | 6 | Solar |  |  | Interconnected | Trade Secret | Trade | SAK | SAK321 | Commercial | Solar*Rewards | Trade Secret | 2018 | 2018
20252-215912-02 | Xcel Energy | 85 | 13781 | IOU | 03132709 | 13.616 | Solar |  |  | Interconnected | Trade Secret | Trade | MEL | MEL061 | Residential | Solar*Rewards | Trade Secret | 2018 | 2018
20252-215912-02 | Xcel Energy | 85 | 13781 | IOU | 03132710 | 6.67 | Solar |  |  | Interconnected | Trade Secret | Trade | OAD | OAD062 | Residential | Solar*Rewards | Trade Secret | 2018 | 2019
20252-215912-02 | Xcel Energy | 85 | 13781 | IOU | 03132711 | 4.35 | Solar |  |  | Interconnected | Trade Secret | Trade | MPK | MPK063 | Residential | Solar*Rewards | Trade Secret | 2018 | 2018
20252-215912-02 | Xcel Energy | 85 | 13781 | IOU | 03132712 | 29.985 | Solar |  |  | Interconnected | Trade Secret | Trade | WAS | WAS092 | Commercial | Made in Minnesota | Trade Secret | 2018 | 2018
20252-215912-02 | Xcel Energy | 85 | 13781 | IOU | 03132713 | 7.616 | Solar |  |  | Interconnected | Trade Secret | Trade | APA | APA065 | Residential | Solar*Rewards | Trade Secret | 2018 | 2018
20252-215912-02 | Xcel Energy | 85 | 13781 | IOU | 03132714 | 6.67 | Solar |  |  | Interconnected | Trade Secret | Trade | WTN | WTN061 | Residential | Solar*Rewards | Trade Secret | 2018 | 2019
20252-215912-02 | Xcel Energy | 85 | 13781 | IOU | 03132715 | 18 | Solar |  |  | Interconnected | Trade Secret | Trade | HAS | HAS021 | Commercial | Solar*Rewards | Trade Secret | 2018 | 2019
20252-215912-02 | Xcel Energy | 85 | 13781 | IOU | 03132716 | 9.86 | Solar |  |  | Interconnected | Trade Secret | Trade | CGR | CGR063 | Residential | Solar*Rewards | Trade Secret | 2018 | 2019
20252-215912-02 | Xcel Energy | 85 | 13781 | IOU | 03132717 | 7.44 | Solar |  |  | Interconnected | Trade Secret | Trade | SAV | SAV069 | Residential | Solar*Rewards | Trade Secret | 2018 | 2019
20252-215912-02 | Xcel Energy | 85 | 13781 | IOU | 03132718 | 4.48 | Solar |  |  | Interconnected | Trade Secret | Trade | HWW | HWW062 | Residential | Solar*Rewards | Trade Secret | 2018 | 2019
20252-215912-02 | Xcel Energy | 85 | 13781 | IOU | 03132719 | 9.994 | Solar |  |  | Interconnected | Trade Secret | Trade | MPK | MPK082 | Residential | Solar*Rewards | Trade Secret | 2018 | 2019
20252-215912-02 | Xcel Energy | 85 | 13781 | IOU | 03132720 | 5.28 | Solar |  |  | Interconnected | Trade Secret | Trade | WIL | WIL073 | Residential | Solar*Rewards | Trade Secret | 2018 | 2018
20252-215912-02 | Xcel Energy | 85 | 13781 | IOU | 03132721 | 3.48 | Solar |  |  | Interconnected | Trade Secret | Trade | UPP | UPP086 | Residential | Solar*Rewards | Trade Secret | 2018 | 2019
20252-215912-02 | Xcel Energy | 85 | 13781 | IOU | 03132722 | 4.06 | Solar |  |  | Interconnected | Trade Secret | Trade | MPK | MPK076 | Residential | Solar*Rewards | Trade Secret | 2018 | 2018
20252-215912-02 | Xcel Energy | 85 | 13781 | IOU | 03132723 | 3.36 | Solar |  |  | Interconnected | Trade Secret | Trade | GLK | GLK071 | Residential | Solar*Rewards | Trade Secret | 2018 | 2019
20252-215912-02 | Xcel Energy | 85 | 13781 | IOU | 03132724 | 6.5 | Solar |  |  | Interconnected | Trade Secret | Trade | WIN | WIN042 | Residential | Solar*Rewards | Trade Secret | 2018 | 2018
20252-215912-02 | Xcel Energy | 85 | 13781 | IOU | 03132725 | 4.08 | Solar |  |  | Interconnected | Trade Secret | Trade | RPL | RPL061 | Residential | Solar*Rewards | Trade Secret | 2018 | 2019
20252-215912-02 | Xcel Energy | 85 | 13781 | IOU | 03132726 | 66.6 | Solar |  |  | Interconnected | Trade Secret | Trade | OAD | OAD074 | Commercial |  | Trade Secret | 2018 | 2019
20252-215912-02 | Xcel Energy | 85 | 13781 | IOU | 03132727 | 35.112 | Solar |  |  | Interconnected | Trade Secret | Trade | ALT | ALT021 | Commercial | Solar*Rewards | Trade Secret | 2018 | 2018
20252-215912-02 | Xcel Energy | 85 | 13781 | IOU | 03132728 | 7.616 | Solar |  |  | Interconnected | Trade Secret | Trade | KOL | KOL071 | Residential | Solar*Rewards | Trade Secret | 2018 | 2018
20252-215912-02 | Xcel Energy | 85 | 13781 | IOU | 03132729 | 5 | Solar |  |  | Interconnected | Trade Secret | Trade | TWL | TWL075 | Residential | Solar*Rewards | Trade Secret | 2018 | 2018
20252-215912-02 | Xcel Energy | 85 | 13781 | IOU | 03132730 | 7.616 | Solar |  |  | Interconnected | Trade Secret | Trade | WIL | WIL062 | Residential | Solar*Rewards | Trade Secret | 2018 | 2018
20252-215912-02 | Xcel Energy | 85 | 13781 | IOU | 03132731 | 14.51 | Solar |  |  | Interconnected | Trade Secret | Trade | DBL | DBL063 | Commercial | Solar*Rewards | Trade Secret | 2018 | 2018
20252-215912-02 | Xcel Energy | 85 | 13781 | IOU | 03132732 | 66.6 | Solar |  |  | Interconnected | Trade Secret | Trade | RPL | RPL061 | Commercial |  | Trade Secret | 2018 | 2018
20252-215912-02 | Xcel Energy | 85 | 13781 | IOU | 03132733 | 2.52 | Solar |  |  | Interconnected | Trade Secret | Trade | MPK | MPK083 | Residential | Solar*Rewards | Trade Secret | 2018 | 2018
20252-215912-02 | Xcel Energy | 85 | 13781 | IOU | 03132734 | 7.616 | Solar |  |  | Interconnected | Trade Secret | Trade | LEX | LEX332 | Residential | Solar*Rewards | Trade Secret | 2018 | 2018
20252-215912-02 | Xcel Energy | 85 | 13781 | IOU | 03132735 | 4.932 | Solar |  |  | Interconnected | Trade Secret | Trade | HWW | HWW062 | Commercial | Solar*Rewards | Trade Secret | 2018 | 2019
20252-215912-02 | Xcel Energy | 85 | 13781 | IOU | 03132736 | 8.12 | Solar |  |  | Interconnected | Trade Secret | Trade | HOL | HOL062 | Residential | Solar*Rewards | Trade Secret | 2018 | 2019
20252-215912-02 | Xcel Energy | 85 | 13781 | IOU | 03132737 | 7.616 | Solar |  |  | Interconnected | Trade Secret | Trade | EXC | EXC062 | Commercial | Solar*Rewards | Trade Secret | 2018 | 2019
20252-215912-02 | Xcel Energy | 85 | 13781 | IOU | 03132738 | 17.2 | Solar |  |  | Interconnected | Trade Secret | Trade | TSS | TSS061 | Residential | Solar*Rewards | Trade Secret | 2018 | 2018
20252-215912-02 | Xcel Energy | 85 | 13781 | IOU | 03132739 | 6 | Solar |  |  | Interconnected | Trade Secret | Trade | LAP | LAP311 | Residential | Solar*Rewards | Trade Secret | 2018 | 2018
20252-215912-02 | Xcel Energy | 85 | 13781 | IOU | 03132740 | 8.12 | Solar |  |  | Interconnected | Trade Secret | Trade | SHP | SHP072 | Residential | Solar*Rewards | Trade Secret | 2018 | 2019
20252-215912-02 | Xcel Energy | 85 | 13781 | IOU | 03132741 | 9.994 | Solar |  |  | Interconnected | Trade Secret | Trade | RRK | RRK064 | Residential | Solar*Rewards | Trade Secret | 2018 | 2018
20252-215912-02 | Xcel Energy | 85 | 13781 | IOU | 03132742 | 6.16 | Solar |  |  | Interconnected | Trade Secret | Trade | DBL | DBL068 | Residential | Solar*Rewards | Trade Secret | 2018 | 2019
20252-215912-02 | Xcel Energy | 85 | 13781 | IOU | 03132743 | 15.4 | Solar |  |  | Interconnected | Trade Secret | Trade | HYL | HYL073 | Commercial | Solar*Rewards | Trade Secret | 2018 | 2019
20252-215912-02 | Xcel Energy | 85 | 13781 | IOU | 03132744 | 15.4 | Solar |  |  | Interconnected | Trade Secret | Trade | RLK | RLK079 | Commercial | Solar*Rewards | Trade Secret | 2018 | 2019
20252-215912-02 | Xcel Energy | 85 | 13781 | IOU | 03132745 | 8.4 | Solar |  |  | Interconnected | Trade Secret | Trade | TWL | TWL076 | Residential | Solar*Rewards | Trade Secret | 2018 | 2019
20252-215912-02 | Xcel Energy | 85 | 13781 | IOU | 03132746 | 2.07 | Solar |  |  | Interconnected | Trade Secret | Trade | SOU | SOU064 | Residential | Solar*Rewards | Trade Secret | 2018 | 2018
20252-215912-02 | Xcel Energy | 85 | 13781 | IOU | 03132747 | 7.25 | Solar |  |  | Interconnected | Trade Secret | Trade | ALD | ALD085 | Residential | Solar*Rewards | Trade Secret | 2018 | 2019
20252-215912-02 | Xcel Energy | 85 | 13781 | IOU | 03132748 | 2.32 | Solar |  |  | Interconnected | Trade Secret | Trade | SOU | SOU060 | Residential | Solar*Rewards | Trade Secret | 2018 | 2019
20252-215912-02 | Xcel Energy | 85 | 13781 | IOU | 03132749 | 13.741 | Solar |  |  | Interconnected | Trade Secret | Trade | MEL | MEL061 | Residential | Solar*Rewards | Trade Secret | 2018 | 2018
20252-215912-02 | Xcel Energy | 85 | 13781 | IOU | 03132750 | 6.96 | Solar |  |  | Interconnected | Trade Secret | Trade | LCR | LCR311 | Residential | Solar*Rewards | Trade Secret | 2018 | 2018
20252-215912-02 | Xcel Energy | 85 | 13781 | IOU | 03132751 | 6 | Solar |  |  | Interconnected | Trade Secret | Trade | SOU | SOU087 | Residential | Solar*Rewards | Trade Secret | 2018 | 2018
20252-215912-02 | Xcel Energy | 85 | 13781 | IOU | 03132752 | 6 | Solar |  |  | Interconnected | Trade Secret | Trade | ALD | ALD073 | Residential | Solar*Rewards | Trade Secret | 2018 | 2018
20252-215912-02 | Xcel Energy | 85 | 13781 | IOU | 03132753 | 3.92 | Solar |  |  | Interconnected | Trade Secret | Trade | UPP | UPP063 | Residential | Solar*Rewards | Trade Secret | 2018 | 2019
20252-215912-02 | Xcel Energy | 85 | 13781 | IOU | 03132754 | 7.616 | Solar |  |  | Interconnected | Trade Secret | Trade | APA | APA078 | Residential | Solar*Rewards | Trade Secret | 2018 | 2018
20252-215912-02 | Xcel Energy | 85 | 13781 | IOU | 03132755 | 9.994 | Solar |  |  | Interconnected | Trade Secret | Trade | WAB | WAB031 | Residential | Made in Minnesota | Trade Secret | 2018 | 2018
20252-215912-02 | Xcel Energy | 85 | 13781 | IOU | 03132756 | 2.88 | Solar |  |  | Interconnected | Trade Secret | Trade | WSG | WSG351 | Residential | Solar*Rewards | Trade Secret | 2018 | 2019
20252-215912-02 | Xcel Energy | 85 | 13781 | IOU | 03132757 | 3.6 | Solar |  |  | Interconnected | Trade Secret | Trade | HWW | HWW073 | Residential | Solar*Rewards | Trade Secret | 2018 | 2019
20252-215912-02 | Xcel Energy | 85 | 13781 | IOU | 03132758 | 19.999 | Solar |  |  | Interconnected | Trade Secret | Trade | TLK | TLK077 | Commercial | Made in Minnesota | Trade Secret | 2018 | 2018
20252-215912-02 | Xcel Energy | 85 | 13781 | IOU | 03132759 | 5.28 | Solar |  |  | Interconnected | Trade Secret | Trade | MPK | MPK085 | Residential | Solar*Rewards | Trade Secret | 2018 | 2019
20252-215912-02 | Xcel Energy | 85 | 13781 | IOU | 03132760 | 4.64 | Solar |  |  | Interconnected | Trade Secret | Trade | SOU | SOU072 | Residential | Solar*Rewards | Trade Secret | 2018 | 2018
20252-215912-02 | Xcel Energy | 85 | 13781 | IOU | 03132761 | 7.616 | Solar |  |  | Interconnected | Trade Secret | Trade | WYO | WYO021 | Residential | Solar*Rewards | Trade Secret | 2018 | 2018
20252-215912-02 | Xcel Energy | 85 | 13781 | IOU | 03132762 | 2.962 | Solar |  |  | Interconnected | Trade Secret | Trade | SOU | SOU079 | Residential | Solar*Rewards | Trade Secret | 2018 | 2018
20252-215912-02 | Xcel Energy | 85 | 13781 | IOU | 03132763 | 6 | Solar |  |  | Interconnected | Trade Secret | Trade | WDY | WDY311 | Residential | Made in Minnesota | Trade Secret | 2018 | 2018
20252-215912-02 | Xcel Energy | 85 | 13781 | IOU | 03132764 | 6 | Solar |  |  | Interconnected | Trade Secret | Trade | WSG | WSG362 | Residential | Solar*Rewards | Trade Secret | 2018 | 2018
20252-215912-02 | Xcel Energy | 85 | 13781 | IOU | 03132765 | 5.8 | Solar |  |  | Interconnected | Trade Secret | Trade | MPK | MPK074 | Residential | Solar*Rewards | Trade Secret | 2018 | 2019
20252-215912-02 | Xcel Energy | 85 | 13781 | IOU | 03132766 | 6.67 | Solar |  |  | Interconnected | Trade Secret | Trade | APA | APA073 | Residential | Solar*Rewards | Trade Secret | 2018 | 2019
20252-215912-02 | Xcel Energy | 85 | 13781 | IOU | 03132767 | 15.232 | Solar |  |  | Interconnected | Trade Secret | Trade | SLP | SLP092 | Residential | Solar*Rewards | Trade Secret | 2018 | 2019
20252-215912-02 | Xcel Energy | 85 | 13781 | IOU | 03132768 | 3.84 | Solar |  |  | Interconnected | Trade Secret | Trade | APA | APA075 | Residential | Solar*Rewards | Trade Secret | 2018 | 2019
20252-215912-02 | Xcel Energy | 85 | 13781 | IOU | 03132769 | 6.38 | Solar |  |  | Interconnected | Trade Secret | Trade | CGR | CGR063 | Residential | Solar*Rewards | Trade Secret | 2018 | 2019
20252-215912-02 | Xcel Energy | 85 | 13781 | IOU | 03132770 | 0.24 | Solar |  |  | Interconnected | Trade Secret | Trade | EDA | EDA067 | Residential | Solar*Rewards | Trade Secret | 2018 | 2019
20252-215912-02 | Xcel Energy | 85 | 13781 | IOU | 03132771 | 6.38 | Solar |  |  | Interconnected | Trade Secret | Trade | HUG | HUG321 | Residential | Solar*Rewards | Trade Secret | 2018 | 2019
20252-215912-02 | Xcel Energy | 85 | 13781 | IOU | 03132772 | 5.76 | Solar |  |  | Interconnected | Trade Secret | Trade | APA | APA075 | Residential | Solar*Rewards | Trade Secret | 2018 | 2019
20252-215912-02 | Xcel Energy | 85 | 13781 | IOU | 03132773 | 15.232 | Solar |  |  | Interconnected | Trade Secret | Trade | HUG | HUG321 | Residential | Solar*Rewards | Trade Secret | 2018 | 2018
20252-215912-02 | Xcel Energy | 85 | 13781 | IOU | 03132774 | 9.994 | Solar |  |  | Interconnected | Trade Secret | Trade | MND | MND062 | Residential | Solar*Rewards | Trade Secret | 2018 | 2018
20252-215912-02 | Xcel Energy | 85 | 13781 | IOU | 03132775 | 39.998 | Solar |  |  | Interconnected | Trade Secret | Trade | HWW | HWW063 | Commercial | Solar*Rewards | Trade Secret | 2018 | 2018
20252-215912-02 | Xcel Energy | 85 | 13781 | IOU | 03132776 | 39.998 | Solar |  |  | Interconnected | Trade Secret | Trade | RRK | RRK082 | Commercial | Solar*Rewards | Trade Secret | 2018 | 2018
20252-215912-02 | Xcel Energy | 85 | 13781 | IOU | 03132777 | 39.998 | Solar |  |  | Interconnected | Trade Secret | Trade | WIL | WIL097 | Commercial | Solar*Rewards | Trade Secret | 2018 | 2020
20252-215912-02 | Xcel Energy | 85 | 13781 | IOU | 03132778 | 39.998 | Solar |  |  | Interconnected | Trade Secret | Trade | EBL | EBL084 | Commercial | Solar*Rewards | Trade Secret | 2018 | 2018
20252-215912-02 | Xcel Energy | 85 | 13781 | IOU | 03132779 | 39.998 | Solar |  |  | Interconnected | Trade Secret | Trade | RPL | RPL061 | Commercial | Solar*Rewards | Trade Secret | 2018 | 2018
20252-215912-02 | Xcel Energy | 85 | 13781 | IOU | 03132780 | 39.998 | Solar |  |  | Interconnected | Trade Secret | Trade | WES | WES062 | Commercial | Solar*Rewards | Trade Secret | 2018 | 2018
20252-215912-02 | Xcel Energy | 85 | 13781 | IOU | 03132781 | 19.999 | Solar |  |  | Interconnected | Trade Secret | Trade | RWD | RWD062 | Commercial | Solar*Rewards | Trade Secret | 2018 | 2019
20252-215912-02 | Xcel Energy | 85 | 13781 | IOU | 03132782 | 19.999 | Solar |  |  | Interconnected | Trade Secret | Trade | SAV | SAV073 | Commercial | Solar*Rewards | Trade Secret | 2018 | 2019
20252-215912-02 | Xcel Energy | 85 | 13781 | IOU | 03132783 | 19.999 | Solar |  |  | Interconnected | Trade Secret | Trade | WSG | WSG063 | Commercial | Solar*Rewards | Trade Secret | 2018 | 2019
20252-215912-02 | Xcel Energy | 85 | 13781 | IOU | 03132784 | 19.999 | Solar |  |  | Interconnected | Trade Secret | Trade | WSG | WSG065 | Commercial | Solar*Rewards | Trade Secret | 2018 | 2019
20252-215912-02 | Xcel Energy | 85 | 13781 | IOU | 03132785 | 19.999 | Solar |  |  | Interconnected | Trade Secret | Trade | ECK | ECK322 | Commercial | Solar*Rewards | Trade Secret | 2018 | 2019
20252-215912-02 | Xcel Energy | 85 | 13781 | IOU | 03132786 | 19.999 | Solar |  |  | Interconnected | Trade Secret | Trade | WSG | WSG065 | Commercial | Solar*Rewards | Trade Secret | 2018 | 2019
20252-215912-02 | Xcel Energy | 85 | 13781 | IOU | 03132787 | 19.999 | Solar |  |  | Interconnected | Trade Secret | Trade | WSG | WSG071 | Commercial | Solar*Rewards | Trade Secret | 2018 | 2019
20252-215912-02 | Xcel Energy | 85 | 13781 | IOU | 03132788 | 19.999 | Solar |  |  | Interconnected | Trade Secret | Trade | WSG | WSG352 | Commercial | Solar*Rewards | Trade Secret | 2018 | 2019
20252-215912-02 | Xcel Energy | 85 | 13781 | IOU | 03132789 | 19.999 | Solar |  |  | Interconnected | Trade Secret | Trade | WSG | WSG065 | Commercial | Solar*Rewards | Trade Secret | 2018 | 2019
20252-215912-02 | Xcel Energy | 85 | 13781 | IOU | 03132790 | 39.998 | Solar |  |  | Interconnected | Trade Secret | Trade | TSS | TSS061 | Commercial | Solar*Rewards | Trade Secret | 2018 | 2018
20252-215912-02 | Xcel Energy | 85 | 13781 | IOU | 03132791 | 39.998 | Solar |  |  | Interconnected | Trade Secret | Trade | TSS | TSS061 | Commercial | Solar*Rewards | Trade Secret | 2018 | 2018
20252-215912-02 | Xcel Energy | 85 | 13781 | IOU | 03132792 | 33.3 | Solar |  |  | Interconnected | Trade Secret | Trade | EKO | EKO021 | Commercial | Solar*Rewards | Trade Secret | 2018 | 2018
20252-215912-02 | Xcel Energy | 85 | 13781 | IOU | 03132793 | 19.999 | Solar |  |  | Interconnected | Trade Secret | Trade | HSN | HSN311 | Commercial | Solar*Rewards | Trade Secret | 2018 | 2018
20252-215912-02 | Xcel Energy | 85 | 13781 | IOU | 03132794 | 19.999 | Solar |  |  | Interconnected | Trade Secret | Trade | ECK | ECK322 | Commercial | Solar*Rewards | Trade Secret | 2018 | 2019
20252-215912-02 | Xcel Energy | 85 | 13781 | IOU | 03132795 | 19.999 | Solar |  |  | Interconnected | Trade Secret | Trade | HSN | HSN311 | Commercial | Solar*Rewards | Trade Secret | 2018 | 2019
20252-215912-02 | Xcel Energy | 85 | 13781 | IOU | 03132796 | 19.999 | Solar |  |  | Interconnected | Trade Secret | Trade | HSN | HSN311 | Commercial | Solar*Rewards | Trade Secret | 2018 | 2019
20252-215912-02 | Xcel Energy | 85 | 13781 | IOU | 03132797 | 19.999 | Solar |  |  | Interconnected | Trade Secret | Trade | HSN | HSN311 | Commercial | Solar*Rewards | Trade Secret | 2018 | 2018
20252-215912-02 | Xcel Energy | 85 | 13781 | IOU | 03132798 | 34.72 | Solar |  |  | Interconnected | Trade Secret | Trade | SOU | SOU076 | Commercial | Made in Minnesota | Trade Secret | 2018 | 2018
20252-215912-02 | Xcel Energy | 85 | 13781 | IOU | 03132799 | 19.999 | Solar |  |  | Interconnected | Trade Secret | Trade | APA | APA077 | Commercial | Solar*Rewards | Trade Secret | 2018 | 2019
20252-215912-02 | Xcel Energy | 85 | 13781 | IOU | 03132800 | 19.999 | Solar |  |  | Interconnected | Trade Secret | Trade | EDP | EDP083 | Commercial | Solar*Rewards | Trade Secret | 2018 | 2019
20252-215912-02 | Xcel Energy | 85 | 13781 | IOU | 03132801 | 4.32 | Solar |  |  | Interconnected | Trade Secret | Trade | WSG | WSG076 | Residential | Solar*Rewards | Trade Secret | 2018 | 2019
20252-215912-02 | Xcel Energy | 85 | 13781 | IOU | 03132802 | 7.616 | Solar |  |  | Interconnected | Trade Secret | Trade | PIL | PIL022 | Residential | Solar*Rewards | Trade Secret | 2018 | 2018
20252-215912-02 | Xcel Energy | 85 | 13781 | IOU | 03132803 | 15.232 | Solar |  |  | Interconnected | Trade Secret | Trade | PIL | PIL022 | Residential | Solar*Rewards | Trade Secret | 2018 | 2018
20252-215912-02 | Xcel Energy | 85 | 13781 | IOU | 03132804 | 7.92 | Solar |  |  | Interconnected | Trade Secret | Trade | MPK | MPK074 | Residential | Solar*Rewards | Trade Secret | 2018 | 2019
20252-215912-02 | Xcel Energy | 85 | 13781 | IOU | 03132805 | 39.998 | Solar |  |  | Interconnected | Trade Secret | Trade | RAM | RAM073 | Commercial | Solar*Rewards | Trade Secret | 2018 | 2019
20252-215912-02 | Xcel Energy | 85 | 13781 | IOU | 03132806 | 36 | Solar |  |  | Interconnected | Trade Secret | Trade | WAS | WAS092 | Residential | Solar*Rewards | Trade Secret | 2018 | 2018
20252-215912-02 | Xcel Energy | 85 | 13781 | IOU | 03132807 | 5.28 | Solar |  |  | Interconnected | Trade Secret | Trade | MEL | MEL074 | Residential | Solar*Rewards | Trade Secret | 2018 | 2019
20252-215912-02 | Xcel Energy | 85 | 13781 | IOU | 03132808 | 5.88 | Solar |  |  | Interconnected | Trade Secret | Trade | RLK | RLK072 | Residential | Solar*Rewards | Trade Secret | 2018 | 2019
20252-215912-02 | Xcel Energy | 85 | 13781 | IOU | 03132809 | 5.28 | Solar |  |  | Interconnected | Trade Secret | Trade | SHP | SHP072 | Residential | Solar*Rewards | Trade Secret | 2018 | 2019
20252-215912-02 | Xcel Energy | 85 | 13781 | IOU | 03132810 | 7.616 | Solar |  |  | Interconnected | Trade Secret | Trade | SOU | SOU076 | Residential | Solar*Rewards | Trade Secret | 2018 | 2018
20252-215912-02 | Xcel Energy | 85 | 13781 | IOU | 03132811 | 19.988 | Solar |  |  | Interconnected | Trade Secret | Trade | ESW | ESW081 | Residential | Solar*Rewards | Trade Secret | 2018 | 2019
20252-215912-02 | Xcel Energy | 85 | 13781 | IOU | 03132812 | 22.8 | Solar |  |  | Interconnected | Trade Secret | Trade | DOC | DOC031 | Residential | Solar*Rewards | Trade Secret | 2018 | 2019
20252-215912-02 | Xcel Energy | 85 | 13781 | IOU | 03132813 | 15.994 | Solar |  |  | Interconnected | Trade Secret | Trade | MND | MND063 | Residential | Solar*Rewards | Trade Secret | 2018 | 2018
20252-215912-02 | Xcel Energy | 85 | 13781 | IOU | 03132814 | 9.6 | Solar |  |  | Interconnected | Trade Secret | Trade | SLP | SLP092 | Residential | Solar*Rewards | Trade Secret | 2018 | 2018
20252-215912-02 | Xcel Energy | 85 | 13781 | IOU | 03132815 | 30 | Solar |  |  | Interconnected | Trade Secret | Trade | PAT | PAT312 | Residential | Solar*Rewards | Trade Secret | 2018 | 2018
20252-215912-02 | Xcel Energy | 85 | 13781 | IOU | 03132816 | 17.546 | Solar |  |  | Interconnected | Trade Secret | Trade | HAS | HAS021 | Commercial | Made in Minnesota | Trade Secret | 2018 | 2018
20252-215912-02 | Xcel Energy | 85 | 13781 | IOU | 03132817 | 2.16 | Solar |  |  | Interconnected | Trade Secret | Trade | APA | APA075 | Residential | Solar*Rewards | Trade Secret | 2018 | 2018
20252-215912-02 | Xcel Energy | 85 | 13781 | IOU | 03132818 | 11.28 | Solar |  |  | Interconnected | Trade Secret | Trade | RLK | RLK065 | Residential | Solar*Rewards | Trade Secret | 2018 | 2018
20252-215912-02 | Xcel Energy | 85 | 13781 | IOU | 03132819 | 22.78 | Solar |  |  | Interconnected | Trade Secret | Trade | WEB | WEB021 | Commercial | Solar*Rewards | Trade Secret | 2018 | 2018
20252-215912-02 | Xcel Energy | 85 | 13781 | IOU | 03132820 | 36 | Solar |  |  | Interconnected | Trade Secret | Trade | SMT | SMT091 | Commercial | Solar*Rewards | Trade Secret | 2018 | 2018
20252-215912-02 | Xcel Energy | 85 | 13781 | IOU | 03132821 | 7.616 | Solar |  |  | Interconnected | Trade Secret | Trade | CHI | CHI311 | Residential | Solar*Rewards | Trade Secret | 2018 | 2018
20252-215912-02 | Xcel Energy | 85 | 13781 | IOU | 03132822 | 39.998 | Solar |  |  | Interconnected | Trade Secret | Trade | EDA | EDA082 | Commercial | Solar*Rewards | Trade Secret | 2018 | 2018
20252-215912-02 | Xcel Energy | 85 | 13781 | IOU | 03132823 | 39.998 | Solar |  |  | Interconnected | Trade Secret | Trade | EDA | EDA082 | Commercial | Solar*Rewards | Trade Secret | 2018 | 2018
20252-215912-02 | Xcel Energy | 85 | 13781 | IOU | 03132824 | 12.24 | Solar |  | X | Interconnected | Trade Secret | Trade | CEL | CEL062 | Residential | Solar*Rewards | Trade Secret | 2018 | 2019
20252-215912-02 | Xcel Energy | 85 | 13781 | IOU | 03132825 | 1.68 | Solar |  |  | Interconnected | Trade Secret | Trade | MDT | MDT062 | Residential | Solar*Rewards | Trade Secret | 2018 | 2018
20252-215912-02 | Xcel Energy | 85 | 13781 | IOU | 03132826 | 3.36 | Solar |  |  | Interconnected | Trade Secret | Trade | WIL | WIL076 | Residential | Solar*Rewards | Trade Secret | 2018 | 2018
20252-215912-02 | Xcel Energy | 85 | 13781 | IOU | 03132827 | 6 | Solar |  |  | Interconnected | Trade Secret | Trade | APA | APA075 | Residential | Solar*Rewards | Trade Secret | 2018 | 2018
20252-215912-02 | Xcel Energy | 85 | 13781 | IOU | 03132828 | 7.616 | Solar |  |  | Interconnected | Trade Secret | Trade | OSS | OSS062 | Residential | Made in Minnesota | Trade Secret | 2018 | 2018
20252-215912-02 | Xcel Energy | 85 | 13781 | IOU | 03132829 | 5 | Solar |  |  | Interconnected | Trade Secret | Trade | CTR | CTR021 | Residential | Solar*Rewards | Trade Secret | 2018 | 2018
20252-215912-02 | Xcel Energy | 85 | 13781 | IOU | 03132830 | 3.8 | Solar |  |  | Interconnected | Trade Secret | Trade | ALD | ALD073 | Residential | Solar*Rewards | Trade Secret | 2018 | 2019
20252-215912-02 | Xcel Energy | 85 | 13781 | IOU | 03132831 | 6 | Solar |  |  | Interconnected | Trade Secret | Trade | GLK | GLK061 | Residential | Solar*Rewards | Trade Secret | 2018 | 2018
20252-215912-02 | Xcel Energy | 85 | 13781 | IOU | 03132832 | 5 | Solar |  |  | Interconnected | Trade Secret | Trade | WEB | WEB021 | Residential | Solar*Rewards | Trade Secret | 2018 | 2018
20252-215912-02 | Xcel Energy | 85 | 13781 | IOU | 03132833 | 2.88 | Solar |  |  | Interconnected | Trade Secret | Trade | MPK | MPK065 | Residential | Solar*Rewards | Trade Secret | 2018 | 2018
20252-215912-02 | Xcel Energy | 85 | 13781 | IOU | 03132834 | 15.232 | Solar |  |  | Interconnected | Trade Secret | Trade | LLK | LLK071 | Residential | Solar*Rewards | Trade Secret | 2018 | 2018
20252-215912-02 | Xcel Energy | 85 | 13781 | IOU | 03132835 | 6.48 | Solar |  |  | Interconnected | Trade Secret | Trade | UPP | UPP068 | Residential | Solar*Rewards | Trade Secret | 2018 | 2019
20252-215912-02 | Xcel Energy | 85 | 13781 | IOU | 03132836 | 6.48 | Solar |  |  | Interconnected | Trade Secret | Trade | SOU | SOU064 | Residential | Solar*Rewards | Trade Secret | 2018 | 2018
20252-215912-02 | Xcel Energy | 85 | 13781 | IOU | 03132837 | 7.616 | Solar |  |  | Interconnected | Trade Secret | Trade | MPK | MPK074 | Residential | Made in Minnesota | Trade Secret | 2018 | 2018
20252-215912-02 | Xcel Energy | 85 | 13781 | IOU | 03132838 | 7.616 | Solar |  |  | Interconnected | Trade Secret | Trade | MEL | MEL081 | Residential | Made in Minnesota | Trade Secret | 2018 | 2018
20252-215912-02 | Xcel Energy | 85 | 13781 | IOU | 03132839 | 7.616 | Solar |  |  | Interconnected | Trade Secret | Trade | AHI | AHI063 | Residential | Made in Minnesota | Trade Secret | 2018 | 2018
20252-215912-02 | Xcel Energy | 85 | 13781 | IOU | 03132840 | 7.616 | Solar |  |  | Interconnected | Trade Secret | Trade | HOL | HOL072 | Residential | Solar*Rewards | Trade Secret | 2018 | 2018
20252-215912-02 | Xcel Energy | 85 | 13781 | IOU | 03132841 | 6 | Solar |  |  | Interconnected | Trade Secret | Trade | RPL | RPL063 | Residential | Solar*Rewards | Trade Secret | 2018 | 2019
20252-215912-02 | Xcel Energy | 85 | 13781 | IOU | 03132842 | 4.93 | Solar |  |  | Interconnected | Trade Secret | Trade | EKO | EKO021 | Residential | Solar*Rewards | Trade Secret | 2018 | 2019
20252-215912-02 | Xcel Energy | 85 | 13781 | IOU | 03132843 | 11.89 | Solar |  |  | Interconnected | Trade Secret | Trade | CTR | CTR031 | Residential | Solar*Rewards | Trade Secret | 2018 | 2019
20252-215912-02 | Xcel Energy | 85 | 13781 | IOU | 03132844 | 11.02 | Solar |  |  | Interconnected | Trade Secret | Trade | OPK | OPK077 | Commercial | Solar*Rewards | Trade Secret | 2018 | 2019
20252-215912-02 | Xcel Energy | 85 | 13781 | IOU | 03132845 | 4.64 | Solar |  |  | Interconnected | Trade Secret | Trade | SHP | SHP062 | Residential | Solar*Rewards | Trade Secret | 2018 | 2019
20252-215912-02 | Xcel Energy | 85 | 13781 | IOU | 03132846 | 5 | Solar |  |  | Interconnected | Trade Secret | Trade | SOU | SOU083 | Residential | Solar*Rewards | Trade Secret | 2018 | 2018
20252-215912-02 | Xcel Energy | 85 | 13781 | IOU | 03132847 | 2.16 | Solar |  |  | Interconnected | Trade Secret | Trade | SOU | SOU083 | Residential | Solar*Rewards | Trade Secret | 2018 | 2019
20252-215912-02 | Xcel Energy | 85 | 13781 | IOU | 03132848 | 5 | Solar |  |  | Interconnected | Trade Secret | Trade | AFT | AFT315 | Residential | Solar*Rewards | Trade Secret | 2018 | 2018
20252-215912-02 | Xcel Energy | 85 | 13781 | IOU | 03132849 | 7.616 | Solar |  |  | Interconnected | Trade Secret | Trade | ALD | ALD072 | Residential | Solar*Rewards | Trade Secret | 2018 | 2018
20252-215912-02 | Xcel Energy | 85 | 13781 | IOU | 03132850 | 5 | Solar |  |  | Interconnected | Trade Secret | Trade | ZUM | ZUM021 | Residential | Solar*Rewards | Trade Secret | 2018 | 2018
20252-215912-02 | Xcel Energy | 85 | 13781 | IOU | 03132851 | 5 | Solar |  |  | Interconnected | Trade Secret | Trade | UPP | UPP084 | Residential | Made in Minnesota | Trade Secret | 2018 | 2018
20252-215912-02 | Xcel Energy | 85 | 13781 | IOU | 03132852 | 5.51 | Solar |  |  | Interconnected | Trade Secret | Trade | SLP | SLP083 | Residential | Solar*Rewards | Trade Secret | 2018 | 2019
20252-215912-02 | Xcel Energy | 85 | 13781 | IOU | 03132853 | 6 | Solar |  |  | Interconnected | Trade Secret | Trade | MPK | MPK087 | Residential | Made in Minnesota | Trade Secret | 2018 | 2018
20252-215912-02 | Xcel Energy | 85 | 13781 | IOU | 03132854 | 19.999 | Solar |  |  | Interconnected | Trade Secret | Trade | WIL | WIL097 | Commercial | Solar*Rewards | Trade Secret | 2018 | 2018
20252-215912-02 | Xcel Energy | 85 | 13781 | IOU | 03132855 | 3.747 | Solar |  |  | Interconnected | Trade Secret | Trade | SOU | SOU063 | Residential | Solar*Rewards | Trade Secret | 2018 | 2018
20252-215912-02 | Xcel Energy | 85 | 13781 | IOU | 03132856 | 7.616 | Solar |  |  | Interconnected | Trade Secret | Trade | MOL | MOL063 | Residential | Solar*Rewards | Trade Secret | 2018 | 2018
20252-215912-02 | Xcel Energy | 85 | 13781 | IOU | 03132857 | 9.994 | Solar |  |  | Interconnected | Trade Secret | Trade | UPP | UPP086 | Residential | Solar*Rewards | Trade Secret | 2018 | 2018
20252-215912-02 | Xcel Energy | 85 | 13781 | IOU | 03132858 | 7.616 | Solar |  |  | Interconnected | Trade Secret | Trade | RIV | RIV061 | Residential | Made in Minnesota | Trade Secret | 2018 | 2018
20252-215912-02 | Xcel Energy | 85 | 13781 | IOU | 03132859 | 24 | Solar |  |  | Interconnected | Trade Secret | Trade | BEL | BEL062 | Commercial | Solar*Rewards | Trade Secret | 2018 | 2019
20252-215912-02 | Xcel Energy | 85 | 13781 | IOU | 03132860 | 33.3 | Solar |  |  | Interconnected | Trade Secret | Trade | SDX | SDX312 | Commercial | Solar*Rewards | Trade Secret | 2018 | 2019
20252-215912-02 | Xcel Energy | 85 | 13781 | IOU | 03132861 | 4.35 | Solar |  |  | Interconnected | Trade Secret | Trade | CNC | CNC072 | Residential | Solar*Rewards | Trade Secret | 2018 | 2019
20252-215912-02 | Xcel Energy | 85 | 13781 | IOU | 03132862 | 3.747 | Solar |  |  | Interconnected | Trade Secret | Trade | HWW | HWW073 | Residential | Solar*Rewards | Trade Secret | 2018 | 2018
20252-215912-02 | Xcel Energy | 85 | 13781 | IOU | 03132863 | 6 | Solar |  |  | Interconnected | Trade Secret | Trade | MOL | MOL068 | Residential | Solar*Rewards | Trade Secret | 2018 | 2018
20252-215912-02 | Xcel Energy | 85 | 13781 | IOU | 03132864 | 2.88 | Solar |  |  | Interconnected | Trade Secret | Trade | APA | APA075 | Residential | Made in Minnesota | Trade Secret | 2018 | 2018
20252-215912-02 | Xcel Energy | 85 | 13781 | IOU | 03132865 | 34.17 | Solar |  |  | Interconnected | Trade Secret | Trade | HUG | HUG321 | Commercial | Solar*Rewards | Trade Secret | 2018 | 2018
20252-215912-02 | Xcel Energy | 85 | 13781 | IOU | 03132866 | 9.994 | Solar |  |  | Interconnected | Trade Secret | Trade | MPK | MPK086 | Residential | Made in Minnesota | Trade Secret | 2018 | 2018
20252-215912-02 | Xcel Energy | 85 | 13781 | IOU | 03132867 | 5.8 | Solar |  |  | Interconnected | Trade Secret | Trade | OPK | OPK077 | Residential | Solar*Rewards | Trade Secret | 2018 | 2019
20252-215912-02 | Xcel Energy | 85 | 13781 | IOU | 03132868 | 22.78 | Solar |  |  | Interconnected | Trade Secret | Trade | CHE | CHE075 | Residential | Solar*Rewards | Trade Secret | 2018 | 2019
20252-215912-02 | Xcel Energy | 85 | 13781 | IOU | 03132869 | 6.72 | Solar |  |  | Interconnected | Trade Secret | Trade | PKL | PKL083 | Residential | Solar*Rewards | Trade Secret | 2018 | 2019
20252-215912-02 | Xcel Energy | 85 | 13781 | IOU | 03132870 | 3.48 | Solar |  |  | Interconnected | Trade Secret | Trade | MPK | MPK064 | Residential | Solar*Rewards | Trade Secret | 2018 | 2019
20252-215912-02 | Xcel Energy | 85 | 13781 | IOU | 03132871 | 7.616 | Solar |  |  | Interconnected | Trade Secret | Trade | SIP | SIP071 | Residential | Solar*Rewards | Trade Secret | 2018 | 2019
20252-215912-02 | Xcel Energy | 85 | 13781 | IOU | 03132872 | 2.4 | Solar |  |  | Interconnected | Trade Secret | Trade | MEL | MEL068 | Residential | Solar*Rewards | Trade Secret | 2018 | 2019
20252-215912-02 | Xcel Energy | 85 | 13781 | IOU | 03132873 | 4.08 | Solar |  |  | Interconnected | Trade Secret | Trade | WSG | WSG352 | Residential | Solar*Rewards | Trade Secret | 2018 | 2019
20252-215912-02 | Xcel Energy | 85 | 13781 | IOU | 03132874 | 1.92 | Solar |  |  | Interconnected | Trade Secret | Trade | WES | WES076 | Residential | Solar*Rewards | Trade Secret | 2018 | 2019
20252-215912-02 | Xcel Energy | 85 | 13781 | IOU | 03132875 | 4.08 | Solar |  |  | Interconnected | Trade Secret | Trade | UPP | UPP082 | Residential | Solar*Rewards | Trade Secret | 2018 | 2019
20252-215912-02 | Xcel Energy | 85 | 13781 | IOU | 03132876 | 3.8 | Solar |  |  | Interconnected | Trade Secret | Trade | ALD | ALD084 | Residential | Solar*Rewards | Trade Secret | 2018 | 2019
20252-215912-02 | Xcel Energy | 85 | 13781 | IOU | 03132877 | 32.51 | Solar |  |  | Interconnected | Trade Secret | Trade | GVW | GVW022 | Commercial | Solar*Rewards | Trade Secret | 2018 | 2019
20252-215912-02 | Xcel Energy | 85 | 13781 | IOU | 03132878 | 7.616 | Solar |  |  | Interconnected | Trade Secret | Trade | OSS | OSS063 | Residential | Solar*Rewards | Trade Secret | 2018 | 2018
20252-215912-02 | Xcel Energy | 85 | 13781 | IOU | 03132879 | 5 | Solar |  |  | Interconnected | Trade Secret | Trade | TWL | TWL075 | Residential | Solar*Rewards | Trade Secret | 2018 | 2018
20252-215912-02 | Xcel Energy | 85 | 13781 | IOU | 03132880 | 7.616 | Solar |  |  | Interconnected | Trade Secret | Trade | LAC | LAC062 | Residential | Solar*Rewards | Trade Secret | 2018 | 2018
20252-215912-02 | Xcel Energy | 85 | 13781 | IOU | 03132881 | 8.99 | Solar |  |  | Interconnected | Trade Secret | Trade | MEL | MEL065 | Residential | Solar*Rewards | Trade Secret | 2018 | 2019
20252-215912-02 | Xcel Energy | 85 | 13781 | IOU | 03132882 | 14.5 | Solar |  |  | Interconnected | Trade Secret | Trade | WCR | WCR321 | Residential | Solar*Rewards | Trade Secret | 2018 | 2019
20252-215912-02 | Xcel Energy | 85 | 13781 | IOU | 03132883 | 7.616 | Solar |  |  | Interconnected | Trade Secret | Trade | WIL | WIL073 | Residential | Solar*Rewards | Trade Secret | 2018 | 2018
20252-215912-02 | Xcel Energy | 85 | 13781 | IOU | 03132884 | 34.17 | Solar |  |  | Interconnected | Trade Secret | Trade | GRC | GRC062 | Commercial | Solar*Rewards | Trade Secret | 2018 | 2018
20252-215912-02 | Xcel Energy | 85 | 13781 | IOU | 03132885 | 2.16 | Solar |  |  | Interconnected | Trade Secret | Trade | MDT | MDT061 | Residential | Solar*Rewards | Trade Secret | 2018 | 2018
20252-215912-02 | Xcel Energy | 85 | 13781 | IOU | 03132886 | 38.02 | Solar |  |  | Interconnected | Trade Secret | Trade | HSN | HSN321 | Commercial | Solar*Rewards | Trade Secret | 2018 | 2019
20252-215912-02 | Xcel Energy | 85 | 13781 | IOU | 03132887 | 6.67 | Solar |  |  | Interconnected | Trade Secret | Trade | BCR | BCR083 | Residential | Solar*Rewards | Trade Secret | 2018 | 2019
20252-215912-02 | Xcel Energy | 85 | 13781 | IOU | 03132888 | 36 | Solar |  |  | Interconnected | Trade Secret | Trade | CGR | CGR074 | Commercial | Made in Minnesota | Trade Secret | 2018 | 2019
20252-215912-02 | Xcel Energy | 85 | 13781 | IOU | 03132889 | 1.68 | Solar |  |  | Interconnected | Trade Secret | Trade | SOU | SOU083 | Residential | Solar*Rewards | Trade Secret | 2018 | 2019
20252-215912-02 | Xcel Energy | 85 | 13781 | IOU | 03132890 | 7.616 | Solar |  |  | Interconnected | Trade Secret | Trade | RLK | RLK069 | Residential | Solar*Rewards | Trade Secret | 2018 | 2018
20252-215912-02 | Xcel Energy | 85 | 13781 | IOU | 03132891 | 5.52 | Solar |  |  | Interconnected | Trade Secret | Trade | LAP | LAP311 | Residential | Solar*Rewards | Trade Secret | 2018 | 2019
20252-215912-02 | Xcel Energy | 85 | 13781 | IOU | 03132892 | 6 | Solar |  |  | Interconnected | Trade Secret | Trade | WCR | WCR062 | Residential | Solar*Rewards | Trade Secret | 2018 | 2018
20252-215912-02 | Xcel Energy | 85 | 13781 | IOU | 03132893 | 9.36 | Solar |  |  | Interconnected | Trade Secret | Trade | DPN | DPN063 | Residential | Solar*Rewards | Trade Secret | 2018 | 2019
20252-215912-02 | Xcel Energy | 85 | 13781 | IOU | 03132894 | 6.96 | Solar |  |  | Interconnected | Trade Secret | Trade | WSG | WSG361 | Residential | Solar*Rewards | Trade Secret | 2018 | 2018
20252-215912-02 | Xcel Energy | 85 | 13781 | IOU | 03132895 | 9.994 | Solar |  |  | Interconnected | Trade Secret | Trade | HSN | HSN311 | Residential | Solar*Rewards | Trade Secret | 2018 | 2018
20252-215912-02 | Xcel Energy | 85 | 13781 | IOU | 03132896 | 3.747 | Solar |  |  | Interconnected | Trade Secret | Trade | ALD | ALD083 | Residential | Solar*Rewards | Trade Secret | 2018 | 2018
20252-215912-02 | Xcel Energy | 85 | 13781 | IOU | 03132897 | 5 | Solar |  |  | Interconnected | Trade Secret | Trade | TER | TER071 | Residential | Solar*Rewards | Trade Secret | 2018 | 2018
20252-215912-02 | Xcel Energy | 85 | 13781 | IOU | 03132898 | 27 | Solar |  |  | Interconnected | Trade Secret | Trade | GVW | GVW031 | Commercial | Solar*Rewards | Trade Secret | 2018 | 2018
20252-215912-02 | Xcel Energy | 85 | 13781 | IOU | 03132899 | 11.39 | Solar |  |  | Interconnected | Trade Secret | Trade | ALT | ALT021 | Residential | Solar*Rewards | Trade Secret | 2018 | 2018
20252-215912-02 | Xcel Energy | 85 | 13781 | IOU | 03132900 | 29.02 | Solar |  |  | Interconnected | Trade Secret | Trade | EDP | EDP092 | Commercial | Solar*Rewards | Trade Secret | 2018 | 2019
20252-215912-02 | Xcel Energy | 85 | 13781 | IOU | 03132901 | 15.232 | Solar |  |  | Interconnected | Trade Secret | Trade | RAM | RAM062 | Residential | Solar*Rewards | Trade Secret | 2018 | 2018
20252-215912-02 | Xcel Energy | 85 | 13781 | IOU | 03132902 | 5.76 | Solar |  |  | Interconnected | Trade Secret | Trade | WIL | WIL073 | Residential | Solar*Rewards | Trade Secret | 2018 | 2019
20252-215912-02 | Xcel Energy | 85 | 13781 | IOU | 03132903 | 6.72 | Solar |  |  | Interconnected | Trade Secret | Trade | GLK | GLK071 | Residential | Solar*Rewards | Trade Secret | 2018 | 2019
20252-215912-02 | Xcel Energy | 85 | 13781 | IOU | 03132904 | 7.625 | Solar |  |  | Interconnected | Trade Secret | Trade | APA | APA077 | Residential | Solar*Rewards | Trade Secret | 2018 | 2019
20252-215912-02 | Xcel Energy | 85 | 13781 | IOU | 03132905 | 6.96 | Solar |  |  | Interconnected | Trade Secret | Trade | SLP | SLP083 | Residential | Solar*Rewards | Trade Secret | 2018 | 2019
20252-215912-02 | Xcel Energy | 85 | 13781 | IOU | 03132906 | 2.64 | Solar |  |  | Interconnected | Trade Secret | Trade | FRM | FRM062 | Residential | Solar*Rewards | Trade Secret | 2018 | 2019
20252-215912-02 | Xcel Energy | 85 | 13781 | IOU | 03132907 | 5.76 | Solar |  |  | Interconnected | Trade Secret | Trade | WCR | WCR322 | Residential | Solar*Rewards | Trade Secret | 2018 | 2019
20252-215912-02 | Xcel Energy | 85 | 13781 | IOU | 03132908 | 5 | Solar |  |  | Interconnected | Trade Secret | Trade | UPP | UPP084 | Residential | Solar*Rewards | Trade Secret | 2018 | 2019
20252-215912-02 | Xcel Energy | 85 | 13781 | IOU | 03132909 | 6.5 | Solar |  |  | Interconnected | Trade Secret | Trade | GVW | GVW021 | Residential | Solar*Rewards | Trade Secret | 2018 | 2018
20252-215912-02 | Xcel Energy | 85 | 13781 | IOU | 03132910 | 7.616 | Solar |  |  | Interconnected | Trade Secret | Trade | MOL | MOL072 | Residential | Solar*Rewards | Trade Secret | 2018 | 2019
20252-215912-02 | Xcel Energy | 85 | 13781 | IOU | 03132911 | 7.616 | Solar |  |  | Interconnected | Trade Secret | Trade | WIL | WIL083 | Residential | Solar*Rewards | Trade Secret | 2018 | 2018
20252-215912-02 | Xcel Energy | 85 | 13781 | IOU | 03132912 | 30 | Solar |  |  | Interconnected | Trade Secret | Trade | BIS | BIS001 | Commercial | Solar*Rewards | Trade Secret | 2018 | 2019
20252-215912-02 | Xcel Energy | 85 | 13781 | IOU | 03132913 | 19.999 | Solar |  |  | Interconnected | Trade Secret | Trade | WIL | WIL075 | Commercial | Solar*Rewards | Trade Secret | 2018 | 2019
20252-215912-02 | Xcel Energy | 85 | 13781 | IOU | 03132914 | 2.88 | Solar |  |  | Interconnected | Trade Secret | Trade | MPK | MPK082 | Residential | Solar*Rewards | Trade Secret | 2018 | 2019
20252-215912-02 | Xcel Energy | 85 | 13781 | IOU | 03132915 | 4.32 | Solar |  |  | Interconnected | Trade Secret | Trade | ALD | ALD076 | Residential | Solar*Rewards | Trade Secret | 2018 | 2019
20252-215912-02 | Xcel Energy | 85 | 13781 | IOU | 03132916 | 4.08 | Solar |  |  | Interconnected | Trade Secret | Trade | MOL | MOL068 | Residential | Solar*Rewards | Trade Secret | 2018 | 2019
20252-215912-02 | Xcel Energy | 85 | 13781 | IOU | 03132917 | 3.77 | Solar |  |  | Interconnected | Trade Secret | Trade | ECK | ECK062 | Residential | Solar*Rewards | Trade Secret | 2018 | 2018
20252-215912-02 | Xcel Energy | 85 | 13781 | IOU | 03132918 | 29.985 | Solar |  |  | Interconnected | Trade Secret | Trade | ALT | ALT021 | Residential | Solar*Rewards | Trade Secret | 2018 | 2019
20252-215912-02 | Xcel Energy | 85 | 13781 | IOU | 03132919 | 9.994 | Solar |  |  | Interconnected | Trade Secret | Trade | GNL | GNL063 | Residential | Solar*Rewards | Trade Secret | 2018 | 2018
20252-215912-02 | Xcel Energy | 85 | 13781 | IOU | 03132920 | 3.747 | Solar |  |  | Interconnected | Trade Secret | Trade | ALD | ALD095 | Residential | Solar*Rewards | Trade Secret | 2018 | 2019
20252-215912-02 | Xcel Energy | 85 | 13781 | IOU | 03132921 | 3.747 | Solar |  |  | Interconnected | Trade Secret | Trade | HUG | HUG321 | Residential | Solar*Rewards | Trade Secret | 2018 | 2018
20252-215912-02 | Xcel Energy | 85 | 13781 | IOU | 03132922 | 6.67 | Solar |  |  | Interconnected | Trade Secret | Trade | RRK | RRK064 | Residential | Solar*Rewards | Trade Secret | 2018 | 2019
20252-215912-02 | Xcel Energy | 85 | 13781 | IOU | 03132923 | 8.12 | Solar |  |  | Interconnected | Trade Secret | Trade | RPL | RPL063 | Residential | Solar*Rewards | Trade Secret | 2018 | 2019
20252-215912-02 | Xcel Energy | 85 | 13781 | IOU | 03132924 | 6 | Solar |  |  | Interconnected | Trade Secret | Trade | UPP | UPP063 | Residential | Solar*Rewards | Trade Secret | 2018 | 2018
20252-215912-02 | Xcel Energy | 85 | 13781 | IOU | 03132925 | 3.747 | Solar |  |  | Interconnected | Trade Secret | Trade | MHW | MHW311 | Residential | Solar*Rewards | Trade Secret | 2018 | 2019
20252-215912-02 | Xcel Energy | 85 | 13781 | IOU | 03132926 | 33.3 | Solar |  |  | Interconnected | Trade Secret | Trade | MPK | MPK083 | Commercial | Solar*Rewards | Trade Secret | 2018 | 2018
20252-215912-02 | Xcel Energy | 85 | 13781 | IOU | 03132927 | 6 | Solar |  |  | Interconnected | Trade Secret | Trade | HWW | HWW073 | Residential | Solar*Rewards | Trade Secret | 2018 | 2018
20252-215912-02 | Xcel Energy | 85 | 13781 | IOU | 03132928 | 5 | Solar |  |  | Interconnected | Trade Secret | Trade | EBL | EBL084 | Residential | Solar*Rewards | Trade Secret | 2018 | 2018
20252-215912-02 | Xcel Energy | 85 | 13781 | IOU | 03132929 | 9.94 | Solar |  |  | Interconnected | Trade Secret | Trade | DBL | DBL060 | Residential | Solar*Rewards | Trade Secret | 2018 | 2018
20252-215912-02 | Xcel Energy | 85 | 13781 | IOU | 03132930 | 3.747 | Solar |  |  | Interconnected | Trade Secret | Trade | WIL | WIL097 | Residential | Solar*Rewards | Trade Secret | 2018 | 2018
20252-215912-02 | Xcel Energy | 85 | 13781 | IOU | 03132931 | 5 | Solar |  |  | Interconnected | Trade Secret | Trade | HYL | HYL075 | Residential | Solar*Rewards | Trade Secret | 2018 | 2018
20252-215912-02 | Xcel Energy | 85 | 13781 | IOU | 03132932 | 6 | Solar |  |  | Interconnected | Trade Secret | Trade | NOF | NOF071 | Residential | Solar*Rewards | Trade Secret | 2018 | 2019
20252-215912-02 | Xcel Energy | 85 | 13781 | IOU | 03132933 | 15 | Solar |  |  | Interconnected | Trade Secret | Trade | AFT | AFT315 | Residential | Solar*Rewards | Trade Secret | 2018 | 2018
20252-215912-02 | Xcel Energy | 85 | 13781 | IOU | 03132934 | 240 | Solar |  |  | Interconnected | Trade Secret | Trade | RIV | RIV062 | Commercial |  | Trade Secret | 2018 | 2019
20252-215912-02 | Xcel Energy | 85 | 13781 | IOU | 03132935 | 7.616 | Solar |  |  | Interconnected | Trade Secret | Trade | SOU | SOU083 | Residential | Made in Minnesota | Trade Secret | 2018 | 2018
20252-215912-02 | Xcel Energy | 85 | 13781 | IOU | 03132936 | 96.06 | Solar |  |  | Interconnected | Trade Secret | Trade | RWD | RWD063 | Commercial |  | Trade Secret | 2018 | 2018
20252-215912-02 | Xcel Energy | 85 | 13781 | IOU | 03132937 | 2.962 | Solar |  |  | Interconnected | Trade Secret | Trade | IDA | IDA064 | Residential | Made in Minnesota | Trade Secret | 2018 | 2018
20252-215912-02 | Xcel Energy | 85 | 13781 | IOU | 03132938 | 29.02 | Solar |  |  | Interconnected | Trade Secret | Trade | HWW | HWW074 | Commercial | Solar*Rewards | Trade Secret | 2018 | 2019
20252-215912-02 | Xcel Energy | 85 | 13781 | IOU | 03132939 | 6 | Solar |  |  | Interconnected | Trade Secret | Trade | RAM | RAM064 | Residential | Solar*Rewards | Trade Secret | 2018 | 2018
20252-215912-02 | Xcel Energy | 85 | 13781 | IOU | 03132940 | 4.08 | Solar |  |  | Interconnected | Trade Secret | Trade | ALD | ALD088 | Residential | Solar*Rewards | Trade Secret | 2018 | 2019
20252-215912-02 | Xcel Energy | 85 | 13781 | IOU | 03132941 | 38.02 | Solar |  |  | Interconnected | Trade Secret | Trade | WEL | WEL021 | Commercial | Solar*Rewards | Trade Secret | 2018 | 2019
20252-215912-02 | Xcel Energy | 85 | 13781 | IOU | 03132942 | 9.994 | Solar |  |  | Interconnected | Trade Secret | Trade | CGR | CGR063 | Residential | Solar*Rewards | Trade Secret | 2018 | 2019
20252-215912-02 | Xcel Energy | 85 | 13781 | IOU | 03132943 | 3.19 | Solar |  |  | Interconnected | Trade Secret | Trade | SIP | SIP071 | Residential | Solar*Rewards | Trade Secret | 2018 | 2019
20252-215912-02 | Xcel Energy | 85 | 13781 | IOU | 03132944 | 7.54 | Solar |  |  | Interconnected | Trade Secret | Trade | HSN | HSN322 | Residential | Solar*Rewards | Trade Secret | 2018 | 2019
20252-215912-02 | Xcel Energy | 85 | 13781 | IOU | 03132945 | 5.12 | Solar |  |  | Interconnected | Trade Secret | Trade | SIP | SIP072 | Residential | Solar*Rewards | Trade Secret | 2018 | 2018
20252-215912-02 | Xcel Energy | 85 | 13781 | IOU | 03132946 | 4.08 | Solar |  |  | Interconnected | Trade Secret | Trade | HYL | HYL063 | Residential | Solar*Rewards | Trade Secret | 2018 | 2019
20252-215912-02 | Xcel Energy | 85 | 13781 | IOU | 03132947 | 7.616 | Solar |  |  | Interconnected | Trade Secret | Trade | MST | MST071 | Residential | Solar*Rewards | Trade Secret | 2018 | 2018
20252-215912-02 | Xcel Energy | 85 | 13781 | IOU | 03132948 | 17.495 | Solar |  |  | Interconnected | Trade Secret | Trade | ALK | ALK063 | Commercial | Solar*Rewards | Trade Secret | 2018 | 2019
20252-215912-02 | Xcel Energy | 85 | 13781 | IOU | 03132949 | 9.94 | Solar |  |  | Interconnected | Trade Secret | Trade | OPK | OPK077 | Residential | Solar*Rewards | Trade Secret | 2018 | 2018
20252-215912-02 | Xcel Energy | 85 | 13781 | IOU | 03132950 | 7.616 | Solar |  |  | Interconnected | Trade Secret | Trade | HYL | HYL061 | Residential | Solar*Rewards | Trade Secret | 2018 | 2019
20252-215912-02 | Xcel Energy | 85 | 13781 | IOU | 03132951 | 5 | Solar |  |  | Interconnected | Trade Secret | Trade | GPH | GPH061 | Residential | Solar*Rewards | Trade Secret | 2018 | 2019
20252-215912-02 | Xcel Energy | 85 | 13781 | IOU | 03132952 | 11.39 | Solar |  |  | Interconnected | Trade Secret | Trade | IDA | IDA064 | Residential | Solar*Rewards | Trade Secret | 2018 | 2019
20252-215912-02 | Xcel Energy | 85 | 13781 | IOU | 03132953 | 11.39 | Solar |  |  | Interconnected | Trade Secret | Trade | MEL | MEL088 | Residential | Solar*Rewards | Trade Secret | 2018 | 2018
20252-215912-02 | Xcel Energy | 85 | 13781 | IOU | 03132954 | 2.962 | Solar |  |  | Interconnected | Trade Secret | Trade | SIP | SIP061 | Residential | Solar*Rewards | Trade Secret | 2018 | 2019
20252-215912-02 | Xcel Energy | 85 | 13781 | IOU | 03132955 | 7.616 | Solar |  |  | Interconnected | Trade Secret | Trade | TWL | TWL075 | Residential | Solar*Rewards | Trade Secret | 2018 | 2019
20252-215912-02 | Xcel Energy | 85 | 13781 | IOU | 03132956 | 39.998 | Solar |  |  | Interconnected | Trade Secret | Trade | MST | MST071 | Commercial | Solar*Rewards | Trade Secret | 2018 | 2018
20252-215912-02 | Xcel Energy | 85 | 13781 | IOU | 03132957 | 9.994 | Solar |  |  | Interconnected | Trade Secret | Trade | RWD | RWD081 | Residential | Solar*Rewards | Trade Secret | 2018 | 2019
20252-215912-02 | Xcel Energy | 85 | 13781 | IOU | 03132958 | 6 | Solar |  |  | Interconnected | Trade Secret | Trade | TER | TER081 | Residential | Solar*Rewards | Trade Secret | 2018 | 2019
20252-215912-02 | Xcel Energy | 85 | 13781 | IOU | 03132959 | 7.616 | Solar |  |  | Interconnected | Trade Secret | Trade | BLC | BLC062 | Residential | Solar*Rewards | Trade Secret | 2018 | 2019
20252-215912-02 | Xcel Energy | 85 | 13781 | IOU | 03132960 | 6.72 | Solar |  |  | Interconnected | Trade Secret | Trade | APA | APA061 | Residential | Solar*Rewards | Trade Secret | 2018 | 2019
20252-215912-02 | Xcel Energy | 85 | 13781 | IOU | 03132961 | 6 | Solar |  |  | Interconnected | Trade Secret | Trade | WSG | WSG352 | Residential | Solar*Rewards | Trade Secret | 2018 | 2019
20252-215912-02 | Xcel Energy | 85 | 13781 | IOU | 03132962 | 7.625 | Solar |  |  | Interconnected | Trade Secret | Trade | SLP | SLP082 | Residential | Solar*Rewards | Trade Secret | 2018 | 2019
20252-215912-02 | Xcel Energy | 85 | 13781 | IOU | 03132963 | 35.67 | Solar |  |  | Interconnected | Trade Secret | Trade | KOL | KOL073 | Commercial | Solar*Rewards | Trade Secret | 2018 | 2019
20252-215912-02 | Xcel Energy | 85 | 13781 | IOU | 03132964 | 26.32 | Solar |  |  | Interconnected | Trade Secret | Trade | DBL | DBL068 | Commercial | Solar*Rewards | Trade Secret | 2018 | 2019
20252-215912-02 | Xcel Energy | 85 | 13781 | IOU | 03132965 | 9.994 | Solar |  |  | Interconnected | Trade Secret | Trade | GLK | GLK072 | Residential | Solar*Rewards | Trade Secret | 2018 | 2019
20252-215912-02 | Xcel Energy | 85 | 13781 | IOU | 03132966 | 6.96 | Solar |  |  | Interconnected | Trade Secret | Trade | BLC | BLC062 | Residential | Solar*Rewards | Trade Secret | 2018 | 2019
20252-215912-02 | Xcel Energy | 85 | 13781 | IOU | 03132967 | 11.55 | Solar |  |  | Interconnected | Trade Secret | Trade | LAP | LAP311 | Residential | Solar*Rewards | Trade Secret | 2018 | 2019
20252-215912-02 | Xcel Energy | 85 | 13781 | IOU | 03132968 | 14.51 | Solar |  |  | Interconnected | Trade Secret | Trade | WIL | WIL062 | Commercial | Solar*Rewards | Trade Secret | 2018 | 2019
20252-215912-02 | Xcel Energy | 85 | 13781 | IOU | 03132969 | 5 | Solar |  |  | Interconnected | Trade Secret | Trade | WKN | WKN001 | Residential | Made in Minnesota | Trade Secret | 2018 | 2019
20252-215912-02 | Xcel Energy | 85 | 13781 | IOU | 03132970 | 240 | Solar |  |  | Interconnected | Trade Secret | Trade | RIV | RIV063 | Commercial |  | Trade Secret | 2018 | 2019
20252-215912-02 | Xcel Energy | 85 | 13781 | IOU | 03132971 | 3.64 | Solar |  |  | Interconnected | Trade Secret | Trade | GNL | GNL062 | Residential | Solar*Rewards | Trade Secret | 2018 | 2019
20252-215912-02 | Xcel Energy | 85 | 13781 | IOU | 03132972 | 2.64 | Solar |  |  | Interconnected | Trade Secret | Trade | GLK | GLK073 | Residential | Solar*Rewards | Trade Secret | 2018 | 2019
20252-215912-02 | Xcel Energy | 85 | 13781 | IOU | 03132973 | 5 | Solar |  |  | Interconnected | Trade Secret | Trade | SOU | SOU081 | Residential | Solar*Rewards | Trade Secret | 2018 | 2019
20252-215912-02 | Xcel Energy | 85 | 13781 | IOU | 03132974 | 9.994 | Solar |  |  | Interconnected | Trade Secret | Trade | WIL | WIL063 | Residential | Solar*Rewards | Trade Secret | 2018 | 2019
20252-215912-02 | Xcel Energy | 85 | 13781 | IOU | 03132975 | 19.999 | Solar |  |  | Interconnected | Trade Secret | Trade | SLP | SLP082 | Commercial | Solar*Rewards | Trade Secret | 2018 | 2019
20252-215912-02 | Xcel Energy | 85 | 13781 | IOU | 03132976 | 8.16 | Solar |  |  | Interconnected | Trade Secret | Trade | IDA | IDA074 | Residential | Solar*Rewards | Trade Secret | 2018 | 2019
20252-215912-02 | Xcel Energy | 85 | 13781 | IOU | 03132977 | 5 | Solar |  |  | Interconnected | Trade Secret | Trade | SOU | SOU064 | Residential | Solar*Rewards | Trade Secret | 2018 | 2019
20252-215912-02 | Xcel Energy | 85 | 13781 | IOU | 03132978 | 7.616 | Solar |  |  | Interconnected | Trade Secret | Trade | SLP | SLP082 | Residential | Solar*Rewards | Trade Secret | 2018 | 2019
20252-215912-02 | Xcel Energy | 85 | 13781 | IOU | 03132979 | 7.616 | Solar |  |  | Interconnected | Trade Secret | Trade | OAD | OAD075 | Residential | Solar*Rewards | Trade Secret | 2018 | 2019
20252-215912-02 | Xcel Energy | 85 | 13781 | IOU | 03132980 | 6 | Solar |  |  | Interconnected | Trade Secret | Trade | ALD | ALD085 | Residential | Solar*Rewards | Trade Secret | 2018 | 2019
20252-215912-02 | Xcel Energy | 85 | 13781 | IOU | 03132981 | 5 | Solar |  |  | Interconnected | Trade Secret | Trade | EDA | EDA072 | Residential | Solar*Rewards | Trade Secret | 2018 | 2019
20252-215912-02 | Xcel Energy | 85 | 13781 | IOU | 03132982 | 6.72 | Solar |  |  | Interconnected | Trade Secret | Trade | MST | MST070 | Residential | Solar*Rewards | Trade Secret | 2018 | 2019
20252-215912-02 | Xcel Energy | 85 | 13781 | IOU | 03132983 | 9.994 | Solar |  |  | Interconnected | Trade Secret | Trade | BCH | BCH311 | Residential | Solar*Rewards | Trade Secret | 2018 | 2019
20252-215912-02 | Xcel Energy | 85 | 13781 | IOU | 03132984 | 7.616 | Solar |  |  | Interconnected | Trade Secret | Trade | TER | TER083 | Residential | Solar*Rewards | Trade Secret | 2018 | 2019
20252-215912-02 | Xcel Energy | 85 | 13781 | IOU | 03132985 | 7.616 | Solar |  |  | Interconnected | Trade Secret | Trade | EXC | EXC062 | Residential | Solar*Rewards | Trade Secret | 2018 | 2019
20252-215912-02 | Xcel Energy | 85 | 13781 | IOU | 03132986 | 3.747 | Solar |  |  | Interconnected | Trade Secret | Trade | WSG | WSG361 | Residential | Solar*Rewards | Trade Secret | 2018 | 2019
20252-215912-02 | Xcel Energy | 85 | 13781 | IOU | 03132987 | 39.998 | Solar |  |  | Interconnected | Trade Secret | Trade | RAM | RAM073 | Commercial | Solar*Rewards | Trade Secret | 2018 | 2019
20252-215912-02 | Xcel Energy | 85 | 13781 | IOU | 03132988 | 11.39 | Solar |  |  | Interconnected | Trade Secret | Trade | WSG | WSG063 | Residential | Solar*Rewards | Trade Secret | 2018 | 2019
20252-215912-02 | Xcel Energy | 85 | 13781 | IOU | 03132989 | 4.32 | Solar |  |  | Interconnected | Trade Secret | Trade | UPP | UPP068 | Commercial | Solar*Rewards | Trade Secret | 2018 | 2019
20252-215912-02 | Xcel Energy | 85 | 13781 | IOU | 03132990 | 2.962 | Solar |  |  | Interconnected | Trade Secret | Trade | HWW | HWW073 | Residential | Solar*Rewards | Trade Secret | 2018 | 2019
20252-215912-02 | Xcel Energy | 85 | 13781 | IOU | 03132991 | 17.565 | Solar |  |  | Interconnected | Trade Secret | Trade | APA | APA064 | Commercial | Solar*Rewards | Trade Secret | 2018 | 2019
20252-215912-02 | Xcel Energy | 85 | 13781 | IOU | 03132992 | 15.232 | Solar |  |  | Interconnected | Trade Secret | Trade | EDA | EDA067 | Residential | Solar*Rewards | Trade Secret | 2018 | 2019
20252-215912-02 | Xcel Energy | 85 | 13781 | IOU | 03132993 | 7.616 | Solar |  |  | Interconnected | Trade Secret | Trade | SLP | SLP082 | Residential | Solar*Rewards | Trade Secret | 2018 | 2019
20252-215912-02 | Xcel Energy | 85 | 13781 | IOU | 03132994 | 6 | Solar |  |  | Interconnected | Trade Secret | Trade | ALD | ALD088 | Residential | Solar*Rewards | Trade Secret | 2018 | 2019
20252-215912-02 | Xcel Energy | 85 | 13781 | IOU | 03132995 | 9.994 | Solar |  |  | Interconnected | Trade Secret | Trade | WES | WES076 | Residential | Solar*Rewards | Trade Secret | 2018 | 2019
20252-215912-02 | Xcel Energy | 85 | 13781 | IOU | 03132996 | 19.999 | Solar |  |  | Interconnected | Trade Secret | Trade | MPK | MPK083 | Commercial | Solar*Rewards | Trade Secret | 2018 | 2019
20252-215912-02 | Xcel Energy | 85 | 13781 | IOU | 03132997 | 9.994 | Solar |  |  | Interconnected | Trade Secret | Trade | WWK | WWK321 | Residential | Solar*Rewards | Trade Secret | 2018 | 2019
20252-215912-02 | Xcel Energy | 85 | 13781 | IOU | 03132998 | 3.8 | Solar |  |  | Interconnected | Trade Secret | Trade | RLK | RLK066 | Residential | Solar*Rewards | Trade Secret | 2018 | 2019
20252-215912-02 | Xcel Energy | 85 | 13781 | IOU | 03132999 | 3.5 | Solar |  |  | Interconnected | Trade Secret | Trade | RAM | RAM061 | Residential | Solar*Rewards | Trade Secret | 2018 | 2019
20252-215912-02 | Xcel Energy | 85 | 13781 | IOU | 03133000 | 11.39 | Solar |  |  | Interconnected | Trade Secret | Trade | WWK | WWK311 | Residential | Solar*Rewards | Trade Secret | 2018 | 2019
20252-215912-02 | Xcel Energy | 85 | 13781 | IOU | 03133001 | 16.24 | Solar |  |  | Interconnected | Trade Secret | Trade | MTW | MTW021 | Residential | Solar*Rewards | Trade Secret | 2018 | 2019
20252-215912-02 | Xcel Energy | 85 | 13781 | IOU | 03133002 | 7.616 | Solar |  |  | Interconnected | Trade Secret | Trade | WIL | WIL062 | Residential | Solar*Rewards | Trade Secret | 2018 | 2019
20252-215912-02 | Xcel Energy | 85 | 13781 | IOU | 03133003 | 7.616 | Solar |  |  | Interconnected | Trade Secret | Trade | SOU | SOU079 | Residential | Solar*Rewards | Trade Secret | 2018 | 2019
20252-215912-02 | Xcel Energy | 85 | 13781 | IOU | 03133004 | 7.616 | Solar |  |  | Interconnected | Trade Secret | Trade | MPK | MPK064 | Residential | Solar*Rewards | Trade Secret | 2018 | 2019
20252-215912-02 | Xcel Energy | 85 | 13781 | IOU | 03133005 | 39.98 | Solar |  |  | Interconnected | Trade Secret | Trade | RNV | RNV021 | Commercial |  | Trade Secret | 2018 | 2019
20252-215912-02 | Xcel Energy | 85 | 13781 | IOU | 03133006 | 17.61 | Solar |  |  | Interconnected | Trade Secret | Trade | MEK | MEK021 | Residential | Solar*Rewards | Trade Secret | 2018 | 2019
20252-215912-02 | Xcel Energy | 85 | 13781 | IOU | 03133007 | 715 | Solar |  |  | Interconnected | Trade Secret | Trade | FRM | FRM061 | Commercial |  | Trade Secret | 2018 | 2017
20252-215912-02 | Xcel Energy | 85 | 13781 | IOU | 03133008 | 7.616 | Solar |  |  | Interconnected | Trade Secret | Trade | AFT | AFT315 | Residential | Solar*Rewards | Trade Secret | 2018 | 2019
20252-215912-02 | Xcel Energy | 85 | 13781 | IOU | 03133009 | 9.994 | Solar |  |  | Interconnected | Trade Secret | Trade | OSS | OSS073 | Residential | Solar*Rewards | Trade Secret | 2018 | 2019
20252-215912-02 | Xcel Energy | 85 | 13781 | IOU | 03133010 | 7.616 | Solar |  |  | Interconnected | Trade Secret | Trade | VKG | VKG072 | Residential | Solar*Rewards | Trade Secret | 2018 | 2019
20252-215912-02 | Xcel Energy | 85 | 13781 | IOU | 03133011 | 19.728 | Solar |  |  | Interconnected | Trade Secret | Trade | ELP | ELP062 | Commercial | Solar*Rewards | Trade Secret | 2018 | 2019
20252-215912-02 | Xcel Energy | 85 | 13781 | IOU | 03133012 | 5 | Solar |  |  | Interconnected | Trade Secret | Trade | CEL | CEL064 | Residential | Solar*Rewards | Trade Secret | 2018 | 2019
20252-215912-02 | Xcel Energy | 85 | 13781 | IOU | 03133013 | 15.232 | Solar |  |  | Interconnected | Trade Secret | Trade | WCR | WCR321 | Residential | Solar*Rewards | Trade Secret | 2018 | 2019
20252-215912-02 | Xcel Energy | 85 | 13781 | IOU | 03133014 | 7.616 | Solar |  |  | Interconnected | Trade Secret | Trade | SOU | SOU087 | Residential | Solar*Rewards | Trade Secret | 2018 | 2019
20252-215912-02 | Xcel Energy | 85 | 13781 | IOU | 03133015 | 9.94 | Solar |  |  | Interconnected | Trade Secret | Trade | WSG | WSG361 | Residential | Solar*Rewards | Trade Secret | 2018 | 2019
20252-215912-02 | Xcel Energy | 85 | 13781 | IOU | 03133016 | 3.747 | Solar |  |  | Interconnected | Trade Secret | Trade | SOU | SOU084 | Residential | Solar*Rewards | Trade Secret | 2018 | 2019
20252-215912-02 | Xcel Energy | 85 | 13781 | IOU | 03133017 | 5 | Solar |  |  | Interconnected | Trade Secret | Trade | SOU | SOU076 | Residential | Solar*Rewards | Trade Secret | 2018 | 2019
20252-215912-02 | Xcel Energy | 85 | 13781 | IOU | 03133018 | 30.72 | Solar |  |  | Interconnected | Trade Secret | Trade | RLK | RLK079 | Commercial | Made in Minnesota | Trade Secret | 2018 | 2019
20252-215912-02 | Xcel Energy | 85 | 13781 | IOU | 03133019 | 15.232 | Solar |  |  | Interconnected | Trade Secret | Trade | MND | MND072 | Residential | Solar*Rewards | Trade Secret | 2018 | 2019
20252-215912-02 | Xcel Energy | 85 | 13781 | IOU | 03133020 | 6 | Solar |  |  | Interconnected | Trade Secret | Trade | ECK | ECK322 | Residential | Solar*Rewards | Trade Secret | 2018 | 2019
20252-215912-02 | Xcel Energy | 85 | 13781 | IOU | 03133021 | 11.39 | Solar |  |  | Interconnected | Trade Secret | Trade | MND | MND072 | Residential | Solar*Rewards | Trade Secret | 2018 | 2019
20252-215912-02 | Xcel Energy | 85 | 13781 | IOU | 03133022 | 6 | Solar |  |  | Interconnected | Trade Secret | Trade | MST | MST071 | Residential | Solar*Rewards | Trade Secret | 2018 | 2019
20252-215912-02 | Xcel Energy | 85 | 13781 | IOU | 03133023 | 30 | Solar |  |  | Interconnected | Trade Secret | Trade | SCL | SCL322 | Commercial | Solar*Rewards | Trade Secret | 2018 | 2019
20252-215912-02 | Xcel Energy | 85 | 13781 | IOU | 03133024 | 7.616 | Solar |  |  | Interconnected | Trade Secret | Trade | WDY | WDY312 | Residential | Solar*Rewards | Trade Secret | 2018 | 2019
20252-215912-02 | Xcel Energy | 85 | 13781 | IOU | 03133025 | 7.616 | Solar |  |  | Interconnected | Trade Secret | Trade | WIN | WIN033 | Commercial | Solar*Rewards | Trade Secret | 2018 | 2019
20252-215912-02 | Xcel Energy | 85 | 13781 | IOU | 03133026 | 7.616 | Solar |  |  | Interconnected | Trade Secret | Trade | ALD | ALD088 | Residential | Solar*Rewards | Trade Secret | 2018 | 2019
20252-215912-02 | Xcel Energy | 85 | 13781 | IOU | 03133027 | 9.994 | Solar |  |  | Interconnected | Trade Secret | Trade | SOU | SOU087 | Residential | Solar*Rewards | Trade Secret | 2018 | 2019
20252-215912-02 | Xcel Energy | 85 | 13781 | IOU | 03133028 | 7.616 | Solar |  |  | Interconnected | Trade Secret | Trade | RIV | RIV062 | Commercial | Solar*Rewards | Trade Secret | 2018 | 2019
20252-215912-02 | Xcel Energy | 85 | 13781 | IOU | 03133029 | 3.747 | Solar |  |  | Interconnected | Trade Secret | Trade | SLP | SLP085 | Residential | Solar*Rewards | Trade Secret | 2018 | 2019
20252-215912-02 | Xcel Energy | 85 | 13781 | IOU | 03133030 | 5 | Solar |  |  | Interconnected | Trade Secret | Trade | SOU | SOU083 | Residential | Solar*Rewards | Trade Secret | 2018 | 2019
20252-215912-02 | Xcel Energy | 85 | 13781 | IOU | 03133031 | 9.994 | Solar |  |  | Interconnected | Trade Secret | Trade | WSG | WSG361 | Residential | Solar*Rewards | Trade Secret | 2018 | 2019
20252-215912-02 | Xcel Energy | 85 | 13781 | IOU | 03133032 | 11.39 | Solar |  |  | Interconnected | Trade Secret | Trade | BCH | BCH311 | Residential | Solar*Rewards | Trade Secret | 2018 | 2019
20252-215912-02 | Xcel Energy | 85 | 13781 | IOU | 03133033 | 2.03 | Solar |  |  | Interconnected | Trade Secret | Trade | SOU | SOU077 | Residential | Solar*Rewards | Trade Secret | 2018 | 2019
20252-215912-02 | Xcel Energy | 85 | 13781 | IOU | 03133034 | 7.616 | Solar |  |  | Interconnected | Trade Secret | Trade | WSG | WSG071 | Residential | Solar*Rewards | Trade Secret | 2018 | 2019
20252-215912-02 | Xcel Energy | 85 | 13781 | IOU | 03133035 | 3.8 | Solar |  |  | Interconnected | Trade Secret | Trade | WES | WES074 | Residential | Solar*Rewards | Trade Secret | 2019 | 2019
20252-215912-02 | Xcel Energy | 85 | 13781 | IOU | 03133036 | 9.994 | Solar |  |  | Interconnected | Trade Secret | Trade | IDA | IDA073 | Residential | Solar*Rewards | Trade Secret | 2019 | 2019
20252-215912-02 | Xcel Energy | 85 | 13781 | IOU | 03133037 | 5 | Solar |  |  | Interconnected | Trade Secret | Trade | EXC | EXC062 | Residential | Solar*Rewards | Trade Secret | 2019 | 2019
20252-215912-02 | Xcel Energy | 85 | 13781 | IOU | 03133038 | 9.94 | Solar |  |  | Interconnected | Trade Secret | Trade | WSG | WSG076 | Residential | Solar*Rewards | Trade Secret | 2019 | 2019
20252-215912-02 | Xcel Energy | 85 | 13781 | IOU | 03133039 | 4.48 | Solar |  |  | Interconnected | Trade Secret | Trade | MEL | MEL069 | Residential | Solar*Rewards | Trade Secret | 2019 | 2019
20252-215912-02 | Xcel Energy | 85 | 13781 | IOU | 03133040 | 32.51 | Solar |  |  | Interconnected | Trade Secret | Trade | WCR | WCR322 | Commercial | Solar*Rewards | Trade Secret | 2019 | 2019
20252-215912-02 | Xcel Energy | 85 | 13781 | IOU | 03133041 | 9.994 | Solar |  |  | Interconnected | Trade Secret | Trade | SWN | SWN021 | Residential | Solar*Rewards | Trade Secret | 2019 | 2019
20252-215912-02 | Xcel Energy | 85 | 13781 | IOU | 03133042 | 7.616 | Solar |  |  | Interconnected | Trade Secret | Trade | WSG | WSG063 | Residential | Solar*Rewards | Trade Secret | 2019 | 2019
20252-215912-02 | Xcel Energy | 85 | 13781 | IOU | 03133043 | 34.2 | Solar |  |  | Interconnected | Trade Secret | Trade | RMT | RMT321 | Commercial | Solar*Rewards | Trade Secret | 2013 | 2014
20252-215912-02 | Xcel Energy | 85 | 13781 | IOU | 03133044 | 18 | Solar |  |  | Interconnected | Trade Secret | Trade | MST | MST080 | Commercial | Solar*Rewards | Trade Secret | 2013 | 2014
20252-215912-02 | Xcel Energy | 85 | 13781 | IOU | 03133045 | 36 | Solar |  |  | Interconnected | Trade Secret | Trade | HSN | HSN311 | Commercial | Solar*Rewards | Trade Secret | 2013 | 2014
20252-215912-02 | Xcel Energy | 85 | 13781 | IOU | 03133046 | 36 | Solar |  |  | Interconnected | Trade Secret | Trade | RMT | RMT321 | Commercial | Solar*Rewards | Trade Secret | 2013 | 2014
20252-215912-02 | Xcel Energy | 85 | 13781 | IOU | 03133047 | 33.75 | Solar |  |  | Interconnected | Trade Secret | Trade | HWW | HWW072 | Commercial | Solar*Rewards | Trade Secret | 2013 | 2014
20252-215912-02 | Xcel Energy | 85 | 13781 | IOU | 03133048 | 14 | Solar |  |  | Interconnected | Trade Secret | Trade | RWD | RWD082 | Commercial | Solar*Rewards | Trade Secret | 2013 | 2014
20252-215912-02 | Xcel Energy | 85 | 13781 | IOU | 03133049 | 10 | Solar |  |  | Interconnected | Trade Secret | Trade | WAB | WAB031 | Residential | Solar*Rewards | Trade Secret | 2013 | 2014
20252-215912-02 | Xcel Energy | 85 | 13781 | IOU | 03133050 | 36 | Solar |  |  | Interconnected | Trade Secret | Trade | RMT | RMT321 | Commercial | Solar*Rewards | Trade Secret | 2013 | 2014
20252-215912-02 | Xcel Energy | 85 | 13781 | IOU | 03133051 | 36 | Solar |  |  | Interconnected | Trade Secret | Trade | RMT | RMT321 | Commercial | Solar*Rewards | Trade Secret | 2013 | 2014
20252-215912-02 | Xcel Energy | 85 | 13781 | IOU | 03133052 | 36 | Solar |  |  | Interconnected | Trade Secret | Trade | OAD | OAD074 | Commercial | Solar*Rewards | Trade Secret | 2013 | 2014
20252-215912-02 | Xcel Energy | 85 | 13781 | IOU | 03133053 | 36 | Solar |  |  | Interconnected | Trade Secret | Trade | SMT | SMT061 | Commercial | Solar*Rewards | Trade Secret | 2013 | 2015
20252-215912-02 | Xcel Energy | 85 | 13781 | IOU | 03133054 | 3 | Solar |  |  | Interconnected | Trade Secret | Trade | LAB | LAB312 | Residential | Solar*Rewards | Trade Secret | 2013 | 2014
20252-215912-02 | Xcel Energy | 85 | 13781 | IOU | 03133055 | 5 | Solar |  |  | Interconnected | Trade Secret | Trade | SLP | SLP083 | Residential | Solar*Rewards | Trade Secret | 2013 | 2014
20252-215912-02 | Xcel Energy | 85 | 13781 | IOU | 03133056 | 3 | Solar |  |  | Interconnected | Trade Secret | Trade | NOF | NOF061 | Residential | Solar*Rewards | Trade Secret | 2013 | 2014
20252-215912-02 | Xcel Energy | 85 | 13781 | IOU | 03133057 | 6 | Solar |  |  | Interconnected | Trade Secret | Trade | NOF | NOF061 | Residential | Solar*Rewards | Trade Secret | 2013 | 2014
20252-215912-02 | Xcel Energy | 85 | 13781 | IOU | 03133058 | 24 | Solar |  |  | Interconnected | Trade Secret | Trade | GNL | GNL072 | Commercial | Solar*Rewards | Trade Secret | 2013 | 2012
20252-215912-02 | Xcel Energy | 85 | 13781 | IOU | 03133059 | 2.56 | Solar |  |  | Interconnected | Trade Secret | Trade | EDA | EDA074 | Residential | Solar*Rewards | Trade Secret | 2013 | 2015
20252-215912-02 | Xcel Energy | 85 | 13781 | IOU | 03133060 | 9 | Solar |  |  | Interconnected | Trade Secret | Trade | MPK | MPK074 | Commercial | Solar*Rewards | Trade Secret | 2013 | 2014
20252-215912-02 | Xcel Energy | 85 | 13781 | IOU | 03133061 | 40 | Solar |  |  | Interconnected | Trade Secret | Trade | LEX | LEX063 | Commercial | Solar*Rewards | Trade Secret | 2013 | 2014
20252-215912-02 | Xcel Energy | 85 | 13781 | IOU | 03133062 | 36 | Solar |  |  | Interconnected | Trade Secret | Trade | OSS | OSS075 | Commercial | Solar*Rewards | Trade Secret | 2013 | 2014
20252-215912-02 | Xcel Energy | 85 | 13781 | IOU | 03133063 | 36 | Solar |  |  | Interconnected | Trade Secret | Trade | LOK | LOK083 | Commercial | Solar*Rewards | Trade Secret | 2013 | 2015
20252-215912-02 | Xcel Energy | 85 | 13781 | IOU | 03133064 | 36 | Solar |  |  | Interconnected | Trade Secret | Trade | OSS | OSS063 | Commercial | Solar*Rewards | Trade Secret | 2013 | 2014
20252-215912-02 | Xcel Energy | 85 | 13781 | IOU | 03133065 | 5 | Solar |  |  | Interconnected | Trade Secret | Trade | SIP | SIP073 | Residential | Solar*Rewards | Trade Secret | 2013 | 2014
20252-215912-02 | Xcel Energy | 85 | 13781 | IOU | 03133066 | 34.2 | Solar |  |  | Interconnected | Trade Secret | Trade | WIL | WIL062 | Commercial | Solar*Rewards | Trade Secret | 2013 | 2013
20252-215912-02 | Xcel Energy | 85 | 13781 | IOU | 03133067 | 36 | Solar |  |  | Interconnected | Trade Secret | Trade | MGN | MGN211 | Commercial | Solar*Rewards | Trade Secret | 2013 | 2015
20252-215912-02 | Xcel Energy | 85 | 13781 | IOU | 03133068 | 36 | Solar |  |  | Interconnected | Trade Secret | Trade | LIN | LIN031 | Residential | Solar*Rewards | Trade Secret | 2013 | 2014
20252-215912-02 | Xcel Energy | 85 | 13781 | IOU | 03133069 | 36 | Solar |  |  | Interconnected | Trade Secret | Trade | ECK | ECK322 | Commercial | Solar*Rewards | Trade Secret | 2013 | 2014
20252-215912-02 | Xcel Energy | 85 | 13781 | IOU | 03133070 | 5 | Solar |  |  | Interconnected | Trade Secret | Trade | GFD | GFD022 | Commercial | Solar*Rewards | Trade Secret | 2013 | 2015
20252-215912-02 | Xcel Energy | 85 | 13781 | IOU | 03133071 | 36 | Solar |  |  | Interconnected | Trade Secret | Trade | MPK | MPK087 | Commercial | Solar*Rewards | Trade Secret | 2013 | 2014
20252-215912-02 | Xcel Energy | 85 | 13781 | IOU | 03133072 | 34.2 | Solar |  |  | Interconnected | Trade Secret | Trade | ECK | ECK322 | Commercial | Solar*Rewards | Trade Secret | 2013 | 2014
20252-215912-02 | Xcel Energy | 85 | 13781 | IOU | 03133073 | 45 | Solar |  |  | Interconnected | Trade Secret | Trade | LCR | LCR311 | Commercial | Solar*Rewards | Trade Secret | 2013 | 2014
20252-215912-02 | Xcel Energy | 85 | 13781 | IOU | 03133074 | 36 | Solar |  |  | Interconnected | Trade Secret | Trade | MOL | MOL065 | Commercial | Solar*Rewards | Trade Secret | 2013 | 2014
20252-215912-02 | Xcel Energy | 85 | 13781 | IOU | 03133075 | 34.2 | Solar |  |  | Interconnected | Trade Secret | Trade | ECK | ECK322 | Commercial | Solar*Rewards | Trade Secret | 2013 | 2014
20252-215912-02 | Xcel Energy | 85 | 13781 | IOU | 03133076 | 36 | Solar |  |  | Interconnected | Trade Secret | Trade | WIL | WIL077 | Commercial | Solar*Rewards | Trade Secret | 2013 | 2014
20252-215912-02 | Xcel Energy | 85 | 13781 | IOU | 03133077 | 24 | Solar |  |  | Interconnected | Trade Secret | Trade | ECK | ECK322 | Commercial | Solar*Rewards | Trade Secret | 2013 | 2014
20252-215912-02 | Xcel Energy | 85 | 13781 | IOU | 03133078 | 45 | Solar |  |  | Interconnected | Trade Secret | Trade | SCA | SCA021 | Commercial | Solar*Rewards | Trade Secret | 2013 | 2015
20252-215912-02 | Xcel Energy | 85 | 13781 | IOU | 03133079 | 36 | Solar |  |  | Interconnected | Trade Secret | Trade | SOU | SOU060 | Commercial | Solar*Rewards | Trade Secret | 2013 | 2014
20252-215912-02 | Xcel Energy | 85 | 13781 | IOU | 03133080 | 27 | Solar |  |  | Interconnected | Trade Secret | Trade | LIN | LIN022 | Commercial | Solar*Rewards | Trade Secret | 2013 | 2010
20252-215912-02 | Xcel Energy | 85 | 13781 | IOU | 03133081 | 36 | Solar |  |  | Interconnected | Trade Secret | Trade | XRD | XRD076 | Commercial | Solar*Rewards | Trade Secret | 2013 | 2014
20252-215912-02 | Xcel Energy | 85 | 13781 | IOU | 03133082 | 36 | Solar |  |  | Interconnected | Trade Secret | Trade | HAS | HAS033 | Commercial | Solar*Rewards | Trade Secret | 2013 | 2014
20252-215912-02 | Xcel Energy | 85 | 13781 | IOU | 03133083 | 34.2 | Solar |  |  | Interconnected | Trade Secret | Trade | TWL | TWL064 | Residential | Solar*Rewards | Trade Secret | 2013 | 2014
20252-215912-02 | Xcel Energy | 85 | 13781 | IOU | 03133084 | 36 | Solar |  |  | Interconnected | Trade Secret | Trade | TWL | TWL072 | Commercial | Solar*Rewards | Trade Secret | 2013 | 2014
20252-215912-02 | Xcel Energy | 85 | 13781 | IOU | 03133085 | 45 | Solar |  |  | Interconnected | Trade Secret | Trade | SOU | SOU066 | Commercial | Solar*Rewards | Trade Secret | 2013 | 2014
20252-215912-02 | Xcel Energy | 85 | 13781 | IOU | 03133086 | 39.5 | Solar |  |  | Interconnected | Trade Secret | Trade | MPK | MPK074 | Commercial | Solar*Rewards | Trade Secret | 2013 | 2014
20252-215912-02 | Xcel Energy | 85 | 13781 | IOU | 03133087 | 40 | Solar |  |  | Interconnected | Trade Secret | Trade | WBP | WBP061 | Residential | Solar*Rewards | Trade Secret | 2013 | 2016
20252-215912-02 | Xcel Energy | 85 | 13781 | IOU | 03133088 | 36 | Solar |  |  | Interconnected | Trade Secret | Trade | DBL | DBL060 | Commercial | Solar*Rewards | Trade Secret | 2013 | 2014
20252-215912-02 | Xcel Energy | 85 | 13781 | IOU | 03133089 | 36 | Solar |  |  | Interconnected | Trade Secret | Trade | XRD | XRD075 | Commercial | Solar*Rewards | Trade Secret | 2013 | 2015
20252-215912-02 | Xcel Energy | 85 | 13781 | IOU | 03133090 | 36 | Solar |  |  | Interconnected | Trade Secret | Trade | ESW | ESW073 | Commercial | Solar*Rewards | Trade Secret | 2013 | 2015
20252-215912-02 | Xcel Energy | 85 | 13781 | IOU | 03133091 | 45 | Solar |  |  | Interconnected | Trade Secret | Trade | SOU | SOU066 | Commercial | Solar*Rewards | Trade Secret | 2013 | 2013
20252-215912-02 | Xcel Energy | 85 | 13781 | IOU | 03133092 | 36 | Solar |  |  | Interconnected | Trade Secret | Trade | CNC | CNC062 | Commercial | Solar*Rewards | Trade Secret | 2013 | 2014
20252-215912-02 | Xcel Energy | 85 | 13781 | IOU | 03133093 | 2.58 | Solar |  |  | Interconnected | Trade Secret | Trade | SIP | SIP061 | Commercial | Solar*Rewards | Trade Secret | 2013 | 2015
20252-215912-02 | Xcel Energy | 85 | 13781 | IOU | 03133094 | 36 | Solar |  |  | Interconnected | Trade Secret | Trade | OAD | OAD065 | Commercial | Solar*Rewards | Trade Secret | 2013 | 2014
20252-215912-02 | Xcel Energy | 85 | 13781 | IOU | 03133095 | 2.58 | Solar |  |  | Interconnected | Trade Secret | Trade | SIP | SIP061 | Commercial | Solar*Rewards | Trade Secret | 2013 | 2015
20252-215912-02 | Xcel Energy | 85 | 13781 | IOU | 03133096 | 5 | Solar |  |  | Interconnected | Trade Secret | Trade | CRL | CRL065 | Residential | Solar*Rewards | Trade Secret | 2013 | 2014
20252-215912-02 | Xcel Energy | 85 | 13781 | IOU | 03133097 | 36 | Solar |  |  | Interconnected | Trade Secret | Trade | EDP | EDP083 | Commercial | Solar*Rewards | Trade Secret | 2013 | 2014
20252-215912-02 | Xcel Energy | 85 | 13781 | IOU | 03133098 | 6 | Solar |  |  | Interconnected | Trade Secret | Trade | GIB | GIB021 | Commercial | Solar*Rewards | Trade Secret | 2013 | 2014
20252-215912-02 | Xcel Energy | 85 | 13781 | IOU | 03133099 | 8.88 | Solar |  |  | Interconnected | Trade Secret | Trade | SOU | SOU077 | Residential | Solar*Rewards | Trade Secret | 2013 | 2014
20252-215912-02 | Xcel Energy | 85 | 13781 | IOU | 03133100 | 6 | Solar |  |  | Interconnected | Trade Secret | Trade | TWL | TWL068 | Residential | Solar*Rewards | Trade Secret | 2013 | 2014
20252-215912-02 | Xcel Energy | 85 | 13781 | IOU | 03133101 | 20 | Solar |  |  | Interconnected | Trade Secret | Trade | PIL | PIL022 | Residential | Solar*Rewards | Trade Secret | 2013 | 2014
20252-215912-02 | Xcel Energy | 85 | 13781 | IOU | 03133102 | 3.44 | Solar |  |  | Interconnected | Trade Secret | Trade | SCL | SCL322 | Residential | Solar*Rewards | Trade Secret | 2013 | 2014
20252-215912-02 | Xcel Energy | 85 | 13781 | IOU | 03133103 | 5 | Solar |  |  | Interconnected | Trade Secret | Trade | WRR | WRR064 | Residential | Solar*Rewards | Trade Secret | 2013 | 2014
20252-215912-02 | Xcel Energy | 85 | 13781 | IOU | 03133104 | 1.9 | Solar |  |  | Interconnected | Trade Secret | Trade | BCH | BCH311 | Residential | Solar*Rewards | Trade Secret | 2010 | 2010
20252-215912-02 | Xcel Energy | 85 | 13781 | IOU | 03133105 | 10.4 | Solar |  |  | Interconnected | Trade Secret | Trade | WIL | WIL081 | Commercial | Solar*Rewards | Trade Secret | 2010 | 2010
20252-215912-02 | Xcel Energy | 85 | 13781 | IOU | 03133106 | 5.1 | Solar |  |  | Interconnected | Trade Secret | Trade | HYL | HYL065 | Residential | Solar*Rewards | Trade Secret | 2010 | 2010
20252-215912-02 | Xcel Energy | 85 | 13781 | IOU | 03133107 | 3.8 | Solar |  |  | Interconnected | Trade Secret | Trade | PIL | PIL022 | Residential | Solar*Rewards | Trade Secret | 2010 | 2010
20252-215912-02 | Xcel Energy | 85 | 13781 | IOU | 03133108 | 4 | Solar |  |  | Interconnected | Trade Secret | Trade | GLD | GLD021 | Residential | Solar*Rewards | Trade Secret | 2010 | 2010
20252-215912-02 | Xcel Energy | 85 | 13781 | IOU | 03133109 | 9.2 | Solar |  |  | Interconnected | Trade Secret | Trade | LIN | LIN022 | Commercial | Solar*Rewards | Trade Secret | 2010 | 2016
20252-215912-02 | Xcel Energy | 85 | 13781 | IOU | 03133110 | 3 | Solar |  |  | Interconnected | Trade Secret | Trade | DOC | DOC031 | Residential | Solar*Rewards | Trade Secret | 2010 | 2010
20252-215912-02 | Xcel Energy | 85 | 13781 | IOU | 03133111 | 12 | Solar |  |  | Interconnected | Trade Secret | Trade | SLP | SLP083 | Commercial | Solar*Rewards | Trade Secret | 2010 | 2013
20252-215912-02 | Xcel Energy | 85 | 13781 | IOU | 03133112 | 2.5 | Solar |  |  | Interconnected | Trade Secret | Trade | SOU | SOU064 | Residential | Solar*Rewards | Trade Secret | 2010 | 2010
20252-215912-02 | Xcel Energy | 85 | 13781 | IOU | 03133113 | 4.18 | Solar |  |  | Interconnected | Trade Secret | Trade | SOU | SOU064 | Residential | Solar*Rewards | Trade Secret | 2010 | 2010
20252-215912-02 | Xcel Energy | 85 | 13781 | IOU | 03133114 | 5 | Solar |  |  | Interconnected | Trade Secret | Trade | WTB | WTB021 | Residential | Solar*Rewards | Trade Secret | 2010 | 2010
20252-215912-02 | Xcel Energy | 85 | 13781 | IOU | 03133115 | 0.57 | Solar |  |  | Interconnected | Trade Secret | Trade | GVW | GVW031 | Commercial | Solar*Rewards | Trade Secret | 2010 | 2010
20252-215912-02 | Xcel Energy | 85 | 13781 | IOU | 03133116 | 2.09 | Solar |  |  | Interconnected | Trade Secret | Trade | SHP | SHP062 | Residential | Solar*Rewards | Trade Secret | 2010 | 2010
20252-215912-02 | Xcel Energy | 85 | 13781 | IOU | 03133117 | 5 | Solar |  |  | Interconnected | Trade Secret | Trade | MOL | MOL072 | Residential | Solar*Rewards | Trade Secret | 2010 | 2010
20252-215912-02 | Xcel Energy | 85 | 13781 | IOU | 03133118 | 2.28 | Solar |  |  | Interconnected | Trade Secret | Trade | OAD | OAD061 | Residential | Solar*Rewards | Trade Secret | 2010 | 2018
20252-215912-02 | Xcel Energy | 85 | 13781 | IOU | 03133119 | 4 | Solar |  | X | Interconnected | Trade Secret | Trade | OPK | OPK073 | Residential | Solar*Rewards | Trade Secret | 2010 | 2010
20252-215912-02 | Xcel Energy | 85 | 13781 | IOU | 03133120 | 2.28 | Solar |  |  | Interconnected | Trade Secret | Trade | TER | TER071 | Residential | Solar*Rewards | Trade Secret | 2010 | 2010
20252-215912-02 | Xcel Energy | 85 | 13781 | IOU | 03133121 | 3.04 | Solar |  |  | Interconnected | Trade Secret | Trade | ALD | ALD088 | Residential | Solar*Rewards | Trade Secret | 2010 | 2010
20252-215912-02 | Xcel Energy | 85 | 13781 | IOU | 03133122 | 5 | Solar |  |  | Interconnected | Trade Secret | Trade | HSN | HSN311 | Residential | Solar*Rewards | Trade Secret | 2010 | 2010
20252-215912-02 | Xcel Energy | 85 | 13781 | IOU | 03133123 | 2.28 | Solar |  |  | Interconnected | Trade Secret | Trade | ALD | ALD084 | Residential | Solar*Rewards | Trade Secret | 2010 | 2010
20252-215912-02 | Xcel Energy | 85 | 13781 | IOU | 03133124 | 3.04 | Solar |  |  | Interconnected | Trade Secret | Trade | SLP | SLP074 | Residential | Solar*Rewards | Trade Secret | 2010 | 2010
20252-215912-02 | Xcel Energy | 85 | 13781 | IOU | 03133125 | 5 | Solar |  |  | Interconnected | Trade Secret | Trade | HUG | HUG321 | Commercial | Solar*Rewards | Trade Secret | 2010 | 2010
20252-215912-02 | Xcel Energy | 85 | 13781 | IOU | 03133126 | 4.56 | Solar |  |  | Interconnected | Trade Secret | Trade | NOF | NOF071 | Residential | Solar*Rewards | Trade Secret | 2010 | 2010
20252-215912-02 | Xcel Energy | 85 | 13781 | IOU | 03133127 | 5.1 | Solar |  |  | Interconnected | Trade Secret | Trade | OPK | OPK073 | Residential | Solar*Rewards | Trade Secret | 2010 | 2010
20252-215912-02 | Xcel Energy | 85 | 13781 | IOU | 03133128 | 4.9 | Solar |  |  | Interconnected | Trade Secret | Trade | MOL | MOL068 | Residential | Solar*Rewards | Trade Secret | 2010 | 2011
20252-215912-02 | Xcel Energy | 85 | 13781 | IOU | 03133129 | 7 | Solar |  |  | Interconnected | Trade Secret | Trade | AFT | AFT314 | Residential | Solar*Rewards | Trade Secret | 2010 | 2010
20252-215912-02 | Xcel Energy | 85 | 13781 | IOU | 03133130 | 4.9 | Solar |  |  | Interconnected | Trade Secret | Trade | MRN | MRN021 | Residential | Solar*Rewards | Trade Secret | 2010 | 2010
20252-215912-02 | Xcel Energy | 85 | 13781 | IOU | 03133131 | 4.56 | Solar |  |  | Interconnected | Trade Secret | Trade | GRC | GRC311 | Residential | Solar*Rewards | Trade Secret | 2010 | 2010
20252-215912-02 | Xcel Energy | 85 | 13781 | IOU | 03133132 | 2.28 | Solar |  |  | Interconnected | Trade Secret | Trade | RLK | RLK073 | Residential | Solar*Rewards | Trade Secret | 2010 | 2010
20252-215912-02 | Xcel Energy | 85 | 13781 | IOU | 03133133 | 5 | Solar |  |  | Interconnected | Trade Secret | Trade | HUG | HUG321 | Residential | Solar*Rewards | Trade Secret | 2010 | 2013
20252-215912-02 | Xcel Energy | 85 | 13781 | IOU | 03133134 | 7.5 | Solar |  |  | Interconnected | Trade Secret | Trade | JOR | JOR022 | Residential | Solar*Rewards | Trade Secret | 2010 | 2010
20252-215912-02 | Xcel Energy | 85 | 13781 | IOU | 03133135 | 6 | Solar |  |  | Interconnected | Trade Secret | Trade | WSG | WSG076 | Residential | Solar*Rewards | Trade Secret | 2010 | 2010
20252-215912-02 | Xcel Energy | 85 | 13781 | IOU | 03133136 | 5.1 | Solar |  |  | Interconnected | Trade Secret | Trade | HYL | HYL061 | Residential | Solar*Rewards | Trade Secret | 2010 | 2010
20252-215912-02 | Xcel Energy | 85 | 13781 | IOU | 03133137 | 4 | Solar |  |  | Interconnected | Trade Secret | Trade | SIP | SIP072 | Residential | Solar*Rewards | Trade Secret | 2010 | 2010
20252-215912-02 | Xcel Energy | 85 | 13781 | IOU | 03133138 | 1.68 | Solar |  |  | Interconnected | Trade Secret | Trade | SMT | SMT082 | Residential | Solar*Rewards | Trade Secret | 2010 | 2010
20252-215912-02 | Xcel Energy | 85 | 13781 | IOU | 03133139 | 4 | Solar |  |  | Interconnected | Trade Secret | Trade | RAM | RAM064 | Residential | Solar*Rewards | Trade Secret | 2010 | 2010
20252-215912-02 | Xcel Energy | 85 | 13781 | IOU | 03133140 | 36 | Solar |  |  | Interconnected | Trade Secret | Trade | LEX | LEX332 | Commercial | Solar*Rewards | Trade Secret | 2010 | 2010
20252-215912-02 | Xcel Energy | 85 | 13781 | IOU | 03133141 | 5.1 | Solar |  |  | Interconnected | Trade Secret | Trade | RWD | RWD081 | Residential | Solar*Rewards | Trade Secret | 2010 | 2010
20252-215912-02 | Xcel Energy | 85 | 13781 | IOU | 03133142 | 4 | Solar |  |  | Interconnected | Trade Secret | Trade | SOU | SOU081 | Residential | Solar*Rewards | Trade Secret | 2010 | 2010
20252-215912-02 | Xcel Energy | 85 | 13781 | IOU | 03133143 | 5 | Solar |  |  | Interconnected | Trade Secret | Trade | DPN | DPN063 | Residential | Solar*Rewards | Trade Secret | 2010 | 2010
20252-215912-02 | Xcel Energy | 85 | 13781 | IOU | 03133144 | 0.76 | Solar |  |  | Interconnected | Trade Secret | Trade | EDA | EDA073 | Residential | Solar*Rewards | Trade Secret | 2010 | 2010
20252-215912-02 | Xcel Energy | 85 | 13781 | IOU | 03133145 | 1.05 | Solar |  |  | Interconnected | Trade Secret | Trade | ZUM | ZUM022 | Residential | Solar*Rewards | Trade Secret | 2010 | 2016
20252-215912-02 | Xcel Energy | 85 | 13781 | IOU | 03133146 | 4 | Solar |  |  | Interconnected | Trade Secret | Trade | WES | WES076 | Residential | Solar*Rewards | Trade Secret | 2010 | 2010
20252-215912-02 | Xcel Energy | 85 | 13781 | IOU | 03133147 | 5 | Solar |  |  | Interconnected | Trade Secret | Trade | HYL | HYL075 | Residential | Solar*Rewards | Trade Secret | 2010 | 2018
20252-215912-02 | Xcel Energy | 85 | 13781 | IOU | 03133148 | 2.7 | Solar |  |  | Interconnected | Trade Secret | Trade | AHI | AHI063 | Residential | Solar*Rewards | Trade Secret | 2010 | 2010
20252-215912-02 | Xcel Energy | 85 | 13781 | IOU | 03133149 | 0.76 | Solar |  |  | Interconnected | Trade Secret | Trade | CTR | CTR031 | Residential | Solar*Rewards | Trade Secret | 2010 | 2010
20252-215912-02 | Xcel Energy | 85 | 13781 | IOU | 03133150 | 8 | Solar |  |  | Interconnected | Trade Secret | Trade | WSD | WSD061 | Residential | Solar*Rewards | Trade Secret | 2010 | 2010
20252-215912-02 | Xcel Energy | 85 | 13781 | IOU | 03133151 | 4.18 | Solar |  |  | Interconnected | Trade Secret | Trade | WIN | WIN043 | Residential | Solar*Rewards | Trade Secret | 2010 | 2015
20252-215912-02 | Xcel Energy | 85 | 13781 | IOU | 03133152 | 4.56 | Solar |  |  | Interconnected | Trade Secret | Trade | WSG | WSG064 | Commercial | Solar*Rewards | Trade Secret | 2010 | 2010
20252-215912-02 | Xcel Energy | 85 | 13781 | IOU | 03133153 | 4.18 | Solar |  |  | Interconnected | Trade Secret | Trade | ALT | ALT021 | Residential | Solar*Rewards | Trade Secret | 2010 | 2010
20252-215912-02 | Xcel Energy | 85 | 13781 | IOU | 03133154 | 8 | Solar |  |  | Interconnected | Trade Secret | Trade | SLP | SLP082 | Commercial | Solar*Rewards | Trade Secret | 2010 | 2010
20252-215912-02 | Xcel Energy | 85 | 13781 | IOU | 03133155 | 8 | Solar |  |  | Interconnected | Trade Secret | Trade | PIP | PIP090 | Residential | Solar*Rewards | Trade Secret | 2010 | 2010
20252-215912-02 | Xcel Energy | 85 | 13781 | IOU | 03133156 | 2.7 | Solar |  |  | Interconnected | Trade Secret | Trade | SOU | SOU077 | Residential | Solar*Rewards | Trade Secret | 2010 | 2010
20252-215912-02 | Xcel Energy | 85 | 13781 | IOU | 03133157 | 4 | Solar |  |  | Interconnected | Trade Secret | Trade | RRK | RRK082 | Residential | Solar*Rewards | Trade Secret | 2010 | 2010
20252-215912-02 | Xcel Energy | 85 | 13781 | IOU | 03133158 | 6 | Solar |  |  | Interconnected | Trade Secret | Trade | SCH | SCH211 | Residential | Solar*Rewards | Trade Secret | 2010 | 2010
20252-215912-02 | Xcel Energy | 85 | 13781 | IOU | 03133159 | 2 | Solar |  |  | Interconnected | Trade Secret | Trade | SOU | SOU069 | Residential | Solar*Rewards | Trade Secret | 2010 | 2010
20252-215912-02 | Xcel Energy | 85 | 13781 | IOU | 03133160 | 4.18 | Solar |  |  | Interconnected | Trade Secret | Trade | GVW | GVW021 | Residential | Solar*Rewards | Trade Secret | 2010 | 2010
20252-215912-02 | Xcel Energy | 85 | 13781 | IOU | 03133161 | 4.18 | Solar |  |  | Interconnected | Trade Secret | Trade | GVW | GVW023 | Residential | Solar*Rewards | Trade Secret | 2010 | 2010
20252-215912-02 | Xcel Energy | 85 | 13781 | IOU | 03133162 | 4.18 | Solar |  |  | Interconnected | Trade Secret | Trade | GVW | GVW021 | Residential | Solar*Rewards | Trade Secret | 2010 | 2010
20252-215912-02 | Xcel Energy | 85 | 13781 | IOU | 03133163 | 4.18 | Solar |  |  | Interconnected | Trade Secret | Trade | GVW | GVW031 | Residential | Solar*Rewards | Trade Secret | 2010 | 2010
20252-215912-02 | Xcel Energy | 85 | 13781 | IOU | 03133164 | 48 | Solar |  |  | Interconnected | Trade Secret | Trade | AFT | AFT315 | Residential | Solar*Rewards | Trade Secret | 2010 | 2010
20252-215912-02 | Xcel Energy | 85 | 13781 | IOU | 03133165 | 4.18 | Solar |  |  | Interconnected | Trade Secret | Trade | GVW | GVW021 | Residential | Solar*Rewards | Trade Secret | 2010 | 2010
20252-215912-02 | Xcel Energy | 85 | 13781 | IOU | 03133166 | 4.18 | Solar |  |  | Interconnected | Trade Secret | Trade | WIN | WIN043 | Residential | Solar*Rewards | Trade Secret | 2010 | 2010
20252-215912-02 | Xcel Energy | 85 | 13781 | IOU | 03133167 | 1.71 | Solar |  |  | Interconnected | Trade Secret | Trade | WIN | WIN033 | Residential | Solar*Rewards | Trade Secret | 2010 | 2010
20252-215912-02 | Xcel Energy | 85 | 13781 | IOU | 03133168 | 10.4 | Solar |  |  | Interconnected | Trade Secret | Trade | HAS | HAS021 | Residential | Solar*Rewards | Trade Secret | 2010 | 2010
20252-215912-02 | Xcel Energy | 85 | 13781 | IOU | 03133169 | 3.42 | Solar |  |  | Interconnected | Trade Secret | Trade | UPP | UPP084 | Residential | Solar*Rewards | Trade Secret | 2010 | 2010
20252-215912-02 | Xcel Energy | 85 | 13781 | IOU | 03133170 | 3.04 | Solar |  |  | Interconnected | Trade Secret | Trade | RIV | RIV073 | Residential | Solar*Rewards | Trade Secret | 2010 | 2010
20252-215912-02 | Xcel Energy | 85 | 13781 | IOU | 03133171 | 9.995 | Solar |  |  | Interconnected | Trade Secret | Trade | WDY | WDY322 | Commercial | Solar*Rewards | Trade Secret | 2010 | 2013
20252-215912-02 | Xcel Energy | 85 | 13781 | IOU | 03133172 | 4.18 | Solar |  |  | Interconnected | Trade Secret | Trade | GVW | GVW021 | Residential | Solar*Rewards | Trade Secret | 2010 | 2010
20252-215912-02 | Xcel Energy | 85 | 13781 | IOU | 03133173 | 4.18 | Solar |  |  | Interconnected | Trade Secret | Trade | GVW | GVW031 | Residential | Solar*Rewards | Trade Secret | 2010 | 2010
20252-215912-02 | Xcel Energy | 85 | 13781 | IOU | 03133174 | 5.1 | Solar |  |  | Interconnected | Trade Secret | Trade | SAV | SAV069 | Residential | Solar*Rewards | Trade Secret | 2010 | 2010
20252-215912-02 | Xcel Energy | 85 | 13781 | IOU | 03133175 | 4.18 | Solar |  |  | Interconnected | Trade Secret | Trade | GVW | GVW021 | Residential | Solar*Rewards | Trade Secret | 2010 | 2010
20252-215912-02 | Xcel Energy | 85 | 13781 | IOU | 03133176 | 9.12 | Solar |  |  | Interconnected | Trade Secret | Trade | PAT | PAT313 | Commercial | Solar*Rewards | Trade Secret | 2010 | 2010
20252-215912-02 | Xcel Energy | 85 | 13781 | IOU | 03133177 | 4.56 | Solar |  |  | Interconnected | Trade Secret | Trade | REW | REW023 | Residential | Solar*Rewards | Trade Secret | 2010 | 2010
20252-215912-02 | Xcel Energy | 85 | 13781 | IOU | 03133178 | 3.8 | Solar |  |  | Interconnected | Trade Secret | Trade | MEL | MEL087 | Residential | Solar*Rewards | Trade Secret | 2010 | 2010
20252-215912-02 | Xcel Energy | 85 | 13781 | IOU | 03133179 | 2.56 | Solar |  | X | Interconnected | Trade Secret | Trade | SLP | SLP084 | Residential | Solar*Rewards | Trade Secret | 2010 | 2010
20252-215912-02 | Xcel Energy | 85 | 13781 | IOU | 03133180 | 8.17 | Solar |  |  | Interconnected | Trade Secret | Trade | VKG | VKG072 | Residential | Solar*Rewards | Trade Secret | 2010 | 2010
20252-215912-02 | Xcel Energy | 85 | 13781 | IOU | 03133181 | 2.28 | Solar |  |  | Interconnected | Trade Secret | Trade | MPK | MPK071 | Residential | Solar*Rewards | Trade Secret | 2010 | 2010
20252-215912-02 | Xcel Energy | 85 | 13781 | IOU | 03133182 | 304 | Solar |  |  | Interconnected | Trade Secret | Trade | SLP | SLP092 | Residential | Solar*Rewards | Trade Secret | 2010 | 2010
20252-215912-02 | Xcel Energy | 85 | 13781 | IOU | 03133183 | 9.12 | Solar |  |  | Interconnected | Trade Secret | Trade | FAB | FAB063 | Residential | Solar*Rewards | Trade Secret | 2010 | 2013
20252-215912-02 | Xcel Energy | 85 | 13781 | IOU | 03133184 | 5 | Solar |  |  | Interconnected | Trade Secret | Trade | GVW | GVW032 | Residential | Solar*Rewards | Trade Secret | 2010 | 2010
20252-215912-02 | Xcel Energy | 85 | 13781 | IOU | 03133185 | 7.98 | Solar |  |  | Interconnected | Trade Secret | Trade | FAB | FAB063 | Residential | Solar*Rewards | Trade Secret | 2010 | 2010
20252-215912-02 | Xcel Energy | 85 | 13781 | IOU | 03133186 | 68.4 | Solar |  |  | Interconnected | Trade Secret | Trade | WIN | WIN043 | Residential | Solar*Rewards | Trade Secret | 2010 | 2010
20252-215912-02 | Xcel Energy | 85 | 13781 | IOU | 03133187 | 5.1 | Solar |  |  | Interconnected | Trade Secret | Trade | PKL | PKL062 | Residential | Solar*Rewards | Trade Secret | 2010 | 2010
20252-215912-02 | Xcel Energy | 85 | 13781 | IOU | 03133188 | 5 | Solar |  |  | Interconnected | Trade Secret | Trade | BRP | BRP061 | Residential | Solar*Rewards | Trade Secret | 2010 | 2010
20252-215912-02 | Xcel Energy | 85 | 13781 | IOU | 03133189 | 5 | Solar |  |  | Interconnected | Trade Secret | Trade | NOF | NOF061 | Residential | Solar*Rewards | Trade Secret | 2010 | 2010
20252-215912-02 | Xcel Energy | 85 | 13781 | IOU | 03133190 | 1.71 | Solar |  |  | Interconnected | Trade Secret | Trade | SLP | SLP321 | Residential | Solar*Rewards | Trade Secret | 2010 | 2010
20252-215912-02 | Xcel Energy | 85 | 13781 | IOU | 03133191 | 9.6 | Solar |  |  | Interconnected | Trade Secret | Trade | HUG | HUG321 | Residential | Solar*Rewards | Trade Secret | 2010 | 2010
20252-215912-02 | Xcel Energy | 85 | 13781 | IOU | 03133192 | 8 | Solar |  |  | Interconnected | Trade Secret | Trade | HUG | HUG321 | Residential | Solar*Rewards | Trade Secret | 2010 | 2010
20252-215912-02 | Xcel Energy | 85 | 13781 | IOU | 03133193 | 9.995 | Solar |  |  | Interconnected | Trade Secret | Trade | RPL | RPL061 | Residential | Solar*Rewards | Trade Secret | 2010 | 2010
20252-215912-02 | Xcel Energy | 85 | 13781 | IOU | 03133194 | 2.85 | Solar |  |  | Interconnected | Trade Secret | Trade | RAM | RAM077 | Residential | Solar*Rewards | Trade Secret | 2010 | 2015
20252-215912-02 | Xcel Energy | 85 | 13781 | IOU | 03133195 | 2 | Solar |  |  | Interconnected | Trade Secret | Trade | UPP | UPP084 | Residential | Solar*Rewards | Trade Secret | 2010 | 2010
20252-215912-02 | Xcel Energy | 85 | 13781 | IOU | 03133196 | 2.7 | Solar |  |  | Interconnected | Trade Secret | Trade | WIL | WIL063 | Residential | Solar*Rewards | Trade Secret | 2010 | 2010
20252-215912-02 | Xcel Energy | 85 | 13781 | IOU | 03133197 | 2.7 | Solar |  |  | Interconnected | Trade Secret | Trade | WDY | WDY321 | Residential | Solar*Rewards | Trade Secret | 2010 | 2010
20252-215912-02 | Xcel Energy | 85 | 13781 | IOU | 03133198 | 1.14 | Solar |  |  | Interconnected | Trade Secret | Trade | TLK | TLK073 | Residential | Solar*Rewards | Trade Secret | 2010 | 2010
20252-215912-02 | Xcel Energy | 85 | 13781 | IOU | 03133199 | 0.696 | Solar |  |  | Interconnected | Trade Secret | Trade | EDA | EDA067 | Residential | Solar*Rewards | Trade Secret | 2010 | 2011
20252-215912-02 | Xcel Energy | 85 | 13781 | IOU | 03133200 | 2.94 | Solar |  |  | Interconnected | Trade Secret | Trade | STY | STY061 | Residential | Solar*Rewards | Trade Secret | 2010 | 2010
20252-215912-02 | Xcel Energy | 85 | 13781 | IOU | 03133201 | 4 | Solar |  |  | Interconnected | Trade Secret | Trade | RRK | RRK082 | Commercial | Solar*Rewards | Trade Secret | 2010 | 2010
20252-215912-02 | Xcel Energy | 85 | 13781 | IOU | 03133202 | 0.84 | Solar |  |  | Interconnected | Trade Secret | Trade | MPK | MPK074 | Residential | Solar*Rewards | Trade Secret | 2010 | 2010
20252-215912-02 | Xcel Energy | 85 | 13781 | IOU | 03133203 | 4.56 | Solar |  |  | Interconnected | Trade Secret | Trade | CGR | CGR071 | Residential | Solar*Rewards | Trade Secret | 2010 | 2016
20252-215912-02 | Xcel Energy | 85 | 13781 | IOU | 03133204 | 2.7 | Solar |  |  | Interconnected | Trade Secret | Trade | TLK | TLK067 | Residential | Solar*Rewards | Trade Secret | 2010 | 2010
20252-215912-02 | Xcel Energy | 85 | 13781 | IOU | 03133205 | 2.7 | Solar |  |  | Interconnected | Trade Secret | Trade | WIL | WIL098 | Residential | Solar*Rewards | Trade Secret | 2010 | 2010
20252-215912-02 | Xcel Energy | 85 | 13781 | IOU | 03133206 | 2.7 | Solar |  |  | Interconnected | Trade Secret | Trade | TER | TER062 | Residential | Solar*Rewards | Trade Secret | 2010 | 2010
20252-215912-02 | Xcel Energy | 85 | 13781 | IOU | 03133207 | 4 | Solar |  |  | Interconnected | Trade Secret | Trade | SCL | SCL311 | Commercial | Solar*Rewards | Trade Secret | 2010 | 2010
20252-215912-02 | Xcel Energy | 85 | 13781 | IOU | 03133208 | 3.99 | Solar |  |  | Interconnected | Trade Secret | Trade | WCR | WCR063 | Residential | Solar*Rewards | Trade Secret | 2010 | 2011
20252-215912-02 | Xcel Energy | 85 | 13781 | IOU | 03133209 | 1.14 | Solar |  |  | Interconnected | Trade Secret | Trade | AHI | AHI022 | Residential | Solar*Rewards | Trade Secret | 2010 | 2010
20252-215912-02 | Xcel Energy | 85 | 13781 | IOU | 03133210 | 1.1 | Solar |  |  | Interconnected | Trade Secret | Trade | GLK | GLK071 | Commercial | Solar*Rewards | Trade Secret | 2010 | 2010
20252-215912-02 | Xcel Energy | 85 | 13781 | IOU | 03133211 | 9.8 | Solar |  |  | Interconnected | Trade Secret | Trade | MRN | MRN021 | Commercial | Solar*Rewards | Trade Secret | 2010 | 2010
20252-215912-02 | Xcel Energy | 85 | 13781 | IOU | 03133212 | 1.47 | Solar |  |  | Interconnected | Trade Secret | Trade | MPK | MPK074 | Residential | Solar*Rewards | Trade Secret | 2010 | 2010
20252-215912-02 | Xcel Energy | 85 | 13781 | IOU | 03133213 | 36 | Solar |  |  | Interconnected | Trade Secret | Trade | EDP | EDP082 | Commercial | Solar*Rewards | Trade Secret | 2010 | 2010
20252-215912-02 | Xcel Energy | 85 | 13781 | IOU | 03133214 | 4 | Solar |  |  | Interconnected | Trade Secret | Trade | SOU | SOU079 | Residential | Solar*Rewards | Trade Secret | 2010 | 2010
20252-215912-02 | Xcel Energy | 85 | 13781 | IOU | 03133215 | 1.1 | Solar |  |  | Interconnected | Trade Secret | Trade | SLP | SLP082 | Residential | Solar*Rewards | Trade Secret | 2010 | 2010
20252-215912-02 | Xcel Energy | 85 | 13781 | IOU | 03133216 | 5.1 | Solar |  |  | Interconnected | Trade Secret | Trade | TER | TER062 | Residential | Solar*Rewards | Trade Secret | 2010 | 2010
20252-215912-02 | Xcel Energy | 85 | 13781 | IOU | 03133217 | 4 | Solar |  |  | Interconnected | Trade Secret | Trade | RPL | RPL063 | Residential | Solar*Rewards | Trade Secret | 2010 | 2011
20252-215912-02 | Xcel Energy | 85 | 13781 | IOU | 03133218 | 2.5 | Solar |  |  | Interconnected | Trade Secret | Trade | ALD | ALD081 | Residential | Solar*Rewards | Trade Secret | 2010 | 2010
20252-215912-02 | Xcel Energy | 85 | 13781 | IOU | 03133219 | 7.5 | Solar |  |  | Interconnected | Trade Secret | Trade | RPO | RPO312 | Residential | Solar*Rewards | Trade Secret | 2010 | 2010
20252-215912-02 | Xcel Energy | 85 | 13781 | IOU | 03133220 | 8.74 | Solar |  |  | Interconnected | Trade Secret | Trade | LSP | LSP021 | Commercial | Solar*Rewards | Trade Secret | 2010 | 2010
20252-215912-02 | Xcel Energy | 85 | 13781 | IOU | 03133221 | 7.98 | Solar |  |  | Interconnected | Trade Secret | Trade | KEN | KEN021 | Residential | Solar*Rewards | Trade Secret | 2010 | 2010
20252-215912-02 | Xcel Energy | 85 | 13781 | IOU | 03133222 | 4 | Solar |  |  | Interconnected | Trade Secret | Trade | GRC | GRC063 | Residential | Solar*Rewards | Trade Secret | 2010 | 2010
20252-215912-02 | Xcel Energy | 85 | 13781 | IOU | 03133223 | 57 | Solar |  |  | Interconnected | Trade Secret | Trade | AVN | AVN021 | Commercial | Solar*Rewards | Trade Secret | 2010 | 2010
20252-215912-02 | Xcel Energy | 85 | 13781 | IOU | 03133224 | 10.64 | Solar |  |  | Interconnected | Trade Secret | Trade | EDA | EDA073 | Residential | Solar*Rewards | Trade Secret | 2010 | 2016
20252-215912-02 | Xcel Energy | 85 | 13781 | IOU | 03133225 | 9.6 | Solar |  |  | Interconnected | Trade Secret | Trade | OPK | OPK073 | Residential | Solar*Rewards | Trade Secret | 2010 | 2010
20252-215912-02 | Xcel Energy | 85 | 13781 | IOU | 03133226 | 0.175 | Solar |  |  | Interconnected | Trade Secret | Trade | CGR | CGR074 | Residential | Solar*Rewards | Trade Secret | 2010 | 2010
20252-215912-02 | Xcel Energy | 85 | 13781 | IOU | 03133227 | 21 | Solar |  |  | Interconnected | Trade Secret | Trade | AFT | AFT314 | Residential | Solar*Rewards | Trade Secret | 2010 | 2011
20252-215912-02 | Xcel Energy | 85 | 13781 | IOU | 03133228 | 4.37 | Solar |  |  | Interconnected | Trade Secret | Trade | WIL | WIL081 | Residential | Solar*Rewards | Trade Secret | 2010 | 2010
20252-215912-02 | Xcel Energy | 85 | 13781 | IOU | 03133229 | 4.2 | Solar |  |  | Interconnected | Trade Secret | Trade | HYL | HYL064 | Residential | Solar*Rewards | Trade Secret | 2010 | 2010
20252-215912-02 | Xcel Energy | 85 | 13781 | IOU | 03133230 | 2.28 | Solar |  |  | Interconnected | Trade Secret | Trade | NOF | NOF071 | Residential | Solar*Rewards | Trade Secret | 2010 | 2010
20252-215912-02 | Xcel Energy | 85 | 13781 | IOU | 03133231 | 2 | Solar |  |  | Interconnected | Trade Secret | Trade | WES | WES071 | Residential | Solar*Rewards | Trade Secret | 2010 | 2010
20252-215912-02 | Xcel Energy | 85 | 13781 | IOU | 03133232 | 0.696 | Solar |  |  | Interconnected | Trade Secret | Trade | SIP | SIP063 | Commercial | Solar*Rewards | Trade Secret | 2010 | 2010
20252-215912-02 | Xcel Energy | 85 | 13781 | IOU | 03133233 | 3 | Solar |  |  | Interconnected | Trade Secret | Trade | ALD | ALD084 | Residential | Solar*Rewards | Trade Secret | 2010 | 2010
20252-215912-02 | Xcel Energy | 85 | 13781 | IOU | 03133234 | 7 | Solar |  |  | Interconnected | Trade Secret | Trade | WSG | WSG061 | Residential | Solar*Rewards | Trade Secret | 2010 | 2010
20252-215912-02 | Xcel Energy | 85 | 13781 | IOU | 03133235 | 2.28 | Solar |  |  | Interconnected | Trade Secret | Trade | ALD | ALD084 | Residential | Solar*Rewards | Trade Secret | 2010 | 2010
20252-215912-02 | Xcel Energy | 85 | 13781 | IOU | 03133236 | 14 | Solar |  |  | Interconnected | Trade Secret | Trade | SLP | SLP087 | Commercial | Solar*Rewards | Trade Secret | 2010 | 2010
20252-215912-02 | Xcel Energy | 85 | 13781 | IOU | 03133237 | 5 | Solar |  |  | Interconnected | Trade Secret | Trade | STY | STY062 | Residential | Solar*Rewards | Trade Secret | 2010 | 2010
20252-215912-02 | Xcel Energy | 85 | 13781 | IOU | 03133238 | 6 | Solar |  |  | Interconnected | Trade Secret | Trade | TER | TER071 | Commercial | Solar*Rewards | Trade Secret | 2010 | 2010
20252-215912-02 | Xcel Energy | 85 | 13781 | IOU | 03133239 | 4.8 | Solar |  |  | Interconnected | Trade Secret | Trade | LEX | LEX333 | Residential | Solar*Rewards | Trade Secret | 2010 | 2010
20252-215912-02 | Xcel Energy | 85 | 13781 | IOU | 03133240 | 3.5 | Solar |  |  | Interconnected | Trade Secret | Trade | GSL | GSL065 | Residential | Solar*Rewards | Trade Secret | 2010 | 2010
20252-215912-02 | Xcel Energy | 85 | 13781 | IOU | 03133241 | 3 | Solar |  |  | Interconnected | Trade Secret | Trade | RPO | RPO312 | Residential | Solar*Rewards | Trade Secret | 2010 | 2010
20252-215912-02 | Xcel Energy | 85 | 13781 | IOU | 03133242 | 36 | Solar |  |  | Interconnected | Trade Secret | Trade | OSS | OSS072 | Commercial | Solar*Rewards | Trade Secret | 2010 | 2010
20252-215912-02 | Xcel Energy | 85 | 13781 | IOU | 03133243 | 9.995 | Solar |  |  | Interconnected | Trade Secret | Trade | CGR | CGR063 | Residential | Solar*Rewards | Trade Secret | 2010 | 2010
20252-215912-02 | Xcel Energy | 85 | 13781 | IOU | 03133244 | 5 | Solar |  |  | Interconnected | Trade Secret | Trade | AFT | AFT314 | Residential | Solar*Rewards | Trade Secret | 2010 | 2010
20252-215912-02 | Xcel Energy | 85 | 13781 | IOU | 03133245 | 4.8 | Solar |  |  | Interconnected | Trade Secret | Trade | RPO | RPO312 | Residential | Solar*Rewards | Trade Secret | 2010 | 2010
20252-215912-02 | Xcel Energy | 85 | 13781 | IOU | 03133246 | 5 | Solar |  |  | Interconnected | Trade Secret | Trade | WOB | WOB021 | Residential | Solar*Rewards | Trade Secret | 2010 | 2010
20252-215912-02 | Xcel Energy | 85 | 13781 | IOU | 03133247 | 5 | Solar |  |  | Interconnected | Trade Secret | Trade | LLK | LLK071 | Residential | Solar*Rewards | Trade Secret | 2010 | 2010
20252-215912-02 | Xcel Energy | 85 | 13781 | IOU | 03133248 | 3 | Solar |  |  | Interconnected | Trade Secret | Trade | UPP | UPP084 | Residential | Solar*Rewards | Trade Secret | 2010 | 2010
20252-215912-02 | Xcel Energy | 85 | 13781 | IOU | 03133249 | 1.14 | Solar |  |  | Interconnected | Trade Secret | Trade | KAN | KAN031 | Residential | Solar*Rewards | Trade Secret | 2010 | 2011
20252-215912-02 | Xcel Energy | 85 | 13781 | IOU | 03133250 | 2.09 | Solar |  |  | Interconnected | Trade Secret | Trade | ALD | ALD084 | Residential | Solar*Rewards | Trade Secret | 2010 | 2010
20252-215912-02 | Xcel Energy | 85 | 13781 | IOU | 03133251 | 20.8 | Solar |  |  | Interconnected | Trade Secret | Trade | MGN | MGN211 | Residential | Solar*Rewards | Trade Secret | 2010 | 2011
20252-215912-02 | Xcel Energy | 85 | 13781 | IOU | 03133252 | 9.12 | Solar |  |  | Interconnected | Trade Secret | Trade | RPO | RPO312 | Commercial | Solar*Rewards | Trade Secret | 2010 | 2010
20252-215912-02 | Xcel Energy | 85 | 13781 | IOU | 03133253 | 4 | Solar |  |  | Interconnected | Trade Secret | Trade | MPK | MPK087 | Residential | Solar*Rewards | Trade Secret | 2010 | 2010
20252-215912-02 | Xcel Energy | 85 | 13781 | IOU | 03133254 | 3 | Solar |  |  | Interconnected | Trade Secret | Trade | OPK | OPK072 | Commercial | Solar*Rewards | Trade Secret | 2010 | 2010
20252-215912-02 | Xcel Energy | 85 | 13781 | IOU | 03133255 | 3.8 | Solar |  |  | Interconnected | Trade Secret | Trade | ALD | ALD084 | Residential | Solar*Rewards | Trade Secret | 2010 | 2010
20252-215912-02 | Xcel Energy | 85 | 13781 | IOU | 03133256 | 1.9 | Solar |  |  | Interconnected | Trade Secret | Trade | ALD | ALD072 | Residential | Solar*Rewards | Trade Secret | 2010 | 2011
20252-215912-02 | Xcel Energy | 85 | 13781 | IOU | 03133257 | 148.4 | Solar |  |  | Interconnected | Trade Secret | Trade | SLP | SLP074 | Residential | Solar*Rewards | Trade Secret | 2010 | 2010
20252-215912-02 | Xcel Energy | 85 | 13781 | IOU | 03133258 | 4.18 | Solar |  |  | Interconnected | Trade Secret | Trade | MEL | MEL078 | Residential | Solar*Rewards | Trade Secret | 2010 | 2010
20252-215912-02 | Xcel Energy | 85 | 13781 | IOU | 03133259 | 5 | Solar |  |  | Interconnected | Trade Secret | Trade | TER | TER081 | Residential | Solar*Rewards | Trade Secret | 2010 | 2010
20252-215912-02 | Xcel Energy | 85 | 13781 | IOU | 03133260 | 3.04 | Solar |  |  | Interconnected | Trade Secret | Trade | MPK | MPK068 | Residential | Solar*Rewards | Trade Secret | 2010 | 2010
20252-215912-02 | Xcel Energy | 85 | 13781 | IOU | 03133261 | 9.995 | Solar |  |  | Interconnected | Trade Secret | Trade | VKG | VKG072 | Residential | Solar*Rewards | Trade Secret | 2010 | 2010
20252-215912-02 | Xcel Energy | 85 | 13781 | IOU | 03133262 | 2.7 | Solar |  |  | Interconnected | Trade Secret | Trade | HWW | HWW073 | Residential | Solar*Rewards | Trade Secret | 2010 | 2010
20252-215912-02 | Xcel Energy | 85 | 13781 | IOU | 03133263 | 2.52 | Solar |  |  | Interconnected | Trade Secret | Trade | MGN | MGN211 | Commercial | Solar*Rewards | Trade Secret | 2010 | 2011
20252-215912-02 | Xcel Energy | 85 | 13781 | IOU | 03133264 | 2 | Solar |  |  | Interconnected | Trade Secret | Trade | GLK | GLK061 | Commercial | Solar*Rewards | Trade Secret | 2010 | 2011
20252-215912-02 | Xcel Energy | 85 | 13781 | IOU | 03133265 | 9.12 | Solar |  |  | Interconnected | Trade Secret | Trade | WEL | WEL021 | Residential | Solar*Rewards | Trade Secret | 2010 | 2011
20252-215912-02 | Xcel Energy | 85 | 13781 | IOU | 03133266 | 10.2 | Solar |  |  | Interconnected | Trade Secret | Trade | ESW | ESW062 | Commercial | Solar*Rewards | Trade Secret | 2010 | 2011
20252-215912-02 | Xcel Energy | 85 | 13781 | IOU | 03133267 | 10 | Solar |  |  | Interconnected | Trade Secret | Trade | MST | MST075 | Commercial | Solar*Rewards | Trade Secret | 2010 | 2011
20252-215912-02 | Xcel Energy | 85 | 13781 | IOU | 03133268 | 2.52 | Solar |  |  | Interconnected | Trade Secret | Trade | CRL | CRL065 | Residential | Solar*Rewards | Trade Secret | 2010 | 2008
20252-215912-02 | Xcel Energy | 85 | 13781 | IOU | 03133269 | 1.29 | Solar |  |  | Interconnected | Trade Secret | Trade | APA | APA067 | Residential | Solar*Rewards | Trade Secret | 2011 | 2011
20252-215912-02 | Xcel Energy | 85 | 13781 | IOU | 03133270 | 3.04 | Solar |  |  | Interconnected | Trade Secret | Trade | ALD | ALD084 | Residential | Solar*Rewards | Trade Secret | 2010 | 2010
20252-215912-02 | Xcel Energy | 85 | 13781 | IOU | 03133271 | 9.995 | Solar |  |  | Interconnected | Trade Secret | Trade | KOL | KOL073 | Commercial | Solar*Rewards | Trade Secret | 2010 | 2011
20252-215912-02 | Xcel Energy | 85 | 13781 | IOU | 03133272 | 9.12 | Solar |  |  | Interconnected | Trade Secret | Trade | LSP | LSP021 | Commercial | Solar*Rewards | Trade Secret | 2010 | 2010
20252-215912-02 | Xcel Energy | 85 | 13781 | IOU | 03133273 | 2.09 | Solar |  |  | Interconnected | Trade Secret | Trade | SOU | SOU064 | Residential | Solar*Rewards | Trade Secret | 2010 | 2010
20252-215912-02 | Xcel Energy | 85 | 13781 | IOU | 03133274 | 8 | Solar |  |  | Interconnected | Trade Secret | Trade | SWN | SWN022 | Residential | Solar*Rewards | Trade Secret | 2010 | 2010
20252-215912-02 | Xcel Energy | 85 | 13781 | IOU | 03133275 | 3.36 | Solar |  |  | Interconnected | Trade Secret | Trade | SIP | SIP073 | Residential | Solar*Rewards | Trade Secret | 2010 | 2010
20252-215912-02 | Xcel Energy | 85 | 13781 | IOU | 03133276 | 9.995 | Solar |  |  | Interconnected | Trade Secret | Trade | SAV | SAV063 | Commercial | Solar*Rewards | Trade Secret | 2010 | 2011
20252-215912-02 | Xcel Energy | 85 | 13781 | IOU | 03133277 | 2.7 | Solar |  |  | Interconnected | Trade Secret | Trade | NOF | NOF072 | Residential | Solar*Rewards | Trade Secret | 2010 | 2010
20252-215912-02 | Xcel Energy | 85 | 13781 | IOU | 03133278 | 5 | Solar |  |  | Interconnected | Trade Secret | Trade | SLP | SLP084 | Residential | Solar*Rewards | Trade Secret | 2011 | 2012
20252-215912-02 | Xcel Energy | 85 | 13781 | IOU | 03133279 | 3 | Solar |  |  | Interconnected | Trade Secret | Trade | HSN | HSN311 | Residential | Solar*Rewards | Trade Secret | 2010 | 2011
20252-215912-02 | Xcel Energy | 85 | 13781 | IOU | 03133280 | 4 | Solar |  |  | Interconnected | Trade Secret | Trade | LEX | LEX332 | Residential | Solar*Rewards | Trade Secret | 2010 | 2011
20252-215912-02 | Xcel Energy | 85 | 13781 | IOU | 03133281 | 40 | Solar |  |  | Interconnected | Trade Secret | Trade | MST | MST074 | Commercial | Solar*Rewards | Trade Secret | 2010 | 2011
20252-215912-02 | Xcel Energy | 85 | 13781 | IOU | 03133282 | 20 | Solar |  |  | Interconnected | Trade Secret | Trade | APA | APA075 | Residential | Solar*Rewards | Trade Secret | 2010 | 2013
20252-215912-02 | Xcel Energy | 85 | 13781 | IOU | 03133283 | 6.46 | Solar |  |  | Interconnected | Trade Secret | Trade | RIV | RIV063 | Commercial | Solar*Rewards | Trade Secret | 2010 | 2011
20252-215912-02 | Xcel Energy | 85 | 13781 | IOU | 03133284 | 40 | Solar |  |  | Interconnected | Trade Secret | Trade | HYL | HYL072 | Commercial | Solar*Rewards | Trade Secret | 2010 | 2012
20252-215912-02 | Xcel Energy | 85 | 13781 | IOU | 03133285 | 40 | Solar |  |  | Interconnected | Trade Secret | Trade | MOL | MOL078 | Commercial | Solar*Rewards | Trade Secret | 2010 | 2010
20252-215912-02 | Xcel Energy | 85 | 13781 | IOU | 03133286 | 40 | Solar |  |  | Interconnected | Trade Secret | Trade | MOL | MOL078 | Commercial | Solar*Rewards | Trade Secret | 2010 | 2011
20252-215912-02 | Xcel Energy | 85 | 13781 | IOU | 03133287 | 40 | Solar |  |  | Interconnected | Trade Secret | Trade | WIL | WIL075 | Commercial | Solar*Rewards | Trade Secret | 2010 | 2011
20252-215912-02 | Xcel Energy | 85 | 13781 | IOU | 03133288 | 40 | Solar |  |  | Interconnected | Trade Secret | Trade | MEL | MEL082 | Commercial | Solar*Rewards | Trade Secret | 2010 | 2010
20252-215912-02 | Xcel Energy | 85 | 13781 | IOU | 03133289 | 40 | Solar |  |  | Interconnected | Trade Secret | Trade | LOK | LOK083 | Commercial | Solar*Rewards | Trade Secret | 2010 | 2011
20252-215912-02 | Xcel Energy | 85 | 13781 | IOU | 03133290 | 40 | Solar |  |  | Interconnected | Trade Secret | Trade | MEL | MEL064 | Commercial | Solar*Rewards | Trade Secret | 2010 | 2011
20252-215912-02 | Xcel Energy | 85 | 13781 | IOU | 03133291 | 15 | Solar |  |  | Interconnected | Trade Secret | Trade | TWL | TWL063 | Commercial | Solar*Rewards | Trade Secret | 2010 | 2010
20252-215912-02 | Xcel Energy | 85 | 13781 | IOU | 03133292 | 10 | Solar |  |  | Interconnected | Trade Secret | Trade | ALK | ALK067 | Commercial | Solar*Rewards | Trade Secret | 2010 | 2011
20252-215912-02 | Xcel Energy | 85 | 13781 | IOU | 03133293 | 10 | Solar |  |  | Interconnected | Trade Secret | Trade | STY | STY061 | Commercial | Solar*Rewards | Trade Secret | 2010 | 2010
20252-215912-02 | Xcel Energy | 85 | 13781 | IOU | 03133294 | 10 | Solar |  |  | Interconnected | Trade Secret | Trade | ALD | ALD084 | Commercial | Solar*Rewards | Trade Secret | 2010 | 2010
20252-215912-02 | Xcel Energy | 85 | 13781 | IOU | 03133295 | 10 | Solar |  |  | Interconnected | Trade Secret | Trade | MST | MST070 | Commercial | Solar*Rewards | Trade Secret | 2010 | 2010
20252-215912-02 | Xcel Energy | 85 | 13781 | IOU | 03133296 | 10 | Solar |  |  | Interconnected | Trade Secret | Trade | PRR | PRR062 | Commercial | Solar*Rewards | Trade Secret | 2010 | 2010
20252-215912-02 | Xcel Energy | 85 | 13781 | IOU | 03133297 | 10 | Solar |  |  | Interconnected | Trade Secret | Trade | PRR | PRR062 | Commercial | Solar*Rewards | Trade Secret | 2010 | 2010
20252-215912-02 | Xcel Energy | 85 | 13781 | IOU | 03133298 | 10 | Solar |  |  | Interconnected | Trade Secret | Trade | UPP | UPP063 | Commercial | Solar*Rewards | Trade Secret | 2010 | 2010
20252-215912-02 | Xcel Energy | 85 | 13781 | IOU | 03133299 | 10 | Solar |  |  | Interconnected | Trade Secret | Trade | HYL | HYL062 | Commercial | Solar*Rewards | Trade Secret | 2010 | 2010
20252-215912-02 | Xcel Energy | 85 | 13781 | IOU | 03133300 | 10 | Solar |  |  | Interconnected | Trade Secret | Trade | WSG | WSG074 | Commercial | Solar*Rewards | Trade Secret | 2010 | 2010
20252-215912-02 | Xcel Energy | 85 | 13781 | IOU | 03133301 | 10 | Solar |  |  | Interconnected | Trade Secret | Trade | ELP | ELP082 | Commercial | Solar*Rewards | Trade Secret | 2010 | 2011
20252-215912-02 | Xcel Energy | 85 | 13781 | IOU | 03133302 | 19.35 | Solar |  |  | Interconnected | Trade Secret | Trade | SLP | SLP083 | Commercial | Solar*Rewards | Trade Secret | 2010 | 2013
20252-215912-02 | Xcel Energy | 85 | 13781 | IOU | 03133303 | 2.28 | Solar |  |  | Interconnected | Trade Secret | Trade | MPK | MPK063 | Residential | Solar*Rewards | Trade Secret | 2010 | 2010
20252-215912-02 | Xcel Energy | 85 | 13781 | IOU | 03133304 | 4.2 | Solar |  |  | Interconnected | Trade Secret | Trade | MPK | MPK065 | Residential | Solar*Rewards | Trade Secret | 2010 | 2010
20252-215912-02 | Xcel Energy | 85 | 13781 | IOU | 03133305 | 7 | Solar |  |  | Interconnected | Trade Secret | Trade | WES | WES071 | Residential | Solar*Rewards | Trade Secret | 2010 | 2011
20252-215912-02 | Xcel Energy | 85 | 13781 | IOU | 03133306 | 4.2 | Solar |  |  | Interconnected | Trade Secret | Trade | HUG | HUG321 | Residential | Solar*Rewards | Trade Secret | 2010 | 2011
20252-215912-02 | Xcel Energy | 85 | 13781 | IOU | 03133307 | 2.5 | Solar |  |  | Interconnected | Trade Secret | Trade | GSL | GSL079 | Residential | Solar*Rewards | Trade Secret | 2010 | 2011
20252-215912-02 | Xcel Energy | 85 | 13781 | IOU | 03133308 | 10 | Solar |  |  | Interconnected | Trade Secret | Trade | ALD | ALD082 | Commercial | Solar*Rewards | Trade Secret | 2010 | 2015
20252-215912-02 | Xcel Energy | 85 | 13781 | IOU | 03133309 | 2.5 | Solar |  |  | Interconnected | Trade Secret | Trade | SAV | SAV063 | Residential | Solar*Rewards | Trade Secret | 2010 | 2011
20252-215912-02 | Xcel Energy | 85 | 13781 | IOU | 03133310 | 5 | Solar |  |  | Interconnected | Trade Secret | Trade | WRR | WRR064 | Commercial | Solar*Rewards | Trade Secret | 2010 | 2011
20252-215912-02 | Xcel Energy | 85 | 13781 | IOU | 03133311 | 15 | Solar |  |  | Interconnected | Trade Secret | Trade | VMR | VMR063 | Commercial | Solar*Rewards | Trade Secret | 2010 | 2012
20252-215912-02 | Xcel Energy | 85 | 13781 | IOU | 03133312 | 15 | Solar |  |  | Interconnected | Trade Secret | Trade | VMR | VMR063 | Commercial | Solar*Rewards | Trade Secret | 2010 | 2012
20252-215912-02 | Xcel Energy | 85 | 13781 | IOU | 03133313 | 15 | Solar |  |  | Interconnected | Trade Secret | Trade | VMR | VMR063 | Commercial | Solar*Rewards | Trade Secret | 2010 | 2012
20252-215912-02 | Xcel Energy | 85 | 13781 | IOU | 03133314 | 15 | Solar |  |  | Interconnected | Trade Secret | Trade | ECK | ECK322 | Commercial | Solar*Rewards | Trade Secret | 2010 | 2011
20252-215912-02 | Xcel Energy | 85 | 13781 | IOU | 03133315 | 3.04 | Solar |  |  | Interconnected | Trade Secret | Trade | TER | TER062 | Residential | Solar*Rewards | Trade Secret | 2010 | 2011
20252-215912-02 | Xcel Energy | 85 | 13781 | IOU | 03133316 | 13.8 | Solar |  |  | Interconnected | Trade Secret | Trade | HUG | HUG321 | Commercial | Solar*Rewards | Trade Secret | 2010 | 2011
20252-215912-02 | Xcel Energy | 85 | 13781 | IOU | 03133317 | 40 | Solar |  |  | Interconnected | Trade Secret | Trade | WDY | WDY322 | Commercial | Solar*Rewards | Trade Secret | 2010 | 2013
20252-215912-02 | Xcel Energy | 85 | 13781 | IOU | 03133318 | 0.84 | Solar |  |  | Interconnected | Trade Secret | Trade | SMT | SMT082 | Residential | Solar*Rewards | Trade Secret | 2010 | 2010
20252-215912-02 | Xcel Energy | 85 | 13781 | IOU | 03133319 | 40 | Solar |  |  | Interconnected | Trade Secret | Trade | WDY | WDY322 | Commercial | Solar*Rewards | Trade Secret | 2010 | 2011
20252-215912-02 | Xcel Energy | 85 | 13781 | IOU | 03133320 | 40 | Solar |  |  | Interconnected | Trade Secret | Trade | WDY | WDY322 | Commercial | Solar*Rewards | Trade Secret | 2010 | 2011
20252-215912-02 | Xcel Energy | 85 | 13781 | IOU | 03133321 | 0.57 | Solar |  |  | Interconnected | Trade Secret | Trade | SOU | SOU065 | Residential | Solar*Rewards | Trade Secret | 2010 | 2011
20252-215912-02 | Xcel Energy | 85 | 13781 | IOU | 03133322 | 3.36 | Solar |  |  | Interconnected | Trade Secret | Trade | HAD | HAD021 | Residential | Solar*Rewards | Trade Secret | 2010 | 2011
20252-215912-02 | Xcel Energy | 85 | 13781 | IOU | 03133323 | 5.2 | Solar |  |  | Interconnected | Trade Secret | Trade | SCA | SCA021 | Residential | Solar*Rewards | Trade Secret | 2010 | 2011
20252-215912-02 | Xcel Energy | 85 | 13781 | IOU | 03133324 | 4 | Solar |  |  | Interconnected | Trade Secret | Trade | SDX | SDX311 | Residential | Solar*Rewards | Trade Secret | 2011 | 2011
20252-215912-02 | Xcel Energy | 85 | 13781 | IOU | 03133325 | 40 | Solar |  |  | Interconnected | Trade Secret | Trade | RWD | RWD082 | Commercial | Solar*Rewards | Trade Secret | 2010 | 2011
20252-215912-02 | Xcel Energy | 85 | 13781 | IOU | 03133326 | 9.12 | Solar |  |  | Interconnected | Trade Secret | Trade | AFT | AFT315 | Residential | Solar*Rewards | Trade Secret | 2010 | 2011
20252-215912-02 | Xcel Energy | 85 | 13781 | IOU | 03133327 | 8.74 | Solar |  |  | Interconnected | Trade Secret | Trade | SCL | SCL312 | Residential | Solar*Rewards | Trade Secret | 2010 | 2011
20252-215912-02 | Xcel Energy | 85 | 13781 | IOU | 03133328 | 4.56 | Solar |  |  | Interconnected | Trade Secret | Trade | WWK | WWK311 | Residential | Solar*Rewards | Trade Secret | 2010 | 2011
20252-215912-02 | Xcel Energy | 85 | 13781 | IOU | 03133329 | 30 | Solar |  |  | Interconnected | Trade Secret | Trade | ELP | ELP082 | Commercial | Solar*Rewards | Trade Secret | 2011 | 2011
20252-215912-02 | Xcel Energy | 85 | 13781 | IOU | 03133330 | 10 | Solar |  |  | Interconnected | Trade Secret | Trade | SOU | SOU086 | Commercial | Solar*Rewards | Trade Secret | 2011 | 2011
20252-215912-02 | Xcel Energy | 85 | 13781 | IOU | 03133331 | 10 | Solar |  |  | Interconnected | Trade Secret | Trade | DBL | DBL063 | Commercial | Solar*Rewards | Trade Secret | 2011 | 2011
20252-215912-02 | Xcel Energy | 85 | 13781 | IOU | 03133332 | 2.66 | Solar |  |  | Interconnected | Trade Secret | Trade | MPK | MPK076 | Residential | Solar*Rewards | Trade Secret | 2011 | 2011
20252-215912-02 | Xcel Energy | 85 | 13781 | IOU | 03133333 | 5.32 | Solar |  |  | Interconnected | Trade Secret | Trade | NOF | NOF072 | Residential | Solar*Rewards | Trade Secret | 2011 | 2011
20252-215912-02 | Xcel Energy | 85 | 13781 | IOU | 03133334 | 3.36 | Solar |  |  | Interconnected | Trade Secret | Trade | BRP | BRP072 | Residential | Solar*Rewards | Trade Secret | 2011 | 2011
20252-215912-02 | Xcel Energy | 85 | 13781 | IOU | 03133335 | 4.8 | Solar |  |  | Interconnected | Trade Secret | Trade | GNL | GNL062 | Residential | Solar*Rewards | Trade Secret | 2011 | 2011
20252-215912-02 | Xcel Energy | 85 | 13781 | IOU | 03133336 | 11.97 | Solar |  |  | Interconnected | Trade Secret | Trade | PAT | PAT312 | Residential | Solar*Rewards | Trade Secret | 2011 | 2011
20252-215912-02 | Xcel Energy | 85 | 13781 | IOU | 03133337 | 40 | Solar |  |  | Interconnected | Trade Secret | Trade | MST | MST071 | Commercial | Solar*Rewards | Trade Secret | 2011 | 2012
20252-215912-02 | Xcel Energy | 85 | 13781 | IOU | 03133338 | 40 | Solar |  |  | Interconnected | Trade Secret | Trade | MPK | MPK062 | Commercial | Solar*Rewards | Trade Secret | 2011 | 2011
20252-215912-02 | Xcel Energy | 85 | 13781 | IOU | 03133339 | 1.52 | Solar |  |  | Interconnected | Trade Secret | Trade | TWL | TWL071 | Commercial | Solar*Rewards | Trade Secret | 2011 | 2012
20252-215912-02 | Xcel Energy | 85 | 13781 | IOU | 03133340 | 35 | Solar |  |  | Interconnected | Trade Secret | Trade | CEL | CEL072 | Commercial | Solar*Rewards | Trade Secret | 2011 | 2011
20252-215912-02 | Xcel Energy | 85 | 13781 | IOU | 03133341 | 22.5 | Solar |  |  | Interconnected | Trade Secret | Trade | ALD | ALD097 | Commercial | Solar*Rewards | Trade Secret | 2011 | 2011
20252-215912-02 | Xcel Energy | 85 | 13781 | IOU | 03133342 | 4.9 | Solar |  |  | Interconnected | Trade Secret | Trade | WCR | WCR062 | Residential | Solar*Rewards | Trade Secret | 2011 | 2011
20252-215912-02 | Xcel Energy | 85 | 13781 | IOU | 03133343 | 40 | Solar |  |  | Interconnected | Trade Secret | Trade | MOL | MOL062 | Commercial | Solar*Rewards | Trade Secret | 2011 | 2011
20252-215912-02 | Xcel Energy | 85 | 13781 | IOU | 03133344 | 40 | Solar |  |  | Interconnected | Trade Secret | Trade | LOK | LOK081 | Commercial | Solar*Rewards | Trade Secret | 2011 | 2011
20252-215912-02 | Xcel Energy | 85 | 13781 | IOU | 03133345 | 2.09 | Solar |  |  | Interconnected | Trade Secret | Trade | HUG | HUG321 | Residential | Solar*Rewards | Trade Secret | 2011 | 2011
20252-215912-02 | Xcel Energy | 85 | 13781 | IOU | 03133346 | 5.7 | Solar |  |  | Interconnected | Trade Secret | Trade | RVA | RVA061 | Residential | Solar*Rewards | Trade Secret | 2011 | 2011
20252-215912-02 | Xcel Energy | 85 | 13781 | IOU | 03133347 | 3.8 | Solar |  |  | Interconnected | Trade Secret | Trade | PAT | PAT313 | Residential | Solar*Rewards | Trade Secret | 2011 | 2011
20252-215912-02 | Xcel Energy | 85 | 13781 | IOU | 03133348 | 4.2 | Solar |  |  | Interconnected | Trade Secret | Trade | EXC | EXC062 | Residential | Solar*Rewards | Trade Secret | 2011 | 2011
20252-215912-02 | Xcel Energy | 85 | 13781 | IOU | 03133349 | 3.3 | Solar |  |  | Interconnected | Trade Secret | Trade | WAK | WAK321 | Residential | Solar*Rewards | Trade Secret | 2011 | 2013
20252-215912-02 | Xcel Energy | 85 | 13781 | IOU | 03133350 | 5 | Solar |  |  | Interconnected | Trade Secret | Trade | OSS | OSS066 | Commercial | Solar*Rewards | Trade Secret | 2011 | 2012
20252-215912-02 | Xcel Energy | 85 | 13781 | IOU | 03133351 | 29.985 | Solar |  |  | Interconnected | Trade Secret | Trade | EDA | EDA061 | Commercial | Solar*Rewards | Trade Secret | 2011 | 2011
20252-215912-02 | Xcel Energy | 85 | 13781 | IOU | 03133352 | 45 | Solar |  |  | Interconnected | Trade Secret | Trade | WCR | WCR322 | Commercial | Solar*Rewards | Trade Secret | 2012 | 2014
20252-215912-02 | Xcel Energy | 85 | 13781 | IOU | 03133353 | 7 | Solar |  |  | Interconnected | Trade Secret | Trade | MTW | MTW021 | Residential | Solar*Rewards | Trade Secret | 2011 | 2011
20252-215912-02 | Xcel Energy | 85 | 13781 | IOU | 03133354 | 4 | Solar |  |  | Interconnected | Trade Secret | Trade | FAP | FAP062 | Residential | Solar*Rewards | Trade Secret | 2011 | 2011
20252-215912-02 | Xcel Energy | 85 | 13781 | IOU | 03133355 | 30 | Solar |  |  | Interconnected | Trade Secret | Trade | ALK | ALK067 | Commercial | Solar*Rewards | Trade Secret | 2011 | 2013
20252-215912-02 | Xcel Energy | 85 | 13781 | IOU | 03133356 | 5.13 | Solar |  |  | Interconnected | Trade Secret | Trade | GVW | GVW032 | Commercial | Solar*Rewards | Trade Secret | 2011 | 2012
20252-215912-02 | Xcel Energy | 85 | 13781 | IOU | 03133357 | 7 | Solar |  |  | Interconnected | Trade Secret | Trade | UPP | UPP082 | Commercial | Solar*Rewards | Trade Secret | 2011 | 2011
20252-215912-02 | Xcel Energy | 85 | 13781 | IOU | 03133358 | 7 | Solar |  |  | Interconnected | Trade Secret | Trade | BTF | BTF021 | Residential | Solar*Rewards | Trade Secret | 2011 | 2011
20252-215912-02 | Xcel Energy | 85 | 13781 | IOU | 03133359 | 5.46 | Solar |  |  | Interconnected | Trade Secret | Trade | SMT | SMT091 | Residential | Solar*Rewards | Trade Secret | 2011 | 2011
20252-215912-02 | Xcel Energy | 85 | 13781 | IOU | 03133360 | 5.13 | Solar |  |  | Interconnected | Trade Secret | Trade | IDA | IDA062 | Residential | Solar*Rewards | Trade Secret | 2011 | 2011
20252-215912-02 | Xcel Energy | 85 | 13781 | IOU | 03133361 | 9 | Solar |  |  | Interconnected | Trade Secret | Trade | EDA | EDA087 | Commercial | Solar*Rewards | Trade Secret | 2011 | 2011
20252-215912-02 | Xcel Energy | 85 | 13781 | IOU | 03133362 | 7 | Solar |  |  | Interconnected | Trade Secret | Trade | DPN | DPN072 | Residential | Solar*Rewards | Trade Secret | 2011 | 2011
20252-215912-02 | Xcel Energy | 85 | 13781 | IOU | 03133363 | 7.2 | Solar |  |  | Interconnected | Trade Secret | Trade | EDA | EDA067 | Residential | Solar*Rewards | Trade Secret | 2011 | 2011
20252-215912-02 | Xcel Energy | 85 | 13781 | IOU | 03133364 | 1.52 | Solar |  |  | Interconnected | Trade Secret | Trade | WCR | WCR322 | Residential | Solar*Rewards | Trade Secret | 2011 | 2012
20252-215912-02 | Xcel Energy | 85 | 13781 | IOU | 03133365 | 7.8 | Solar |  |  | Interconnected | Trade Secret | Trade | MND | MND062 | Residential | Solar*Rewards | Trade Secret | 2011 | 2011
20252-215912-02 | Xcel Energy | 85 | 13781 | IOU | 03133366 | 3 | Solar |  |  | Interconnected | Trade Secret | Trade | SLP | SLP073 | Residential | Solar*Rewards | Trade Secret | 2011 | 2011
20252-215912-02 | Xcel Energy | 85 | 13781 | IOU | 03133367 | 6.08 | Solar |  |  | Interconnected | Trade Secret | Trade | LAB | LAB312 | Residential | Solar*Rewards | Trade Secret | 2011 | 2011
20252-215912-02 | Xcel Energy | 85 | 13781 | IOU | 03133368 | 9.995 | Solar |  |  | Interconnected | Trade Secret | Trade | SOU | SOU079 | Residential | Solar*Rewards | Trade Secret | 2011 | 2012
20252-215912-02 | Xcel Energy | 85 | 13781 | IOU | 03133369 | 1.05 | Solar |  |  | Interconnected | Trade Secret | Trade | SIP | SIP061 | Residential | Solar*Rewards | Trade Secret | 2011 | 2011
20252-215912-02 | Xcel Energy | 85 | 13781 | IOU | 03133370 | 15 | Solar |  |  | Interconnected | Trade Secret | Trade | GPH | GPH062 | Commercial | Solar*Rewards | Trade Secret | 2011 | 2011
20252-215912-02 | Xcel Energy | 85 | 13781 | IOU | 03133371 | 6.84 | Solar |  |  | Interconnected | Trade Secret | Trade | WAB | WAB031 | Residential | Solar*Rewards | Trade Secret | 2011 | 2011
20252-215912-02 | Xcel Energy | 85 | 13781 | IOU | 03133372 | 1.9 | Solar |  |  | Interconnected | Trade Secret | Trade | ALD | ALD084 | Residential | Solar*Rewards | Trade Secret | 2011 | 2010
20252-215912-02 | Xcel Energy | 85 | 13781 | IOU | 03133373 | 4.515 | Solar |  |  | Interconnected | Trade Secret | Trade | WIL | WIL063 | Residential | Solar*Rewards | Trade Secret | 2011 | 2012
20252-215912-02 | Xcel Energy | 85 | 13781 | IOU | 03133374 | 1.759 | Solar |  |  | Interconnected | Trade Secret | Trade | LEX | LEX332 | Residential | Solar*Rewards | Trade Secret | 2011 | 2011
20252-215912-02 | Xcel Energy | 85 | 13781 | IOU | 03133375 | 5.32 | Solar |  |  | Interconnected | Trade Secret | Trade | GLK | GLK062 | Residential | Solar*Rewards | Trade Secret | 2011 | 2011
20252-215912-02 | Xcel Energy | 85 | 13781 | IOU | 03133376 | 5.1 | Solar |  |  | Interconnected | Trade Secret | Trade | ALD | ALD092 | Residential | Solar*Rewards | Trade Secret | 2011 | 2011
20252-215912-02 | Xcel Energy | 85 | 13781 | IOU | 03133377 | 4 | Solar |  |  | Interconnected | Trade Secret | Trade | LOW | LOW021 | Residential | Solar*Rewards | Trade Secret | 2011 | 2011
20252-215912-02 | Xcel Energy | 85 | 13781 | IOU | 03133378 | 3.23 | Solar |  |  | Interconnected | Trade Secret | Trade | CNC | CNC073 | Residential | Solar*Rewards | Trade Secret | 2011 | 2011
20252-215912-02 | Xcel Energy | 85 | 13781 | IOU | 03133379 | 10 | Solar |  |  | Interconnected | Trade Secret | Trade | PAT | PAT312 | Residential | Solar*Rewards | Trade Secret | 2011 | 2011
20252-215912-02 | Xcel Energy | 85 | 13781 | IOU | 03133380 | 36.55 | Solar |  |  | Interconnected | Trade Secret | Trade | DOC | DOC031 | Residential | Solar*Rewards | Trade Secret | 2011 | 2012
20252-215912-02 | Xcel Energy | 85 | 13781 | IOU | 03133381 | 5.04 | Solar |  |  | Interconnected | Trade Secret | Trade | RCH | RCH061 | Residential | Solar*Rewards | Trade Secret | 2011 | 2011
20252-215912-02 | Xcel Energy | 85 | 13781 | IOU | 03133382 | 3.6 | Solar |  |  | Interconnected | Trade Secret | Trade | LNS | LNS021 | Residential | Solar*Rewards | Trade Secret | 2011 | 2011
20252-215912-02 | Xcel Energy | 85 | 13781 | IOU | 03133383 | 21.07 | Solar |  |  | Interconnected | Trade Secret | Trade | MPK | MPK087 | Commercial | Solar*Rewards | Trade Secret | 2011 | 2012
20252-215912-02 | Xcel Energy | 85 | 13781 | IOU | 03133384 | 5.13 | Solar |  |  | Interconnected | Trade Secret | Trade | MTR | MTR021 | Residential | Solar*Rewards | Trade Secret | 2011 | 2015
20252-215912-02 | Xcel Energy | 85 | 13781 | IOU | 03133385 | 1.05 | Solar |  |  | Interconnected | Trade Secret | Trade | SCA | SCA021 | Residential | Solar*Rewards | Trade Secret | 2011 | 2011
20252-215912-02 | Xcel Energy | 85 | 13781 | IOU | 03133386 | 9.2 | Solar |  |  | Interconnected | Trade Secret | Trade | AFT | AFT314 | Commercial | Solar*Rewards | Trade Secret | 2011 | 2011
20252-215912-02 | Xcel Energy | 85 | 13781 | IOU | 03133387 | 8 | Solar |  |  | Interconnected | Trade Secret | Trade | REW | REW023 | Residential | Solar*Rewards | Trade Secret | 2011 | 2011
20252-215912-02 | Xcel Energy | 85 | 13781 | IOU | 03133388 | 5.7 | Solar |  |  | Interconnected | Trade Secret | Trade | RPO | RPO312 | Residential | Solar*Rewards | Trade Secret | 2011 | 2011
20252-215912-02 | Xcel Energy | 85 | 13781 | IOU | 03133389 | 5.25 | Solar |  |  | Interconnected | Trade Secret | Trade | SLP | SLP085 | Residential | Solar*Rewards | Trade Secret | 2011 | 2011
20252-215912-02 | Xcel Energy | 85 | 13781 | IOU | 03133390 | 15 | Solar |  |  | Interconnected | Trade Secret | Trade | GSL | GSL341 | Commercial | Solar*Rewards | Trade Secret | 2011 | 2012
20252-215912-02 | Xcel Energy | 85 | 13781 | IOU | 03133391 | 2.66 | Solar |  |  | Interconnected | Trade Secret | Trade | LOK | LOK062 | Residential | Solar*Rewards | Trade Secret | 2011 | 2011
20252-215912-02 | Xcel Energy | 85 | 13781 | IOU | 03133392 | 3.42 | Solar |  |  | Interconnected | Trade Secret | Trade | SOU | SOU060 | Residential | Solar*Rewards | Trade Secret | 2011 | 2011
20252-215912-02 | Xcel Energy | 85 | 13781 | IOU | 03133393 | 5.13 | Solar |  |  | Interconnected | Trade Secret | Trade | MPK | MPK087 | Residential | Solar*Rewards | Trade Secret | 2011 | 2011
20252-215912-02 | Xcel Energy | 85 | 13781 | IOU | 03133394 | 7.6 | Solar |  |  | Interconnected | Trade Secret | Trade | TWL | TWL078 | Residential | Solar*Rewards | Trade Secret | 2011 | 2011
20252-215912-02 | Xcel Energy | 85 | 13781 | IOU | 03133395 | 5.16 | Solar |  |  | Interconnected | Trade Secret | Trade | WSG | WSG063 | Residential | Solar*Rewards | Trade Secret | 2011 | 2011
20252-215912-02 | Xcel Energy | 85 | 13781 | IOU | 03133396 | 1.72 | Solar |  |  | Interconnected | Trade Secret | Trade | MST | MST066 | Residential | Solar*Rewards | Trade Secret | 2011 | 2011
20252-215912-02 | Xcel Energy | 85 | 13781 | IOU | 03133397 | 11.15 | Solar |  |  | Interconnected | Trade Secret | Trade | SOU | SOU079 | Residential | Solar*Rewards | Trade Secret | 2011 | 2011
20252-215912-02 | Xcel Energy | 85 | 13781 | IOU | 03133398 | 10.26 | Solar |  |  | Interconnected | Trade Secret | Trade | IDA | IDA073 | Residential | Solar*Rewards | Trade Secret | 2011 | 2011
20252-215912-02 | Xcel Energy | 85 | 13781 | IOU | 03133399 | 5 | Solar |  |  | Interconnected | Trade Secret | Trade | SOU | SOU087 | Residential | Solar*Rewards | Trade Secret | 2011 | 2011
20252-215912-02 | Xcel Energy | 85 | 13781 | IOU | 03133400 | 3.42 | Solar |  |  | Interconnected | Trade Secret | Trade | GNL | GNL063 | Residential | Solar*Rewards | Trade Secret | 2011 | 2012
20252-215912-02 | Xcel Energy | 85 | 13781 | IOU | 03133401 | 2.43 | Solar |  |  | Interconnected | Trade Secret | Trade | OAD | OAD075 | Residential | Solar*Rewards | Trade Secret | 2011 | 2011
20252-215912-02 | Xcel Energy | 85 | 13781 | IOU | 03133402 | 35 | Solar |  |  | Interconnected | Trade Secret | Trade | MPK | MPK067 | Commercial | Solar*Rewards | Trade Secret | 2011 | 2011
20252-215912-02 | Xcel Energy | 85 | 13781 | IOU | 03133403 | 5 | Solar |  |  | Interconnected | Trade Secret | Trade | TER | TER061 | Commercial | Solar*Rewards | Trade Secret | 2011 | 2011
20252-215912-02 | Xcel Energy | 85 | 13781 | IOU | 03133404 | 35 | Solar |  |  | Interconnected | Trade Secret | Trade | MPK | MPK068 | Commercial | Solar*Rewards | Trade Secret | 2011 | 2012
20252-215912-02 | Xcel Energy | 85 | 13781 | IOU | 03133405 | 35 | Solar |  |  | Interconnected | Trade Secret | Trade | WES | WES062 | Commercial | Solar*Rewards | Trade Secret | 2011 | 2011
20252-215912-02 | Xcel Energy | 85 | 13781 | IOU | 03133406 | 40 | Solar |  |  | Interconnected | Trade Secret | Trade | PLA | PLA022 | Commercial | Solar*Rewards | Trade Secret | 2011 | 2012
20252-215912-02 | Xcel Energy | 85 | 13781 | IOU | 03133407 | 4.94 | Solar |  |  | Interconnected | Trade Secret | Trade | BLC | BLC062 | Residential | Solar*Rewards | Trade Secret | 2011 | 2013
20252-215912-02 | Xcel Energy | 85 | 13781 | IOU | 03133408 | 1.14 | Solar |  |  | Interconnected | Trade Secret | Trade | CGR | CGR071 | Residential | Solar*Rewards | Trade Secret | 2011 | 2016
20252-215912-02 | Xcel Energy | 85 | 13781 | IOU | 03133409 | 10 | Solar |  |  | Interconnected | Trade Secret | Trade | EDP | EDP072 | Residential | Solar*Rewards | Trade Secret | 2011 | 2012
20252-215912-02 | Xcel Energy | 85 | 13781 | IOU | 03133410 | 45 | Solar |  |  | Interconnected | Trade Secret | Trade | GSL | GSL342 | Commercial | Solar*Rewards | Trade Secret | 2011 | 2012
20252-215912-02 | Xcel Energy | 85 | 13781 | IOU | 03133411 | 3.44 | Solar |  |  | Interconnected | Trade Secret | Trade | SLP | SLP082 | Residential | Solar*Rewards | Trade Secret | 2011 | 2012
20252-215912-02 | Xcel Energy | 85 | 13781 | IOU | 03133412 | 1.505 | Solar |  |  | Interconnected | Trade Secret | Trade | HWW | HWW074 | Residential | Solar*Rewards | Trade Secret | 2011 | 2011
20252-215912-02 | Xcel Energy | 85 | 13781 | IOU | 03133413 | 1.935 | Solar |  |  | Interconnected | Trade Secret | Trade | RPL | RPL064 | Residential | Solar*Rewards | Trade Secret | 2011 | 2011
20252-215912-02 | Xcel Energy | 85 | 13781 | IOU | 03133414 | 2.28 | Solar |  |  | Interconnected | Trade Secret | Trade | NOF | NOF071 | Residential | Solar*Rewards | Trade Secret | 2011 | 2010
20252-215912-02 | Xcel Energy | 85 | 13781 | IOU | 03133415 | 9 | Solar |  |  | Interconnected | Trade Secret | Trade | WTN | WTN061 | Commercial | Solar*Rewards | Trade Secret | 2011 | 2011
20252-215912-02 | Xcel Energy | 85 | 13781 | IOU | 03133416 | 4.5 | Solar |  |  | Interconnected | Trade Secret | Trade | PKL | PKL085 | Residential | Solar*Rewards | Trade Secret | 2011 | 2011
20252-215912-02 | Xcel Energy | 85 | 13781 | IOU | 03133417 | 7 | Solar |  |  | Interconnected | Trade Secret | Trade | HWW | HWW075 | Commercial | Solar*Rewards | Trade Secret | 2011 | 2011
20252-215912-02 | Xcel Energy | 85 | 13781 | IOU | 03133418 | 40 | Solar |  |  | Interconnected | Trade Secret | Trade | LEX | LEX064 | Commercial | Solar*Rewards | Trade Secret | 2011 | 2012
20252-215912-02 | Xcel Energy | 85 | 13781 | IOU | 03133419 | 40 | Solar |  |  | Interconnected | Trade Secret | Trade | MOL | MOL062 | Commercial | Solar*Rewards | Trade Secret | 2011 | 2012
20252-215912-02 | Xcel Energy | 85 | 13781 | IOU | 03133420 | 6.15 | Solar |  |  | Interconnected | Trade Secret | Trade | OPK | OPK077 | Residential | Solar*Rewards | Trade Secret | 2011 | 2011
20252-215912-02 | Xcel Energy | 85 | 13781 | IOU | 03133421 | 3.01 | Solar |  |  | Interconnected | Trade Secret | Trade | MND | MND061 | Residential | Solar*Rewards | Trade Secret | 2011 | 2011
20252-215912-02 | Xcel Energy | 85 | 13781 | IOU | 03133422 | 45 | Solar |  |  | Interconnected | Trade Secret | Trade | HAS | HAS021 | Commercial | Solar*Rewards | Trade Secret | 2012 | 2012
20252-215912-02 | Xcel Energy | 85 | 13781 | IOU | 03133423 | 6 | Solar |  |  | Interconnected | Trade Secret | Trade | SLP | SLP092 | Residential | Solar*Rewards | Trade Secret | 2011 | 2011
20252-215912-02 | Xcel Energy | 85 | 13781 | IOU | 03133424 | 2.15 | Solar |  |  | Interconnected | Trade Secret | Trade | SLP | SLP092 | Residential | Solar*Rewards | Trade Secret | 2011 | 2011
20252-215912-02 | Xcel Energy | 85 | 13781 | IOU | 03133425 | 8 | Solar |  |  | Interconnected | Trade Secret | Trade | OPK | OPK077 | Residential | Solar*Rewards | Trade Secret | 2011 | 2011
20252-215912-02 | Xcel Energy | 85 | 13781 | IOU | 03133426 | 27 | Solar |  |  | Interconnected | Trade Secret | Trade | EDA | EDA084 | Commercial | Solar*Rewards | Trade Secret | 2011 | 2012
20252-215912-02 | Xcel Energy | 85 | 13781 | IOU | 03133427 | 4.5 | Solar |  |  | Interconnected | Trade Secret | Trade | SLP | SLP084 | Residential | Solar*Rewards | Trade Secret | 2011 | 2012
20252-215912-02 | Xcel Energy | 85 | 13781 | IOU | 03133428 | 3.15 | Solar |  |  | Interconnected | Trade Secret | Trade | SIP | SIP072 | Residential | Solar*Rewards | Trade Secret | 2011 | 2011
20252-215912-02 | Xcel Energy | 85 | 13781 | IOU | 03133429 | 2.365 | Solar |  |  | Interconnected | Trade Secret | Trade | WDY | WDY311 | Residential | Solar*Rewards | Trade Secret | 2011 | 2011
20252-215912-02 | Xcel Energy | 85 | 13781 | IOU | 03133430 | 45.6 | Solar |  |  | Interconnected | Trade Secret | Trade | LCR | LCR311 | Commercial | Solar*Rewards | Trade Secret | 2011 | 2012
20252-215912-02 | Xcel Energy | 85 | 13781 | IOU | 03133431 | 4.945 | Solar |  |  | Interconnected | Trade Secret | Trade | SLP | SLP082 | Residential | Solar*Rewards | Trade Secret | 2011 | 2011
20252-215912-02 | Xcel Energy | 85 | 13781 | IOU | 03133432 | 40 | Solar |  |  | Interconnected | Trade Secret | Trade | MPK | MPK074 | Commercial | Solar*Rewards | Trade Secret | 2011 | 2012
20252-215912-02 | Xcel Energy | 85 | 13781 | IOU | 03133433 | 5 | Solar |  |  | Interconnected | Trade Secret | Trade | SLP | SLP086 | Commercial | Solar*Rewards | Trade Secret | 2011 | 2011
20252-215912-02 | Xcel Energy | 85 | 13781 | IOU | 03133434 | 0.86 | Solar |  |  | Interconnected | Trade Secret | Trade | EDA | EDA075 | Residential | Solar*Rewards | Trade Secret | 2011 | 2011
20252-215912-02 | Xcel Energy | 85 | 13781 | IOU | 03133435 | 0.86 | Solar |  |  | Interconnected | Trade Secret | Trade | MHW | MHW311 | Residential | Solar*Rewards | Trade Secret | 2011 | 2012
20252-215912-02 | Xcel Energy | 85 | 13781 | IOU | 03133436 | 45 | Solar |  |  | Interconnected | Trade Secret | Trade | OAD | OAD065 | Commercial | Solar*Rewards | Trade Secret | 2011 | 2014
20252-215912-02 | Xcel Energy | 85 | 13781 | IOU | 03133437 | 2.58 | Solar |  |  | Interconnected | Trade Secret | Trade | SLP | SLP092 | Residential | Solar*Rewards | Trade Secret | 2011 | 2012
20252-215912-02 | Xcel Energy | 85 | 13781 | IOU | 03133438 | 4 | Solar |  |  | Interconnected | Trade Secret | Trade | DBL | DBL066 | Commercial | Solar*Rewards | Trade Secret | 2011 | 2012
20252-215912-02 | Xcel Energy | 85 | 13781 | IOU | 03133439 | 4.2 | Solar |  |  | Interconnected | Trade Secret | Trade | BRP | BRP061 | Residential | Solar*Rewards | Trade Secret | 2011 | 2012
20252-215912-02 | Xcel Energy | 85 | 13781 | IOU | 03133440 | 45 | Solar |  |  | Interconnected | Trade Secret | Trade | OAD | OAD075 | Commercial | Solar*Rewards | Trade Secret | 2011 | 2012
20252-215912-02 | Xcel Energy | 85 | 13781 | IOU | 03133441 | 2.28 | Solar |  |  | Interconnected | Trade Secret | Trade | HWW | HWW074 | Residential | Solar*Rewards | Trade Secret | 2011 | 2011
20252-215912-02 | Xcel Energy | 85 | 13781 | IOU | 03133442 | 21 | Solar |  |  | Interconnected | Trade Secret | Trade | CLC | CLC221 | Residential | Solar*Rewards | Trade Secret | 2011 | 2012
20252-215912-02 | Xcel Energy | 85 | 13781 | IOU | 03133443 | 34.2 | Solar |  |  | Interconnected | Trade Secret | Trade | CLC | CLC221 | Commercial | Solar*Rewards | Trade Secret | 2011 | 2012
20252-215912-02 | Xcel Energy | 85 | 13781 | IOU | 03133444 | 8 | Solar |  |  | Interconnected | Trade Secret | Trade | OPK | OPK073 | Residential | Solar*Rewards | Trade Secret | 2011 | 2011
20252-215912-02 | Xcel Energy | 85 | 13781 | IOU | 03133445 | 2.09 | Solar |  |  | Interconnected | Trade Secret | Trade | SLP | SLP084 | Residential | Solar*Rewards | Trade Secret | 2011 | 2011
20252-215912-02 | Xcel Energy | 85 | 13781 | IOU | 03133446 | 30 | Solar |  |  | Interconnected | Trade Secret | Trade | WDY | WDY322 | Commercial | Solar*Rewards | Trade Secret | 2011 | 2013
20252-215912-02 | Xcel Energy | 85 | 13781 | IOU | 03133447 | 40 | Solar |  |  | Interconnected | Trade Secret | Trade | WIL | WIL082 | Commercial | Solar*Rewards | Trade Secret | 2011 | 2011
20252-215912-02 | Xcel Energy | 85 | 13781 | IOU | 03133448 | 15 | Solar |  |  | Interconnected | Trade Secret | Trade | WAB | WAB031 | Residential | Solar*Rewards | Trade Secret | 2011 | 2011
20252-215912-02 | Xcel Energy | 85 | 13781 | IOU | 03133449 | 2 | Solar |  |  | Interconnected | Trade Secret | Trade | ALD | ALD082 | Residential | Solar*Rewards | Trade Secret | 2011 | 2011
20252-215912-02 | Xcel Energy | 85 | 13781 | IOU | 03133450 | 45 | Solar |  |  | Interconnected | Trade Secret | Trade | TER | TER063 | Commercial | Solar*Rewards | Trade Secret | 2011 | 2012
20252-215912-02 | Xcel Energy | 85 | 13781 | IOU | 03133451 | 45.6 | Solar |  |  | Interconnected | Trade Secret | Trade | LAC | LAC062 | Commercial | Solar*Rewards | Trade Secret | 2011 | 2012
20252-215912-02 | Xcel Energy | 85 | 13781 | IOU | 03133452 | 40 | Solar |  |  | Interconnected | Trade Secret | Trade | MDT | MDT071 | Commercial | Solar*Rewards | Trade Secret | 2011 | 2012
20252-215912-02 | Xcel Energy | 85 | 13781 | IOU | 03133453 | 29.985 | Solar |  |  | Interconnected | Trade Secret | Trade | WIN | WIN043 | Commercial | Solar*Rewards | Trade Secret | 2011 | 2012
20252-215912-02 | Xcel Energy | 85 | 13781 | IOU | 03133454 | 3 | Solar |  |  | Interconnected | Trade Secret | Trade | MPK | MPK085 | Residential | Solar*Rewards | Trade Secret | 2011 | 2012
20252-215912-02 | Xcel Energy | 85 | 13781 | IOU | 03133455 | 3.6 | Solar |  |  | Interconnected | Trade Secret | Trade | WIL | WIL061 | Residential | Solar*Rewards | Trade Secret | 2011 | 2011
20252-215912-02 | Xcel Energy | 85 | 13781 | IOU | 03133456 | 3.6 | Solar |  |  | Interconnected | Trade Secret | Trade | SOU | SOU083 | Residential | Solar*Rewards | Trade Secret | 2011 | 2011
20252-215912-02 | Xcel Energy | 85 | 13781 | IOU | 03133457 | 3 | Solar |  |  | Interconnected | Trade Secret | Trade | WES | WES074 | Residential | Solar*Rewards | Trade Secret | 2011 | 2011
20252-215912-02 | Xcel Energy | 85 | 13781 | IOU | 03133458 | 6 | Solar |  |  | Interconnected | Trade Secret | Trade | MPK | MPK078 | Residential | Solar*Rewards | Trade Secret | 2011 | 2011
20252-215912-02 | Xcel Energy | 85 | 13781 | IOU | 03133459 | 3 | Solar |  |  | Interconnected | Trade Secret | Trade | UPP | UPP086 | Residential | Solar*Rewards | Trade Secret | 2011 | 2012
20252-215912-02 | Xcel Energy | 85 | 13781 | IOU | 03133460 | 6 | Solar |  |  | Interconnected | Trade Secret | Trade | SLP | SLP085 | Residential | Solar*Rewards | Trade Secret | 2011 | 2011
20252-215912-02 | Xcel Energy | 85 | 13781 | IOU | 03133461 | 6.02 | Solar |  |  | Interconnected | Trade Secret | Trade | SLP | SLP092 | Residential | Solar*Rewards | Trade Secret | 2011 | 2011
20252-215912-02 | Xcel Energy | 85 | 13781 | IOU | 03133462 | 6 | Solar |  |  | Interconnected | Trade Secret | Trade | SLP | SLP084 | Residential | Solar*Rewards | Trade Secret | 2011 | 2011
20252-215912-02 | Xcel Energy | 85 | 13781 | IOU | 03133463 | 9.12 | Solar |  |  | Interconnected | Trade Secret | Trade | AFT | AFT315 | Residential | Solar*Rewards | Trade Secret | 2011 | 2012
20252-215912-02 | Xcel Energy | 85 | 13781 | IOU | 03133464 | 1.52 | Solar |  |  | Interconnected | Trade Secret | Trade | SLP | SLP321 | Residential | Solar*Rewards | Trade Secret | 2011 | 2010
20252-215912-02 | Xcel Energy | 85 | 13781 | IOU | 03133465 | 40 | Solar |  |  | Interconnected | Trade Secret | Trade | MEL | MEL077 | Commercial | Solar*Rewards | Trade Secret | 2011 | 2011
20252-215912-02 | Xcel Energy | 85 | 13781 | IOU | 03133466 | 30 | Solar |  |  | Interconnected | Trade Secret | Trade | ALD | ALD076 | Commercial | Solar*Rewards | Trade Secret | 2011 | 2012
20252-215912-02 | Xcel Energy | 85 | 13781 | IOU | 03133467 | 1.935 | Solar |  |  | Interconnected | Trade Secret | Trade | SLP | SLP092 | Residential | Solar*Rewards | Trade Secret | 2011 | 2012
20252-215912-02 | Xcel Energy | 85 | 13781 | IOU | 03133468 | 40 | Solar |  |  | Interconnected | Trade Secret | Trade | MST | MST074 | Commercial | Solar*Rewards | Trade Secret | 2011 | 2011
20252-215912-02 | Xcel Energy | 85 | 13781 | IOU | 03133469 | 2.58 | Solar |  |  | Interconnected | Trade Secret | Trade | MPK | MPK064 | Residential | Solar*Rewards | Trade Secret | 2011 | 2012
20252-215912-02 | Xcel Energy | 85 | 13781 | IOU | 03133470 | 3.8 | Solar |  |  | Interconnected | Trade Secret | Trade | SLP | SLP074 | Residential | Solar*Rewards | Trade Secret | 2011 | 2010
20252-215912-02 | Xcel Energy | 85 | 13781 | IOU | 03133471 | 6 | Solar |  |  | Interconnected | Trade Secret | Trade | NMC | NMC093 | Residential | Solar*Rewards | Trade Secret | 2011 | 2012
20252-215912-02 | Xcel Energy | 85 | 13781 | IOU | 03133472 | 30 | Solar |  |  | Interconnected | Trade Secret | Trade | WBP | WBP061 | Commercial | Solar*Rewards | Trade Secret | 2011 | 2012
20252-215912-02 | Xcel Energy | 85 | 13781 | IOU | 03133473 | 40 | Solar |  |  | Interconnected | Trade Secret | Trade | MEL | MEL064 | Commercial | Solar*Rewards | Trade Secret | 2011 | 2016
20252-215912-02 | Xcel Energy | 85 | 13781 | IOU | 03133474 | 40 | Solar |  |  | Interconnected | Trade Secret | Trade | WIL | WIL092 | Commercial | Solar*Rewards | Trade Secret | 2011 | 2012
20252-215912-02 | Xcel Energy | 85 | 13781 | IOU | 03133475 | 3 | Solar |  |  | Interconnected | Trade Secret | Trade | MPK | MPK087 | Residential | Solar*Rewards | Trade Secret | 2011 | 2012
20252-215912-02 | Xcel Energy | 85 | 13781 | IOU | 03133476 | 12.73 | Solar |  |  | Interconnected | Trade Secret | Trade | LOK | LOK061 | Residential | Solar*Rewards | Trade Secret | 2011 | 2012
20252-215912-02 | Xcel Energy | 85 | 13781 | IOU | 03133477 | 30 | Solar |  |  | Interconnected | Trade Secret | Trade | TWL | TWL074 | Commercial | Solar*Rewards | Trade Secret | 2011 | 2013
20252-215912-02 | Xcel Energy | 85 | 13781 | IOU | 03133478 | 40 | Solar |  |  | Interconnected | Trade Secret | Trade | WSG | WSG361 | Commercial | Solar*Rewards | Trade Secret | 2011 | 2012
20252-215912-02 | Xcel Energy | 85 | 13781 | IOU | 03133479 | 20 | Solar |  |  | Interconnected | Trade Secret | Trade | TWL | TWL065 | Commercial | Solar*Rewards | Trade Secret | 2011 | 2012
20252-215912-02 | Xcel Energy | 85 | 13781 | IOU | 03133480 | 30 | Solar |  |  | Interconnected | Trade Secret | Trade | TLK | TLK062 | Commercial | Solar*Rewards | Trade Secret | 2011 | 2012
20252-215912-02 | Xcel Energy | 85 | 13781 | IOU | 03133481 | 40 | Solar |  |  | Interconnected | Trade Secret | Trade | TLK | TLK062 | Commercial | Solar*Rewards | Trade Secret | 2011 | 2012
20252-215912-02 | Xcel Energy | 85 | 13781 | IOU | 03133482 | 3 | Solar |  |  | Interconnected | Trade Secret | Trade | WIN | WIN023 | Commercial | Solar*Rewards | Trade Secret | 2011 | 2012
20252-215912-02 | Xcel Energy | 85 | 13781 | IOU | 03133483 | 25 | Solar |  |  | Interconnected | Trade Secret | Trade | SLP | SLP085 | Commercial | Solar*Rewards | Trade Secret | 2011 | 2012
20252-215912-02 | Xcel Energy | 85 | 13781 | IOU | 03133484 | 30 | Solar |  |  | Interconnected | Trade Secret | Trade | RWD | RWD082 | Commercial | Solar*Rewards | Trade Secret | 2011 | 2012
20252-215912-02 | Xcel Energy | 85 | 13781 | IOU | 03133485 | 30 | Solar |  |  | Interconnected | Trade Secret | Trade | TLK | TLK062 | Commercial | Solar*Rewards | Trade Secret | 2011 | 2012
20252-215912-02 | Xcel Energy | 85 | 13781 | IOU | 03133486 | 30 | Solar |  |  | Interconnected | Trade Secret | Trade | MEL | MEL061 | Commercial | Solar*Rewards | Trade Secret | 2011 | 2012
20252-215912-02 | Xcel Energy | 85 | 13781 | IOU | 03133487 | 30 | Solar |  |  | Interconnected | Trade Secret | Trade | HOL | HOL062 | Commercial | Solar*Rewards | Trade Secret | 2011 | 2012
20252-215912-02 | Xcel Energy | 85 | 13781 | IOU | 03133488 | 3.8 | Solar |  |  | Interconnected | Trade Secret | Trade | SCL | SCL312 | Residential | Solar*Rewards | Trade Secret | 2012 | 2012
20252-215912-02 | Xcel Energy | 85 | 13781 | IOU | 03133489 | 3 | Solar |  |  | Interconnected | Trade Secret | Trade | SLP | SLP071 | Residential | Solar*Rewards | Trade Secret | 2011 | 2012
20252-215912-02 | Xcel Energy | 85 | 13781 | IOU | 03133490 | 2.85 | Solar |  |  | Interconnected | Trade Secret | Trade | RPL | RPL063 | Residential | Solar*Rewards | Trade Secret | 2011 | 2011
20252-215912-02 | Xcel Energy | 85 | 13781 | IOU | 03133491 | 2.28 | Solar |  |  | Interconnected | Trade Secret | Trade | MPK | MPK086 | Residential | Solar*Rewards | Trade Secret | 2011 | 2012
20252-215912-02 | Xcel Energy | 85 | 13781 | IOU | 03133492 | 1.72 | Solar |  |  | Interconnected | Trade Secret | Trade | WSG | WSG063 | Residential | Solar*Rewards | Trade Secret | 2011 | 2011
20252-215912-02 | Xcel Energy | 85 | 13781 | IOU | 03133493 | 5 | Solar |  |  | Interconnected | Trade Secret | Trade | ALD | ALD092 | Residential | Solar*Rewards | Trade Secret | 2011 | 2012
20252-215912-02 | Xcel Energy | 85 | 13781 | IOU | 03133494 | 6.6 | Solar |  |  | Interconnected | Trade Secret | Trade | SLP | SLP084 | Residential | Solar*Rewards | Trade Secret | 2011 | 2011
20252-215912-02 | Xcel Energy | 85 | 13781 | IOU | 03133495 | 5.375 | Solar |  |  | Interconnected | Trade Secret | Trade | PKL | PKL063 | Residential | Solar*Rewards | Trade Secret | 2011 | 2012
20252-215912-02 | Xcel Energy | 85 | 13781 | IOU | 03133496 | 35 | Solar |  |  | Interconnected | Trade Secret | Trade | ALD | ALD094 | Commercial | Solar*Rewards | Trade Secret | 2011 | 2012
20252-215912-02 | Xcel Energy | 85 | 13781 | IOU | 03133497 | 20 | Solar |  |  | Interconnected | Trade Secret | Trade | MPK | MPK077 | Commercial | Solar*Rewards | Trade Secret | 2011 | 2012
20252-215912-02 | Xcel Energy | 85 | 13781 | IOU | 03133498 | 36.12 | Solar |  |  | Interconnected | Trade Secret | Trade | FST | FST042 | Commercial | Solar*Rewards | Trade Secret | 2011 | 2012
20252-215912-02 | Xcel Energy | 85 | 13781 | IOU | 03133499 | 6 | Solar |  |  | Interconnected | Trade Secret | Trade | MDT | MDT074 | Residential | Solar*Rewards | Trade Secret | 2011 | 2012
20252-215912-02 | Xcel Energy | 85 | 13781 | IOU | 03133500 | 4 | Solar |  |  | Interconnected | Trade Secret | Trade | WSD | WSD061 | Residential | Solar*Rewards | Trade Secret | 2011 | 2010
20252-215912-02 | Xcel Energy | 85 | 13781 | IOU | 03133501 | 12.04 | Solar |  |  | Interconnected | Trade Secret | Trade | MST | MST076 | Residential | Solar*Rewards | Trade Secret | 2011 | 2012
20252-215912-02 | Xcel Energy | 85 | 13781 | IOU | 03133502 | 6 | Solar |  |  | Interconnected | Trade Secret | Trade | WIL | WIL073 | Residential | Solar*Rewards | Trade Secret | 2011 | 2012
20252-215912-02 | Xcel Energy | 85 | 13781 | IOU | 03133503 | 1.935 | Solar |  |  | Interconnected | Trade Secret | Trade | ALD | ALD083 | Residential | Solar*Rewards | Trade Secret | 2011 | 2012
20252-215912-02 | Xcel Energy | 85 | 13781 | IOU | 03133504 | 7.31 | Solar |  |  | Interconnected | Trade Secret | Trade | OPK | OPK073 | Residential | Solar*Rewards | Trade Secret | 2011 | 2012
20252-215912-02 | Xcel Energy | 85 | 13781 | IOU | 03133505 | 30 | Solar |  |  | Interconnected | Trade Secret | Trade | OSS | OSS066 | Commercial | Solar*Rewards | Trade Secret | 2011 | 2012
20252-215912-02 | Xcel Energy | 85 | 13781 | IOU | 03133506 | 45 | Solar |  |  | Interconnected | Trade Secret | Trade | EDA | EDA061 | Commercial | Solar*Rewards | Trade Secret | 2011 | 2012
20252-215912-02 | Xcel Energy | 85 | 13781 | IOU | 03133507 | 30 | Solar |  |  | Interconnected | Trade Secret | Trade | EDA | EDA061 | Commercial | Solar*Rewards | Trade Secret | 2011 | 2012
20252-215912-02 | Xcel Energy | 85 | 13781 | IOU | 03133508 | 45 | Solar |  |  | Interconnected | Trade Secret | Trade | MEL | MEL074 | Commercial | Solar*Rewards | Trade Secret | 2012 | 2012
20252-215912-02 | Xcel Energy | 85 | 13781 | IOU | 03133509 | 30 | Solar |  |  | Interconnected | Trade Secret | Trade | SOU | SOU086 | Commercial | Solar*Rewards | Trade Secret | 2011 | 2012
20252-215912-02 | Xcel Energy | 85 | 13781 | IOU | 03133510 | 35 | Solar |  |  | Interconnected | Trade Secret | Trade | OSS | OSS062 | Commercial | Solar*Rewards | Trade Secret | 2011 | 2011
20252-215912-02 | Xcel Energy | 85 | 13781 | IOU | 03133511 | 30 | Solar |  |  | Interconnected | Trade Secret | Trade | MST | MST076 | Commercial | Solar*Rewards | Trade Secret | 2011 | 2012
20252-215912-02 | Xcel Energy | 85 | 13781 | IOU | 03133512 | 5 | Solar |  |  | Interconnected | Trade Secret | Trade | MEL | MEL078 | Residential | Solar*Rewards | Trade Secret | 2011 | 2012
20252-215912-02 | Xcel Energy | 85 | 13781 | IOU | 03133513 | 5.88 | Solar |  |  | Interconnected | Trade Secret | Trade | SLP | SLP084 | Residential | Solar*Rewards | Trade Secret | 2011 | 2011
20252-215912-02 | Xcel Energy | 85 | 13781 | IOU | 03133514 | 35 | Solar |  |  | Interconnected | Trade Secret | Trade | HYL | HYL065 | Commercial | Solar*Rewards | Trade Secret | 2011 | 2012
20252-215912-02 | Xcel Energy | 85 | 13781 | IOU | 03133515 | 4.3 | Solar |  |  | Interconnected | Trade Secret | Trade | UPP | UPP082 | Residential | Solar*Rewards | Trade Secret | 2011 | 2012
20252-215912-02 | Xcel Energy | 85 | 13781 | IOU | 03133516 | 1.72 | Solar |  |  | Interconnected | Trade Secret | Trade | SLP | SLP092 | Residential | Solar*Rewards | Trade Secret | 2011 | 2012
20252-215912-02 | Xcel Energy | 85 | 13781 | IOU | 03133517 | 1.29 | Solar |  |  | Interconnected | Trade Secret | Trade | GVW | GVW021 | Residential | Solar*Rewards | Trade Secret | 2011 | 2010
20252-215912-02 | Xcel Energy | 85 | 13781 | IOU | 03133518 | 3.44 | Solar |  |  | Interconnected | Trade Secret | Trade | GVW | GVW021 | Residential | Solar*Rewards | Trade Secret | 2011 | 2010
20252-215912-02 | Xcel Energy | 85 | 13781 | IOU | 03133519 | 3 | Solar |  |  | Interconnected | Trade Secret | Trade | MPK | MPK063 | Residential | Solar*Rewards | Trade Secret | 2011 | 2010
20252-215912-02 | Xcel Energy | 85 | 13781 | IOU | 03133520 | 36 | Solar |  |  | Interconnected | Trade Secret | Trade | GPH | GPH073 | Commercial | Solar*Rewards | Trade Secret | 2011 | 2012
20252-215912-02 | Xcel Energy | 85 | 13781 | IOU | 03133521 | 3 | Solar |  |  | Interconnected | Trade Secret | Trade | REW | REW031 | Residential | Solar*Rewards | Trade Secret | 2011 | 2012
20252-215912-02 | Xcel Energy | 85 | 13781 | IOU | 03133522 | 6.6 | Solar |  |  | Interconnected | Trade Secret | Trade | SOU | SOU079 | Residential | Solar*Rewards | Trade Secret | 2011 | 2012
20252-215912-02 | Xcel Energy | 85 | 13781 | IOU | 03133523 | 3.01 | Solar |  |  | Interconnected | Trade Secret | Trade | APA | APA075 | Residential | Solar*Rewards | Trade Secret | 2011 | 2013
20252-215912-02 | Xcel Energy | 85 | 13781 | IOU | 03133524 | 1.935 | Solar |  |  | Interconnected | Trade Secret | Trade | HWW | HWW073 | Residential | Solar*Rewards | Trade Secret | 2011 | 2012
20252-215912-02 | Xcel Energy | 85 | 13781 | IOU | 03133525 | 30 | Solar |  |  | Interconnected | Trade Secret | Trade | HOL | HOL073 | Commercial | Solar*Rewards | Trade Secret | 2012 | 2013
20252-215912-02 | Xcel Energy | 85 | 13781 | IOU | 03133526 | 30 | Solar |  |  | Interconnected | Trade Secret | Trade | GRC | GRC063 | Commercial | Solar*Rewards | Trade Secret | 2012 | 2015
20252-215912-02 | Xcel Energy | 85 | 13781 | IOU | 03133527 | 45 | Solar |  |  | Interconnected | Trade Secret | Trade | WIL | WIL085 | Commercial | Solar*Rewards | Trade Secret | 2012 | 2012
20252-215912-02 | Xcel Energy | 85 | 13781 | IOU | 03133528 | 30 | Solar |  |  | Interconnected | Trade Secret | Trade | WIL | WIL091 | Commercial | Solar*Rewards | Trade Secret | 2012 | 2012
20252-215912-02 | Xcel Energy | 85 | 13781 | IOU | 03133529 | 45 | Solar |  |  | Interconnected | Trade Secret | Trade | LOK | LOK083 | Commercial | Solar*Rewards | Trade Secret | 2012 | 2012
20252-215912-02 | Xcel Energy | 85 | 13781 | IOU | 03133530 | 0.645 | Solar |  |  | Interconnected | Trade Secret | Trade | GVW | GVW031 | Commercial | Solar*Rewards | Trade Secret | 2011 | 2010
20252-215912-02 | Xcel Energy | 85 | 13781 | IOU | 03133531 | 6 | Solar |  |  | Interconnected | Trade Secret | Trade | WDY | WDY322 | Residential | Solar*Rewards | Trade Secret | 2011 | 2011
20252-215912-02 | Xcel Energy | 85 | 13781 | IOU | 03133532 | 3.87 | Solar |  |  | Interconnected | Trade Secret | Trade | MPK | MPK064 | Residential | Solar*Rewards | Trade Secret | 2011 | 2012
20252-215912-02 | Xcel Energy | 85 | 13781 | IOU | 03133533 | 6.6 | Solar |  |  | Interconnected | Trade Secret | Trade | HSN | HSN311 | Residential | Solar*Rewards | Trade Secret | 2011 | 2011
20252-215912-02 | Xcel Energy | 85 | 13781 | IOU | 03133534 | 35.69 | Solar |  |  | Interconnected | Trade Secret | Trade | ALT | ALT021 | Residential | Solar*Rewards | Trade Secret | 2011 | 2012
20252-215912-02 | Xcel Energy | 85 | 13781 | IOU | 03133535 | 5 | Solar |  |  | Interconnected | Trade Secret | Trade | DHL | DHL061 | Residential | Solar*Rewards | Trade Secret | 2011 | 2012
20252-215912-02 | Xcel Energy | 85 | 13781 | IOU | 03133536 | 4.3 | Solar |  |  | Interconnected | Trade Secret | Trade | DPN | DPN073 | Residential | Solar*Rewards | Trade Secret | 2011 | 2012
20252-215912-02 | Xcel Energy | 85 | 13781 | IOU | 03133537 | 4.73 | Solar |  |  | Interconnected | Trade Secret | Trade | SOU | SOU079 | Residential | Solar*Rewards | Trade Secret | 2011 | 2011
20252-215912-02 | Xcel Energy | 85 | 13781 | IOU | 03133538 | 2.15 | Solar |  |  | Interconnected | Trade Secret | Trade | SLP | SLP084 | Residential | Solar*Rewards | Trade Secret | 2011 | 2012
20252-215912-02 | Xcel Energy | 85 | 13781 | IOU | 03133539 | 7.2 | Solar |  |  | Interconnected | Trade Secret | Trade | NOF | NOF073 | Residential | Solar*Rewards | Trade Secret | 2011 | 2012
20252-215912-02 | Xcel Energy | 85 | 13781 | IOU | 03133540 | 2.58 | Solar |  |  | Interconnected | Trade Secret | Trade | BCR | BCR082 | Residential | Solar*Rewards | Trade Secret | 2011 | 2012
20252-215912-02 | Xcel Energy | 85 | 13781 | IOU | 03133541 | 4.3 | Solar |  |  | Interconnected | Trade Secret | Trade | NOF | NOF073 | Commercial | Solar*Rewards | Trade Secret | 2011 | 2012
20252-215912-02 | Xcel Energy | 85 | 13781 | IOU | 03133542 | 6 | Solar |  |  | Interconnected | Trade Secret | Trade | HWW | HWW074 | Residential | Solar*Rewards | Trade Secret | 2011 | 2012
20252-215912-02 | Xcel Energy | 85 | 13781 | IOU | 03133543 | 31.2 | Solar |  |  | Interconnected | Trade Secret | Trade | MOL | MOL078 | Commercial | Solar*Rewards | Trade Secret | 2011 | 2012
20252-215912-02 | Xcel Energy | 85 | 13781 | IOU | 03133544 | 15 | Solar |  |  | Interconnected | Trade Secret | Trade | ALD | ALD073 | Commercial | Solar*Rewards | Trade Secret | 2011 | 2012
20252-215912-02 | Xcel Energy | 85 | 13781 | IOU | 03133545 | 45 | Solar |  |  | Interconnected | Trade Secret | Trade | HYL | HYL065 | Commercial | Solar*Rewards | Trade Secret | 2011 | 2012
20252-215912-02 | Xcel Energy | 85 | 13781 | IOU | 03133546 | 22.5 | Solar |  |  | Interconnected | Trade Secret | Trade | BYT | BYT071 | Commercial | Solar*Rewards | Trade Secret | 2011 | 2012
20252-215912-02 | Xcel Energy | 85 | 13781 | IOU | 03133547 | 5 | Solar |  |  | Interconnected | Trade Secret | Trade | WCR | WCR063 | Residential | Solar*Rewards | Trade Secret | 2011 | 2012
20252-215912-02 | Xcel Energy | 85 | 13781 | IOU | 03133548 | 15 | Solar |  |  | Interconnected | Trade Secret | Trade | ALK | ALK072 | Commercial | Solar*Rewards | Trade Secret | 2011 | 2012
20252-215912-02 | Xcel Energy | 85 | 13781 | IOU | 03133549 | 15 | Solar |  |  | Interconnected | Trade Secret | Trade | RWD | RWD082 | Commercial | Solar*Rewards | Trade Secret | 2011 | 2012
20252-215912-02 | Xcel Energy | 85 | 13781 | IOU | 03133550 | 7.31 | Solar |  |  | Interconnected | Trade Secret | Trade | WAT | WAT081 | Residential | Solar*Rewards | Trade Secret | 2011 | 2016
20252-215912-02 | Xcel Energy | 85 | 13781 | IOU | 03133551 | 4.3 | Solar |  |  | Interconnected | Trade Secret | Trade | SOU | SOU072 | Residential | Solar*Rewards | Trade Secret | 2011 | 2012
20252-215912-02 | Xcel Energy | 85 | 13781 | IOU | 03133552 | 6.88 | Solar |  |  | Interconnected | Trade Secret | Trade | TWL | TWL079 | Residential | Solar*Rewards | Trade Secret | 2011 | 2012
20252-215912-02 | Xcel Energy | 85 | 13781 | IOU | 03133553 | 9.245 | Solar |  |  | Interconnected | Trade Secret | Trade | WDY | WDY312 | Residential | Solar*Rewards | Trade Secret | 2011 | 2012
20252-215912-02 | Xcel Energy | 85 | 13781 | IOU | 03133554 | 10.8 | Solar |  |  | Interconnected | Trade Secret | Trade | LOK | LOK061 | Residential | Solar*Rewards | Trade Secret | 2011 | 2012
20252-215912-02 | Xcel Energy | 85 | 13781 | IOU | 03133555 | 0.43 | Solar |  |  | Interconnected | Trade Secret | Trade | WIN | WIN043 | Residential | Solar*Rewards | Trade Secret | 2011 | 2013
20252-215912-02 | Xcel Energy | 85 | 13781 | IOU | 03133556 | 9.1 | Solar |  |  | Interconnected | Trade Secret | Trade | TLK | TLK077 | Residential | Solar*Rewards | Trade Secret | 2011 | 2012
20252-215912-02 | Xcel Energy | 85 | 13781 | IOU | 03133557 | 3.225 | Solar |  |  | Interconnected | Trade Secret | Trade | TWL | TWL075 | Residential | Solar*Rewards | Trade Secret | 2011 | 2012
20252-215912-02 | Xcel Energy | 85 | 13781 | IOU | 03133558 | 4 | Solar |  |  | Interconnected | Trade Secret | Trade | FAP | FAP062 | Residential | Solar*Rewards | Trade Secret | 2011 | 2011
20252-215912-02 | Xcel Energy | 85 | 13781 | IOU | 03133559 | 4.945 | Solar |  |  | Interconnected | Trade Secret | Trade | MPK | MPK084 | Residential | Solar*Rewards | Trade Secret | 2011 | 2013
20252-215912-02 | Xcel Energy | 85 | 13781 | IOU | 03133560 | 2.58 | Solar |  |  | Interconnected | Trade Secret | Trade | MST | MST076 | Residential | Solar*Rewards | Trade Secret | 2011 | 2012
20252-215912-02 | Xcel Energy | 85 | 13781 | IOU | 03133561 | 3 | Solar |  |  | Interconnected | Trade Secret | Trade | TER | TER061 | Residential | Solar*Rewards | Trade Secret | 2011 | 2012
20252-215912-02 | Xcel Energy | 85 | 13781 | IOU | 03133562 | 4.3 | Solar |  |  | Interconnected | Trade Secret | Trade | CHI | CHI311 | Residential | Solar*Rewards | Trade Secret | 2011 | 2013
20252-215912-02 | Xcel Energy | 85 | 13781 | IOU | 03133563 | 5.59 | Solar |  |  | Interconnected | Trade Secret | Trade | GVW | GVW021 | Residential | Solar*Rewards | Trade Secret | 2011 | 2012
20252-215912-02 | Xcel Energy | 85 | 13781 | IOU | 03133564 | 20 | Solar |  |  | Interconnected | Trade Secret | Trade | FRO | FRO021 | Residential | Solar*Rewards | Trade Secret | 2012 | 2012
20252-215912-02 | Xcel Energy | 85 | 13781 | IOU | 03133565 | 5.16 | Solar |  |  | Interconnected | Trade Secret | Trade | WSG | WSG063 | Residential | Solar*Rewards | Trade Secret | 2011 | 2012
20252-215912-02 | Xcel Energy | 85 | 13781 | IOU | 03133566 | 6.665 | Solar |  |  | Interconnected | Trade Secret | Trade | WES | WES073 | Residential | Solar*Rewards | Trade Secret | 2011 | 2012
20252-215912-02 | Xcel Energy | 85 | 13781 | IOU | 03133567 | 15 | Solar |  |  | Interconnected | Trade Secret | Trade | SHP | SHP062 | Commercial | Solar*Rewards | Trade Secret | 2011 | 2013
20252-215912-02 | Xcel Energy | 85 | 13781 | IOU | 03133568 | 2.58 | Solar |  |  | Interconnected | Trade Secret | Trade | MPK | MPK087 | Residential | Solar*Rewards | Trade Secret | 2011 | 2012
20252-215912-02 | Xcel Energy | 85 | 13781 | IOU | 03133569 | 10 | Solar |  |  | Interconnected | Trade Secret | Trade | MPK | MPK076 | Commercial | Solar*Rewards | Trade Secret | 2011 | 2012
20252-215912-02 | Xcel Energy | 85 | 13781 | IOU | 03133570 | 5 | Solar |  |  | Interconnected | Trade Secret | Trade | BCR | BCR082 | Residential | Solar*Rewards | Trade Secret | 2011 | 2012
20252-215912-02 | Xcel Energy | 85 | 13781 | IOU | 03133571 | 8 | Solar |  |  | Interconnected | Trade Secret | Trade | BCR | BCR063 | Residential | Solar*Rewards | Trade Secret | 2011 | 2012
20252-215912-02 | Xcel Energy | 85 | 13781 | IOU | 03133572 | 40 | Solar |  |  | Interconnected | Trade Secret | Trade | DOC | DOC031 | Residential | Solar*Rewards | Trade Secret | 2011 | 2012
20252-215912-02 | Xcel Energy | 85 | 13781 | IOU | 03133573 | 4.73 | Solar |  |  | Interconnected | Trade Secret | Trade | RAM | RAM077 | Residential | Solar*Rewards | Trade Secret | 2011 | 2012
20252-215912-02 | Xcel Energy | 85 | 13781 | IOU | 03133574 | 2.58 | Solar |  |  | Interconnected | Trade Secret | Trade | APA | APA067 | Residential | Solar*Rewards | Trade Secret | 2011 | 2012
20252-215912-02 | Xcel Energy | 85 | 13781 | IOU | 03133575 | 3 | Solar |  |  | Interconnected | Trade Secret | Trade | SOU | SOU073 | Residential | Solar*Rewards | Trade Secret | 2011 | 2012
20252-215912-02 | Xcel Energy | 85 | 13781 | IOU | 03133576 | 8.52 | Solar |  |  | Interconnected | Trade Secret | Trade | WSG | WSG066 | Residential | Solar*Rewards | Trade Secret | 2011 | 2012
20252-215912-02 | Xcel Energy | 85 | 13781 | IOU | 03133577 | 10 | Solar |  |  | Interconnected | Trade Secret | Trade | SIP | SIP071 | Commercial | Solar*Rewards | Trade Secret | 2011 | 2012
20252-215912-02 | Xcel Energy | 85 | 13781 | IOU | 03133578 | 30 | Solar |  |  | Interconnected | Trade Secret | Trade | DOC | DOC031 | Commercial | Solar*Rewards | Trade Secret | 2011 | 2012
20252-215912-02 | Xcel Energy | 85 | 13781 | IOU | 03133579 | 7.5 | Solar |  |  | Interconnected | Trade Secret | Trade | PIL | PIL021 | Residential | Solar*Rewards | Trade Secret | 2011 | 2012
20252-215912-02 | Xcel Energy | 85 | 13781 | IOU | 03133580 | 9.03 | Solar |  |  | Interconnected | Trade Secret | Trade | SLP | SLP092 | Commercial | Solar*Rewards | Trade Secret | 2011 | 2012
20252-215912-02 | Xcel Energy | 85 | 13781 | IOU | 03133581 | 36 | Solar |  |  | Interconnected | Trade Secret | Trade | TWL | TWL074 | Commercial | Solar*Rewards | Trade Secret | 2011 | 2012
20252-215912-02 | Xcel Energy | 85 | 13781 | IOU | 03133582 | 36 | Solar |  |  | Interconnected | Trade Secret | Trade | TWL | TWL069 | Commercial | Solar*Rewards | Trade Secret | 2011 | 2012
20252-215912-02 | Xcel Energy | 85 | 13781 | IOU | 03133583 | 9.675 | Solar |  |  | Interconnected | Trade Secret | Trade | REW | REW023 | Residential | Solar*Rewards | Trade Secret | 2011 | 2012
20252-215912-02 | Xcel Energy | 85 | 13781 | IOU | 03133584 | 4 | Solar |  |  | Interconnected | Trade Secret | Trade | RPL | RPL063 | Residential | Solar*Rewards | Trade Secret | 2011 | 2011
20252-215912-02 | Xcel Energy | 85 | 13781 | IOU | 03133585 | 6.235 | Solar |  |  | Interconnected | Trade Secret | Trade | ALD | ALD088 | Residential | Solar*Rewards | Trade Secret | 2011 | 2012
20252-215912-02 | Xcel Energy | 85 | 13781 | IOU | 03133586 | 10 | Solar |  |  | Interconnected | Trade Secret | Trade | SCA | SCA021 | Residential | Solar*Rewards | Trade Secret | 2011 | 2012
20252-215912-02 | Xcel Energy | 85 | 13781 | IOU | 03133587 | 34.185 | Solar |  |  | Interconnected | Trade Secret | Trade | HWW | HWW063 | Commercial | Solar*Rewards | Trade Secret | 2011 | 2012
20252-215912-02 | Xcel Energy | 85 | 13781 | IOU | 03133588 | 5.76 | Solar |  |  | Interconnected | Trade Secret | Trade | RVA | RVA061 | Residential | Solar*Rewards | Trade Secret | 2012 | 2012
20252-215912-02 | Xcel Energy | 85 | 13781 | IOU | 03133589 | 22.8 | Solar |  |  | Interconnected | Trade Secret | Trade | DPN | DPN062 | Commercial | Solar*Rewards | Trade Secret | 2011 | 2012
20252-215912-02 | Xcel Energy | 85 | 13781 | IOU | 03133590 | 2.1 | Solar |  |  | Interconnected | Trade Secret | Trade | SLP | SLP092 | Residential | Solar*Rewards | Trade Secret | 2011 | 2012
20252-215912-02 | Xcel Energy | 85 | 13781 | IOU | 03133591 | 10.32 | Solar |  |  | Interconnected | Trade Secret | Trade | OSS | OSS064 | Commercial | Solar*Rewards | Trade Secret | 2011 | 2012
20252-215912-02 | Xcel Energy | 85 | 13781 | IOU | 03133592 | 5.59 | Solar |  |  | Interconnected | Trade Secret | Trade | DBL | DBL065 | Residential | Solar*Rewards | Trade Secret | 2011 | 2016
20252-215912-02 | Xcel Energy | 85 | 13781 | IOU | 03133593 | 42 | Solar |  |  | Interconnected | Trade Secret | Trade | MGN | MGN211 | Commercial | Solar*Rewards | Trade Secret | 2011 | 2012
20252-215912-02 | Xcel Energy | 85 | 13781 | IOU | 03133594 | 45 | Solar |  |  | Interconnected | Trade Secret | Trade | ESW | ESW061 | Commercial | Solar*Rewards | Trade Secret | 2011 | 2012
20252-215912-02 | Xcel Energy | 85 | 13781 | IOU | 03133595 | 10 | Solar |  |  | Interconnected | Trade Secret | Trade | UPP | UPP005 | Commercial | Solar*Rewards | Trade Secret | 2011 | 2012
20252-215912-02 | Xcel Energy | 85 | 13781 | IOU | 03133596 | 1.72 | Solar |  |  | Interconnected | Trade Secret | Trade | WES | WES076 | Commercial | Solar*Rewards | Trade Secret | 2011 | 2012
20252-215912-02 | Xcel Energy | 85 | 13781 | IOU | 03133597 | 1.26 | Solar |  |  | Interconnected | Trade Secret | Trade | MPK | MPK087 | Residential | Solar*Rewards | Trade Secret | 2011 | 2012
20252-215912-02 | Xcel Energy | 85 | 13781 | IOU | 03133598 | 1.72 | Solar |  |  | Interconnected | Trade Secret | Trade | WES | WES076 | Commercial | Solar*Rewards | Trade Secret | 2011 | 2012
20252-215912-02 | Xcel Energy | 85 | 13781 | IOU | 03133599 | 3.6 | Solar |  |  | Interconnected | Trade Secret | Trade | SLP | SLP084 | Residential | Solar*Rewards | Trade Secret | 2011 | 2012
20252-215912-02 | Xcel Energy | 85 | 13781 | IOU | 03133600 | 8.6 | Solar |  |  | Interconnected | Trade Secret | Trade | AFT | AFT314 | Residential | Solar*Rewards | Trade Secret | 2011 | 2012
20252-215912-02 | Xcel Energy | 85 | 13781 | IOU | 03133601 | 3 | Solar |  |  | Interconnected | Trade Secret | Trade | OSS | OSS063 | Residential | Solar*Rewards | Trade Secret | 2011 | 2012
20252-215912-02 | Xcel Energy | 85 | 13781 | IOU | 03133602 | 3.87 | Solar |  |  | Interconnected | Trade Secret | Trade | LCR | LCR311 | Residential | Solar*Rewards | Trade Secret | 2011 | 2012
20252-215912-02 | Xcel Energy | 85 | 13781 | IOU | 03133603 | 10 | Solar |  |  | Interconnected | Trade Secret | Trade | EDP | EDP072 | Commercial | Solar*Rewards | Trade Secret | 2011 | 2012
20252-215912-02 | Xcel Energy | 85 | 13781 | IOU | 03133604 | 3.225 | Solar |  |  | Interconnected | Trade Secret | Trade | SOU | SOU065 | Residential | Solar*Rewards | Trade Secret | 2011 | 2012
20252-215912-02 | Xcel Energy | 85 | 13781 | IOU | 03133605 | 15 | Solar |  |  | Interconnected | Trade Secret | Trade | ELP | ELP062 | Commercial | Solar*Rewards | Trade Secret | 2011 | 2013
20252-215912-02 | Xcel Energy | 85 | 13781 | IOU | 03133606 | 5 | Solar |  |  | Interconnected | Trade Secret | Trade | HWW | HWW061 | Residential | Solar*Rewards | Trade Secret | 2011 | 2012
20252-215912-02 | Xcel Energy | 85 | 13781 | IOU | 03133607 | 8.8 | Solar |  |  | Interconnected | Trade Secret | Trade | ALD | ALD088 | Residential | Solar*Rewards | Trade Secret | 2012 | 2012
20252-215912-02 | Xcel Energy | 85 | 13781 | IOU | 03133608 | 5.3 | Solar |  |  | Interconnected | Trade Secret | Trade | BCR | BCR062 | Residential | Solar*Rewards | Trade Secret | 2011 | 2012
20252-215912-02 | Xcel Energy | 85 | 13781 | IOU | 03133609 | 20 | Solar |  |  | Interconnected | Trade Secret | Trade | ALD | ALD073 | Commercial | Solar*Rewards | Trade Secret | 2011 | 2012
20252-215912-02 | Xcel Energy | 85 | 13781 | IOU | 03133610 | 40 | Solar |  |  | Interconnected | Trade Secret | Trade | WIL | WIL062 | Residential | Solar*Rewards | Trade Secret | 2011 | 2013
20252-215912-02 | Xcel Energy | 85 | 13781 | IOU | 03133611 | 5 | Solar |  |  | Interconnected | Trade Secret | Trade | ELP | ELP062 | Commercial | Solar*Rewards | Trade Secret | 2011 | 2014
20252-215912-02 | Xcel Energy | 85 | 13781 | IOU | 03133612 | 5.16 | Solar |  |  | Interconnected | Trade Secret | Trade | LCR | LCR311 | Residential | Solar*Rewards | Trade Secret | 2011 | 2012
20252-215912-02 | Xcel Energy | 85 | 13781 | IOU | 03133613 | 15 | Solar |  |  | Interconnected | Trade Secret | Trade | SOU | SOU084 | Commercial | Solar*Rewards | Trade Secret | 2012 | 2014
20252-215912-02 | Xcel Energy | 85 | 13781 | IOU | 03133614 | 3.44 | Solar |  |  | Interconnected | Trade Secret | Trade | WSG | WSG065 | Residential | Solar*Rewards | Trade Secret | 2011 | 2012
20252-215912-02 | Xcel Energy | 85 | 13781 | IOU | 03133615 | 3.825 | Solar |  |  | Interconnected | Trade Secret | Trade | WIL | WIL074 | Residential | Solar*Rewards | Trade Secret | 2012 | 2012
20252-215912-02 | Xcel Energy | 85 | 13781 | IOU | 03133616 | 37 | Solar |  |  | Interconnected | Trade Secret | Trade | AHI | AHI022 | Commercial | Solar*Rewards | Trade Secret | 2011 | 2012
20252-215912-02 | Xcel Energy | 85 | 13781 | IOU | 03133617 | 1.72 | Solar |  |  | Interconnected | Trade Secret | Trade | MPK | MPK068 | Residential | Solar*Rewards | Trade Secret | 2011 | 2012
20252-215912-02 | Xcel Energy | 85 | 13781 | IOU | 03133618 | 5 | Solar |  |  | Interconnected | Trade Secret | Trade | ALD | ALD088 | Residential | Solar*Rewards | Trade Secret | 2011 | 2012
20252-215912-02 | Xcel Energy | 85 | 13781 | IOU | 03133619 | 4.73 | Solar |  |  | Interconnected | Trade Secret | Trade | MST | MST076 | Residential | Solar*Rewards | Trade Secret | 2011 | 2012
20252-215912-02 | Xcel Energy | 85 | 13781 | IOU | 03133620 | 22.35 | Solar |  |  | Interconnected | Trade Secret | Trade | UPP | UPP084 | Commercial | Solar*Rewards | Trade Secret | 2011 | 2012
20252-215912-02 | Xcel Energy | 85 | 13781 | IOU | 03133621 | 3.44 | Solar |  |  | Interconnected | Trade Secret | Trade | MEL | MEL069 | Residential | Solar*Rewards | Trade Secret | 2011 | 2012
20252-215912-02 | Xcel Energy | 85 | 13781 | IOU | 03133622 | 5 | Solar |  |  | Interconnected | Trade Secret | Trade | SLP | SLP097 | Commercial | Solar*Rewards | Trade Secret | 2012 | 2012
20252-215912-02 | Xcel Energy | 85 | 13781 | IOU | 03133623 | 3.6 | Solar |  |  | Interconnected | Trade Secret | Trade | BRP | BRP071 | Residential | Solar*Rewards | Trade Secret | 2012 | 2015
20252-215912-02 | Xcel Energy | 85 | 13781 | IOU | 03133624 | 3.375 | Solar |  |  | Interconnected | Trade Secret | Trade | SOU | SOU072 | Residential | Solar*Rewards | Trade Secret | 2012 | 2012
20252-215912-02 | Xcel Energy | 85 | 13781 | IOU | 03133625 | 4.9 | Solar |  |  | Interconnected | Trade Secret | Trade | SLP | SLP084 | Residential | Solar*Rewards | Trade Secret | 2012 | 2012
20252-215912-02 | Xcel Energy | 85 | 13781 | IOU | 03133626 | 34.2 | Solar |  |  | Interconnected | Trade Secret | Trade | ESW | ESW082 | Commercial | Solar*Rewards | Trade Secret | 2012 | 2012
20252-215912-02 | Xcel Energy | 85 | 13781 | IOU | 03133627 | 40 | Solar |  |  | Interconnected | Trade Secret | Trade | HYL | HYL065 | Commercial | Solar*Rewards | Trade Secret | 2012 | 2012
20252-215912-02 | Xcel Energy | 85 | 13781 | IOU | 03133628 | 6.45 | Solar |  |  | Interconnected | Trade Secret | Trade | MTV | MTV002 | Commercial | Solar*Rewards | Trade Secret | 2012 | 2012
20252-215912-02 | Xcel Energy | 85 | 13781 | IOU | 03133629 | 5.16 | Solar |  |  | Interconnected | Trade Secret | Trade | APA | APA078 | Commercial | Solar*Rewards | Trade Secret | 2012 | 2012
20252-215912-02 | Xcel Energy | 85 | 13781 | IOU | 03133630 | 5 | Solar |  |  | Interconnected | Trade Secret | Trade | HWW | HWW073 | Commercial | Solar*Rewards | Trade Secret | 2012 | 2013
20252-215912-02 | Xcel Energy | 85 | 13781 | IOU | 03133631 | 7 | Solar |  |  | Interconnected | Trade Secret | Trade | SAK | SAK321 | Residential | Solar*Rewards | Trade Secret | 2012 | 2012
20252-215912-02 | Xcel Energy | 85 | 13781 | IOU | 03133632 | 34 | Solar |  |  | Interconnected | Trade Secret | Trade | TWL | TWL083 | Commercial | Solar*Rewards | Trade Secret | 2012 | 2012
20252-215912-02 | Xcel Energy | 85 | 13781 | IOU | 03133633 | 5 | Solar |  |  | Interconnected | Trade Secret | Trade | SOU | SOU083 | Residential | Solar*Rewards | Trade Secret | 2012 | 2012
20252-215912-02 | Xcel Energy | 85 | 13781 | IOU | 03133634 | 2.58 | Solar |  |  | Interconnected | Trade Secret | Trade | SLP | SLP082 | Commercial | Solar*Rewards | Trade Secret | 2012 | 2010
20252-215912-02 | Xcel Energy | 85 | 13781 | IOU | 03133635 | 6 | Solar |  |  | Interconnected | Trade Secret | Trade | EDA | EDA065 | Residential | Solar*Rewards | Trade Secret | 2012 | 2012
20252-215912-02 | Xcel Energy | 85 | 13781 | IOU | 03133636 | 154.8 | Solar |  |  | Interconnected | Trade Secret | Trade | ALK | ALK072 | Residential | Solar*Rewards | Trade Secret | 2012 | 2012
20252-215912-02 | Xcel Energy | 85 | 13781 | IOU | 03133637 | 6.02 | Solar |  |  | Interconnected | Trade Secret | Trade | ZUF | ZUF021 | Commercial | Solar*Rewards | Trade Secret | 2012 | 2012
20252-215912-02 | Xcel Energy | 85 | 13781 | IOU | 03133638 | 3 | Solar |  |  | Interconnected | Trade Secret | Trade | SOU | SOU072 | Residential | Solar*Rewards | Trade Secret | 2012 | 2012
20252-215912-02 | Xcel Energy | 85 | 13781 | IOU | 03133639 | 8 | Solar |  |  | Interconnected | Trade Secret | Trade | AFT | AFT315 | Residential | Solar*Rewards | Trade Secret | 2012 | 2012
20252-215912-02 | Xcel Energy | 85 | 13781 | IOU | 03133640 | 6 | Solar |  |  | Interconnected | Trade Secret | Trade | OAD | OAD065 | Residential | Solar*Rewards | Trade Secret | 2012 | 2012
20252-215912-02 | Xcel Energy | 85 | 13781 | IOU | 03133641 | 31.2 | Solar |  |  | Interconnected | Trade Secret | Trade | TWL | TWL083 | Commercial | Solar*Rewards | Trade Secret | 2012 | 2012
20252-215912-02 | Xcel Energy | 85 | 13781 | IOU | 03133642 | 9.995 | Solar |  |  | Interconnected | Trade Secret | Trade | RPL | RPL061 | Residential | Solar*Rewards | Trade Secret | 2012 | 2010
20252-215912-02 | Xcel Energy | 85 | 13781 | IOU | 03133643 | 5 | Solar |  |  | Interconnected | Trade Secret | Trade | BRP | BRP072 | Residential | Solar*Rewards | Trade Secret | 2012 | 2012
20252-215912-02 | Xcel Energy | 85 | 13781 | IOU | 03133644 | 35 | Solar |  |  | Interconnected | Trade Secret | Trade | MDT | MDT062 | Commercial | Solar*Rewards | Trade Secret | 2012 | 2013
20252-215912-02 | Xcel Energy | 85 | 13781 | IOU | 03133645 | 1.29 | Solar |  |  | Interconnected | Trade Secret | Trade | OAD | OAD075 | Residential | Solar*Rewards | Trade Secret | 2012 | 2011
20252-215912-02 | Xcel Energy | 85 | 13781 | IOU | 03133646 | 8 | Solar |  |  | Interconnected | Trade Secret | Trade | WAT | WAT081 | Residential | Solar*Rewards | Trade Secret | 2012 | 2012
20252-215912-02 | Xcel Energy | 85 | 13781 | IOU | 03133647 | 5 | Solar |  |  | Interconnected | Trade Secret | Trade | WIL | WIL082 | Residential | Solar*Rewards | Trade Secret | 2012 | 2012
20252-215912-02 | Xcel Energy | 85 | 13781 | IOU | 03133648 | 35 | Solar |  |  | Interconnected | Trade Secret | Trade | COK | COK061 | Commercial | Solar*Rewards | Trade Secret | 2012 | 2012
20252-215912-02 | Xcel Energy | 85 | 13781 | IOU | 03133649 | 35 | Solar |  |  | Interconnected | Trade Secret | Trade | LAP | LAP311 | Commercial | Solar*Rewards | Trade Secret | 2012 | 2012
20252-215912-02 | Xcel Energy | 85 | 13781 | IOU | 03133650 | 40 | Solar |  |  | Interconnected | Trade Secret | Trade | MST | MST074 | Commercial | Solar*Rewards | Trade Secret | 2012 | 2013
20252-215912-02 | Xcel Energy | 85 | 13781 | IOU | 03133651 | 29.985 | Solar |  |  | Interconnected | Trade Secret | Trade | LAC | LAC062 | Commercial | Solar*Rewards | Trade Secret | 2012 | 2012
20252-215912-02 | Xcel Energy | 85 | 13781 | IOU | 03133652 | 6 | Solar |  |  | Interconnected | Trade Secret | Trade | REW | REW023 | Residential | Solar*Rewards | Trade Secret | 2012 | 2012
20252-215912-02 | Xcel Energy | 85 | 13781 | IOU | 03133653 | 6.6 | Solar |  |  | Interconnected | Trade Secret | Trade | WSG | WSG362 | Residential | Solar*Rewards | Trade Secret | 2012 | 2012
20252-215912-02 | Xcel Energy | 85 | 13781 | IOU | 03133654 | 3 | Solar |  |  | Interconnected | Trade Secret | Trade | AHI | AHI063 | Residential | Solar*Rewards | Trade Secret | 2012 | 2012
20252-215912-02 | Xcel Energy | 85 | 13781 | IOU | 03133655 | 7.095 | Solar |  |  | Interconnected | Trade Secret | Trade | HSN | HSN321 | Residential | Solar*Rewards | Trade Secret | 2012 | 2012
20252-215912-02 | Xcel Energy | 85 | 13781 | IOU | 03133656 | 7.2 | Solar |  |  | Interconnected | Trade Secret | Trade | MPK | MPK073 | Residential | Solar*Rewards | Trade Secret | 2012 | 2012
20252-215912-02 | Xcel Energy | 85 | 13781 | IOU | 03133657 | 5 | Solar |  |  | Interconnected | Trade Secret | Trade | TLK | TLK067 | Residential | Solar*Rewards | Trade Secret | 2012 | 2012
20252-215912-02 | Xcel Energy | 85 | 13781 | IOU | 03133658 | 7.095 | Solar |  |  | Interconnected | Trade Secret | Trade | EDA | EDA073 | Residential | Solar*Rewards | Trade Secret | 2012 | 2012
20252-215912-02 | Xcel Energy | 85 | 13781 | IOU | 03133659 | 2.88 | Solar |  |  | Interconnected | Trade Secret | Trade | HUG | HUG322 | Residential | Solar*Rewards | Trade Secret | 2012 | 2012
20252-215912-02 | Xcel Energy | 85 | 13781 | IOU | 03133660 | 6 | Solar |  |  | Interconnected | Trade Secret | Trade | DOC | DOC031 | Residential | Solar*Rewards | Trade Secret | 2012 | 2012
20252-215912-02 | Xcel Energy | 85 | 13781 | IOU | 03133661 | 7.5 | Solar |  |  | Interconnected | Trade Secret | Trade | WWK | WWK321 | Residential | Solar*Rewards | Trade Secret | 2012 | 2012
20252-215912-02 | Xcel Energy | 85 | 13781 | IOU | 03133662 | 6 | Solar |  |  | Interconnected | Trade Secret | Trade | RAM | RAM064 | Residential | Solar*Rewards | Trade Secret | 2012 | 2012
20252-215912-02 | Xcel Energy | 85 | 13781 | IOU | 03133663 | 2 | Solar |  |  | Interconnected | Trade Secret | Trade | DBL | DBL073 | Residential | Solar*Rewards | Trade Secret | 2012 | 2012
20252-215912-02 | Xcel Energy | 85 | 13781 | IOU | 03133664 | 4.3 | Solar |  |  | Interconnected | Trade Secret | Trade | SLP | SLP082 | Residential | Solar*Rewards | Trade Secret | 2012 | 2012
20252-215912-02 | Xcel Energy | 85 | 13781 | IOU | 03133665 | 7.5 | Solar |  |  | Interconnected | Trade Secret | Trade | MAZ | MAZ021 | Residential | Solar*Rewards | Trade Secret | 2012 | 2012
20252-215912-02 | Xcel Energy | 85 | 13781 | IOU | 03133666 | 18 | Solar |  |  | Interconnected | Trade Secret | Trade | LIN | LIN022 | Commercial | Solar*Rewards | Trade Secret | 2012 | 2012
20252-215912-02 | Xcel Energy | 85 | 13781 | IOU | 03133667 | 18 | Solar |  |  | Interconnected | Trade Secret | Trade | LIN | LIN022 | Commercial | Solar*Rewards | Trade Secret | 2012 | 2012
20252-215912-02 | Xcel Energy | 85 | 13781 | IOU | 03133668 | 21.2 | Solar |  |  | Interconnected | Trade Secret | Trade | LIN | LIN022 | Commercial | Solar*Rewards | Trade Secret | 2012 | 2012
20252-215912-02 | Xcel Energy | 85 | 13781 | IOU | 03133669 | 34.2 | Solar |  |  | Interconnected | Trade Secret | Trade | LAK | LAK032 | Commercial | Solar*Rewards | Trade Secret | 2012 | 2017
20252-215912-02 | Xcel Energy | 85 | 13781 | IOU | 03133670 | 4.2 | Solar |  |  | Interconnected | Trade Secret | Trade | APA | APA073 | Residential | Solar*Rewards | Trade Secret | 2012 | 2012
20252-215912-02 | Xcel Energy | 85 | 13781 | IOU | 03133671 | 2.15 | Solar |  |  | Interconnected | Trade Secret | Trade | HWW | HWW072 | Residential | Solar*Rewards | Trade Secret | 2012 | 2012
20252-215912-02 | Xcel Energy | 85 | 13781 | IOU | 03133672 | 3.225 | Solar |  |  | Interconnected | Trade Secret | Trade | HWW | HWW072 | Residential | Solar*Rewards | Trade Secret | 2012 | 2012
20252-215912-02 | Xcel Energy | 85 | 13781 | IOU | 03133673 | 6 | Solar |  |  | Interconnected | Trade Secret | Trade | UPP | UPP084 | Residential | Solar*Rewards | Trade Secret | 2012 | 2012
20252-215912-02 | Xcel Energy | 85 | 13781 | IOU | 03133674 | 6 | Solar |  |  | Interconnected | Trade Secret | Trade | LLK | LLK061 | Residential | Solar*Rewards | Trade Secret | 2012 | 2012
20252-215912-02 | Xcel Energy | 85 | 13781 | IOU | 03133675 | 10.2 | Solar |  |  | Interconnected | Trade Secret | Trade | MPK | MPK074 | Residential | Solar*Rewards | Trade Secret | 2012 | 2012
20252-215912-02 | Xcel Energy | 85 | 13781 | IOU | 03133676 | 13.9 | Solar |  |  | Interconnected | Trade Secret | Trade | SOU | SOU076 | Commercial | Solar*Rewards | Trade Secret | 2012 | 2012
20252-215912-02 | Xcel Energy | 85 | 13781 | IOU | 03133677 | 7 | Solar |  |  | Interconnected | Trade Secret | Trade | CGR | CGR061 | Residential | Solar*Rewards | Trade Secret | 2012 | 2012
20252-215912-02 | Xcel Energy | 85 | 13781 | IOU | 03133678 | 12 | Solar |  |  | Interconnected | Trade Secret | Trade | EXC | EXC062 | Residential | Solar*Rewards | Trade Secret | 2012 | 2012
20252-215912-02 | Xcel Energy | 85 | 13781 | IOU | 03133679 | 7.2 | Solar |  |  | Interconnected | Trade Secret | Trade | RAM | RAM062 | Residential | Solar*Rewards | Trade Secret | 2012 | 2012
20252-215912-02 | Xcel Energy | 85 | 13781 | IOU | 03133680 | 6 | Solar |  |  | Interconnected | Trade Secret | Trade | PKL | PKL065 | Residential | Solar*Rewards | Trade Secret | 2012 | 2012
20252-215912-02 | Xcel Energy | 85 | 13781 | IOU | 03133681 | 12 | Solar |  |  | Interconnected | Trade Secret | Trade | RPL | RPL063 | Residential | Solar*Rewards | Trade Secret | 2012 | 2012
20252-215912-02 | Xcel Energy | 85 | 13781 | IOU | 03133682 | 36 | Solar |  |  | Interconnected | Trade Secret | Trade | TWL | TWL072 | Commercial | Solar*Rewards | Trade Secret | 2012 | 2016
20252-215912-02 | Xcel Energy | 85 | 13781 | IOU | 03133683 | 34.2 | Solar |  |  | Interconnected | Trade Secret | Trade | BUR | BUR022 | Commercial | Solar*Rewards | Trade Secret | 2012 | 2014
20252-215912-02 | Xcel Energy | 85 | 13781 | IOU | 03133684 | 15 | Solar |  |  | Interconnected | Trade Secret | Trade | REW | REW031 | Commercial | Solar*Rewards | Trade Secret | 2012 | 2015
20252-215912-02 | Xcel Energy | 85 | 13781 | IOU | 03133685 | 36 | Solar |  |  | Interconnected | Trade Secret | Trade | REW | REW033 | Commercial | Solar*Rewards | Trade Secret | 2012 | 2013
20252-215912-02 | Xcel Energy | 85 | 13781 | IOU | 03133686 | 34.2 | Solar |  |  | Interconnected | Trade Secret | Trade | REW | REW031 | Commercial | Solar*Rewards | Trade Secret | 2012 | 2014
20252-215912-02 | Xcel Energy | 85 | 13781 | IOU | 03133687 | 10 | Solar |  |  | Interconnected | Trade Secret | Trade | OPK | OPK077 | Residential | Solar*Rewards | Trade Secret | 2012 | 2013
20252-215912-02 | Xcel Energy | 85 | 13781 | IOU | 03133688 | 8.6 | Solar |  |  | Interconnected | Trade Secret | Trade | LAC | LAC063 | Residential | Solar*Rewards | Trade Secret | 2012 | 2012
20252-215912-02 | Xcel Energy | 85 | 13781 | IOU | 03133689 | 10 | Solar |  |  | Interconnected | Trade Secret | Trade | LOW | LOW021 | Residential | Solar*Rewards | Trade Secret | 2012 | 2012
20252-215912-02 | Xcel Energy | 85 | 13781 | IOU | 03133690 | 9.995 | Solar |  |  | Interconnected | Trade Secret | Trade | LIN | LIN031 | Residential | Solar*Rewards | Trade Secret | 2012 | 2012
20252-215912-02 | Xcel Energy | 85 | 13781 | IOU | 03133691 | 5.1 | Solar |  |  | Interconnected | Trade Secret | Trade | ALD | ALD088 | Commercial | Solar*Rewards | Trade Secret | 2012 | 2012
20252-215912-02 | Xcel Energy | 85 | 13781 | IOU | 03133692 | 2 | Solar |  |  | Interconnected | Trade Secret | Trade | LEX | LEX332 | Residential | Solar*Rewards | Trade Secret | 2012 | 2012
20252-215912-02 | Xcel Energy | 85 | 13781 | IOU | 03133693 | 5 | Solar |  |  | Interconnected | Trade Secret | Trade | HWW | HWW074 | Residential | Solar*Rewards | Trade Secret | 2012 | 2012
20252-215912-02 | Xcel Energy | 85 | 13781 | IOU | 03133694 | 3.6 | Solar |  |  | Interconnected | Trade Secret | Trade | MPK | MPK074 | Residential | Solar*Rewards | Trade Secret | 2012 | 2012
20252-215912-02 | Xcel Energy | 85 | 13781 | IOU | 03133695 | 4 | Solar |  |  | Interconnected | Trade Secret | Trade | KOL | KOL073 | Residential | Solar*Rewards | Trade Secret | 2012 | 2013
20252-215912-02 | Xcel Energy | 85 | 13781 | IOU | 03133696 | 3.87 | Solar |  |  | Interconnected | Trade Secret | Trade | SLP | SLP092 | Residential | Solar*Rewards | Trade Secret | 2013 | 2013
20252-215912-02 | Xcel Energy | 85 | 13781 | IOU | 03133697 | 3 | Solar |  |  | Interconnected | Trade Secret | Trade | SHP | SHP061 | Residential | Solar*Rewards | Trade Secret | 2012 | 2012
20252-215912-02 | Xcel Energy | 85 | 13781 | IOU | 03133698 | 1.45 | Solar |  |  | Interconnected | Trade Secret | Trade | SMT | SMT082 | Residential | Solar*Rewards | Trade Secret | 2013 | 2010
20252-215912-02 | Xcel Energy | 85 | 13781 | IOU | 03133699 | 5 | Solar |  |  | Interconnected | Trade Secret | Trade | HWW | HWW062 | Commercial | Solar*Rewards | Trade Secret | 2013 | 2013
20252-215912-02 | Xcel Energy | 85 | 13781 | IOU | 03133700 | 36 | Solar |  |  | Interconnected | Trade Secret | Trade | GRC | GRC073 | Commercial | Solar*Rewards | Trade Secret | 2013 | 2014
20252-215912-02 | Xcel Energy | 85 | 13781 | IOU | 03133701 | 2.58 | Solar |  |  | Interconnected | Trade Secret | Trade | AFT | AFT314 | Residential | Solar*Rewards | Trade Secret | 2013 | 2013
20252-215912-02 | Xcel Energy | 85 | 13781 | IOU | 03133702 | 6.88 | Solar |  |  | Interconnected | Trade Secret | Trade | WIN | WIN023 | Residential | Solar*Rewards | Trade Secret | 2013 | 2013
20252-215912-02 | Xcel Energy | 85 | 13781 | IOU | 03133703 | 34.2 | Solar |  |  | Interconnected | Trade Secret | Trade | BUR | BUR022 | Commercial | Solar*Rewards | Trade Secret | 2013 | 2014
20252-215912-02 | Xcel Energy | 85 | 13781 | IOU | 03133704 | 34.2 | Solar |  |  | Interconnected | Trade Secret | Trade | REW | REW031 | Commercial | Solar*Rewards | Trade Secret | 2013 | 2014
20252-215912-02 | Xcel Energy | 85 | 13781 | IOU | 03133705 | 12.9 | Solar |  |  | Interconnected | Trade Secret | Trade | AFT | AFT314 | Residential | Solar*Rewards | Trade Secret | 2013 | 2013
20252-215912-02 | Xcel Energy | 85 | 13781 | IOU | 03133706 | 9.675 | Solar |  |  | Interconnected | Trade Secret | Trade | OPK | OPK077 | Residential | Solar*Rewards | Trade Secret | 2013 | 2013
20252-215912-02 | Xcel Energy | 85 | 13781 | IOU | 03133707 | 2.795 | Solar |  |  | Interconnected | Trade Secret | Trade | WIL | WIL061 | Residential | Solar*Rewards | Trade Secret | 2013 | 2013
20252-215912-02 | Xcel Energy | 85 | 13781 | IOU | 03133708 | 7.5 | Solar |  |  | Interconnected | Trade Secret | Trade | NOF | NOF061 | Residential | Solar*Rewards | Trade Secret | 2013 | 2013
20252-215912-02 | Xcel Energy | 85 | 13781 | IOU | 03133709 | 5 | Solar |  |  | Interconnected | Trade Secret | Trade | SOU | SOU081 | Residential | Solar*Rewards | Trade Secret | 2013 | 2013
20252-215912-02 | Xcel Energy | 85 | 13781 | IOU | 03133710 | 34.2 | Solar |  |  | Interconnected | Trade Secret | Trade | AHI | AHI021 | Commercial | Solar*Rewards | Trade Secret | 2013 | 2013
20252-215912-02 | Xcel Energy | 85 | 13781 | IOU | 03133711 | 3.44 | Solar |  |  | Interconnected | Trade Secret | Trade | MOL | MOL073 | Residential | Solar*Rewards | Trade Secret | 2013 | 2013
20252-215912-02 | Xcel Energy | 85 | 13781 | IOU | 03133712 | 36 | Solar |  |  | Interconnected | Trade Secret | Trade | WCS | WCS064 | Commercial | Solar*Rewards | Trade Secret | 2013 | 2014
20252-215912-02 | Xcel Energy | 85 | 13781 | IOU | 03133713 | 45 | Solar |  |  | Interconnected | Trade Secret | Trade | TER | TER082 | Commercial | Solar*Rewards | Trade Secret | 2013 | 2013
20252-215912-02 | Xcel Energy | 85 | 13781 | IOU | 03133714 | 0.86 | Solar |  |  | Interconnected | Trade Secret | Trade | TER | TER075 | Residential | Solar*Rewards | Trade Secret | 2013 | 2013
20252-215912-02 | Xcel Energy | 85 | 13781 | IOU | 03133715 | 3.87 | Solar |  |  | Interconnected | Trade Secret | Trade | ALD | ALD072 | Residential | Solar*Rewards | Trade Secret | 2013 | 2013
20252-215912-02 | Xcel Energy | 85 | 13781 | IOU | 03133716 | 35 | Solar |  |  | Interconnected | Trade Secret | Trade | MDF | MDF021 | Commercial | Solar*Rewards | Trade Secret | 2013 | 2013
20252-215912-02 | Xcel Energy | 85 | 13781 | IOU | 03133717 | 45 | Solar |  |  | Interconnected | Trade Secret | Trade | APA | APA077 | Commercial | Solar*Rewards | Trade Secret | 2013 | 2013
20252-215912-02 | Xcel Energy | 85 | 13781 | IOU | 03133718 | 35 | Solar |  |  | Interconnected | Trade Secret | Trade | WIL | WIL096 | Commercial | Solar*Rewards | Trade Secret | 2013 | 2013
20252-215912-02 | Xcel Energy | 85 | 13781 | IOU | 03133719 | 24 | Solar |  |  | Interconnected | Trade Secret | Trade | PIP | PIP062 | Commercial | Solar*Rewards | Trade Secret | 2013 | 2017
20252-215912-02 | Xcel Energy | 85 | 13781 | IOU | 03133720 | 45 | Solar |  |  | Interconnected | Trade Secret | Trade | WES | WES061 | Commercial | Solar*Rewards | Trade Secret | 2013 | 2013
20252-215912-02 | Xcel Energy | 85 | 13781 | IOU | 03133721 | 40 | Solar |  |  | Interconnected | Trade Secret | Trade | MEL | MEL062 | Commercial | Solar*Rewards | Trade Secret | 2013 | 2013
20252-215912-02 | Xcel Energy | 85 | 13781 | IOU | 03133722 | 12.04 | Solar |  |  | Interconnected | Trade Secret | Trade | DND | DND071 | Residential | Solar*Rewards | Trade Secret | 2013 | 2013
20252-215912-02 | Xcel Energy | 85 | 13781 | IOU | 03133723 | 3 | Solar |  |  | Interconnected | Trade Secret | Trade | HWW | HWW061 | Residential | Solar*Rewards | Trade Secret | 2013 | 2013
20252-215912-02 | Xcel Energy | 85 | 13781 | IOU | 03133724 | 40 | Solar |  |  | Interconnected | Trade Secret | Trade | HOL | HOL062 | Commercial | Solar*Rewards | Trade Secret | 2013 | 2013
20252-215912-02 | Xcel Energy | 85 | 13781 | IOU | 03133725 | 11.4 | Solar |  |  | Interconnected | Trade Secret | Trade | RIV | RIV076 | Commercial | Solar*Rewards | Trade Secret | 2013 | 2013
20252-215912-02 | Xcel Energy | 85 | 13781 | IOU | 03133726 | 5.16 | Solar |  |  | Interconnected | Trade Secret | Trade | EKO | EKO021 | Residential | Solar*Rewards | Trade Secret | 2013 | 2013
20252-215912-02 | Xcel Energy | 85 | 13781 | IOU | 03133727 | 5 | Solar |  |  | Interconnected | Trade Secret | Trade | OSS | OSS065 | Residential | Solar*Rewards | Trade Secret | 2013 | 2013
20252-215912-02 | Xcel Energy | 85 | 13781 | IOU | 03133728 | 45 | Solar |  |  | Interconnected | Trade Secret | Trade | MST | MST074 | Commercial | Solar*Rewards | Trade Secret | 2013 | 2016
20252-215912-02 | Xcel Energy | 85 | 13781 | IOU | 03133729 | 4 | Solar |  |  | Interconnected | Trade Secret | Trade | SOU | SOU072 | Residential | Solar*Rewards | Trade Secret | 2013 | 2013
20252-215912-02 | Xcel Energy | 85 | 13781 | IOU | 03133730 | 5 | Solar |  |  | Interconnected | Trade Secret | Trade | NOF | NOF071 | Residential | Solar*Rewards | Trade Secret | 2013 | 2013
20252-215912-02 | Xcel Energy | 85 | 13781 | IOU | 03133731 | 10 | Solar |  |  | Interconnected | Trade Secret | Trade | DOC | DOC031 | Commercial | Solar*Rewards | Trade Secret | 2013 | 2012
20252-215912-02 | Xcel Energy | 85 | 13781 | IOU | 03133732 | 39.98 | Solar |  |  | Interconnected | Trade Secret | Trade | LAC | LAC063 | Commercial | Solar*Rewards | Trade Secret | 2013 | 2013
20252-215912-02 | Xcel Energy | 85 | 13781 | IOU | 03133733 | 4 | Solar |  |  | Interconnected | Trade Secret | Trade | NOF | NOF072 | Residential | Solar*Rewards | Trade Secret | 2013 | 2013
20252-215912-02 | Xcel Energy | 85 | 13781 | IOU | 03133734 | 3.44 | Solar |  |  | Interconnected | Trade Secret | Trade | SOU | SOU087 | Residential | Solar*Rewards | Trade Secret | 2013 | 2013
20252-215912-02 | Xcel Energy | 85 | 13781 | IOU | 03133735 | 45 | Solar |  |  | Interconnected | Trade Secret | Trade | WES | WES062 | Commercial | Solar*Rewards | Trade Secret | 2013 | 2013
20252-215912-02 | Xcel Energy | 85 | 13781 | IOU | 03133736 | 3.225 | Solar |  |  | Interconnected | Trade Secret | Trade | NOF | NOF071 | Residential | Solar*Rewards | Trade Secret | 2013 | 2013
20252-215912-02 | Xcel Energy | 85 | 13781 | IOU | 03133737 | 3 | Solar |  |  | Interconnected | Trade Secret | Trade | SOU | SOU075 | Residential | Solar*Rewards | Trade Secret | 2013 | 2013
20252-215912-02 | Xcel Energy | 85 | 13781 | IOU | 03133738 | 10.32 | Solar |  |  | Interconnected | Trade Secret | Trade | OPK | OPK077 | Residential | Solar*Rewards | Trade Secret | 2013 | 2013
20252-215912-02 | Xcel Energy | 85 | 13781 | IOU | 03133739 | 11.4 | Solar |  |  | Interconnected | Trade Secret | Trade | APA | APA075 | Commercial | Solar*Rewards | Trade Secret | 2013 | 2013
20252-215912-02 | Xcel Energy | 85 | 13781 | IOU | 03133740 | 10 | Solar |  |  | Interconnected | Trade Secret | Trade | ALD | ALD095 | Commercial | Solar*Rewards | Trade Secret | 2013 | 2012
20252-215912-02 | Xcel Energy | 85 | 13781 | IOU | 03133741 | 4.3 | Solar |  |  | Interconnected | Trade Secret | Trade | NOF | NOF071 | Residential | Solar*Rewards | Trade Secret | 2013 | 2013
20252-215912-02 | Xcel Energy | 85 | 13781 | IOU | 03133742 | 4 | Solar |  |  | Interconnected | Trade Secret | Trade | NOF | NOF071 | Residential | Solar*Rewards | Trade Secret | 2013 | 2013
20252-215912-02 | Xcel Energy | 85 | 13781 | IOU | 03133743 | 27 | Solar |  |  | Interconnected | Trade Secret | Trade | MST | MST066 | Commercial | Solar*Rewards | Trade Secret | 2013 | 2015
20252-215912-02 | Xcel Energy | 85 | 13781 | IOU | 03133744 | 1.759 | Solar |  |  | Interconnected | Trade Secret | Trade | UPP | UPP084 | Residential | Solar*Rewards | Trade Secret | 2013 | 2013
20252-215912-02 | Xcel Energy | 85 | 13781 | IOU | 03133745 | 16 | Solar |  |  | Interconnected | Trade Secret | Trade | ZUM | ZUM022 | Residential | Solar*Rewards | Trade Secret | 2013 | 2013
20252-215912-02 | Xcel Energy | 85 | 13781 | IOU | 03133746 | 29.985 | Solar |  |  | Interconnected | Trade Secret | Trade | SOU | SOU073 | Commercial | Solar*Rewards | Trade Secret | 2013 | 2013
20252-215912-02 | Xcel Energy | 85 | 13781 | IOU | 03133747 | 4.2 | Solar |  |  | Interconnected | Trade Secret | Trade | HWW | HWW072 | Residential | Solar*Rewards | Trade Secret | 2013 | 2016
20252-215912-02 | Xcel Energy | 85 | 13781 | IOU | 03133748 | 3 | Solar |  |  | Interconnected | Trade Secret | Trade | HWW | HWW072 | Residential | Solar*Rewards | Trade Secret | 2013 | 2013
20252-215912-02 | Xcel Energy | 85 | 13781 | IOU | 03133749 | 35 | Solar |  |  | Interconnected | Trade Secret | Trade | TLK | TLK071 | Commercial | Solar*Rewards | Trade Secret | 2013 | 2013
20252-215912-02 | Xcel Energy | 85 | 13781 | IOU | 03133750 | 34 | Solar |  |  | Interconnected | Trade Secret | Trade | CEL | CEL075 | Commercial | Solar*Rewards | Trade Secret | 2013 | 2013
20252-215912-02 | Xcel Energy | 85 | 13781 | IOU | 03133751 | 40 | Solar |  |  | Interconnected | Trade Secret | Trade | SLP | SLP075 | Commercial | Solar*Rewards | Trade Secret | 2013 | 2013
20252-215912-02 | Xcel Energy | 85 | 13781 | IOU | 03133752 | 8 | Solar |  |  | Interconnected | Trade Secret | Trade | AFT | AFT322 | Residential | Solar*Rewards | Trade Secret | 2013 | 2013
20252-215912-02 | Xcel Energy | 85 | 13781 | IOU | 03133753 | 5.805 | Solar |  |  | Interconnected | Trade Secret | Trade | RPO | RPO312 | Residential | Solar*Rewards | Trade Secret | 2013 | 2013
20252-215912-02 | Xcel Energy | 85 | 13781 | IOU | 03133754 | 35 | Solar |  |  | Interconnected | Trade Secret | Trade | CNC | CNC071 | Commercial | Solar*Rewards | Trade Secret | 2013 | 2013
20252-215912-02 | Xcel Energy | 85 | 13781 | IOU | 03133755 | 35 | Solar |  |  | Interconnected | Trade Secret | Trade | RPL | RPL071 | Commercial | Solar*Rewards | Trade Secret | 2013 | 2013
20252-215912-02 | Xcel Energy | 85 | 13781 | IOU | 03133756 | 4 | Solar |  |  | Interconnected | Trade Secret | Trade | WCS | WCS072 | Residential | Solar*Rewards | Trade Secret | 2013 | 2013
20252-215912-02 | Xcel Energy | 85 | 13781 | IOU | 03133757 | 40 | Solar |  |  | Interconnected | Trade Secret | Trade | SOU | SOU082 | Commercial | Solar*Rewards | Trade Secret | 2013 | 2013
20252-215912-02 | Xcel Energy | 85 | 13781 | IOU | 03133758 | 36 | Solar |  |  | Interconnected | Trade Secret | Trade | WRR | WRR075 | Commercial | Solar*Rewards | Trade Secret | 2013 | 2014
20252-215912-02 | Xcel Energy | 85 | 13781 | IOU | 03133759 | 3.6 | Solar |  |  | Interconnected | Trade Secret | Trade | SOU | SOU063 | Residential | Solar*Rewards | Trade Secret | 2013 | 2013
20252-215912-02 | Xcel Energy | 85 | 13781 | IOU | 03133760 | 45 | Solar |  |  | Interconnected | Trade Secret | Trade | TLK | TLK062 | Commercial | Solar*Rewards | Trade Secret | 2013 | 2013
20252-215912-02 | Xcel Energy | 85 | 13781 | IOU | 03133761 | 35 | Solar |  |  | Interconnected | Trade Secret | Trade | AFT | AFT321 | Commercial | Solar*Rewards | Trade Secret | 2013 | 2013
20252-215912-02 | Xcel Energy | 85 | 13781 | IOU | 03133762 | 35 | Solar |  |  | Interconnected | Trade Secret | Trade | SLP | SLP073 | Residential | Solar*Rewards | Trade Secret | 2013 | 2013
20252-215912-02 | Xcel Energy | 85 | 13781 | IOU | 03133763 | 35 | Solar |  |  | Interconnected | Trade Secret | Trade | RAM | RAM072 | Commercial | Solar*Rewards | Trade Secret | 2013 | 2013
20252-215912-02 | Xcel Energy | 85 | 13781 | IOU | 03133764 | 3.15 | Solar |  |  | Interconnected | Trade Secret | Trade | RRK | RRK063 | Residential | Solar*Rewards | Trade Secret | 2013 | 2013
20252-215912-02 | Xcel Energy | 85 | 13781 | IOU | 03133765 | 13.86 | Solar |  |  | Interconnected | Trade Secret | Trade | LSP | LSP021 | Residential | Solar*Rewards | Trade Secret | 2013 | 2013
20252-215912-02 | Xcel Energy | 85 | 13781 | IOU | 03133766 | 2.58 | Solar |  |  | Interconnected | Trade Secret | Trade | ALD | ALD083 | Residential | Solar*Rewards | Trade Secret | 2013 | 2013
20252-215912-02 | Xcel Energy | 85 | 13781 | IOU | 03133767 | 6 | Solar |  |  | Interconnected | Trade Secret | Trade | WCS | WCS062 | Residential | Solar*Rewards | Trade Secret | 2013 | 2013
20252-215912-02 | Xcel Energy | 85 | 13781 | IOU | 03133768 | 6.48 | Solar |  |  | Interconnected | Trade Secret | Trade | MST | MST076 | Commercial | Solar*Rewards | Trade Secret | 2013 | 2013
20252-215912-02 | Xcel Energy | 85 | 13781 | IOU | 03133769 | 45 | Solar |  |  | Interconnected | Trade Secret | Trade | TLK | TLK073 | Commercial | Solar*Rewards | Trade Secret | 2013 | 2013
20252-215912-02 | Xcel Energy | 85 | 13781 | IOU | 03133770 | 22.8 | Solar |  |  | Interconnected | Trade Secret | Trade | KAN | KAN021 | Commercial | Solar*Rewards | Trade Secret | 2013 | 2013
20252-215912-02 | Xcel Energy | 85 | 13781 | IOU | 03133771 | 3 | Solar |  |  | Interconnected | Trade Secret | Trade | WIL | WIL063 | Residential | Solar*Rewards | Trade Secret | 2013 | 2010
20252-215912-02 | Xcel Energy | 85 | 13781 | IOU | 03133772 | 8.64 | Solar |  |  | Interconnected | Trade Secret | Trade | WSG | WSG071 | Residential | Solar*Rewards | Trade Secret | 2013 | 2014
20252-215912-02 | Xcel Energy | 85 | 13781 | IOU | 03133773 | 5 | Solar |  |  | Interconnected | Trade Secret | Trade | APA | APA075 | Residential | Solar*Rewards | Trade Secret | 2013 | 2013
20252-215912-02 | Xcel Energy | 85 | 13781 | IOU | 03133774 | 45 | Solar |  |  | Interconnected | Trade Secret | Trade | EDP | EDP073 | Commercial | Solar*Rewards | Trade Secret | 2013 | 2013
20252-215912-02 | Xcel Energy | 85 | 13781 | IOU | 03133775 | 2.15 | Solar |  |  | Interconnected | Trade Secret | Trade | SLP | SLP084 | Residential | Solar*Rewards | Trade Secret | 2013 | 2013
20252-215912-02 | Xcel Energy | 85 | 13781 | IOU | 03133776 | 5 | Solar |  |  | Interconnected | Trade Secret | Trade | MPK | MPK074 | Residential | Solar*Rewards | Trade Secret | 2013 | 2013
20252-215912-02 | Xcel Energy | 85 | 13781 | IOU | 03133777 | 35 | Solar |  |  | Interconnected | Trade Secret | Trade | KOL | KOL062 | Commercial | Solar*Rewards | Trade Secret | 2013 | 2013
20252-215912-02 | Xcel Energy | 85 | 13781 | IOU | 03133778 | 35 | Solar |  |  | Interconnected | Trade Secret | Trade | ECK | ECK081 | Commercial | Solar*Rewards | Trade Secret | 2013 | 2013
20252-215912-02 | Xcel Energy | 85 | 13781 | IOU | 03133779 | 6 | Solar |  |  | Interconnected | Trade Secret | Trade | SLP | SLP084 | Residential | Solar*Rewards | Trade Secret | 2013 | 2013
20252-215912-02 | Xcel Energy | 85 | 13781 | IOU | 03133780 | 30 | Solar |  |  | Interconnected | Trade Secret | Trade | HWW | HWW063 | Commercial | Solar*Rewards | Trade Secret | 2013 | 2014
20252-215912-02 | Xcel Energy | 85 | 13781 | IOU | 03133781 | 32.895 | Solar |  |  | Interconnected | Trade Secret | Trade | ALT | ALT021 | Commercial | Solar*Rewards | Trade Secret | 2013 | 2018
20252-215912-02 | Xcel Energy | 85 | 13781 | IOU | 03133782 | 6 | Solar |  |  | Interconnected | Trade Secret | Trade | BLH | BLH061 | Residential | Solar*Rewards | Trade Secret | 2013 | 2013
20252-215912-02 | Xcel Energy | 85 | 13781 | IOU | 03133783 | 10 | Solar |  |  | Interconnected | Trade Secret | Trade | DOC | DOC031 | Residential | Solar*Rewards | Trade Secret | 2013 | 2012
20252-215912-02 | Xcel Energy | 85 | 13781 | IOU | 03133784 | 7 | Solar |  |  | Interconnected | Trade Secret | Trade | MDT | MDT073 | Residential | Solar*Rewards | Trade Secret | 2013 | 2013
20252-215912-02 | Xcel Energy | 85 | 13781 | IOU | 03133785 | 5 | Solar |  |  | Interconnected | Trade Secret | Trade | MDT | MDT074 | Residential | Solar*Rewards | Trade Secret | 2013 | 2013
20252-215912-02 | Xcel Energy | 85 | 13781 | IOU | 03133786 | 10.2 | Solar |  |  | Interconnected | Trade Secret | Trade | EDA | EDA073 | Residential | Solar*Rewards | Trade Secret | 2013 | 2013
20252-215912-02 | Xcel Energy | 85 | 13781 | IOU | 03133787 | 7.5 | Solar |  |  | Interconnected | Trade Secret | Trade | AFT | AFT322 | Residential | Solar*Rewards | Trade Secret | 2013 | 2013
20252-215912-02 | Xcel Energy | 85 | 13781 | IOU | 03133788 | 13.33 | Solar |  |  | Interconnected | Trade Secret | Trade | BYT | BYT071 | Commercial | Solar*Rewards | Trade Secret | 2013 | 2013
20252-215912-02 | Xcel Energy | 85 | 13781 | IOU | 03133789 | 5 | Solar |  |  | Interconnected | Trade Secret | Trade | LEX | LEX332 | Residential | Solar*Rewards | Trade Secret | 2013 | 2013
20252-215912-02 | Xcel Energy | 85 | 13781 | IOU | 03133790 | 1.72 | Solar |  |  | Interconnected | Trade Secret | Trade | APA | APA075 | Residential | Solar*Rewards | Trade Secret | 2013 | 2013
20252-215912-02 | Xcel Energy | 85 | 13781 | IOU | 03133791 | 45 | Solar |  |  | Interconnected | Trade Secret | Trade | WRR | WRR061 | Commercial | Solar*Rewards | Trade Secret | 2013 | 2013
20252-215912-02 | Xcel Energy | 85 | 13781 | IOU | 03133792 | 8.6 | Solar |  |  | Interconnected | Trade Secret | Trade | ALD | ALD076 | Residential | Solar*Rewards | Trade Secret | 2013 | 2013
20252-215912-02 | Xcel Energy | 85 | 13781 | IOU | 03133793 | 34.2 | Solar |  |  | Interconnected | Trade Secret | Trade | ALD | ALD091 | Commercial | Solar*Rewards | Trade Secret | 2013 | 2013
20252-215912-02 | Xcel Energy | 85 | 13781 | IOU | 03133794 | 39.98 | Solar |  |  | Interconnected | Trade Secret | Trade | SWN | SWN021 | Commercial | Solar*Rewards | Trade Secret | 2013 | 2014
20252-215912-02 | Xcel Energy | 85 | 13781 | IOU | 03133795 | 3.87 | Solar |  |  | Interconnected | Trade Secret | Trade | SCA | SCA021 | Residential | Solar*Rewards | Trade Secret | 2013 | 2013
20252-215912-02 | Xcel Energy | 85 | 13781 | IOU | 03133796 | 45 | Solar |  |  | Interconnected | Trade Secret | Trade | WIL | WIL074 | Commercial | Solar*Rewards | Trade Secret | 2013 | 2013
20252-215912-02 | Xcel Energy | 85 | 13781 | IOU | 03133797 | 9.245 | Solar |  |  | Interconnected | Trade Secret | Trade | RAM | RAM064 | Residential | Solar*Rewards | Trade Secret | 2013 | 2013
20252-215912-02 | Xcel Energy | 85 | 13781 | IOU | 03133798 | 40 | Solar |  |  | Interconnected | Trade Secret | Trade | SMT | SMT092 | Commercial | Solar*Rewards | Trade Secret | 2013 | 2013
20252-215912-02 | Xcel Energy | 85 | 13781 | IOU | 03133799 | 3.01 | Solar |  |  | Interconnected | Trade Secret | Trade | MEL | MEL074 | Residential | Solar*Rewards | Trade Secret | 2013 | 2016
20252-215912-02 | Xcel Energy | 85 | 13781 | IOU | 03133800 | 18 | Solar |  |  | Interconnected | Trade Secret | Trade | PIP | PIP062 | Commercial | Solar*Rewards | Trade Secret | 2013 | 2013
20252-215912-02 | Xcel Energy | 85 | 13781 | IOU | 03133801 | 5 | Solar |  |  | Interconnected | Trade Secret | Trade | ALD | ALD072 | Commercial | Solar*Rewards | Trade Secret | 2013 | 2014
20252-215912-02 | Xcel Energy | 85 | 13781 | IOU | 03133802 | 7.525 | Solar |  |  | Interconnected | Trade Secret | Trade | MOL | MOL067 | Residential | Solar*Rewards | Trade Secret | 2013 | 2013
20252-215912-02 | Xcel Energy | 85 | 13781 | IOU | 03133803 | 9.995 | Solar |  |  | Interconnected | Trade Secret | Trade | CGR | CGR063 | Residential | Solar*Rewards | Trade Secret | 2013 | 2013
20252-215912-02 | Xcel Energy | 85 | 13781 | IOU | 03133804 | 3.87 | Solar |  |  | Interconnected | Trade Secret | Trade | SLP | SLP095 | Residential | Solar*Rewards | Trade Secret | 2013 | 2013
20252-215912-02 | Xcel Energy | 85 | 13781 | IOU | 03133805 | 36 | Solar |  |  | Interconnected | Trade Secret | Trade | OAD | OAD065 | Commercial | Solar*Rewards | Trade Secret | 2013 | 2015
20252-215912-02 | Xcel Energy | 85 | 13781 | IOU | 03133806 | 36 | Solar |  |  | Interconnected | Trade Secret | Trade | TLK | TLK062 | Commercial | Solar*Rewards | Trade Secret | 2013 | 2015
20252-215912-02 | Xcel Energy | 85 | 13781 | IOU | 03133807 | 7.74 | Solar |  |  | Interconnected | Trade Secret | Trade | BCH | BCH311 | Residential | Solar*Rewards | Trade Secret | 2013 | 2013
20252-215912-02 | Xcel Energy | 85 | 13781 | IOU | 03133808 | 13.76 | Solar |  |  | Interconnected | Trade Secret | Trade | ZUF | ZUF021 | Residential | Solar*Rewards | Trade Secret | 2013 | 2013
20252-215912-02 | Xcel Energy | 85 | 13781 | IOU | 03133809 | 7.6 | Solar |  |  | Interconnected | Trade Secret | Trade | STY | STY071 | Residential | Solar*Rewards | Trade Secret | 2013 | 2013
20252-215912-02 | Xcel Energy | 85 | 13781 | IOU | 03133810 | 5.1 | Solar |  |  | Interconnected | Trade Secret | Trade | BCR | BCR062 | Residential | Solar*Rewards | Trade Secret | 2013 | 2013
20252-215912-02 | Xcel Energy | 85 | 13781 | IOU | 03133811 | 4.945 | Solar |  |  | Interconnected | Trade Secret | Trade | SOU | SOU064 | Residential | Solar*Rewards | Trade Secret | 2013 | 2013
20252-215912-02 | Xcel Energy | 85 | 13781 | IOU | 03133812 | 7.74 | Solar |  |  | Interconnected | Trade Secret | Trade | RAM | RAM073 | Residential | Solar*Rewards | Trade Secret | 2013 | 2013
20252-215912-02 | Xcel Energy | 85 | 13781 | IOU | 03133813 | 45 | Solar |  |  | Interconnected | Trade Secret | Trade | WRR | WRR064 | Commercial | Solar*Rewards | Trade Secret | 2013 | 2013
20252-215912-02 | Xcel Energy | 85 | 13781 | IOU | 03133814 | 36 | Solar |  |  | Interconnected | Trade Secret | Trade | KEN | KEN022 | Commercial | Solar*Rewards | Trade Secret | 2013 | 2014
20252-215912-02 | Xcel Energy | 85 | 13781 | IOU | 03133815 | 7.31 | Solar |  |  | Interconnected | Trade Secret | Trade | AFT | AFT315 | Residential | Solar*Rewards | Trade Secret | 2013 | 2013
20252-215912-02 | Xcel Energy | 85 | 13781 | IOU | 03133816 | 36 | Solar |  |  | Interconnected | Trade Secret | Trade | WAT | WAT021 | Commercial | Solar*Rewards | Trade Secret | 2013 | 2013
20252-215912-02 | Xcel Energy | 85 | 13781 | IOU | 03133817 | 5 | Solar |  |  | Interconnected | Trade Secret | Trade | SOU | SOU069 | Residential | Solar*Rewards | Trade Secret | 2013 | 2013
20252-215912-02 | Xcel Energy | 85 | 13781 | IOU | 03133818 | 5 | Solar |  |  | Interconnected | Trade Secret | Trade | RAM | RAM077 | Residential | Solar*Rewards | Trade Secret | 2013 | 2013
20252-215912-02 | Xcel Energy | 85 | 13781 | IOU | 03133819 | 6.45 | Solar |  |  | Interconnected | Trade Secret | Trade | NMC | NMC082 | Residential | Solar*Rewards | Trade Secret | 2013 | 2013
20252-215912-02 | Xcel Energy | 85 | 13781 | IOU | 03133820 | 1.72 | Solar |  |  | Interconnected | Trade Secret | Trade | MST | MST066 | Residential | Solar*Rewards | Trade Secret | 2013 | 2011
20252-215912-02 | Xcel Energy | 85 | 13781 | IOU | 03133821 | 20.64 | Solar |  |  | Interconnected | Trade Secret | Trade | PIL | PIL021 | Commercial | Solar*Rewards | Trade Secret | 2013 | 2013
20252-215912-02 | Xcel Energy | 85 | 13781 | IOU | 03133822 | 36 | Solar |  |  | Interconnected | Trade Secret | Trade | HWW | HWW063 | Commercial | Solar*Rewards | Trade Secret | 2013 | 2013
20252-215912-02 | Xcel Energy | 85 | 13781 | IOU | 03133823 | 3.375 | Solar |  |  | Interconnected | Trade Secret | Trade | BLC | BLC062 | Residential | Solar*Rewards | Trade Secret | 2013 | 2014
20252-215912-02 | Xcel Energy | 85 | 13781 | IOU | 03133824 | 5 | Solar |  |  | Interconnected | Trade Secret | Trade | GNL | GNL062 | Residential | Solar*Rewards | Trade Secret | 2013 | 2014
20252-215912-02 | Xcel Energy | 85 | 13781 | IOU | 03133825 | 6 | Solar |  |  | Interconnected | Trade Secret | Trade | OPK | OPK073 | Residential | Solar*Rewards | Trade Secret | 2013 | 2013
20252-215912-02 | Xcel Energy | 85 | 13781 | IOU | 03133826 | 3.01 | Solar |  |  | Interconnected | Trade Secret | Trade | WSG | WSG065 | Residential | Solar*Rewards | Trade Secret | 2013 | 2013
20252-215912-02 | Xcel Energy | 85 | 13781 | IOU | 03133827 | 30 | Solar |  |  | Interconnected | Trade Secret | Trade | SIP | SIP061 | Residential | Solar*Rewards | Trade Secret | 2013 | 2013
20252-215912-02 | Xcel Energy | 85 | 13781 | IOU | 03133828 | 36 | Solar |  |  | Interconnected | Trade Secret | Trade | WDY | WDY321 | Commercial | Solar*Rewards | Trade Secret | 2013 | 2015
20252-215912-02 | Xcel Energy | 85 | 13781 | IOU | 03133829 | 5 | Solar |  |  | Interconnected | Trade Secret | Trade | ALD | ALD072 | Residential | Solar*Rewards | Trade Secret | 2013 | 2013
20252-215912-02 | Xcel Energy | 85 | 13781 | IOU | 03133830 | 7 | Solar |  |  | Interconnected | Trade Secret | Trade | GNL | GNL063 | Residential | Made in Minnesota | Trade Secret | 2014 | 2014
20252-215912-02 | Xcel Energy | 85 | 13781 | IOU | 03133831 | 31.5 | Solar |  |  | Interconnected | Trade Secret | Trade | ZUF | ZUF021 | Residential | Made in Minnesota | Trade Secret | 2014 | 2014
20252-215912-02 | Xcel Energy | 85 | 13781 | IOU | 03133832 | 7 | Solar |  |  | Interconnected | Trade Secret | Trade | MOL | MOL078 | Residential | Made in Minnesota | Trade Secret | 2014 | 2014
20252-215912-02 | Xcel Energy | 85 | 13781 | IOU | 03133833 | 9 | Solar |  |  | Interconnected | Trade Secret | Trade | ALD | ALD088 | Residential | Made in Minnesota | Trade Secret | 2014 | 2014
20252-215912-02 | Xcel Energy | 85 | 13781 | IOU | 03133834 | 9.5 | Solar |  |  | Interconnected | Trade Secret | Trade | MEL | MEL078 | Residential | Made in Minnesota | Trade Secret | 2014 | 2014
20252-215912-02 | Xcel Energy | 85 | 13781 | IOU | 03133835 | 30 | Solar |  |  | Interconnected | Trade Secret | Trade | DOC | DOC211 | Commercial | Made in Minnesota | Trade Secret | 2014 | 2014
20252-215912-02 | Xcel Energy | 85 | 13781 | IOU | 03133836 | 36 | Solar |  |  | Interconnected | Trade Secret | Trade | PKL | PKL071 | Commercial | Made in Minnesota | Trade Secret | 2014 | 2014
20252-215912-02 | Xcel Energy | 85 | 13781 | IOU | 03133837 | 9 | Solar |  |  | Interconnected | Trade Secret | Trade | AFT | AFT315 | Residential | Made in Minnesota | Trade Secret | 2014 | 2014
20252-215912-02 | Xcel Energy | 85 | 13781 | IOU | 03133838 | 9 | Solar |  |  | Interconnected | Trade Secret | Trade | AFT | AFT322 | Residential | Made in Minnesota | Trade Secret | 2014 | 2014
20252-215912-02 | Xcel Energy | 85 | 13781 | IOU | 03133839 | 9 | Solar |  |  | Interconnected | Trade Secret | Trade | MGN | MGN211 | Residential | Made in Minnesota | Trade Secret | 2014 | 2014
20252-215912-02 | Xcel Energy | 85 | 13781 | IOU | 03133840 | 2 | Solar |  |  | Interconnected | Trade Secret | Trade | MPK | MPK082 | Residential | Made in Minnesota | Trade Secret | 2014 | 2015
20252-215912-02 | Xcel Energy | 85 | 13781 | IOU | 03133841 | 6 | Solar |  |  | Interconnected | Trade Secret | Trade | APA | APA075 | Residential | Made in Minnesota | Trade Secret | 2014 | 2014
20252-215912-02 | Xcel Energy | 85 | 13781 | IOU | 03133842 | 5 | Solar |  |  | Interconnected | Trade Secret | Trade | WIN | WIN042 | Residential | Made in Minnesota | Trade Secret | 2014 | 2014
20252-215912-02 | Xcel Energy | 85 | 13781 | IOU | 03133843 | 36 | Solar |  |  | Interconnected | Trade Secret | Trade | AFT | AFT321 | Commercial | Made in Minnesota | Trade Secret | 2014 | 2014
20252-215912-02 | Xcel Energy | 85 | 13781 | IOU | 03133844 | 3.5 | Solar |  |  | Interconnected | Trade Secret | Trade | LAC | LAC062 | Residential | Made in Minnesota | Trade Secret | 2014 | 2014
20252-215912-02 | Xcel Energy | 85 | 13781 | IOU | 03133845 | 9 | Solar |  |  | Interconnected | Trade Secret | Trade | WIN | WIN043 | Residential | Made in Minnesota | Trade Secret | 2014 | 2014
20252-215912-02 | Xcel Energy | 85 | 13781 | IOU | 03133846 | 36 | Solar |  |  | Interconnected | Trade Secret | Trade | ALD | ALD085 | Commercial | Made in Minnesota | Trade Secret | 2014 | 2014
20252-215912-02 | Xcel Energy | 85 | 13781 | IOU | 03133847 | 3.5 | Solar |  |  | Interconnected | Trade Secret | Trade | NER | NER021 | Residential | Made in Minnesota | Trade Secret | 2014 | 2015
20252-215912-02 | Xcel Energy | 85 | 13781 | IOU | 03133848 | 3.8 | Solar |  |  | Interconnected | Trade Secret | Trade | EDP | EDP073 | Residential | Made in Minnesota | Trade Secret | 2014 | 2015
20252-215912-02 | Xcel Energy | 85 | 13781 | IOU | 03133849 | 10.5 | Solar |  |  | Interconnected | Trade Secret | Trade | HAS | HAS021 | Residential | Made in Minnesota | Trade Secret | 2014 | 2015
20252-215912-02 | Xcel Energy | 85 | 13781 | IOU | 03133850 | 5 | Solar |  |  | Interconnected | Trade Secret | Trade | HWW | HWW073 | Residential | Made in Minnesota | Trade Secret | 2014 | 2014
20252-215912-02 | Xcel Energy | 85 | 13781 | IOU | 03133851 | 10 | Solar |  |  | Interconnected | Trade Secret | Trade | NOF | NOF072 | Residential | Made in Minnesota | Trade Secret | 2014 | 2014
20252-215912-02 | Xcel Energy | 85 | 13781 | IOU | 03133852 | 5 | Solar |  |  | Interconnected | Trade Secret | Trade | DND | DND061 | Residential | Made in Minnesota | Trade Secret | 2014 | 2014
20252-215912-02 | Xcel Energy | 85 | 13781 | IOU | 03133853 | 10.5 | Solar |  |  | Interconnected | Trade Secret | Trade | NOF | NOF072 | Residential | Made in Minnesota | Trade Secret | 2014 | 2014
20252-215912-02 | Xcel Energy | 85 | 13781 | IOU | 03133854 | 6 | Solar |  |  | Interconnected | Trade Secret | Trade | RPL | RPL063 | Residential | Made in Minnesota | Trade Secret | 2014 | 2014
20252-215912-02 | Xcel Energy | 85 | 13781 | IOU | 03133855 | 36 | Solar |  |  | Interconnected | Trade Secret | Trade | TWL | TWL074 | Commercial | Made in Minnesota | Trade Secret | 2014 | 2014
20252-215912-02 | Xcel Energy | 85 | 13781 | IOU | 03133856 | 36 | Solar |  |  | Interconnected | Trade Secret | Trade | HWW | HWW075 | Commercial | Made in Minnesota | Trade Secret | 2014 | 2014
20252-215912-02 | Xcel Energy | 85 | 13781 | IOU | 03133857 | 36 | Solar |  |  | Interconnected | Trade Secret | Trade | YLM | YLM211 | Commercial | Made in Minnesota | Trade Secret | 2014 | 2014
20252-215912-02 | Xcel Energy | 85 | 13781 | IOU | 03133858 | 36 | Solar |  |  | Interconnected | Trade Secret | Trade | MOL | MOL078 | Commercial | Made in Minnesota | Trade Secret | 2014 | 2014
20252-215912-02 | Xcel Energy | 85 | 13781 | IOU | 03133859 | 36 | Solar |  |  | Interconnected | Trade Secret | Trade | WEB | WEB021 | Commercial | Made in Minnesota | Trade Secret | 2014 | 2014
20252-215912-02 | Xcel Energy | 85 | 13781 | IOU | 03133860 | 36 | Solar |  |  | Interconnected | Trade Secret | Trade | FSL | FSL311 | Commercial | Made in Minnesota | Trade Secret | 2014 | 2014
20252-215912-02 | Xcel Energy | 85 | 13781 | IOU | 03133861 | 4.32 | Solar |  |  | Interconnected | Trade Secret | Trade | SLP | SLP084 | Residential | Made in Minnesota | Trade Secret | 2014 | 2014
20252-215912-02 | Xcel Energy | 85 | 13781 | IOU | 03133862 | 10 | Solar |  |  | Interconnected | Trade Secret | Trade | PIL | PIL021 | Residential | Made in Minnesota | Trade Secret | 2014 | 2014
20252-215912-02 | Xcel Energy | 85 | 13781 | IOU | 03133863 | 9 | Solar |  |  | Interconnected | Trade Secret | Trade | WIN | WIN033 | Residential | Made in Minnesota | Trade Secret | 2014 | 2014
20252-215912-02 | Xcel Energy | 85 | 13781 | IOU | 03133864 | 5 | Solar |  |  | Interconnected | Trade Secret | Trade | GVW | GVW023 | Residential | Made in Minnesota | Trade Secret | 2014 | 2014
20252-215912-02 | Xcel Energy | 85 | 13781 | IOU | 03133865 | 6 | Solar |  |  | Interconnected | Trade Secret | Trade | WAB | WAB031 | Residential | Made in Minnesota | Trade Secret | 2014 | 2014
20252-215912-02 | Xcel Energy | 85 | 13781 | IOU | 03133866 | 36 | Solar |  |  | Interconnected | Trade Secret | Trade | SCL | SCL322 | Commercial | Made in Minnesota | Trade Secret | 2014 | 2014
20252-215912-02 | Xcel Energy | 85 | 13781 | IOU | 03133867 | 7 | Solar |  |  | Interconnected | Trade Secret | Trade | LAP | LAP311 | Residential | Made in Minnesota | Trade Secret | 2014 | 2014
20252-215912-02 | Xcel Energy | 85 | 13781 | IOU | 03133868 | 24 | Solar |  |  | Interconnected | Trade Secret | Trade | AFT | AFT315 | Commercial | Made in Minnesota | Trade Secret | 2014 | 2015
20252-215912-02 | Xcel Energy | 85 | 13781 | IOU | 03133869 | 36 | Solar |  |  | Interconnected | Trade Secret | Trade | RIV | RIV073 | Commercial | Made in Minnesota | Trade Secret | 2014 | 2014
20252-215912-02 | Xcel Energy | 85 | 13781 | IOU | 03133870 | 4 | Solar |  |  | Interconnected | Trade Secret | Trade | SOU | SOU087 | Residential | Made in Minnesota | Trade Secret | 2014 | 2014
20252-215912-02 | Xcel Energy | 85 | 13781 | IOU | 03133871 | 8.5 | Solar |  |  | Interconnected | Trade Secret | Trade | NOF | NOF061 | Residential | Made in Minnesota | Trade Secret | 2014 | 2014
20252-215912-02 | Xcel Energy | 85 | 13781 | IOU | 03133872 | 9.5 | Solar |  |  | Interconnected | Trade Secret | Trade | DPN | DPN072 | Residential | Made in Minnesota | Trade Secret | 2014 | 2014
20252-215912-02 | Xcel Energy | 85 | 13781 | IOU | 03133873 | 36 | Solar |  |  | Interconnected | Trade Secret | Trade | MDT | MDT074 | Commercial | Made in Minnesota | Trade Secret | 2014 | 2014
20252-215912-02 | Xcel Energy | 85 | 13781 | IOU | 03133874 | 36 | Solar |  |  | Interconnected | Trade Secret | Trade | SLP | SLP092 | Commercial | Made in Minnesota | Trade Secret | 2014 | 2014
20252-215912-02 | Xcel Energy | 85 | 13781 | IOU | 03133875 | 36 | Solar |  |  | Interconnected | Trade Secret | Trade | TWL | TWL066 | Commercial | Made in Minnesota | Trade Secret | 2014 | 2014
20252-215912-02 | Xcel Energy | 85 | 13781 | IOU | 03133876 | 36 | Solar |  |  | Interconnected | Trade Secret | Trade | SOU | SOU063 | Commercial | Made in Minnesota | Trade Secret | 2014 | 2014
20252-215912-02 | Xcel Energy | 85 | 13781 | IOU | 03133877 | 36 | Solar |  |  | Interconnected | Trade Secret | Trade | SOU | SOU063 | Commercial | Made in Minnesota | Trade Secret | 2014 | 2014
20252-215912-02 | Xcel Energy | 85 | 13781 | IOU | 03133878 | 36 | Solar |  |  | Interconnected | Trade Secret | Trade | RPL | RPL075 | Commercial | Made in Minnesota | Trade Secret | 2014 | 2014
20252-215912-02 | Xcel Energy | 85 | 13781 | IOU | 03133879 | 10 | Solar |  |  | Interconnected | Trade Secret | Trade | SOU | SOU065 | Residential | Made in Minnesota | Trade Secret | 2014 | 2014
20252-215912-02 | Xcel Energy | 85 | 13781 | IOU | 03133880 | 6.5 | Solar |  |  | Interconnected | Trade Secret | Trade | NOF | NOF061 | Residential | Made in Minnesota | Trade Secret | 2014 | 2014
20252-215912-02 | Xcel Energy | 85 | 13781 | IOU | 03133881 | 5 | Solar |  |  | Interconnected | Trade Secret | Trade | DND | DND061 | Residential | Made in Minnesota | Trade Secret | 2014 | 2014
20252-215912-02 | Xcel Energy | 85 | 13781 | IOU | 03133882 | 6.24 | Solar |  |  | Interconnected | Trade Secret | Trade | WIL | WIL098 | Residential | Made in Minnesota | Trade Secret | 2014 | 2014
20252-215912-02 | Xcel Energy | 85 | 13781 | IOU | 03133883 | 9.1 | Solar |  |  | Interconnected | Trade Secret | Trade | EXC | EXC062 | Residential | Made in Minnesota | Trade Secret | 2014 | 2014
20252-215912-02 | Xcel Energy | 85 | 13781 | IOU | 03133884 | 5 | Solar |  |  | Interconnected | Trade Secret | Trade | WSG | WSG362 | Residential | Made in Minnesota | Trade Secret | 2014 | 2014
20252-215912-02 | Xcel Energy | 85 | 13781 | IOU | 03133885 | 6 | Solar |  |  | Interconnected | Trade Secret | Trade | TLK | TLK067 | Residential | Made in Minnesota | Trade Secret | 2014 | 2014
20252-215912-02 | Xcel Energy | 85 | 13781 | IOU | 03133886 | 3.5 | Solar |  |  | Interconnected | Trade Secret | Trade | SOU | SOU061 | Residential | Made in Minnesota | Trade Secret | 2014 | 2014
20252-215912-02 | Xcel Energy | 85 | 13781 | IOU | 03133887 | 10.5 | Solar |  |  | Interconnected | Trade Secret | Trade | NOF | NOF073 | Residential | Made in Minnesota | Trade Secret | 2014 | 2015
20252-215912-02 | Xcel Energy | 85 | 13781 | IOU | 03133888 | 3.5 | Solar |  |  | Interconnected | Trade Secret | Trade | ALD | ALD095 | Residential | Made in Minnesota | Trade Secret | 2014 | 2014
20252-215912-02 | Xcel Energy | 85 | 13781 | IOU | 03133889 | 7 | Solar |  |  | Interconnected | Trade Secret | Trade | NOF | NOF061 | Residential | Made in Minnesota | Trade Secret | 2014 | 2014
20252-215912-02 | Xcel Energy | 85 | 13781 | IOU | 03133890 | 3.5 | Solar |  |  | Interconnected | Trade Secret | Trade | NOF | NOF061 | Residential | Made in Minnesota | Trade Secret | 2014 | 2014
20252-215912-02 | Xcel Energy | 85 | 13781 | IOU | 03133891 | 3 | Solar |  |  | Interconnected | Trade Secret | Trade | EDP | EDP073 | Residential | Made in Minnesota | Trade Secret | 2014 | 2015
20252-215912-02 | Xcel Energy | 85 | 13781 | IOU | 03133892 | 10.5 | Solar |  |  | Interconnected | Trade Secret | Trade | NOF | NOF061 | Residential | Made in Minnesota | Trade Secret | 2014 | 2014
20252-215912-02 | Xcel Energy | 85 | 13781 | IOU | 03133893 | 5 | Solar |  |  | Interconnected | Trade Secret | Trade | LAE | LAE061 | Commercial | Made in Minnesota | Trade Secret | 2014 | 2014
20252-215912-02 | Xcel Energy | 85 | 13781 | IOU | 03133894 | 3.36 | Solar |  |  | Interconnected | Trade Secret | Trade | AFT | AFT315 | Residential | Made in Minnesota | Trade Secret | 2014 | 2014
20252-215912-02 | Xcel Energy | 85 | 13781 | IOU | 03133895 | 9 | Solar |  |  | Interconnected | Trade Secret | Trade | WWK | WWK321 | Residential | Made in Minnesota | Trade Secret | 2014 | 2014
20252-215912-02 | Xcel Energy | 85 | 13781 | IOU | 03133896 | 10.5 | Solar |  |  | Interconnected | Trade Secret | Trade | NOF | NOF071 | Residential | Made in Minnesota | Trade Secret | 2014 | 2014
20252-215912-02 | Xcel Energy | 85 | 13781 | IOU | 03133897 | 10.5 | Solar |  |  | Interconnected | Trade Secret | Trade | NOF | NOF073 | Commercial | Made in Minnesota | Trade Secret | 2014 | 2014
20252-215912-02 | Xcel Energy | 85 | 13781 | IOU | 03133898 | 9.5 | Solar |  |  | Interconnected | Trade Secret | Trade | WAB | WAB021 | Residential | Made in Minnesota | Trade Secret | 2014 | 2014
20252-215912-02 | Xcel Energy | 85 | 13781 | IOU | 03133899 | 6 | Solar |  |  | Interconnected | Trade Secret | Trade | HWW | HWW074 | Commercial | Made in Minnesota | Trade Secret | 2014 | 2014
20252-215912-02 | Xcel Energy | 85 | 13781 | IOU | 03133900 | 12 | Solar |  |  | Interconnected | Trade Secret | Trade | MST | MST068 | Commercial | Made in Minnesota | Trade Secret | 2014 | 2015
20252-215912-02 | Xcel Energy | 85 | 13781 | IOU | 03133901 | 9.5 | Solar |  |  | Interconnected | Trade Secret | Trade | PIL | PIL022 | Residential | Made in Minnesota | Trade Secret | 2014 | 2014
20252-215912-02 | Xcel Energy | 85 | 13781 | IOU | 03133902 | 2.5 | Solar |  |  | Interconnected | Trade Secret | Trade | MPK | MPK082 | Residential | Made in Minnesota | Trade Secret | 2014 | 2014
20252-215912-02 | Xcel Energy | 85 | 13781 | IOU | 03133903 | 5 | Solar |  |  | Interconnected | Trade Secret | Trade | SOU | SOU081 | Residential | Made in Minnesota | Trade Secret | 2014 | 2014
20252-215912-02 | Xcel Energy | 85 | 13781 | IOU | 03133904 | 7 | Solar |  |  | Interconnected | Trade Secret | Trade | LIN | LIN031 | Residential | Made in Minnesota | Trade Secret | 2014 | 2014
20252-215912-02 | Xcel Energy | 85 | 13781 | IOU | 03133905 | 2.5 | Solar |  |  | Interconnected | Trade Secret | Trade | SOU | SOU087 | Residential | Made in Minnesota | Trade Secret | 2014 | 2014
20252-215912-02 | Xcel Energy | 85 | 13781 | IOU | 03133906 | 9.5 | Solar |  |  | Interconnected | Trade Secret | Trade | WCR | WCR322 | Residential | Made in Minnesota | Trade Secret | 2014 | 2014
20252-215912-02 | Xcel Energy | 85 | 13781 | IOU | 03133907 | 9.5 | Solar |  |  | Interconnected | Trade Secret | Trade | HSN | HSN312 | Residential | Made in Minnesota | Trade Secret | 2014 | 2014
20252-215912-02 | Xcel Energy | 85 | 13781 | IOU | 03133908 | 21 | Solar |  |  | Interconnected | Trade Secret | Trade | SCL | SCL322 | Commercial | Made in Minnesota | Trade Secret | 2014 | 2014
20252-215912-02 | Xcel Energy | 85 | 13781 | IOU | 03133909 | 3.5 | Solar |  |  | Interconnected | Trade Secret | Trade | DBL | DBL067 | Residential | Made in Minnesota | Trade Secret | 2014 | 2014
20252-215912-02 | Xcel Energy | 85 | 13781 | IOU | 03133910 | 6.5 | Solar |  |  | Interconnected | Trade Secret | Trade | TER | TER071 | Residential | Made in Minnesota | Trade Secret | 2014 | 2014
20252-215912-02 | Xcel Energy | 85 | 13781 | IOU | 03133911 | 36 | Solar |  |  | Interconnected | Trade Secret | Trade | GVW | GVW032 | Commercial | Made in Minnesota | Trade Secret | 2014 | 2014
20252-215912-02 | Xcel Energy | 85 | 13781 | IOU | 03133912 | 36 | Solar |  |  | Interconnected | Trade Secret | Trade | GVW | GVW032 | Residential | Made in Minnesota | Trade Secret | 2014 | 2014
20252-215912-02 | Xcel Energy | 85 | 13781 | IOU | 03133913 | 2.5 | Solar |  |  | Interconnected | Trade Secret | Trade | SOU | SOU083 | Residential | Made in Minnesota | Trade Secret | 2014 | 2014
20252-215912-02 | Xcel Energy | 85 | 13781 | IOU | 03133914 | 7 | Solar |  |  | Interconnected | Trade Secret | Trade | SCL | SCL322 | Residential | Made in Minnesota | Trade Secret | 2014 | 2014
20252-215912-02 | Xcel Energy | 85 | 13781 | IOU | 03133915 | 5 | Solar |  |  | Interconnected | Trade Secret | Trade | SLP | SLP082 | Residential | Made in Minnesota | Trade Secret | 2014 | 2014
20252-215912-02 | Xcel Energy | 85 | 13781 | IOU | 03133916 | 2.5 | Solar |  |  | Interconnected | Trade Secret | Trade | HWW | HWW073 | Residential | Made in Minnesota | Trade Secret | 2014 | 2014
20252-215912-02 | Xcel Energy | 85 | 13781 | IOU | 03133917 | 36 | Solar |  |  | Interconnected | Trade Secret | Trade | SOU | SOU063 | Commercial | Made in Minnesota | Trade Secret | 2014 | 2015
20252-215912-02 | Xcel Energy | 85 | 13781 | IOU | 03133918 | 3.5 | Solar |  |  | Interconnected | Trade Secret | Trade | MPK | MPK063 | Residential | Made in Minnesota | Trade Secret | 2014 | 2014
20252-215912-02 | Xcel Energy | 85 | 13781 | IOU | 03133919 | 9 | Solar |  |  | Interconnected | Trade Secret | Trade | MST | MST069 | Commercial | Made in Minnesota | Trade Secret | 2014 | 2015
20252-215912-02 | Xcel Energy | 85 | 13781 | IOU | 03133920 | 9 | Solar |  |  | Interconnected | Trade Secret | Trade | MST | MST068 | Commercial | Made in Minnesota | Trade Secret | 2014 | 2015
20252-215912-02 | Xcel Energy | 85 | 13781 | IOU | 03133921 | 9.5 | Solar |  |  | Interconnected | Trade Secret | Trade | WSG | WSG071 | Residential | Made in Minnesota | Trade Secret | 2014 | 2014
20252-215912-02 | Xcel Energy | 85 | 13781 | IOU | 03133922 | 7.5 | Solar |  |  | Interconnected | Trade Secret | Trade | CNC | CNC073 | Residential | Made in Minnesota | Trade Secret | 2014 | 2014
20252-215912-02 | Xcel Energy | 85 | 13781 | IOU | 03133923 | 7 | Solar |  |  | Interconnected | Trade Secret | Trade | RMT | RMT321 | Residential | Made in Minnesota | Trade Secret | 2014 | 2014
20252-215912-02 | Xcel Energy | 85 | 13781 | IOU | 03133924 | 3.5 | Solar |  |  | Interconnected | Trade Secret | Trade | WIN | WIN043 | Residential | Made in Minnesota | Trade Secret | 2014 | 2010
20252-215912-02 | Xcel Energy | 85 | 13781 | IOU | 03133925 | 5 | Solar |  |  | Interconnected | Trade Secret | Trade | RLK | RLK066 | Residential | Solar*Rewards | Trade Secret | 2014 | 2014
20252-215912-02 | Xcel Energy | 85 | 13781 | IOU | 03133926 | 2.5 | Solar |  |  | Interconnected | Trade Secret | Trade | MST | MST066 | Residential | Made in Minnesota | Trade Secret | 2014 | 2014
20252-215912-02 | Xcel Energy | 85 | 13781 | IOU | 03133927 | 5 | Solar |  |  | Interconnected | Trade Secret | Trade | GSL | GSL074 | Residential | Made in Minnesota | Trade Secret | 2014 | 2014
20252-215912-02 | Xcel Energy | 85 | 13781 | IOU | 03133928 | 9.5 | Solar |  |  | Interconnected | Trade Secret | Trade | WSG | WSG075 | Residential | Made in Minnesota | Trade Secret | 2014 | 2014
20252-215912-02 | Xcel Energy | 85 | 13781 | IOU | 03133929 | 9.5 | Solar |  |  | Interconnected | Trade Secret | Trade | LEX | LEX075 | Residential | Made in Minnesota | Trade Secret | 2014 | 2014
20252-215912-02 | Xcel Energy | 85 | 13781 | IOU | 03133930 | 3.5 | Solar |  |  | Interconnected | Trade Secret | Trade | ALD | ALD093 | Residential | Made in Minnesota | Trade Secret | 2014 | 2014
20252-215912-02 | Xcel Energy | 85 | 13781 | IOU | 03133931 | 6 | Solar |  |  | Interconnected | Trade Secret | Trade | SWN | SWN021 | Residential | Made in Minnesota | Trade Secret | 2014 | 2014
20252-215912-02 | Xcel Energy | 85 | 13781 | IOU | 03133932 | 5 | Solar |  |  | Interconnected | Trade Secret | Trade | WES | WES073 | Residential | Made in Minnesota | Trade Secret | 2014 | 2014
20252-215912-02 | Xcel Energy | 85 | 13781 | IOU | 03133933 | 5 | Solar |  |  | Interconnected | Trade Secret | Trade | TER | TER061 | Residential | Made in Minnesota | Trade Secret | 2014 | 2014
20252-215912-02 | Xcel Energy | 85 | 13781 | IOU | 03133934 | 3.5 | Solar |  |  | Interconnected | Trade Secret | Trade | MEL | MEL061 | Residential | Made in Minnesota | Trade Secret | 2014 | 2014
20252-215912-02 | Xcel Energy | 85 | 13781 | IOU | 03133935 | 5 | Solar |  |  | Interconnected | Trade Secret | Trade | WIL | WIL063 | Residential | Made in Minnesota | Trade Secret | 2014 | 2014
20252-215912-02 | Xcel Energy | 85 | 13781 | IOU | 03133936 | 5 | Solar |  |  | Interconnected | Trade Secret | Trade | LEX | LEX333 | Residential | Made in Minnesota | Trade Secret | 2014 | 2014
20252-215912-02 | Xcel Energy | 85 | 13781 | IOU | 03133937 | 9.5 | Solar |  |  | Interconnected | Trade Secret | Trade | WES | WES073 | Residential | Made in Minnesota | Trade Secret | 2014 | 2014
20252-215912-02 | Xcel Energy | 85 | 13781 | IOU | 03133938 | 9.5 | Solar |  |  | Interconnected | Trade Secret | Trade | RAM | RAM064 | Residential | Made in Minnesota | Trade Secret | 2014 | 2014
20252-215912-02 | Xcel Energy | 85 | 13781 | IOU | 03133939 | 3.5 | Solar |  |  | Interconnected | Trade Secret | Trade | SOU | SOU086 | Residential | Made in Minnesota | Trade Secret | 2014 | 2014
20252-215912-02 | Xcel Energy | 85 | 13781 | IOU | 03133940 | 3.5 | Solar |  |  | Interconnected | Trade Secret | Trade | ALD | ALD085 | Residential | Made in Minnesota | Trade Secret | 2014 | 2014
20252-215912-02 | Xcel Energy | 85 | 13781 | IOU | 03133941 | 3.5 | Solar |  |  | Interconnected | Trade Secret | Trade | EDA | EDA067 | Residential | Made in Minnesota | Trade Secret | 2014 | 2014
20252-215912-02 | Xcel Energy | 85 | 13781 | IOU | 03133942 | 9.5 | Solar |  |  | Interconnected | Trade Secret | Trade | SLP | SLP074 | Residential | Made in Minnesota | Trade Secret | 2014 | 2014
20252-215912-02 | Xcel Energy | 85 | 13781 | IOU | 03133943 | 9 | Solar |  |  | Interconnected | Trade Secret | Trade | MST | MST069 | Commercial | Made in Minnesota | Trade Secret | 2014 | 2014
20252-215912-02 | Xcel Energy | 85 | 13781 | IOU | 03133944 | 20 | Solar |  |  | Interconnected | Trade Secret | Trade | SLP | SLP321 | Commercial | Solar*Rewards | Trade Secret | 2014 | 2015
20252-215912-02 | Xcel Energy | 85 | 13781 | IOU | 03133945 | 6 | Solar |  |  | Interconnected | Trade Secret | Trade | SCA | SCA021 | Residential | Solar*Rewards | Trade Secret | 2014 | 2014
20252-215912-02 | Xcel Energy | 85 | 13781 | IOU | 03133946 | 20 | Solar |  |  | Interconnected | Trade Secret | Trade | WIL | WIL093 | Commercial | Solar*Rewards | Trade Secret | 2014 | 2015
20252-215912-02 | Xcel Energy | 85 | 13781 | IOU | 03133947 | 6.02 | Solar |  |  | Interconnected | Trade Secret | Trade | EDA | EDA073 | Residential | Solar*Rewards | Trade Secret | 2014 | 2014
20252-215912-02 | Xcel Energy | 85 | 13781 | IOU | 03133948 | 20 | Solar |  |  | Interconnected | Trade Secret | Trade | RIV | RIV073 | Commercial | Solar*Rewards | Trade Secret | 2014 | 2015
20252-215912-02 | Xcel Energy | 85 | 13781 | IOU | 03133949 | 6 | Solar |  |  | Interconnected | Trade Secret | Trade | BCR | BCR083 | Residential | Solar*Rewards | Trade Secret | 2014 | 2014
20252-215912-02 | Xcel Energy | 85 | 13781 | IOU | 03133950 | 15.01 | Solar |  |  | Interconnected | Trade Secret | Trade | NOF | NOF061 | Residential | Solar*Rewards | Trade Secret | 2014 | 2014
20252-215912-02 | Xcel Energy | 85 | 13781 | IOU | 03133951 | 2.88 | Solar |  |  | Interconnected | Trade Secret | Trade | STY | STY061 | Residential | Solar*Rewards | Trade Secret | 2014 | 2014
20252-215912-02 | Xcel Energy | 85 | 13781 | IOU | 03133952 | 10.08 | Solar |  |  | Interconnected | Trade Secret | Trade | BYT | BYT061 | Residential | Solar*Rewards | Trade Secret | 2014 | 2014
20252-215912-02 | Xcel Energy | 85 | 13781 | IOU | 03133953 | 5.04 | Solar |  |  | Interconnected | Trade Secret | Trade | APA | APA075 | Residential | Solar*Rewards | Trade Secret | 2014 | 2014
20252-215912-02 | Xcel Energy | 85 | 13781 | IOU | 03133954 | 18 | Solar |  |  | Interconnected | Trade Secret | Trade | HWW | HWW063 | Commercial | Solar*Rewards | Trade Secret | 2014 | 2015
20252-215912-02 | Xcel Energy | 85 | 13781 | IOU | 03133955 | 7.63 | Solar |  |  | Interconnected | Trade Secret | Trade | NOF | NOF071 | Residential | Solar*Rewards | Trade Secret | 2014 | 2014
20252-215912-02 | Xcel Energy | 85 | 13781 | IOU | 03133956 | 5.76 | Solar |  |  | Interconnected | Trade Secret | Trade | ECK | ECK321 | Residential | Solar*Rewards | Trade Secret | 2014 | 2014
20252-215912-02 | Xcel Energy | 85 | 13781 | IOU | 03133957 | 20 | Solar |  |  | Interconnected | Trade Secret | Trade | MEL | MEL062 | Commercial | Solar*Rewards | Trade Secret | 2014 | 2015
20252-215912-02 | Xcel Energy | 85 | 13781 | IOU | 03133958 | 14.4 | Solar |  |  | Interconnected | Trade Secret | Trade | KAN | KAN022 | Residential | Solar*Rewards | Trade Secret | 2014 | 2015
20252-215912-02 | Xcel Energy | 85 | 13781 | IOU | 03133959 | 5 | Solar |  |  | Interconnected | Trade Secret | Trade | RLK | RLK066 | Residential | Solar*Rewards | Trade Secret | 2014 | 2014
20252-215912-02 | Xcel Energy | 85 | 13781 | IOU | 03133960 | 17.2 | Solar |  |  | Interconnected | Trade Secret | Trade | YAM | YAM021 | Residential | Solar*Rewards | Trade Secret | 2014 | 2015
20252-215912-02 | Xcel Energy | 85 | 13781 | IOU | 03133961 | 9 | Solar |  |  | Interconnected | Trade Secret | Trade | MGN | MGN211 | Commercial | Solar*Rewards | Trade Secret | 2014 | 2015
20252-215912-02 | Xcel Energy | 85 | 13781 | IOU | 03133962 | 20 | Solar |  |  | Interconnected | Trade Secret | Trade | LOK | LOK083 | Commercial | Solar*Rewards | Trade Secret | 2014 | 2015
20252-215912-02 | Xcel Energy | 85 | 13781 | IOU | 03133963 | 5.76 | Solar |  |  | Interconnected | Trade Secret | Trade | GLK | GLK061 | Residential | Solar*Rewards | Trade Secret | 2014 | 2014
20252-215912-02 | Xcel Energy | 85 | 13781 | IOU | 03133964 | 20 | Solar |  |  | Interconnected | Trade Secret | Trade | OSS | OSS065 | Commercial | Solar*Rewards | Trade Secret | 2014 | 2015
20252-215912-02 | Xcel Energy | 85 | 13781 | IOU | 03133965 | 10.01 | Solar |  |  | Interconnected | Trade Secret | Trade | PIL | PIL022 | Residential | Solar*Rewards | Trade Secret | 2014 | 2014
20252-215912-02 | Xcel Energy | 85 | 13781 | IOU | 03133966 | 3.44 | Solar |  |  | Interconnected | Trade Secret | Trade | GNL | GNL062 | Residential | Solar*Rewards | Trade Secret | 2014 | 2015
20252-215912-02 | Xcel Energy | 85 | 13781 | IOU | 03133967 | 6 | Solar |  |  | Interconnected | Trade Secret | Trade | RLK | RLK069 | Residential | Solar*Rewards | Trade Secret | 2014 | 2015
20252-215912-02 | Xcel Energy | 85 | 13781 | IOU | 03133968 | 3 | Solar |  |  | Interconnected | Trade Secret | Trade | OPK | OPK065 | Residential | Solar*Rewards | Trade Secret | 2014 | 2015
20252-215912-02 | Xcel Energy | 85 | 13781 | IOU | 03133969 | 3.87 | Solar |  |  | Interconnected | Trade Secret | Trade | AFT | AFT314 | Residential | Solar*Rewards | Trade Secret | 2014 | 2014
20252-215912-02 | Xcel Energy | 85 | 13781 | IOU | 03133970 | 11.39 | Solar |  |  | Interconnected | Trade Secret | Trade | LAK | LAK032 | Residential | Solar*Rewards | Trade Secret | 2014 | 2014
20252-215912-02 | Xcel Energy | 85 | 13781 | IOU | 03133971 | 5.76 | Solar |  |  | Interconnected | Trade Secret | Trade | OAD | OAD071 | Residential | Solar*Rewards | Trade Secret | 2014 | 2015
20252-215912-02 | Xcel Energy | 85 | 13781 | IOU | 03133972 | 7.6 | Solar |  |  | Interconnected | Trade Secret | Trade | AFT | AFT322 | Residential | Solar*Rewards | Trade Secret | 2014 | 2014
20252-215912-02 | Xcel Energy | 85 | 13781 | IOU | 03133973 | 3.8 | Solar |  |  | Interconnected | Trade Secret | Trade | DBL | DBL060 | Commercial | Solar*Rewards | Trade Secret | 2014 | 2016
20252-215912-02 | Xcel Energy | 85 | 13781 | IOU | 03133974 | 6 | Solar |  |  | Interconnected | Trade Secret | Trade | EDP | EDP073 | Residential | Solar*Rewards | Trade Secret | 2014 | 2014
20252-215912-02 | Xcel Energy | 85 | 13781 | IOU | 03133975 | 5.76 | Solar |  |  | Interconnected | Trade Secret | Trade | RPL | RPL063 | Residential | Solar*Rewards | Trade Secret | 2014 | 2015
20252-215912-02 | Xcel Energy | 85 | 13781 | IOU | 03133976 | 10 | Solar |  |  | Interconnected | Trade Secret | Trade | IDA | IDA074 | Commercial | Solar*Rewards | Trade Secret | 2014 | 2015
20252-215912-02 | Xcel Energy | 85 | 13781 | IOU | 03133977 | 3.36 | Solar |  |  | Interconnected | Trade Secret | Trade | MOL | MOL068 | Residential | Solar*Rewards | Trade Secret | 2014 | 2015
20252-215912-02 | Xcel Energy | 85 | 13781 | IOU | 03133978 | 4.2 | Solar |  |  | Interconnected | Trade Secret | Trade | OAD | OAD074 | Residential | Solar*Rewards | Trade Secret | 2014 | 2014
20252-215912-02 | Xcel Energy | 85 | 13781 | IOU | 03133979 | 17.28 | Solar |  |  | Interconnected | Trade Secret | Trade | NOF | NOF061 | Residential | Solar*Rewards | Trade Secret | 2014 | 2014
20252-215912-02 | Xcel Energy | 85 | 13781 | IOU | 03133980 | 5 | Solar |  |  | Interconnected | Trade Secret | Trade | PKL | PKL066 | Residential | Solar*Rewards | Trade Secret | 2014 | 2015
20252-215912-02 | Xcel Energy | 85 | 13781 | IOU | 03133981 | 4.08 | Solar |  |  | Interconnected | Trade Secret | Trade | GNL | GNL071 | Residential | Solar*Rewards | Trade Secret | 2014 | 2014
20252-215912-02 | Xcel Energy | 85 | 13781 | IOU | 03133982 | 3.84 | Solar |  |  | Interconnected | Trade Secret | Trade | HYL | HYL064 | Residential | Solar*Rewards | Trade Secret | 2014 | 2015
20252-215912-02 | Xcel Energy | 85 | 13781 | IOU | 03133983 | 3.8 | Solar |  |  | Interconnected | Trade Secret | Trade | WIL | WIL063 | Residential | Solar*Rewards | Trade Secret | 2014 | 2015
20252-215912-02 | Xcel Energy | 85 | 13781 | IOU | 03133984 | 6 | Solar |  |  | Interconnected | Trade Secret | Trade | WIL | WIL091 | Residential | Solar*Rewards | Trade Secret | 2014 | 2014
20252-215912-02 | Xcel Energy | 85 | 13781 | IOU | 03133985 | 3.6 | Solar |  |  | Interconnected | Trade Secret | Trade | HOL | HOL071 | Residential | Solar*Rewards | Trade Secret | 2014 | 2015
20252-215912-02 | Xcel Energy | 85 | 13781 | IOU | 03133986 | 6.72 | Solar |  |  | Interconnected | Trade Secret | Trade | WSG | WSG352 | Residential | Solar*Rewards | Trade Secret | 2014 | 2014
20252-215912-02 | Xcel Energy | 85 | 13781 | IOU | 03133987 | 18 | Solar |  |  | Interconnected | Trade Secret | Trade | APA | APA077 | Commercial | Solar*Rewards | Trade Secret | 2014 | 2014
20252-215912-02 | Xcel Energy | 85 | 13781 | IOU | 03133988 | 7.63 | Solar |  |  | Interconnected | Trade Secret | Trade | REW | REW023 | Residential | Solar*Rewards | Trade Secret | 2014 | 2015
20252-215912-02 | Xcel Energy | 85 | 13781 | IOU | 03133989 | 3 | Solar |  |  | Interconnected | Trade Secret | Trade | WAB | WAB021 | Residential | Solar*Rewards | Trade Secret | 2014 | 2014
20252-215912-02 | Xcel Energy | 85 | 13781 | IOU | 03133990 | 9.36 | Solar |  |  | Interconnected | Trade Secret | Trade | SAV | SAV069 | Residential | Solar*Rewards | Trade Secret | 2014 | 2014
20252-215912-02 | Xcel Energy | 85 | 13781 | IOU | 03133991 | 9.12 | Solar |  |  | Interconnected | Trade Secret | Trade | SLP | SLP097 | Residential | Solar*Rewards | Trade Secret | 2014 | 2010
20252-215912-02 | Xcel Energy | 85 | 13781 | IOU | 03133992 | 18 | Solar |  |  | Interconnected | Trade Secret | Trade | WDY | WDY312 | Commercial | Solar*Rewards | Trade Secret | 2014 | 2014
20252-215912-02 | Xcel Energy | 85 | 13781 | IOU | 03133993 | 8.5 | Solar |  |  | Interconnected | Trade Secret | Trade | HUG | HUG321 | Residential | Solar*Rewards | Trade Secret | 2014 | 2015
20252-215912-02 | Xcel Energy | 85 | 13781 | IOU | 03133994 | 3.8 | Solar |  |  | Interconnected | Trade Secret | Trade | BYT | BYT061 | Residential | Solar*Rewards | Trade Secret | 2014 | 2014
20252-215912-02 | Xcel Energy | 85 | 13781 | IOU | 03133995 | 2.4 | Solar |  |  | Interconnected | Trade Secret | Trade | ALD | ALD085 | Residential | Solar*Rewards | Trade Secret | 2014 | 2015
20252-215912-02 | Xcel Energy | 85 | 13781 | IOU | 03133996 | 3.84 | Solar |  |  | Interconnected | Trade Secret | Trade | SOU | SOU083 | Residential | Solar*Rewards | Trade Secret | 2014 | 2015
20252-215912-02 | Xcel Energy | 85 | 13781 | IOU | 03133997 | 5 | Solar |  |  | Interconnected | Trade Secret | Trade | HYL | HYL062 | Residential | Solar*Rewards | Trade Secret | 2014 | 2015
20252-215912-02 | Xcel Energy | 85 | 13781 | IOU | 03133998 | 5 | Solar |  |  | Interconnected | Trade Secret | Trade | REW | REW033 | Residential | Solar*Rewards | Trade Secret | 2014 | 2015
20252-215912-02 | Xcel Energy | 85 | 13781 | IOU | 03133999 | 18 | Solar |  |  | Interconnected | Trade Secret | Trade | HWW | HWW075 | Commercial | Solar*Rewards | Trade Secret | 2014 | 2014
20252-215912-02 | Xcel Energy | 85 | 13781 | IOU | 03134000 | 5.76 | Solar |  |  | Interconnected | Trade Secret | Trade | DND | DND061 | Residential | Solar*Rewards | Trade Secret | 2014 | 2014
20252-215912-02 | Xcel Energy | 85 | 13781 | IOU | 03134001 | 4.56 | Solar |  |  | Interconnected | Trade Secret | Trade | MAP | MAP061 | Residential | Solar*Rewards | Trade Secret | 2014 | 2015
20252-215912-02 | Xcel Energy | 85 | 13781 | IOU | 03134002 | 3.5 | Solar |  |  | Interconnected | Trade Secret | Trade | MDT | MDT073 | Residential | Solar*Rewards | Trade Secret | 2014 | 2015
20252-215912-02 | Xcel Energy | 85 | 13781 | IOU | 03134003 | 18 | Solar |  |  | Interconnected | Trade Secret | Trade | RPL | RPL075 | Commercial | Solar*Rewards | Trade Secret | 2014 | 2014
20252-215912-02 | Xcel Energy | 85 | 13781 | IOU | 03134004 | 6.35 | Solar |  |  | Interconnected | Trade Secret | Trade | HYL | HYL075 | Residential | Solar*Rewards | Trade Secret | 2014 | 2015
20252-215912-02 | Xcel Energy | 85 | 13781 | IOU | 03134005 | 5.4 | Solar |  |  | Interconnected | Trade Secret | Trade | SOU | SOU087 | Residential | Solar*Rewards | Trade Secret | 2014 | 2014
20252-215912-02 | Xcel Energy | 85 | 13781 | IOU | 03134006 | 19 | Solar |  |  | Interconnected | Trade Secret | Trade | CHI | CHI311 | Commercial | Solar*Rewards | Trade Secret | 2014 | 2015
20252-215912-02 | Xcel Energy | 85 | 13781 | IOU | 03134007 | 6.96 | Solar |  |  | Interconnected | Trade Secret | Trade | APA | APA064 | Residential | Solar*Rewards | Trade Secret | 2014 | 2014
20252-215912-02 | Xcel Energy | 85 | 13781 | IOU | 03134008 | 5 | Solar |  |  | Interconnected | Trade Secret | Trade | GPH | GPH062 | Residential | Solar*Rewards | Trade Secret | 2014 | 2015
20252-215912-02 | Xcel Energy | 85 | 13781 | IOU | 03134009 | 7.68 | Solar |  |  | Interconnected | Trade Secret | Trade | UPP | UPP063 | Residential | Solar*Rewards | Trade Secret | 2014 | 2014
20252-215912-02 | Xcel Energy | 85 | 13781 | IOU | 03134010 | 5.04 | Solar |  |  | Interconnected | Trade Secret | Trade | RAM | RAM063 | Residential | Solar*Rewards | Trade Secret | 2014 | 2014
20252-215912-02 | Xcel Energy | 85 | 13781 | IOU | 03134011 | 2.88 | Solar |  |  | Interconnected | Trade Secret | Trade | TWL | TWL075 | Residential | Solar*Rewards | Trade Secret | 2014 | 2014
20252-215912-02 | Xcel Energy | 85 | 13781 | IOU | 03134012 | 2.16 | Solar |  |  | Interconnected | Trade Secret | Trade | UPP | UPP082 | Residential | Solar*Rewards | Trade Secret | 2014 | 2014
20252-215912-02 | Xcel Energy | 85 | 13781 | IOU | 03134013 | 4.32 | Solar |  |  | Interconnected | Trade Secret | Trade | SHP | SHP062 | Residential | Solar*Rewards | Trade Secret | 2014 | 2015
20252-215912-02 | Xcel Energy | 85 | 13781 | IOU | 03134014 | 6 | Solar |  |  | Interconnected | Trade Secret | Trade | MND | MND072 | Commercial | Solar*Rewards | Trade Secret | 2014 | 2016
20252-215912-02 | Xcel Energy | 85 | 13781 | IOU | 03134015 | 3 | Solar |  |  | Interconnected | Trade Secret | Trade | WIL | WIL073 | Residential | Solar*Rewards | Trade Secret | 2014 | 2015
20252-215912-02 | Xcel Energy | 85 | 13781 | IOU | 03134016 | 8.16 | Solar |  |  | Interconnected | Trade Secret | Trade | WSG | WSG061 | Residential | Solar*Rewards | Trade Secret | 2014 | 2014
20252-215912-02 | Xcel Energy | 85 | 13781 | IOU | 03134017 | 3.3 | Solar |  |  | Interconnected | Trade Secret | Trade | CRL | CRL065 | Residential | Solar*Rewards | Trade Secret | 2014 | 2014
20252-215912-02 | Xcel Energy | 85 | 13781 | IOU | 03134018 | 5 | Solar |  |  | Interconnected | Trade Secret | Trade | HOL | HOL072 | Residential | Solar*Rewards | Trade Secret | 2014 | 2015
20252-215912-02 | Xcel Energy | 85 | 13781 | IOU | 03134019 | 18 | Solar |  |  | Interconnected | Trade Secret | Trade | NMC | NMC092 | Commercial | Solar*Rewards | Trade Secret | 2014 | 2015
20252-215912-02 | Xcel Energy | 85 | 13781 | IOU | 03134020 | 5.52 | Solar |  |  | Interconnected | Trade Secret | Trade | NOF | NOF061 | Residential | Solar*Rewards | Trade Secret | 2014 | 2015
20252-215912-02 | Xcel Energy | 85 | 13781 | IOU | 03134021 | 18 | Solar |  |  | Interconnected | Trade Secret | Trade | PKL | PKL071 | Commercial | Solar*Rewards | Trade Secret | 2014 | 2014
20252-215912-02 | Xcel Energy | 85 | 13781 | IOU | 03134022 | 18 | Solar |  |  | Interconnected | Trade Secret | Trade | AFT | AFT321 | Commercial | Solar*Rewards | Trade Secret | 2014 | 2014
20252-215912-02 | Xcel Energy | 85 | 13781 | IOU | 03134023 | 4.8 | Solar |  |  | Interconnected | Trade Secret | Trade | GRC | GRC312 | Residential | Solar*Rewards | Trade Secret | 2014 | 2014
20252-215912-02 | Xcel Energy | 85 | 13781 | IOU | 03134024 | 18 | Solar |  |  | Interconnected | Trade Secret | Trade | LEX | LEX332 | Commercial | Solar*Rewards | Trade Secret | 2014 | 2014
20252-215912-02 | Xcel Energy | 85 | 13781 | IOU | 03134025 | 17.5 | Solar |  |  | Interconnected | Trade Secret | Trade | RWD | RWD082 | Commercial | Solar*Rewards | Trade Secret | 2014 | 2015
20252-215912-02 | Xcel Energy | 85 | 13781 | IOU | 03134026 | 18 | Solar |  |  | Interconnected | Trade Secret | Trade | MPK | MPK077 | Commercial | Solar*Rewards | Trade Secret | 2014 | 2015
20252-215912-02 | Xcel Energy | 85 | 13781 | IOU | 03134027 | 18 | Solar |  |  | Interconnected | Trade Secret | Trade | WES | WES062 | Commercial | Solar*Rewards | Trade Secret | 2014 | 2015
20252-215912-02 | Xcel Energy | 85 | 13781 | IOU | 03134028 | 18 | Solar |  |  | Interconnected | Trade Secret | Trade | GSL | GSL342 | Commercial | Solar*Rewards | Trade Secret | 2014 | 2015
20252-215912-02 | Xcel Energy | 85 | 13781 | IOU | 03134029 | 18 | Solar |  |  | Interconnected | Trade Secret | Trade | OSS | OSS065 | Commercial | Solar*Rewards | Trade Secret | 2014 | 2015
20252-215912-02 | Xcel Energy | 85 | 13781 | IOU | 03134030 | 18 | Solar |  |  | Interconnected | Trade Secret | Trade | PRR | PRR061 | Commercial | Solar*Rewards | Trade Secret | 2014 | 2015
20252-215912-02 | Xcel Energy | 85 | 13781 | IOU | 03134031 | 18 | Solar |  |  | Interconnected | Trade Secret | Trade | MPK | MPK068 | Commercial | Solar*Rewards | Trade Secret | 2014 | 2015
20252-215912-02 | Xcel Energy | 85 | 13781 | IOU | 03134032 | 18 | Solar |  |  | Interconnected | Trade Secret | Trade | PKL | PKL062 | Commercial | Solar*Rewards | Trade Secret | 2014 | 2015
20252-215912-02 | Xcel Energy | 85 | 13781 | IOU | 03134033 | 18 | Solar |  |  | Interconnected | Trade Secret | Trade | STY | STY063 | Commercial | Solar*Rewards | Trade Secret | 2014 | 2015
20252-215912-02 | Xcel Energy | 85 | 13781 | IOU | 03134034 | 10 | Solar |  |  | Interconnected | Trade Secret | Trade | BYT | BYT061 | Residential | Solar*Rewards | Trade Secret | 2014 | 2014
20252-215912-02 | Xcel Energy | 85 | 13781 | IOU | 03134035 | 18 | Solar |  |  | Interconnected | Trade Secret | Trade | SMT | SMT082 | Commercial | Solar*Rewards | Trade Secret | 2014 | 2015
20252-215912-02 | Xcel Energy | 85 | 13781 | IOU | 03134036 | 3.8 | Solar |  |  | Interconnected | Trade Secret | Trade | SLP | SLP084 | Residential | Solar*Rewards | Trade Secret | 2014 | 2014
20252-215912-02 | Xcel Energy | 85 | 13781 | IOU | 03134037 | 18 | Solar |  |  | Interconnected | Trade Secret | Trade | TWL | TWL082 | Commercial | Solar*Rewards | Trade Secret | 2014 | 2015
20252-215912-02 | Xcel Energy | 85 | 13781 | IOU | 03134038 | 18 | Solar |  |  | Interconnected | Trade Secret | Trade | RIV | RIV063 | Commercial | Solar*Rewards | Trade Secret | 2014 | 2015
20252-215912-02 | Xcel Energy | 85 | 13781 | IOU | 03134039 | 8.16 | Solar |  |  | Interconnected | Trade Secret | Trade | RAM | RAM062 | Residential | Solar*Rewards | Trade Secret | 2014 | 2018
20252-215912-02 | Xcel Energy | 85 | 13781 | IOU | 03134040 | 7.2 | Solar |  |  | Interconnected | Trade Secret | Trade | WTN | WTN062 | Residential | Solar*Rewards | Trade Secret | 2014 | 2015
20252-215912-02 | Xcel Energy | 85 | 13781 | IOU | 03134041 | 16.2 | Solar |  |  | Interconnected | Trade Secret | Trade | OPK | OPK073 | Residential | Solar*Rewards | Trade Secret | 2014 | 2015
20252-215912-02 | Xcel Energy | 85 | 13781 | IOU | 03134042 | 3.36 | Solar |  |  | Interconnected | Trade Secret | Trade | RPO | RPO312 | Residential | Solar*Rewards | Trade Secret | 2014 | 2014
20252-215912-02 | Xcel Energy | 85 | 13781 | IOU | 03134043 | 9.995 | Solar |  |  | Interconnected | Trade Secret | Trade | TER | TER065 | Commercial | Solar*Rewards | Trade Secret | 2014 | 2015
20252-215912-02 | Xcel Energy | 85 | 13781 | IOU | 03134044 | 3.225 | Solar |  |  | Interconnected | Trade Secret | Trade | ESW | ESW073 | Residential | Solar*Rewards | Trade Secret | 2014 | 2015
20252-215912-02 | Xcel Energy | 85 | 13781 | IOU | 03134045 | 22.5 | Solar |  |  | Interconnected | Trade Secret | Trade | WSG | WSG064 | Commercial | Solar*Rewards | Trade Secret | 2014 | 2015
20252-215912-02 | Xcel Energy | 85 | 13781 | IOU | 03134046 | 7.63 | Solar |  |  | Interconnected | Trade Secret | Trade | DOC | DOC031 | Residential | Solar*Rewards | Trade Secret | 2014 | 2014
20252-215912-02 | Xcel Energy | 85 | 13781 | IOU | 03134047 | 7.5 | Solar |  |  | Interconnected | Trade Secret | Trade | MND | MND063 | Residential | Solar*Rewards | Trade Secret | 2014 | 2014
20252-215912-02 | Xcel Energy | 85 | 13781 | IOU | 03134048 | 18 | Solar |  |  | Interconnected | Trade Secret | Trade | SLP | SLP093 | Commercial | Solar*Rewards | Trade Secret | 2014 | 2014
20252-215912-02 | Xcel Energy | 85 | 13781 | IOU | 03134049 | 9 | Solar |  |  | Interconnected | Trade Secret | Trade | HSN | HSN312 | Residential | Solar*Rewards | Trade Secret | 2014 | 2015
20252-215912-02 | Xcel Energy | 85 | 13781 | IOU | 03134050 | 9 | Solar |  |  | Interconnected | Trade Secret | Trade | MST | MST069 | Commercial | Made in Minnesota | Trade Secret | 2014 | 2014
20252-215912-02 | Xcel Energy | 85 | 13781 | IOU | 03134051 | 2.58 | Solar |  |  | Interconnected | Trade Secret | Trade | MPK | MPK068 | Residential | Solar*Rewards | Trade Secret | 2014 | 2015
20252-215912-02 | Xcel Energy | 85 | 13781 | IOU | 03134052 | 9 | Solar |  |  | Interconnected | Trade Secret | Trade | MST | MST069 | Commercial | Made in Minnesota | Trade Secret | 2014 | 2014
20252-215912-02 | Xcel Energy | 85 | 13781 | IOU | 03134053 | 5.04 | Solar |  |  | Interconnected | Trade Secret | Trade | SOU | SOU082 | Residential | Solar*Rewards | Trade Secret | 2014 | 2014
20252-215912-02 | Xcel Energy | 85 | 13781 | IOU | 03134054 | 3.5 | Solar |  |  | Interconnected | Trade Secret | Trade | WIL | WIL063 | Residential | Made in Minnesota | Trade Secret | 2014 | 2014
20252-215912-02 | Xcel Energy | 85 | 13781 | IOU | 03134055 | 5.76 | Solar |  |  | Interconnected | Trade Secret | Trade | SOU | SOU060 | Residential | Solar*Rewards | Trade Secret | 2014 | 2015
20252-215912-02 | Xcel Energy | 85 | 13781 | IOU | 03134056 | 17 | Solar |  |  | Interconnected | Trade Secret | Trade | SMT | SMT091 | Residential | Solar*Rewards | Trade Secret | 2014 | 2014
20252-215912-02 | Xcel Energy | 85 | 13781 | IOU | 03134057 | 18 | Solar |  |  | Interconnected | Trade Secret | Trade | VKG | VKG065 | Commercial | Solar*Rewards | Trade Secret | 2014 | 2014
20252-215912-02 | Xcel Energy | 85 | 13781 | IOU | 03134058 | 6 | Solar |  |  | Interconnected | Trade Secret | Trade | CTR | CTR021 | Residential | Solar*Rewards | Trade Secret | 2014 | 2014
20252-215912-02 | Xcel Energy | 85 | 13781 | IOU | 03134059 | 9.5 | Solar |  |  | Interconnected | Trade Secret | Trade | RAM | RAM073 | Residential | Made in Minnesota | Trade Secret | 2014 | 2014
20252-215912-02 | Xcel Energy | 85 | 13781 | IOU | 03134060 | 9.5 | Solar |  |  | Interconnected | Trade Secret | Trade | RPO | RPO312 | Residential | Made in Minnesota | Trade Secret | 2014 | 2014
20252-215912-02 | Xcel Energy | 85 | 13781 | IOU | 03134061 | 18 | Solar |  |  | Interconnected | Trade Secret | Trade | WIL | WIL092 | Commercial | Solar*Rewards | Trade Secret | 2014 | 2015
20252-215912-02 | Xcel Energy | 85 | 13781 | IOU | 03134062 | 5.04 | Solar |  |  | Interconnected | Trade Secret | Trade | CTR | CTR022 | Residential | Solar*Rewards | Trade Secret | 2014 | 2015
20252-215912-02 | Xcel Energy | 85 | 13781 | IOU | 03134063 | 5.76 | Solar |  |  | Interconnected | Trade Secret | Trade | CRL | CRL027 | Residential | Solar*Rewards | Trade Secret | 2014 | 2015
20252-215912-02 | Xcel Energy | 85 | 13781 | IOU | 03134064 | 16 | Solar |  |  | Interconnected | Trade Secret | Trade | HWW | HWW063 | Commercial | Made in Minnesota | Trade Secret | 2014 | 2014
20252-215912-02 | Xcel Energy | 85 | 13781 | IOU | 03134065 | 1.68 | Solar |  |  | Interconnected | Trade Secret | Trade | MPK | MPK083 | Residential | Solar*Rewards | Trade Secret | 2014 | 2015
20252-215912-02 | Xcel Energy | 85 | 13781 | IOU | 03134066 | 2.5 | Solar |  |  | Interconnected | Trade Secret | Trade | SOU | SOU072 | Residential | Made in Minnesota | Trade Secret | 2014 | 2014
20252-215912-02 | Xcel Energy | 85 | 13781 | IOU | 03134067 | 15 | Solar |  |  | Interconnected | Trade Secret | Trade | MEL | MEL074 | Commercial | Solar*Rewards | Trade Secret | 2014 | 2015
20252-215912-02 | Xcel Energy | 85 | 13781 | IOU | 03134068 | 10 | Solar |  |  | Interconnected | Trade Secret | Trade | WES | WES074 | Residential | Made in Minnesota | Trade Secret | 2014 | 2014
20252-215912-02 | Xcel Energy | 85 | 13781 | IOU | 03134069 | 6 | Solar |  |  | Interconnected | Trade Secret | Trade | WCR | WCR063 | Residential | Made in Minnesota | Trade Secret | 2014 | 2014
20252-215912-02 | Xcel Energy | 85 | 13781 | IOU | 03134070 | 3.6 | Solar |  |  | Interconnected | Trade Secret | Trade | WSG | WSG071 | Residential | Solar*Rewards | Trade Secret | 2014 | 2014
20252-215912-02 | Xcel Energy | 85 | 13781 | IOU | 03134071 | 5 | Solar |  |  | Interconnected | Trade Secret | Trade | MND | MND063 | Residential | Made in Minnesota | Trade Secret | 2014 | 2014
20252-215912-02 | Xcel Energy | 85 | 13781 | IOU | 03134072 | 36 | Solar |  |  | Interconnected | Trade Secret | Trade | DPN | DPN072 | Commercial | Made in Minnesota | Trade Secret | 2014 | 2014
20252-215912-02 | Xcel Energy | 85 | 13781 | IOU | 03134073 | 3.5 | Solar |  |  | Interconnected | Trade Secret | Trade | SCL | SCL322 | Residential | Made in Minnesota | Trade Secret | 2014 | 2014
20252-215912-02 | Xcel Energy | 85 | 13781 | IOU | 03134074 | 3.5 | Solar |  |  | Interconnected | Trade Secret | Trade | MHW | MHW311 | Residential | Made in Minnesota | Trade Secret | 2014 | 2014
20252-215912-02 | Xcel Energy | 85 | 13781 | IOU | 03134075 | 6 | Solar |  |  | Interconnected | Trade Secret | Trade | OAD | OAD072 | Residential | Made in Minnesota | Trade Secret | 2014 | 2014
20252-215912-02 | Xcel Energy | 85 | 13781 | IOU | 03134076 | 5.76 | Solar |  |  | Interconnected | Trade Secret | Trade | WWK | WWK321 | Commercial | Solar*Rewards | Trade Secret | 2014 | 2015
20252-215912-02 | Xcel Energy | 85 | 13781 | IOU | 03134077 | 9 | Solar |  |  | Interconnected | Trade Secret | Trade | SMT | SMT082 | Residential | Made in Minnesota | Trade Secret | 2014 | 2015
20252-215912-02 | Xcel Energy | 85 | 13781 | IOU | 03134078 | 6 | Solar |  |  | Interconnected | Trade Secret | Trade | ALD | ALD083 | Residential | Made in Minnesota | Trade Secret | 2014 | 2014
20252-215912-02 | Xcel Energy | 85 | 13781 | IOU | 03134079 | 8.64 | Solar |  |  | Interconnected | Trade Secret | Trade | WEF | WEF071 | Residential | Solar*Rewards | Trade Secret | 2014 | 2014
20252-215912-02 | Xcel Energy | 85 | 13781 | IOU | 03134080 | 6.24 | Solar |  |  | Interconnected | Trade Secret | Trade | FSL | FSL312 | Residential | Solar*Rewards | Trade Secret | 2014 | 2015
20252-215912-02 | Xcel Energy | 85 | 13781 | IOU | 03134081 | 10.8 | Solar |  |  | Interconnected | Trade Secret | Trade | RRK | RRK082 | Residential | Solar*Rewards | Trade Secret | 2014 | 2014
20252-215912-02 | Xcel Energy | 85 | 13781 | IOU | 03134082 | 3.36 | Solar |  |  | Interconnected | Trade Secret | Trade | SIP | SIP061 | Residential | Solar*Rewards | Trade Secret | 2014 | 2015
20252-215912-02 | Xcel Energy | 85 | 13781 | IOU | 03134083 | 5.28 | Solar |  |  | Interconnected | Trade Secret | Trade | CGR | CGR064 | Residential | Solar*Rewards | Trade Secret | 2014 | 2014
20252-215912-02 | Xcel Energy | 85 | 13781 | IOU | 03134084 | 4.3 | Solar |  |  | Interconnected | Trade Secret | Trade | HUG | HUG322 | Residential | Solar*Rewards | Trade Secret | 2014 | 2014
20252-215912-02 | Xcel Energy | 85 | 13781 | IOU | 03134085 | 36 | Solar |  |  | Interconnected | Trade Secret | Trade | WCS | WCS064 | Commercial | Made in Minnesota | Trade Secret | 2014 | 2014
20252-215912-02 | Xcel Energy | 85 | 13781 | IOU | 03134086 | 36 | Solar |  |  | Interconnected | Trade Secret | Trade | SDX | SDX312 | Commercial | Made in Minnesota | Trade Secret | 2014 | 2015
20252-215912-02 | Xcel Energy | 85 | 13781 | IOU | 03134087 | 6 | Solar |  |  | Interconnected | Trade Secret | Trade | ECK | ECK062 | Residential | Solar*Rewards | Trade Secret | 2014 | 2015
20252-215912-02 | Xcel Energy | 85 | 13781 | IOU | 03134088 | 5 | Solar |  |  | Interconnected | Trade Secret | Trade | ALD | ALD083 | Residential | Made in Minnesota | Trade Secret | 2014 | 2014
20252-215912-02 | Xcel Energy | 85 | 13781 | IOU | 03134089 | 20.02 | Solar |  |  | Interconnected | Trade Secret | Trade | MTV | MTV021 | Residential | Solar*Rewards | Trade Secret | 2014 | 2015
20252-215912-02 | Xcel Energy | 85 | 13781 | IOU | 03134090 | 36 | Solar |  |  | Interconnected | Trade Secret | Trade | LOK | LOK092 | Commercial | Made in Minnesota | Trade Secret | 2014 | 2014
20252-215912-02 | Xcel Energy | 85 | 13781 | IOU | 03134091 | 36 | Solar |  |  | Interconnected | Trade Secret | Trade | GFD | GFD022 | Commercial | Made in Minnesota | Trade Secret | 2014 | 2014
20252-215912-02 | Xcel Energy | 85 | 13781 | IOU | 03134092 | 3.5 | Solar |  |  | Interconnected | Trade Secret | Trade | TER | TER071 | Residential | Made in Minnesota | Trade Secret | 2014 | 2014
20252-215912-02 | Xcel Energy | 85 | 13781 | IOU | 03134093 | 3.5 | Solar |  |  | Interconnected | Trade Secret | Trade | SOU | SOU088 | Residential | Made in Minnesota | Trade Secret | 2014 | 2014
20252-215912-02 | Xcel Energy | 85 | 13781 | IOU | 03134095 | 3.36 | Solar |  |  | Interconnected | Trade Secret | Trade | BCR | BCR083 | Residential | Solar*Rewards | Trade Secret | 2014 | 2015
20252-215912-02 | Xcel Energy | 85 | 13781 | IOU | 03134096 | 5 | Solar |  |  | Interconnected | Trade Secret | Trade | SHP | SHP072 | Residential | Made in Minnesota | Trade Secret | 2014 | 2014
20252-215912-02 | Xcel Energy | 85 | 13781 | IOU | 03134097 | 18 | Solar |  |  | Interconnected | Trade Secret | Trade | ZUM | ZUM022 | Commercial | Made in Minnesota | Trade Secret | 2014 | 2015
20252-215912-02 | Xcel Energy | 85 | 13781 | IOU | 03134098 | 2.1 | Solar |  |  | Interconnected | Trade Secret | Trade | WCR | WCR063 | Residential | Made in Minnesota | Trade Secret | 2014 | 2014
20252-215912-02 | Xcel Energy | 85 | 13781 | IOU | 03134099 | 3.6 | Solar |  |  | Interconnected | Trade Secret | Trade | UPP | UPP084 | Residential | Made in Minnesota | Trade Secret | 2014 | 2014
20252-215912-02 | Xcel Energy | 85 | 13781 | IOU | 03134100 | 2.4 | Solar |  |  | Interconnected | Trade Secret | Trade | RAM | RAM077 | Residential | Made in Minnesota | Trade Secret | 2014 | 2010
20252-215912-02 | Xcel Energy | 85 | 13781 | IOU | 03134101 | 36 | Solar |  |  | Interconnected | Trade Secret | Trade | ANN | ANN021 | Commercial | Made in Minnesota | Trade Secret | 2014 | 2015
20252-215912-02 | Xcel Energy | 85 | 13781 | IOU | 03134102 | 36 | Solar |  |  | Interconnected | Trade Secret | Trade | ANN | ANN021 | Commercial | Made in Minnesota | Trade Secret | 2014 | 2015
20252-215912-02 | Xcel Energy | 85 | 13781 | IOU | 03134103 | 36 | Solar |  |  | Interconnected | Trade Secret | Trade | ALB | ALB022 | Commercial | Made in Minnesota | Trade Secret | 2014 | 2015
20252-215912-02 | Xcel Energy | 85 | 13781 | IOU | 03134104 | 36 | Solar |  |  | Interconnected | Trade Secret | Trade | ALB | ALB022 | Commercial | Made in Minnesota | Trade Secret | 2014 | 2015
20252-215912-02 | Xcel Energy | 85 | 13781 | IOU | 03134105 | 6 | Solar |  |  | Interconnected | Trade Secret | Trade | SLP | SLP084 | Residential | Made in Minnesota | Trade Secret | 2014 | 2014
20252-215912-02 | Xcel Energy | 85 | 13781 | IOU | 03134106 | 3.8 | Solar |  |  | Interconnected | Trade Secret | Trade | APA | APA076 | Residential | Made in Minnesota | Trade Secret | 2014 | 2014
20252-215912-02 | Xcel Energy | 85 | 13781 | IOU | 03134107 | 5 | Solar |  |  | Interconnected | Trade Secret | Trade | ALD | ALD084 | Residential | Made in Minnesota | Trade Secret | 2014 | 2014
20252-215912-02 | Xcel Energy | 85 | 13781 | IOU | 03134108 | 10 | Solar |  |  | Interconnected | Trade Secret | Trade | SLP | SLP092 | Residential | Made in Minnesota | Trade Secret | 2014 | 2014
20252-215912-02 | Xcel Energy | 85 | 13781 | IOU | 03134109 | 8.5 | Solar |  |  | Interconnected | Trade Secret | Trade | GNL | GNL072 | Residential | Made in Minnesota | Trade Secret | 2014 | 2014
20252-215912-02 | Xcel Energy | 85 | 13781 | IOU | 03134110 | 9 | Solar |  |  | Interconnected | Trade Secret | Trade | WIL | WIL073 | Residential | Made in Minnesota | Trade Secret | 2014 | 2014
20252-215912-02 | Xcel Energy | 85 | 13781 | IOU | 03134111 | 36 | Solar |  |  | Interconnected | Trade Secret | Trade | SCH | SCH211 | Commercial | Made in Minnesota | Trade Secret | 2014 | 2015
20252-215912-02 | Xcel Energy | 85 | 13781 | IOU | 03134112 | 9 | Solar |  |  | Interconnected | Trade Secret | Trade | MTR | MTR021 | Residential | Made in Minnesota | Trade Secret | 2014 | 2015
20252-215912-02 | Xcel Energy | 85 | 13781 | IOU | 03134113 | 36 | Solar |  |  | Interconnected | Trade Secret | Trade | SLP | SLP086 | Commercial | Made in Minnesota | Trade Secret | 2014 | 2015
20252-215912-02 | Xcel Energy | 85 | 13781 | IOU | 03134114 | 7 | Solar |  |  | Interconnected | Trade Secret | Trade | GRC | GRC063 | Residential | Made in Minnesota | Trade Secret | 2014 | 2015
20252-215912-02 | Xcel Energy | 85 | 13781 | IOU | 03134115 | 9 | Solar |  |  | Interconnected | Trade Secret | Trade | WCS | WCS072 | Commercial | Made in Minnesota | Trade Secret | 2014 | 2015
20252-215912-02 | Xcel Energy | 85 | 13781 | IOU | 03134116 | 17.28 | Solar |  |  | Interconnected | Trade Secret | Trade | WWK | WWK311 | Commercial | Solar*Rewards | Trade Secret | 2014 | 2015
20252-215912-02 | Xcel Energy | 85 | 13781 | IOU | 03134117 | 10.5 | Solar |  |  | Interconnected | Trade Secret | Trade | PIL | PIL021 | Residential | Made in Minnesota | Trade Secret | 2014 | 2014
20252-215912-02 | Xcel Energy | 85 | 13781 | IOU | 03134118 | 5.28 | Solar |  |  | Interconnected | Trade Secret | Trade | WDY | WDY321 | Residential | Solar*Rewards | Trade Secret | 2014 | 2015
20252-215912-02 | Xcel Energy | 85 | 13781 | IOU | 03134119 | 7 | Solar |  |  | Interconnected | Trade Secret | Trade | IDA | IDA064 | Residential | Made in Minnesota | Trade Secret | 2014 | 2014
20252-215912-02 | Xcel Energy | 85 | 13781 | IOU | 03134120 | 9 | Solar |  |  | Interconnected | Trade Secret | Trade | BYT | BYT061 | Residential | Made in Minnesota | Trade Secret | 2014 | 2014
20252-215912-02 | Xcel Energy | 85 | 13781 | IOU | 03134121 | 2.5 | Solar |  |  | Interconnected | Trade Secret | Trade | SHP | SHP061 | Residential | Made in Minnesota | Trade Secret | 2014 | 2014
20252-215912-02 | Xcel Energy | 85 | 13781 | IOU | 03134122 | 19 | Solar |  |  | Interconnected | Trade Secret | Trade | PIP | PIP090 | Residential | Solar*Rewards | Trade Secret | 2014 | 2015
20252-215912-02 | Xcel Energy | 85 | 13781 | IOU | 03134123 | 4.56 | Solar |  |  | Interconnected | Trade Secret | Trade | HSN | HSN321 | Residential | Solar*Rewards | Trade Secret | 2014 | 2015
20252-215912-02 | Xcel Energy | 85 | 13781 | IOU | 03134124 | 18 | Solar |  |  | Interconnected | Trade Secret | Trade | TWL | TWL082 | Commercial | Solar*Rewards | Trade Secret | 2014 | 2015
20252-215912-02 | Xcel Energy | 85 | 13781 | IOU | 03134125 | 7.2 | Solar |  |  | Interconnected | Trade Secret | Trade | BLH | BLH062 | Residential | Solar*Rewards | Trade Secret | 2014 | 2015
20252-215912-02 | Xcel Energy | 85 | 13781 | IOU | 03134126 | 10.01 | Solar |  |  | Interconnected | Trade Secret | Trade | CGR | CGR062 | Residential | Solar*Rewards | Trade Secret | 2014 | 2016
20252-215912-02 | Xcel Energy | 85 | 13781 | IOU | 03134127 | 20 | Solar |  |  | Interconnected | Trade Secret | Trade | ALT | ALT021 | Residential | Solar*Rewards | Trade Secret | 2014 | 2017
20252-215912-02 | Xcel Energy | 85 | 13781 | IOU | 03134128 | 3.12 | Solar |  |  | Interconnected | Trade Secret | Trade | MPK | MPK063 | Residential | Solar*Rewards | Trade Secret | 2014 | 2015
20252-215912-02 | Xcel Energy | 85 | 13781 | IOU | 03134129 | 10 | Solar |  |  | Interconnected | Trade Secret | Trade | NOF | NOF061 | Residential | Solar*Rewards | Trade Secret | 2014 | 2014
20252-215912-02 | Xcel Energy | 85 | 13781 | IOU | 03134130 | 10 | Solar |  |  | Interconnected | Trade Secret | Trade | GVW | GVW023 | Residential | Made in Minnesota | Trade Secret | 2014 | 2014
20252-215912-02 | Xcel Energy | 85 | 13781 | IOU | 03134131 | 16 | Solar |  |  | Interconnected | Trade Secret | Trade | EDP | EDP095 | Commercial | Solar*Rewards | Trade Secret | 2014 | 2014
20252-215912-02 | Xcel Energy | 85 | 13781 | IOU | 03134132 | 3.5 | Solar |  |  | Interconnected | Trade Secret | Trade | SOU | SOU083 | Residential | Made in Minnesota | Trade Secret | 2014 | 2014
20252-215912-02 | Xcel Energy | 85 | 13781 | IOU | 03134133 | 14 | Solar |  |  | Interconnected | Trade Secret | Trade | PAT | PAT312 | Residential | Solar*Rewards | Trade Secret | 2014 | 2016
20252-215912-02 | Xcel Energy | 85 | 13781 | IOU | 03134134 | 8.16 | Solar |  |  | Interconnected | Trade Secret | Trade | WSG | WSG063 | Residential | Solar*Rewards | Trade Secret | 2014 | 2015
20252-215912-02 | Xcel Energy | 85 | 13781 | IOU | 03134135 | 4.8 | Solar |  |  | Interconnected | Trade Secret | Trade | SIP | SIP061 | Residential | Solar*Rewards | Trade Secret | 2014 | 2015
20252-215912-02 | Xcel Energy | 85 | 13781 | IOU | 03134136 | 9 | Solar |  |  | Interconnected | Trade Secret | Trade | PAT | PAT312 | Residential | Made in Minnesota | Trade Secret | 2014 | 2014
20252-215912-02 | Xcel Energy | 85 | 13781 | IOU | 03134137 | 6 | Solar |  |  | Interconnected | Trade Secret | Trade | CHE | CHE065 | Residential | Made in Minnesota | Trade Secret | 2014 | 2014
20252-215912-02 | Xcel Energy | 85 | 13781 | IOU | 03134138 | 2.4 | Solar |  |  | Interconnected | Trade Secret | Trade | UPP | UPP084 | Residential | Solar*Rewards | Trade Secret | 2014 | 2015
20252-215912-02 | Xcel Energy | 85 | 13781 | IOU | 03134139 | 12 | Solar |  |  | Interconnected | Trade Secret | Trade | WSG | WSG066 | Residential | Solar*Rewards | Trade Secret | 2014 | 2014
20252-215912-02 | Xcel Energy | 85 | 13781 | IOU | 03134140 | 9.5 | Solar |  |  | Interconnected | Trade Secret | Trade | WIL | WIL071 | Residential | Made in Minnesota | Trade Secret | 2014 | 2014
20252-215912-02 | Xcel Energy | 85 | 13781 | IOU | 03134141 | 9.36 | Solar |  |  | Interconnected | Trade Secret | Trade | NOF | NOF061 | Residential | Solar*Rewards | Trade Secret | 2014 | 2015
20252-215912-02 | Xcel Energy | 85 | 13781 | IOU | 03134142 | 7 | Solar |  |  | Interconnected | Trade Secret | Trade | RAM | RAM073 | Residential | Made in Minnesota | Trade Secret | 2014 | 2015
20252-215912-02 | Xcel Energy | 85 | 13781 | IOU | 03134143 | 3.8 | Solar |  |  | Interconnected | Trade Secret | Trade | SOU | SOU075 | Residential | Made in Minnesota | Trade Secret | 2014 | 2014
20252-215912-02 | Xcel Energy | 85 | 13781 | IOU | 03134144 | 2.5 | Solar |  |  | Interconnected | Trade Secret | Trade | MGN | MGN211 | Commercial | Made in Minnesota | Trade Secret | 2014 | 2015
20252-215912-02 | Xcel Energy | 85 | 13781 | IOU | 03134145 | 5.52 | Solar |  |  | Interconnected | Trade Secret | Trade | WSG | WSG061 | Residential | Solar*Rewards | Trade Secret | 2014 | 2015
20252-215912-02 | Xcel Energy | 85 | 13781 | IOU | 03134146 | 10 | Solar |  |  | Interconnected | Trade Secret | Trade | ROC | ROC090 | Residential | Made in Minnesota | Trade Secret | 2014 | 2014
20252-215912-02 | Xcel Energy | 85 | 13781 | IOU | 03134147 | 20 | Solar |  |  | Interconnected | Trade Secret | Trade | DOC | DOC031 | Residential | Solar*Rewards | Trade Secret | 2014 | 2015
20252-215912-02 | Xcel Energy | 85 | 13781 | IOU | 03134148 | 7.44 | Solar |  |  | Interconnected | Trade Secret | Trade | CTF | CTF022 | Residential | Solar*Rewards | Trade Secret | 2014 | 2015
20252-215912-02 | Xcel Energy | 85 | 13781 | IOU | 03134149 | 5.52 | Solar |  |  | Interconnected | Trade Secret | Trade | TER | TER062 | Residential | Solar*Rewards | Trade Secret | 2014 | 2015
20252-215912-02 | Xcel Energy | 85 | 13781 | IOU | 03134150 | 5.04 | Solar |  |  | Interconnected | Trade Secret | Trade | WES | WES073 | Residential | Solar*Rewards | Trade Secret | 2014 | 2015
20252-215912-02 | Xcel Energy | 85 | 13781 | IOU | 03134151 | 3.36 | Solar |  |  | Interconnected | Trade Secret | Trade | NOF | NOF071 | Residential | Solar*Rewards | Trade Secret | 2014 | 2015
20252-215912-02 | Xcel Energy | 85 | 13781 | IOU | 03134152 | 3.5 | Solar |  |  | Interconnected | Trade Secret | Trade | WIN | WIN022 | Residential | Made in Minnesota | Trade Secret | 2014 | 2015
20252-215912-02 | Xcel Energy | 85 | 13781 | IOU | 03134153 | 10.01 | Solar |  |  | Interconnected | Trade Secret | Trade | WAK | WAK321 | Residential | Made in Minnesota | Trade Secret | 2014 | 2015
20252-215912-02 | Xcel Energy | 85 | 13781 | IOU | 03134154 | 1.92 | Solar |  |  | Interconnected | Trade Secret | Trade | BLC | BLC062 | Residential | Solar*Rewards | Trade Secret | 2014 | 2015
20252-215912-02 | Xcel Energy | 85 | 13781 | IOU | 03134155 | 7.5 | Solar |  |  | Interconnected | Trade Secret | Trade | ECK | ECK322 | Residential | Made in Minnesota | Trade Secret | 2014 | 2015
20252-215912-02 | Xcel Energy | 85 | 13781 | IOU | 03134156 | 36 | Solar |  |  | Interconnected | Trade Secret | Trade | MDT | MDT061 | Commercial | Made in Minnesota | Trade Secret | 2014 | 2014
20252-215912-02 | Xcel Energy | 85 | 13781 | IOU | 03134157 | 36 | Solar |  |  | Interconnected | Trade Secret | Trade | TLK | TLK077 | Commercial | Made in Minnesota | Trade Secret | 2014 | 2015
20252-215912-02 | Xcel Energy | 85 | 13781 | IOU | 03134158 | 7 | Solar |  |  | Interconnected | Trade Secret | Trade | REW | REW033 | Residential | Made in Minnesota | Trade Secret | 2014 | 2015
20252-215912-02 | Xcel Energy | 85 | 13781 | IOU | 03134159 | 2.58 | Solar |  |  | Interconnected | Trade Secret | Trade | SHP | SHP062 | Residential | Solar*Rewards | Trade Secret | 2014 | 2015
20252-215912-02 | Xcel Energy | 85 | 13781 | IOU | 03134160 | 11.52 | Solar |  |  | Interconnected | Trade Secret | Trade | ZUF | ZUF021 | Residential | Solar*Rewards | Trade Secret | 2014 | 2015
20252-215912-02 | Xcel Energy | 85 | 13781 | IOU | 03134161 | 9 | Solar |  |  | Interconnected | Trade Secret | Trade | WAB | WAB031 | Residential | Made in Minnesota | Trade Secret | 2014 | 2015
20252-215912-02 | Xcel Energy | 85 | 13781 | IOU | 03134162 | 9 | Solar |  |  | Interconnected | Trade Secret | Trade | PIL | PIL021 | Residential | Made in Minnesota | Trade Secret | 2014 | 2015
20252-215912-02 | Xcel Energy | 85 | 13781 | IOU | 03134163 | 9.5 | Solar |  |  | Interconnected | Trade Secret | Trade | OPK | OPK073 | Residential | Made in Minnesota | Trade Secret | 2014 | 2014
20252-215912-02 | Xcel Energy | 85 | 13781 | IOU | 03134164 | 36 | Solar |  |  | Interconnected | Trade Secret | Trade | WKN | WKN001 | Commercial | Made in Minnesota | Trade Secret | 2014 | 2015
20252-215912-02 | Xcel Energy | 85 | 13781 | IOU | 03134165 | 7.5 | Solar |  |  | Interconnected | Trade Secret | Trade | MPK | MPK068 | Residential | Made in Minnesota | Trade Secret | 2014 | 2015
20252-215912-02 | Xcel Energy | 85 | 13781 | IOU | 03134166 | 6 | Solar |  |  | Interconnected | Trade Secret | Trade | EGL | EGL021 | Residential | Solar*Rewards | Trade Secret | 2014 | 2015
20252-215912-02 | Xcel Energy | 85 | 13781 | IOU | 03134167 | 5 | Solar |  |  | Interconnected | Trade Secret | Trade | GLK | GLK072 | Residential | Solar*Rewards | Trade Secret | 2014 | 2015
20252-215912-02 | Xcel Energy | 85 | 13781 | IOU | 03134168 | 5.375 | Solar |  |  | Interconnected | Trade Secret | Trade | WIL | WIL071 | Residential | Solar*Rewards | Trade Secret | 2014 | 2015
20252-215912-02 | Xcel Energy | 85 | 13781 | IOU | 03134169 | 600 | Solar |  |  | Interconnected | Trade Secret | Trade | HWW | HWW063 | Commercial | Made in Minnesota | Trade Secret | 2014 | 2015
20252-215912-02 | Xcel Energy | 85 | 13781 | IOU | 03134170 | 7.74 | Solar |  |  | Interconnected | Trade Secret | Trade | LCR | LCR311 | Residential | Made in Minnesota | Trade Secret | 2014 | 2014
20252-215912-02 | Xcel Energy | 85 | 13781 | IOU | 03134171 | 7.5 | Solar |  |  | Interconnected | Trade Secret | Trade | WIL | WIL089 | Residential | Made in Minnesota | Trade Secret | 2014 | 2014
20252-215912-02 | Xcel Energy | 85 | 13781 | IOU | 03134172 | 6 | Solar |  |  | Interconnected | Trade Secret | Trade | CGR | CGR061 | Residential | Solar*Rewards | Trade Secret | 2014 | 2015
20252-215912-02 | Xcel Energy | 85 | 13781 | IOU | 03134173 | 10 | Solar |  |  | Interconnected | Trade Secret | Trade | SMT | SMT072 | Residential | Solar*Rewards | Trade Secret | 2014 | 2015
20252-215912-02 | Xcel Energy | 85 | 13781 | IOU | 03134174 | 20 | Solar |  |  | Interconnected | Trade Secret | Trade | WRR | WRR064 | Commercial | Solar*Rewards | Trade Secret | 2014 | 2017
20252-215912-02 | Xcel Energy | 85 | 13781 | IOU | 03134175 | 20 | Solar |  |  | Interconnected | Trade Secret | Trade | WES | WES063 | Commercial | Solar*Rewards | Trade Secret | 2014 | 2016
20252-215912-02 | Xcel Energy | 85 | 13781 | IOU | 03134176 | 20 | Solar |  |  | Interconnected | Trade Secret | Trade | SAK | SAK311 | Residential | Solar*Rewards | Trade Secret | 2014 | 2016
20252-215912-02 | Xcel Energy | 85 | 13781 | IOU | 03134177 | 18 | Solar |  |  | Interconnected | Trade Secret | Trade | OSS | OSS071 | Commercial | Solar*Rewards | Trade Secret | 2014 | 2015
20252-215912-02 | Xcel Energy | 85 | 13781 | IOU | 03134178 | 18 | Solar |  |  | Interconnected | Trade Secret | Trade | HSN | HSN321 | Commercial | Solar*Rewards | Trade Secret | 2014 | 2015
20252-215912-02 | Xcel Energy | 85 | 13781 | IOU | 03134179 | 7.5 | Solar |  |  | Interconnected | Trade Secret | Trade | RAM | RAM073 | Residential | Solar*Rewards | Trade Secret | 2015 | 2015
20252-215912-02 | Xcel Energy | 85 | 13781 | IOU | 03134180 | 2.4 | Solar |  |  | Interconnected | Trade Secret | Trade | SOU | SOU083 | Residential | Solar*Rewards | Trade Secret | 2015 | 2015
20252-215912-02 | Xcel Energy | 85 | 13781 | IOU | 03134181 | 36 | Solar |  |  | Interconnected | Trade Secret | Trade | ECK | ECK082 | Commercial | Made in Minnesota | Trade Secret | 2015 | 2017
20252-215912-02 | Xcel Energy | 85 | 13781 | IOU | 03134182 | 7.63 | Solar |  |  | Interconnected | Trade Secret | Trade | WCR | WCR322 | Residential | Solar*Rewards | Trade Secret | 2015 | 2015
20252-215912-02 | Xcel Energy | 85 | 13781 | IOU | 03134183 | 18 | Solar |  |  | Interconnected | Trade Secret | Trade | OSS | OSS061 | Commercial | Solar*Rewards | Trade Secret | 2015 | 2016
20252-215912-02 | Xcel Energy | 85 | 13781 | IOU | 03134184 | 11 | Solar |  |  | Interconnected | Trade Secret | Trade | ALK | ALK072 | Residential | Solar*Rewards | Trade Secret | 2015 | 2015
20252-215912-02 | Xcel Energy | 85 | 13781 | IOU | 03134185 | 36 | Solar |  |  | Interconnected | Trade Secret | Trade | LSP | LSP021 | Commercial | Made in Minnesota | Trade Secret | 2015 | 2015
20252-215912-02 | Xcel Energy | 85 | 13781 | IOU | 03134186 | 30 | Solar |  |  | Interconnected | Trade Secret | Trade | NOF | NOF071 | Commercial | Made in Minnesota | Trade Secret | 2015 | 2015
20252-215912-02 | Xcel Energy | 85 | 13781 | IOU | 03134187 | 7.63 | Solar |  |  | Interconnected | Trade Secret | Trade | RAM | RAM064 | Residential | Solar*Rewards | Trade Secret | 2015 | 2015
20252-215912-02 | Xcel Energy | 85 | 13781 | IOU | 03134188 | 36 | Solar |  |  | Interconnected | Trade Secret | Trade | WCS | WCS072 | Commercial | Made in Minnesota | Trade Secret | 2015 | 2015
20252-215912-02 | Xcel Energy | 85 | 13781 | IOU | 03134189 | 36 | Solar |  |  | Interconnected | Trade Secret | Trade | ECK | ECK063 | Commercial | Made in Minnesota | Trade Secret | 2015 | 2015
20252-215912-02 | Xcel Energy | 85 | 13781 | IOU | 03134190 | 20 | Solar |  |  | Interconnected | Trade Secret | Trade | GIB | GIB021 | Residential | Solar*Rewards | Trade Secret | 2015 | 2015
20252-215912-02 | Xcel Energy | 85 | 13781 | IOU | 03134191 | 4 | Solar |  |  | Interconnected | Trade Secret | Trade | WAB | WAB021 | Residential | Solar*Rewards | Trade Secret | 2015 | 2015
20252-215912-02 | Xcel Energy | 85 | 13781 | IOU | 03134192 | 11.39 | Solar |  |  | Interconnected | Trade Secret | Trade | LEX | LEX074 | Residential | Solar*Rewards | Trade Secret | 2015 | 2015
20252-215912-02 | Xcel Energy | 85 | 13781 | IOU | 03134193 | 30 | Solar |  |  | Interconnected | Trade Secret | Trade | HWW | HWW073 | Commercial | Made in Minnesota | Trade Secret | 2015 | 2015
20252-215912-02 | Xcel Energy | 85 | 13781 | IOU | 03134194 | 6 | Solar |  |  | Interconnected | Trade Secret | Trade | SOU | SOU060 | Residential | Made in Minnesota | Trade Secret | 2015 | 2015
20252-215912-02 | Xcel Energy | 85 | 13781 | IOU | 03134195 | 9 | Solar |  |  | Interconnected | Trade Secret | Trade | GVW | GVW031 | Residential | Made in Minnesota | Trade Secret | 2015 | 2016
20252-215912-02 | Xcel Energy | 85 | 13781 | IOU | 03134196 | 36 | Solar |  |  | Interconnected | Trade Secret | Trade | ANN | ANN021 | Commercial | Made in Minnesota | Trade Secret | 2015 | 2015
20252-215912-02 | Xcel Energy | 85 | 13781 | IOU | 03134197 | 6 | Solar |  |  | Interconnected | Trade Secret | Trade | GPH | GPH062 | Residential | Made in Minnesota | Trade Secret | 2015 | 2015
20252-215912-02 | Xcel Energy | 85 | 13781 | IOU | 03134198 | 36 | Solar |  |  | Interconnected | Trade Secret | Trade | ESW | ESW062 | Commercial | Made in Minnesota | Trade Secret | 2015 | 2015
20252-215912-02 | Xcel Energy | 85 | 13781 | IOU | 03134199 | 7 | Solar |  |  | Interconnected | Trade Secret | Trade | GSL | GSL074 | Residential | Made in Minnesota | Trade Secret | 2015 | 2015
20252-215912-02 | Xcel Energy | 85 | 13781 | IOU | 03134200 | 3 | Solar |  |  | Interconnected | Trade Secret | Trade | MDT | MDT062 | Residential | Made in Minnesota | Trade Secret | 2015 | 2015
20252-215912-02 | Xcel Energy | 85 | 13781 | IOU | 03134201 | 6 | Solar |  |  | Interconnected | Trade Secret | Trade | MST | MST080 | Residential | Made in Minnesota | Trade Secret | 2015 | 2015
20252-215912-02 | Xcel Energy | 85 | 13781 | IOU | 03134202 | 3 | Solar |  |  | Interconnected | Trade Secret | Trade | MDT | MDT062 | Commercial | Made in Minnesota | Trade Secret | 2015 | 2015
20252-215912-02 | Xcel Energy | 85 | 13781 | IOU | 03134203 | 7.5 | Solar |  |  | Interconnected | Trade Secret | Trade | HUG | HUG321 | Residential | Made in Minnesota | Trade Secret | 2015 | 2015
20252-215912-02 | Xcel Energy | 85 | 13781 | IOU | 03134204 | 8 | Solar |  |  | Interconnected | Trade Secret | Trade | APA | APA071 | Residential | Made in Minnesota | Trade Secret | 2015 | 2015
20252-215912-02 | Xcel Energy | 85 | 13781 | IOU | 03134205 | 7.5 | Solar |  |  | Interconnected | Trade Secret | Trade | SOU | SOU066 | Residential | Made in Minnesota | Trade Secret | 2015 | 2015
20252-215912-02 | Xcel Energy | 85 | 13781 | IOU | 03134206 | 3 | Solar |  |  | Interconnected | Trade Secret | Trade | HWW | HWW073 | Residential | Made in Minnesota | Trade Secret | 2015 | 2015
20252-215912-02 | Xcel Energy | 85 | 13781 | IOU | 03134207 | 6 | Solar |  |  | Interconnected | Trade Secret | Trade | SCA | SCA021 | Residential | Made in Minnesota | Trade Secret | 2015 | 2015
20252-215912-02 | Xcel Energy | 85 | 13781 | IOU | 03134208 | 3 | Solar |  |  | Interconnected | Trade Secret | Trade | SOU | SOU087 | Residential | Made in Minnesota | Trade Secret | 2015 | 2015
20252-215912-02 | Xcel Energy | 85 | 13781 | IOU | 03134209 | 9 | Solar |  |  | Interconnected | Trade Secret | Trade | HYL | HYL063 | Residential | Made in Minnesota | Trade Secret | 2015 | 2015
20252-215912-02 | Xcel Energy | 85 | 13781 | IOU | 03134210 | 8.4 | Solar |  |  | Interconnected | Trade Secret | Trade | WTN | WTN062 | Residential | Made in Minnesota | Trade Secret | 2015 | 2015
20252-215912-02 | Xcel Energy | 85 | 13781 | IOU | 03134211 | 9 | Solar |  |  | Interconnected | Trade Secret | Trade | XRD | XRD062 | Residential | Made in Minnesota | Trade Secret | 2015 | 2015
20252-215912-02 | Xcel Energy | 85 | 13781 | IOU | 03134212 | 9 | Solar |  |  | Interconnected | Trade Secret | Trade | FAP | FAP062 | Residential | Made in Minnesota | Trade Secret | 2015 | 2015
20252-215912-02 | Xcel Energy | 85 | 13781 | IOU | 03134213 | 6 | Solar |  |  | Interconnected | Trade Secret | Trade | UPP | UPP082 | Residential | Made in Minnesota | Trade Secret | 2015 | 2015
20252-215912-02 | Xcel Energy | 85 | 13781 | IOU | 03134214 | 3 | Solar |  |  | Interconnected | Trade Secret | Trade | MPK | MPK082 | Residential | Made in Minnesota | Trade Secret | 2015 | 2015
20252-215912-02 | Xcel Energy | 85 | 13781 | IOU | 03134215 | 10 | Solar |  |  | Interconnected | Trade Secret | Trade | HUG | HUG312 | Residential | Made in Minnesota | Trade Secret | 2015 | 2015
20252-215912-02 | Xcel Energy | 85 | 13781 | IOU | 03134216 | 9 | Solar |  |  | Interconnected | Trade Secret | Trade | CHE | CHE076 | Residential | Made in Minnesota | Trade Secret | 2015 | 2014
20252-215912-02 | Xcel Energy | 85 | 13781 | IOU | 03134217 | 9 | Solar |  |  | Interconnected | Trade Secret | Trade | OPK | OPK077 | Residential | Made in Minnesota | Trade Secret | 2015 | 2015
20252-215912-02 | Xcel Energy | 85 | 13781 | IOU | 03134218 | 5 | Solar |  |  | Interconnected | Trade Secret | Trade | MPK | MPK063 | Residential | Made in Minnesota | Trade Secret | 2015 | 2015
20252-215912-02 | Xcel Energy | 85 | 13781 | IOU | 03134219 | 6 | Solar |  |  | Interconnected | Trade Secret | Trade | WAK | WAK321 | Residential | Made in Minnesota | Trade Secret | 2015 | 2015
20252-215912-02 | Xcel Energy | 85 | 13781 | IOU | 03134220 | 7.5 | Solar |  |  | Interconnected | Trade Secret | Trade | GRC | GRC312 | Residential | Made in Minnesota | Trade Secret | 2015 | 2015
20252-215912-02 | Xcel Energy | 85 | 13781 | IOU | 03134221 | 23.4 | Solar |  |  | Interconnected | Trade Secret | Trade | MST | MST071 | Commercial | Made in Minnesota | Trade Secret | 2015 | 2015
20252-215912-02 | Xcel Energy | 85 | 13781 | IOU | 03134222 | 10.5 | Solar |  |  | Interconnected | Trade Secret | Trade | RPL | RPL063 | Residential | Made in Minnesota | Trade Secret | 2015 | 2015
20252-215912-02 | Xcel Energy | 85 | 13781 | IOU | 03134223 | 3 | Solar |  |  | Interconnected | Trade Secret | Trade | EGL | EGL022 | Residential | Made in Minnesota | Trade Secret | 2015 | 2015
20252-215912-02 | Xcel Energy | 85 | 13781 | IOU | 03134224 | 3.36 | Solar |  |  | Interconnected | Trade Secret | Trade | APA | APA075 | Residential | Solar*Rewards | Trade Secret | 2015 | 2015
20252-215912-02 | Xcel Energy | 85 | 13781 | IOU | 03134225 | 12 | Solar |  |  | Interconnected | Trade Secret | Trade | GLK | GLK074 | Residential | Made in Minnesota | Trade Secret | 2015 | 2015
20252-215912-02 | Xcel Energy | 85 | 13781 | IOU | 03134226 | 6 | Solar |  |  | Interconnected | Trade Secret | Trade | NOF | NOF071 | Residential | Solar*Rewards | Trade Secret | 2015 | 2015
20252-215912-02 | Xcel Energy | 85 | 13781 | IOU | 03134227 | 4.8 | Solar |  |  | Interconnected | Trade Secret | Trade | AHI | AHI063 | Residential | Solar*Rewards | Trade Secret | 2015 | 2015
20252-215912-02 | Xcel Energy | 85 | 13781 | IOU | 03134228 | 5 | Solar |  |  | Interconnected | Trade Secret | Trade | MTR | MTR021 | Residential | Solar*Rewards | Trade Secret | 2015 | 2015
20252-215912-02 | Xcel Energy | 85 | 13781 | IOU | 03134229 | 7.63 | Solar |  |  | Interconnected | Trade Secret | Trade | GAY | GAY001 | Commercial | Solar*Rewards | Trade Secret | 2015 | 2016
20252-215912-02 | Xcel Energy | 85 | 13781 | IOU | 03134230 | 18 | Solar |  |  | Interconnected | Trade Secret | Trade | WES | WES065 | Commercial | Solar*Rewards | Trade Secret | 2015 | 2016
20252-215912-02 | Xcel Energy | 85 | 13781 | IOU | 03134231 | 10.56 | Solar |  |  | Interconnected | Trade Secret | Trade | HUG | HUG311 | Residential | Solar*Rewards | Trade Secret | 2015 | 2015
20252-215912-02 | Xcel Energy | 85 | 13781 | IOU | 03134232 | 3.8 | Solar |  |  | Interconnected | Trade Secret | Trade | OAD | OAD072 | Residential | Solar*Rewards | Trade Secret | 2015 | 2015
20252-215912-02 | Xcel Energy | 85 | 13781 | IOU | 03134233 | 7.63 | Solar |  |  | Interconnected | Trade Secret | Trade | WIL | WIL063 | Residential | Solar*Rewards | Trade Secret | 2015 | 2015
20252-215912-02 | Xcel Energy | 85 | 13781 | IOU | 03134234 | 7.63 | Solar |  |  | Interconnected | Trade Secret | Trade | MPK | MPK065 | Residential | Made in Minnesota | Trade Secret | 2015 | 2015
20252-215912-02 | Xcel Energy | 85 | 13781 | IOU | 03134235 | 3.8 | Solar |  |  | Interconnected | Trade Secret | Trade | HWW | HWW062 | Residential | Made in Minnesota | Trade Secret | 2015 | 2015
20252-215912-02 | Xcel Energy | 85 | 13781 | IOU | 03134236 | 5.3 | Solar |  |  | Interconnected | Trade Secret | Trade | RAM | RAM063 | Residential | Solar*Rewards | Trade Secret | 2015 | 2015
20252-215912-02 | Xcel Energy | 85 | 13781 | IOU | 03134237 | 5.76 | Solar |  |  | Interconnected | Trade Secret | Trade | DBL | DBL073 | Residential | Made in Minnesota | Trade Secret | 2015 | 2015
20252-215912-02 | Xcel Energy | 85 | 13781 | IOU | 03134238 | 10.01 | Solar |  |  | Interconnected | Trade Secret | Trade | PKL | PKL085 | Residential | Solar*Rewards | Trade Secret | 2015 | 2015
20252-215912-02 | Xcel Energy | 85 | 13781 | IOU | 03134239 | 18 | Solar |  |  | Interconnected | Trade Secret | Trade | GPH | GPH061 | Commercial | Solar*Rewards | Trade Secret | 2015 | 2015
20252-215912-02 | Xcel Energy | 85 | 13781 | IOU | 03134240 | 6 | Solar |  |  | Interconnected | Trade Secret | Trade | AFT | AFT314 | Residential | Made in Minnesota | Trade Secret | 2015 | 2015
20252-215912-02 | Xcel Energy | 85 | 13781 | IOU | 03134241 | 5 | Solar |  |  | Interconnected | Trade Secret | Trade | EBL | EBL084 | Residential | Solar*Rewards | Trade Secret | 2015 | 2016
20252-215912-02 | Xcel Energy | 85 | 13781 | IOU | 03134242 | 3.84 | Solar |  |  | Interconnected | Trade Secret | Trade | SLP | SLP097 | Residential | Solar*Rewards | Trade Secret | 2015 | 2015
20252-215912-02 | Xcel Energy | 85 | 13781 | IOU | 03134243 | 9 | Solar |  |  | Interconnected | Trade Secret | Trade | GVW | GVW031 | Residential | Solar*Rewards | Trade Secret | 2015 | 2015
20252-215912-02 | Xcel Energy | 85 | 13781 | IOU | 03134244 | 8.4 | Solar |  |  | Interconnected | Trade Secret | Trade | AFT | AFT315 | Residential | Made in Minnesota | Trade Secret | 2015 | 2015
20252-215912-02 | Xcel Energy | 85 | 13781 | IOU | 03134245 | 4.8 | Solar |  |  | Interconnected | Trade Secret | Trade | SLP | SLP082 | Residential | Made in Minnesota | Trade Secret | 2015 | 2015
20252-215912-02 | Xcel Energy | 85 | 13781 | IOU | 03134246 | 10 | Solar |  |  | Interconnected | Trade Secret | Trade | LSP | LSP022 | Residential | Solar*Rewards | Trade Secret | 2015 | 2016
20252-215912-02 | Xcel Energy | 85 | 13781 | IOU | 03134247 | 18 | Solar |  |  | Interconnected | Trade Secret | Trade | WSG | WSG352 | Commercial | Made in Minnesota | Trade Secret | 2015 | 2015
20252-215912-02 | Xcel Energy | 85 | 13781 | IOU | 03134248 | 3.8 | Solar |  |  | Interconnected | Trade Secret | Trade | NOF | NOF061 | Residential | Solar*Rewards | Trade Secret | 2015 | 2015
20252-215912-02 | Xcel Energy | 85 | 13781 | IOU | 03134249 | 1.44 | Solar |  |  | Interconnected | Trade Secret | Trade | SOU | SOU083 | Residential | Solar*Rewards | Trade Secret | 2015 | 2016
20252-215912-02 | Xcel Energy | 85 | 13781 | IOU | 03134250 | 5 | Solar |  |  | Interconnected | Trade Secret | Trade | RLK | RLK066 | Residential | Solar*Rewards | Trade Secret | 2015 | 2015
20252-215912-02 | Xcel Energy | 85 | 13781 | IOU | 03134251 | 6 | Solar |  |  | Interconnected | Trade Secret | Trade | WES | WES074 | Residential | Solar*Rewards | Trade Secret | 2015 | 2015
20252-215912-02 | Xcel Energy | 85 | 13781 | IOU | 03134252 | 5 | Solar |  |  | Interconnected | Trade Secret | Trade | AFT | AFT314 | Residential | Solar*Rewards | Trade Secret | 2015 | 2016
20252-215912-02 | Xcel Energy | 85 | 13781 | IOU | 03134253 | 5 | Solar |  |  | Interconnected | Trade Secret | Trade | NOF | NOF071 | Residential | Solar*Rewards | Trade Secret | 2015 | 2015
20252-215912-02 | Xcel Energy | 85 | 13781 | IOU | 03134254 | 7.63 | Solar |  |  | Interconnected | Trade Secret | Trade | NOF | NOF061 | Residential | Solar*Rewards | Trade Secret | 2015 | 2015
20252-215912-02 | Xcel Energy | 85 | 13781 | IOU | 03134255 | 5.28 | Solar |  |  | Interconnected | Trade Secret | Trade | SOU | SOU079 | Residential | Made in Minnesota | Trade Secret | 2015 | 2015
20252-215912-02 | Xcel Energy | 85 | 13781 | IOU | 03134256 | 3.6 | Solar |  |  | Interconnected | Trade Secret | Trade | HYL | HYL073 | Residential | Made in Minnesota | Trade Secret | 2015 | 2015
20252-215912-02 | Xcel Energy | 85 | 13781 | IOU | 03134257 | 10.01 | Solar |  |  | Interconnected | Trade Secret | Trade | TER | TER083 | Residential | Made in Minnesota | Trade Secret | 2015 | 2015
20252-215912-02 | Xcel Energy | 85 | 13781 | IOU | 03134258 | 5 | Solar |  |  | Interconnected | Trade Secret | Trade | TWL | TWL067 | Residential | Made in Minnesota | Trade Secret | 2015 | 2015
20252-215912-02 | Xcel Energy | 85 | 13781 | IOU | 03134259 | 5 | Solar |  |  | Interconnected | Trade Secret | Trade | SOU | SOU072 | Residential | Made in Minnesota | Trade Secret | 2015 | 2015
20252-215912-02 | Xcel Energy | 85 | 13781 | IOU | 03134260 | 10.01 | Solar |  |  | Interconnected | Trade Secret | Trade | RAM | RAM073 | Residential | Made in Minnesota | Trade Secret | 2015 | 2015
20252-215912-02 | Xcel Energy | 85 | 13781 | IOU | 03134261 | 7.63 | Solar |  |  | Interconnected | Trade Secret | Trade | WSG | WSG352 | Residential | Made in Minnesota | Trade Secret | 2015 | 2015
20252-215912-02 | Xcel Energy | 85 | 13781 | IOU | 03134262 | 10.5 | Solar |  |  | Interconnected | Trade Secret | Trade | BRP | BRP071 | Residential | Made in Minnesota | Trade Secret | 2015 | 2012
20252-215912-02 | Xcel Energy | 85 | 13781 | IOU | 03134263 | 10.5 | Solar |  |  | Interconnected | Trade Secret | Trade | ALK | ALK072 | Residential | Made in Minnesota | Trade Secret | 2015 | 2015
20252-215912-02 | Xcel Energy | 85 | 13781 | IOU | 03134264 | 3 | Solar |  |  | Interconnected | Trade Secret | Trade | SLP | SLP084 | Residential | Made in Minnesota | Trade Secret | 2015 | 2015
20252-215912-02 | Xcel Energy | 85 | 13781 | IOU | 03134265 | 3.8 | Solar |  |  | Interconnected | Trade Secret | Trade | WSG | WSG071 | Residential | Solar*Rewards | Trade Secret | 2015 | 2015
20252-215912-02 | Xcel Energy | 85 | 13781 | IOU | 03134266 | 0.24 | Solar |  |  | Interconnected | Trade Secret | Trade | DPN | DPN073 | Residential | Made in Minnesota | Trade Secret | 2015 | 2015
20252-215912-02 | Xcel Energy | 85 | 13781 | IOU | 03134267 | 10.01 | Solar |  |  | Interconnected | Trade Secret | Trade | CHE | CHE075 | Residential | Made in Minnesota | Trade Secret | 2015 | 2015
20252-215912-02 | Xcel Energy | 85 | 13781 | IOU | 03134268 | 5 | Solar |  |  | Interconnected | Trade Secret | Trade | ALD | ALD076 | Residential | Made in Minnesota | Trade Secret | 2015 | 2015
20252-215912-02 | Xcel Energy | 85 | 13781 | IOU | 03134269 | 17.28 | Solar |  |  | Interconnected | Trade Secret | Trade | LCR | LCR311 | Residential | Solar*Rewards | Trade Secret | 2015 | 2015
20252-215912-02 | Xcel Energy | 85 | 13781 | IOU | 03134270 | 5.6 | Solar |  |  | Interconnected | Trade Secret | Trade | FAP | FAP062 | Commercial | Made in Minnesota | Trade Secret | 2015 | 2016
20252-215912-02 | Xcel Energy | 85 | 13781 | IOU | 03134271 | 8.4 | Solar |  |  | Interconnected | Trade Secret | Trade | PIP | PIP090 | Residential | Made in Minnesota | Trade Secret | 2015 | 2015
20252-215912-02 | Xcel Energy | 85 | 13781 | IOU | 03134272 | 36 | Solar |  |  | Interconnected | Trade Secret | Trade | PIP | PIP090 | Commercial | Made in Minnesota | Trade Secret | 2015 | 2015
20252-215912-02 | Xcel Energy | 85 | 13781 | IOU | 03134273 | 9.93 | Solar |  |  | Interconnected | Trade Secret | Trade | PKL | PKL085 | Residential | Solar*Rewards | Trade Secret | 2015 | 2015
20252-215912-02 | Xcel Energy | 85 | 13781 | IOU | 03134274 | 15.26 | Solar |  |  | Interconnected | Trade Secret | Trade | WEB | WEB021 | Residential | Solar*Rewards | Trade Secret | 2015 | 2015
20252-215912-02 | Xcel Energy | 85 | 13781 | IOU | 03134275 | 10.01 | Solar |  |  | Interconnected | Trade Secret | Trade | HUG | HUG311 | Residential | Made in Minnesota | Trade Secret | 2015 | 2015
20252-215912-02 | Xcel Energy | 85 | 13781 | IOU | 03134276 | 5.04 | Solar |  |  | Interconnected | Trade Secret | Trade | WYO | WYO021 | Residential | Made in Minnesota | Trade Secret | 2015 | 2015
20252-215912-02 | Xcel Energy | 85 | 13781 | IOU | 03134277 | 10.01 | Solar |  |  | Interconnected | Trade Secret | Trade | SCL | SCL322 | Residential | Solar*Rewards | Trade Secret | 2015 | 2015
20252-215912-02 | Xcel Energy | 85 | 13781 | IOU | 03134278 | 7.63 | Solar |  |  | Interconnected | Trade Secret | Trade | NOF | NOF061 | Residential | Made in Minnesota | Trade Secret | 2015 | 2015
20252-215912-02 | Xcel Energy | 85 | 13781 | IOU | 03134279 | 10.01 | Solar |  |  | Interconnected | Trade Secret | Trade | RPL | RPL061 | Residential | Made in Minnesota | Trade Secret | 2015 | 2015
20252-215912-02 | Xcel Energy | 85 | 13781 | IOU | 03134280 | 10 | Solar |  |  | Interconnected | Trade Secret | Trade | NOF | NOF071 | Residential | Made in Minnesota | Trade Secret | 2015 | 2015
20252-215912-02 | Xcel Energy | 85 | 13781 | IOU | 03134281 | 5.76 | Solar |  |  | Interconnected | Trade Secret | Trade | APA | APA064 | Residential | Made in Minnesota | Trade Secret | 2015 | 2015
20252-215912-02 | Xcel Energy | 85 | 13781 | IOU | 03134282 | 4.32 | Solar |  |  | Interconnected | Trade Secret | Trade | OPK | OPK077 | Residential | Made in Minnesota | Trade Secret | 2015 | 2015
20252-215912-02 | Xcel Energy | 85 | 13781 | IOU | 03134283 | 2.88 | Solar |  |  | Interconnected | Trade Secret | Trade | MPK | MPK086 | Residential | Made in Minnesota | Trade Secret | 2015 | 2015
20252-215912-02 | Xcel Energy | 85 | 13781 | IOU | 03134284 | 5 | Solar |  |  | Interconnected | Trade Secret | Trade | TLK | TLK075 | Residential | Solar*Rewards | Trade Secret | 2015 | 2015
20252-215912-02 | Xcel Energy | 85 | 13781 | IOU | 03134285 | 3.36 | Solar |  |  | Interconnected | Trade Secret | Trade | MPK | MPK065 | Residential | Made in Minnesota | Trade Secret | 2015 | 2015
20252-215912-02 | Xcel Energy | 85 | 13781 | IOU | 03134286 | 6 | Solar |  |  | Interconnected | Trade Secret | Trade | LLK | LLK061 | Residential | Made in Minnesota | Trade Secret | 2015 | 2015
20252-215912-02 | Xcel Energy | 85 | 13781 | IOU | 03134287 | 7 | Solar |  |  | Interconnected | Trade Secret | Trade | OAD | OAD072 | Residential | Made in Minnesota | Trade Secret | 2015 | 2015
20252-215912-02 | Xcel Energy | 85 | 13781 | IOU | 03134288 | 8.4 | Solar |  |  | Interconnected | Trade Secret | Trade | LIN | LIN031 | Residential | Solar*Rewards | Trade Secret | 2015 | 2015
20252-215912-02 | Xcel Energy | 85 | 13781 | IOU | 03134289 | 10.01 | Solar |  |  | Interconnected | Trade Secret | Trade | KAN | KAN021 | Residential | Made in Minnesota | Trade Secret | 2015 | 2015
20252-215912-02 | Xcel Energy | 85 | 13781 | IOU | 03134290 | 3.8 | Solar |  |  | Interconnected | Trade Secret | Trade | UPP | UPP068 | Residential | Made in Minnesota | Trade Secret | 2015 | 2015
20252-215912-02 | Xcel Energy | 85 | 13781 | IOU | 03134291 | 6.72 | Solar |  |  | Interconnected | Trade Secret | Trade | APA | APA068 | Residential | Made in Minnesota | Trade Secret | 2015 | 2015
20252-215912-02 | Xcel Energy | 85 | 13781 | IOU | 03134292 | 5.76 | Solar |  |  | Interconnected | Trade Secret | Trade | SCL | SCL312 | Residential | Made in Minnesota | Trade Secret | 2015 | 2015
20252-215912-02 | Xcel Energy | 85 | 13781 | IOU | 03134293 | 7.63 | Solar |  |  | Interconnected | Trade Secret | Trade | LAB | LAB312 | Residential | Made in Minnesota | Trade Secret | 2015 | 2015
20252-215912-02 | Xcel Energy | 85 | 13781 | IOU | 03134294 | 9.5 | Solar |  |  | Interconnected | Trade Secret | Trade | AFT | AFT314 | Residential | Made in Minnesota | Trade Secret | 2015 | 2015
20252-215912-02 | Xcel Energy | 85 | 13781 | IOU | 03134295 | 6 | Solar |  |  | Interconnected | Trade Secret | Trade | WIL | WIL097 | Residential | Made in Minnesota | Trade Secret | 2015 | 2015
20252-215912-02 | Xcel Energy | 85 | 13781 | IOU | 03134296 | 9.5 | Solar |  |  | Interconnected | Trade Secret | Trade | RAM | RAM073 | Residential | Made in Minnesota | Trade Secret | 2015 | 2015
20252-215912-02 | Xcel Energy | 85 | 13781 | IOU | 03134297 | 7.63 | Solar |  |  | Interconnected | Trade Secret | Trade | GLK | GLK071 | Residential | Solar*Rewards | Trade Secret | 2015 | 2015
20252-215912-02 | Xcel Energy | 85 | 13781 | IOU | 03134298 | 11 | Solar |  |  | Interconnected | Trade Secret | Trade | PKL | PKL066 | Residential | Made in Minnesota | Trade Secret | 2015 | 2015
20252-215912-02 | Xcel Energy | 85 | 13781 | IOU | 03134299 | 12 | Solar |  |  | Interconnected | Trade Secret | Trade | NOF | NOF061 | Residential | Made in Minnesota | Trade Secret | 2015 | 2015
20252-215912-02 | Xcel Energy | 85 | 13781 | IOU | 03134300 | 4.32 | Solar |  |  | Interconnected | Trade Secret | Trade | PKL | PKL065 | Residential | Solar*Rewards | Trade Secret | 2015 | 2015
20252-215912-02 | Xcel Energy | 85 | 13781 | IOU | 03134301 | 5 | Solar |  |  | Interconnected | Trade Secret | Trade | SOU | SOU081 | Residential | Made in Minnesota | Trade Secret | 2015 | 2015
20252-215912-02 | Xcel Energy | 85 | 13781 | IOU | 03134302 | 5.04 | Solar |  |  | Interconnected | Trade Secret | Trade | UPP | UPP084 | Residential | Made in Minnesota | Trade Secret | 2015 | 2015
20252-215912-02 | Xcel Energy | 85 | 13781 | IOU | 03134303 | 5 | Solar |  |  | Interconnected | Trade Secret | Trade | MPK | MPK063 | Residential | Solar*Rewards | Trade Secret | 2015 | 2015
20252-215912-02 | Xcel Energy | 85 | 13781 | IOU | 03134304 | 8.64 | Solar |  |  | Interconnected | Trade Secret | Trade | ANN | ANN021 | Residential | Made in Minnesota | Trade Secret | 2015 | 2015
20252-215912-02 | Xcel Energy | 85 | 13781 | IOU | 03134305 | 37.8 | Solar |  |  | Interconnected | Trade Secret | Trade | WRR | WRR075 | Commercial | Made in Minnesota | Trade Secret | 2015 | 2016
20252-215912-02 | Xcel Energy | 85 | 13781 | IOU | 03134306 | 144 | Solar |  |  | Interconnected | Trade Secret | Trade | SOU | SOU065 | Residential | Made in Minnesota | Trade Secret | 2015 | 2015
20252-215912-02 | Xcel Energy | 85 | 13781 | IOU | 03134307 | 18 | Solar |  |  | Interconnected | Trade Secret | Trade | MOL | MOL061 | Commercial | Made in Minnesota | Trade Secret | 2015 | 2015
20252-215912-02 | Xcel Energy | 85 | 13781 | IOU | 03134308 | 10.01 | Solar |  |  | Interconnected | Trade Secret | Trade | DPN | DPN062 | Residential | Made in Minnesota | Trade Secret | 2015 | 2015
20252-215912-02 | Xcel Energy | 85 | 13781 | IOU | 03134309 | 7.63 | Solar |  |  | Interconnected | Trade Secret | Trade | STY | STY065 | Residential | Made in Minnesota | Trade Secret | 2015 | 2015
20252-215912-02 | Xcel Energy | 85 | 13781 | IOU | 03134310 | 36 | Solar |  |  | Interconnected | Trade Secret | Trade | ALD | ALD083 | Commercial | Made in Minnesota | Trade Secret | 2015 | 2015
20252-215912-02 | Xcel Energy | 85 | 13781 | IOU | 03134311 | 36 | Solar |  |  | Interconnected | Trade Secret | Trade | RIV | RIV073 | Commercial | Made in Minnesota | Trade Secret | 2015 | 2014
20252-215912-02 | Xcel Energy | 85 | 13781 | IOU | 03134312 | 36 | Solar |  |  | Interconnected | Trade Secret | Trade | TWL | TWL075 | Commercial | Made in Minnesota | Trade Secret | 2015 | 2016
20252-215912-02 | Xcel Energy | 85 | 13781 | IOU | 03134313 | 39 | Solar |  |  | Interconnected | Trade Secret | Trade | TWL | TWL062 | Commercial | Made in Minnesota | Trade Secret | 2015 | 2015
20252-215912-02 | Xcel Energy | 85 | 13781 | IOU | 03134314 | 36 | Solar |  |  | Interconnected | Trade Secret | Trade | APA | APA075 | Commercial | Made in Minnesota | Trade Secret | 2015 | 2015
20252-215912-02 | Xcel Energy | 85 | 13781 | IOU | 03134315 | 37.8 | Solar |  |  | Interconnected | Trade Secret | Trade | SLP | SLP084 | Commercial | Made in Minnesota | Trade Secret | 2015 | 2016
20252-215912-02 | Xcel Energy | 85 | 13781 | IOU | 03134316 | 10.01 | Solar |  |  | Interconnected | Trade Secret | Trade | AFT | AFT314 | Residential | Made in Minnesota | Trade Secret | 2015 | 2015
20252-215912-02 | Xcel Energy | 85 | 13781 | IOU | 03134317 | 10.01 | Solar |  |  | Interconnected | Trade Secret | Trade | APA | APA071 | Residential | Made in Minnesota | Trade Secret | 2015 | 2015
20252-215912-02 | Xcel Energy | 85 | 13781 | IOU | 03134318 | 6 | Solar |  |  | Interconnected | Trade Secret | Trade | YAM | YAM031 | Residential | Made in Minnesota | Trade Secret | 2015 | 2015
20252-215912-02 | Xcel Energy | 85 | 13781 | IOU | 03134319 | 5 | Solar |  |  | Interconnected | Trade Secret | Trade | WAT | WAT081 | Residential | Made in Minnesota | Trade Secret | 2015 | 2015
20252-215912-02 | Xcel Energy | 85 | 13781 | IOU | 03134320 | 20 | Solar |  |  | Interconnected | Trade Secret | Trade | RNV | RNV021 | Residential | Solar*Rewards | Trade Secret | 2015 | 2015
20252-215912-02 | Xcel Energy | 85 | 13781 | IOU | 03134321 | 11.39 | Solar |  |  | Interconnected | Trade Secret | Trade | HUG | HUG321 | Residential | Solar*Rewards | Trade Secret | 2015 | 2015
20252-215912-02 | Xcel Energy | 85 | 13781 | IOU | 03134322 | 6 | Solar |  |  | Interconnected | Trade Secret | Trade | EDA | EDA084 | Residential | Solar*Rewards | Trade Secret | 2015 | 2015
20252-215912-02 | Xcel Energy | 85 | 13781 | IOU | 03134323 | 36 | Solar |  |  | Interconnected | Trade Secret | Trade | MEL | MEL063 | Commercial | Made in Minnesota | Trade Secret | 2015 | 2015
20252-215912-02 | Xcel Energy | 85 | 13781 | IOU | 03134324 | 36 | Solar |  |  | Interconnected | Trade Secret | Trade | MEL | MEL063 | Commercial | Made in Minnesota | Trade Secret | 2015 | 2015
20252-215912-02 | Xcel Energy | 85 | 13781 | IOU | 03134325 | 36 | Solar |  |  | Interconnected | Trade Secret | Trade | CGR | CGR072 | Residential | Made in Minnesota | Trade Secret | 2015 | 2015
20252-215912-02 | Xcel Energy | 85 | 13781 | IOU | 03134326 | 3.5 | Solar |  |  | Interconnected | Trade Secret | Trade | HSN | HSN311 | Commercial | Made in Minnesota | Trade Secret | 2015 | 2012
20252-215912-02 | Xcel Energy | 85 | 13781 | IOU | 03134327 | 9 | Solar |  |  | Interconnected | Trade Secret | Trade | OPK | OPK072 | Commercial | Made in Minnesota | Trade Secret | 2015 | 2015
20252-215912-02 | Xcel Energy | 85 | 13781 | IOU | 03134328 | 6 | Solar |  |  | Interconnected | Trade Secret | Trade | NOF | NOF071 | Residential | Solar*Rewards | Trade Secret | 2015 | 2015
20252-215912-02 | Xcel Energy | 85 | 13781 | IOU | 03134329 | 8.4 | Solar |  |  | Interconnected | Trade Secret | Trade | KAN | KAN031 | Residential | Made in Minnesota | Trade Secret | 2015 | 2015
20252-215912-02 | Xcel Energy | 85 | 13781 | IOU | 03134330 | 3.5 | Solar |  |  | Interconnected | Trade Secret | Trade | HWW | HWW072 | Residential | Made in Minnesota | Trade Secret | 2015 | 2015
20252-215912-02 | Xcel Energy | 85 | 13781 | IOU | 03134331 | 2.88 | Solar |  |  | Interconnected | Trade Secret | Trade | DBL | DBL065 | Residential | Made in Minnesota | Trade Secret | 2015 | 2013
20252-215912-02 | Xcel Energy | 85 | 13781 | IOU | 03134332 | 7.92 | Solar |  |  | Interconnected | Trade Secret | Trade | SCA | SCA021 | Residential | Made in Minnesota | Trade Secret | 2015 | 2015
20252-215912-02 | Xcel Energy | 85 | 13781 | IOU | 03134333 | 6.48 | Solar |  |  | Interconnected | Trade Secret | Trade | SOU | SOU076 | Residential | Made in Minnesota | Trade Secret | 2015 | 2015
20252-215912-02 | Xcel Energy | 85 | 13781 | IOU | 03134334 | 7.63 | Solar |  |  | Interconnected | Trade Secret | Trade | WES | WES074 | Residential | Made in Minnesota | Trade Secret | 2015 | 2015
20252-215912-02 | Xcel Energy | 85 | 13781 | IOU | 03134335 | 10 | Solar |  |  | Interconnected | Trade Secret | Trade | KAN | KAN031 | Residential | Made in Minnesota | Trade Secret | 2015 | 2015
20252-215912-02 | Xcel Energy | 85 | 13781 | IOU | 03134336 | 10 | Solar |  |  | Interconnected | Trade Secret | Trade | PIL | PIL021 | Residential | Made in Minnesota | Trade Secret | 2015 | 2015
20252-215912-02 | Xcel Energy | 85 | 13781 | IOU | 03134337 | 10.01 | Solar |  |  | Interconnected | Trade Secret | Trade | WCR | WCR311 | Residential | Made in Minnesota | Trade Secret | 2015 | 2015
20252-215912-02 | Xcel Energy | 85 | 13781 | IOU | 03134338 | 36 | Solar |  |  | Interconnected | Trade Secret | Trade | XRD | XRD076 | Commercial | Made in Minnesota | Trade Secret | 2015 | 2017
20252-215912-02 | Xcel Energy | 85 | 13781 | IOU | 03134339 | 7.63 | Solar |  |  | Interconnected | Trade Secret | Trade | CHE | CHE064 | Residential | Made in Minnesota | Trade Secret | 2015 | 2015
20252-215912-02 | Xcel Energy | 85 | 13781 | IOU | 03134340 | 5.5 | Solar |  |  | Interconnected | Trade Secret | Trade | WIN | WIN021 | Residential | Solar*Rewards | Trade Secret | 2015 | 2015
20252-215912-02 | Xcel Energy | 85 | 13781 | IOU | 03134341 | 3.5 | Solar |  |  | Interconnected | Trade Secret | Trade | RIV | RIV063 | Residential | Made in Minnesota | Trade Secret | 2015 | 2015
20252-215912-02 | Xcel Energy | 85 | 13781 | IOU | 03134342 | 5.6 | Solar |  |  | Interconnected | Trade Secret | Trade | RIV | RIV063 | Commercial | Made in Minnesota | Trade Secret | 2015 | 2015
20252-215912-02 | Xcel Energy | 85 | 13781 | IOU | 03134343 | 3 | Solar |  |  | Interconnected | Trade Secret | Trade | TLK | TLK075 | Residential | Solar*Rewards | Trade Secret | 2015 | 2015
20252-215912-02 | Xcel Energy | 85 | 13781 | IOU | 03134344 | 3.8 | Solar |  |  | Interconnected | Trade Secret | Trade | SOU | SOU061 | Residential | Solar*Rewards | Trade Secret | 2015 | 2015
20252-215912-02 | Xcel Energy | 85 | 13781 | IOU | 03134345 | 7.63 | Solar |  |  | Interconnected | Trade Secret | Trade | AFT | AFT322 | Residential | Solar*Rewards | Trade Secret | 2015 | 2015
20252-215912-02 | Xcel Energy | 85 | 13781 | IOU | 03134346 | 3.5 | Solar |  |  | Interconnected | Trade Secret | Trade | WDY | WDY311 | Residential | Made in Minnesota | Trade Secret | 2015 | 2015
20252-215912-02 | Xcel Energy | 85 | 13781 | IOU | 03134347 | 10.01 | Solar |  |  | Interconnected | Trade Secret | Trade | HUG | HUG321 | Residential | Made in Minnesota | Trade Secret | 2015 | 2015
20252-215912-02 | Xcel Energy | 85 | 13781 | IOU | 03134348 | 8.64 | Solar |  |  | Interconnected | Trade Secret | Trade | WSG | WSG362 | Residential | Made in Minnesota | Trade Secret | 2015 | 2015
20252-215912-02 | Xcel Energy | 85 | 13781 | IOU | 03134349 | 4.08 | Solar |  |  | Interconnected | Trade Secret | Trade | NOF | NOF073 | Residential | Made in Minnesota | Trade Secret | 2015 | 2015
20252-215912-02 | Xcel Energy | 85 | 13781 | IOU | 03134350 | 36 | Solar |  |  | Interconnected | Trade Secret | Trade | NMC | NMC092 | Commercial | Made in Minnesota | Trade Secret | 2015 | 2015
20252-215912-02 | Xcel Energy | 85 | 13781 | IOU | 03134351 | 5 | Solar |  |  | Interconnected | Trade Secret | Trade | LEX | LEX333 | Residential | Made in Minnesota | Trade Secret | 2015 | 2015
20252-215912-02 | Xcel Energy | 85 | 13781 | IOU | 03134352 | 7.63 | Solar |  |  | Interconnected | Trade Secret | Trade | MST | MST071 | Residential | Made in Minnesota | Trade Secret | 2015 | 2015
20252-215912-02 | Xcel Energy | 85 | 13781 | IOU | 03134353 | 10.01 | Solar |  |  | Interconnected | Trade Secret | Trade | DLO | DLO021 | Residential | Made in Minnesota | Trade Secret | 2015 | 2015
20252-215912-02 | Xcel Energy | 85 | 13781 | IOU | 03134354 | 4.08 | Solar |  |  | Interconnected | Trade Secret | Trade | SOU | SOU079 | Residential | Solar*Rewards | Trade Secret | 2015 | 2015
20252-215912-02 | Xcel Energy | 85 | 13781 | IOU | 03134355 | 7 | Solar |  |  | Interconnected | Trade Secret | Trade | MOL | MOL064 | Residential | Made in Minnesota | Trade Secret | 2015 | 2015
20252-215912-02 | Xcel Energy | 85 | 13781 | IOU | 03134356 | 4.8 | Solar |  |  | Interconnected | Trade Secret | Trade | DPN | DPN072 | Residential | Solar*Rewards | Trade Secret | 2015 | 2015
20252-215912-02 | Xcel Energy | 85 | 13781 | IOU | 03134357 | 7.63 | Solar |  |  | Interconnected | Trade Secret | Trade | HSN | HSN321 | Residential | Solar*Rewards | Trade Secret | 2015 | 2015
20252-215912-02 | Xcel Energy | 85 | 13781 | IOU | 03134358 | 3.36 | Solar |  |  | Interconnected | Trade Secret | Trade | HWW | HWW072 | Residential | Solar*Rewards | Trade Secret | 2015 | 2016
20252-215912-02 | Xcel Energy | 85 | 13781 | IOU | 03134359 | 36 | Solar |  |  | Interconnected | Trade Secret | Trade | PRR | PRR061 | Commercial | Made in Minnesota | Trade Secret | 2015 | 2015
20252-215912-02 | Xcel Energy | 85 | 13781 | IOU | 03134360 | 3.5 | Solar |  |  | Interconnected | Trade Secret | Trade | MPK | MPK083 | Residential | Made in Minnesota | Trade Secret | 2015 | 2015
20252-215912-02 | Xcel Energy | 85 | 13781 | IOU | 03134361 | 6 | Solar |  |  | Interconnected | Trade Secret | Trade | TER | TER075 | Residential | Made in Minnesota | Trade Secret | 2015 | 2015
20252-215912-02 | Xcel Energy | 85 | 13781 | IOU | 03134362 | 3.6 | Solar |  |  | Interconnected | Trade Secret | Trade | SOU | SOU063 | Residential | Made in Minnesota | Trade Secret | 2015 | 2015
20252-215912-02 | Xcel Energy | 85 | 13781 | IOU | 03134363 | 5 | Solar |  |  | Interconnected | Trade Secret | Trade | LIN | LIN022 | Residential | Made in Minnesota | Trade Secret | 2015 | 2015
20252-215912-02 | Xcel Energy | 85 | 13781 | IOU | 03134364 | 36 | Solar |  |  | Interconnected | Trade Secret | Trade | OSS | OSS061 | Commercial | Made in Minnesota | Trade Secret | 2015 | 2016
20252-215912-02 | Xcel Energy | 85 | 13781 | IOU | 03134365 | 20 | Solar |  |  | Interconnected | Trade Secret | Trade | HSN | HSN311 | Commercial | Solar*Rewards | Trade Secret | 2015 | 2018
20252-215912-02 | Xcel Energy | 85 | 13781 | IOU | 03134366 | 4.56 | Solar |  |  | Interconnected | Trade Secret | Trade | WES | WES074 | Residential | Made in Minnesota | Trade Secret | 2015 | 2015
20252-215912-02 | Xcel Energy | 85 | 13781 | IOU | 03134367 | 7.7 | Solar |  |  | Interconnected | Trade Secret | Trade | HAD | HAD022 | Residential | Solar*Rewards | Trade Secret | 2015 | 2015
20252-215912-02 | Xcel Energy | 85 | 13781 | IOU | 03134368 | 7.63 | Solar |  |  | Interconnected | Trade Secret | Trade | HUG | HUG321 | Residential | Made in Minnesota | Trade Secret | 2015 | 2015
20252-215912-02 | Xcel Energy | 85 | 13781 | IOU | 03134369 | 10.01 | Solar |  |  | Interconnected | Trade Secret | Trade | SHP | SHP061 | Residential | Made in Minnesota | Trade Secret | 2015 | 2015
20252-215912-02 | Xcel Energy | 85 | 13781 | IOU | 03134370 | 4.32 | Solar |  |  | Interconnected | Trade Secret | Trade | WYO | WYO033 | Residential | Made in Minnesota | Trade Secret | 2015 | 2015
20252-215912-02 | Xcel Energy | 85 | 13781 | IOU | 03134371 | 4.8 | Solar |  |  | Interconnected | Trade Secret | Trade | MPK | MPK074 | Residential | Made in Minnesota | Trade Secret | 2015 | 2015
20252-215912-02 | Xcel Energy | 85 | 13781 | IOU | 03134372 | 8.4 | Solar |  |  | Interconnected | Trade Secret | Trade | ZUF | ZUF021 | Commercial | Made in Minnesota | Trade Secret | 2015 | 2015
20252-215912-02 | Xcel Energy | 85 | 13781 | IOU | 03134373 | 6.96 | Solar |  |  | Interconnected | Trade Secret | Trade | RPL | RPL064 | Residential | Made in Minnesota | Trade Secret | 2015 | 2015
20252-215912-02 | Xcel Energy | 85 | 13781 | IOU | 03134374 | 10.01 | Solar |  |  | Interconnected | Trade Secret | Trade | NOF | NOF072 | Commercial | Solar*Rewards | Trade Secret | 2015 | 2015
20252-215912-02 | Xcel Energy | 85 | 13781 | IOU | 03134375 | 3.8 | Solar |  |  | Interconnected | Trade Secret | Trade | TER | TER071 | Residential | Made in Minnesota | Trade Secret | 2015 | 2015
20252-215912-02 | Xcel Energy | 85 | 13781 | IOU | 03134376 | 6 | Solar |  |  | Interconnected | Trade Secret | Trade | MDT | MDT074 | Residential | Made in Minnesota | Trade Secret | 2015 | 2015
20252-215912-02 | Xcel Energy | 85 | 13781 | IOU | 03134377 | 6 | Solar |  |  | Interconnected | Trade Secret | Trade | NOF | NOF061 | Residential | Solar*Rewards | Trade Secret | 2015 | 2015
20252-215912-02 | Xcel Energy | 85 | 13781 | IOU | 03134378 | 3.8 | Solar |  |  | Interconnected | Trade Secret | Trade | SOU | SOU060 | Residential | Made in Minnesota | Trade Secret | 2015 | 2015
20252-215912-02 | Xcel Energy | 85 | 13781 | IOU | 03134379 | 6 | Solar |  |  | Interconnected | Trade Secret | Trade | MPK | MPK068 | Residential | Solar*Rewards | Trade Secret | 2015 | 2015
20252-215912-02 | Xcel Energy | 85 | 13781 | IOU | 03134380 | 6 | Solar |  |  | Interconnected | Trade Secret | Trade | SOU | SOU081 | Residential | Made in Minnesota | Trade Secret | 2015 | 2015
20252-215912-02 | Xcel Energy | 85 | 13781 | IOU | 03134381 | 7.63 | Solar |  |  | Interconnected | Trade Secret | Trade | GNL | GNL062 | Residential | Solar*Rewards | Trade Secret | 2015 | 2015
20252-215912-02 | Xcel Energy | 85 | 13781 | IOU | 03134382 | 6 | Solar |  |  | Interconnected | Trade Secret | Trade | HWW | HWW062 | Residential | Made in Minnesota | Trade Secret | 2015 | 2015
20252-215912-02 | Xcel Energy | 85 | 13781 | IOU | 03134383 | 5 | Solar |  |  | Interconnected | Trade Secret | Trade | SOU | SOU061 | Residential | Solar*Rewards | Trade Secret | 2015 | 2015
20252-215912-02 | Xcel Energy | 85 | 13781 | IOU | 03134384 | 3.8 | Solar |  |  | Interconnected | Trade Secret | Trade | SLP | SLP082 | Residential | Solar*Rewards | Trade Secret | 2015 | 2015
20252-215912-02 | Xcel Energy | 85 | 13781 | IOU | 03134385 | 7.63 | Solar |  |  | Interconnected | Trade Secret | Trade | MPK | MPK084 | Residential | Solar*Rewards | Trade Secret | 2015 | 2015
20252-215912-02 | Xcel Energy | 85 | 13781 | IOU | 03134386 | 4.08 | Solar |  |  | Interconnected | Trade Secret | Trade | SLP | SLP072 | Residential | Made in Minnesota | Trade Secret | 2015 | 2015
20252-215912-02 | Xcel Energy | 85 | 13781 | IOU | 03134387 | 2.4 | Solar |  |  | Interconnected | Trade Secret | Trade | LOK | LOK093 | Residential | Made in Minnesota | Trade Secret | 2015 | 2015
20252-215912-02 | Xcel Energy | 85 | 13781 | IOU | 03134388 | 6 | Solar |  |  | Interconnected | Trade Secret | Trade | NOF | NOF061 | Residential | Made in Minnesota | Trade Secret | 2015 | 2015
20252-215912-02 | Xcel Energy | 85 | 13781 | IOU | 03134389 | 8.5 | Solar |  |  | Interconnected | Trade Secret | Trade | LEX | LEX333 | Residential | Made in Minnesota | Trade Secret | 2015 | 2015
20252-215912-02 | Xcel Energy | 85 | 13781 | IOU | 03134390 | 5 | Solar |  |  | Interconnected | Trade Secret | Trade | WDY | WDY311 | Residential | Made in Minnesota | Trade Secret | 2015 | 2015
20252-215912-02 | Xcel Energy | 85 | 13781 | IOU | 03134391 | 5 | Solar |  |  | Interconnected | Trade Secret | Trade | TER | TER071 | Residential | Solar*Rewards | Trade Secret | 2015 | 2015
20252-215912-02 | Xcel Energy | 85 | 13781 | IOU | 03134392 | 8.5 | Solar |  |  | Interconnected | Trade Secret | Trade | WAB | WAB031 | Residential | Made in Minnesota | Trade Secret | 2015 | 2015
20252-215912-02 | Xcel Energy | 85 | 13781 | IOU | 03134393 | 2.5 | Solar |  |  | Interconnected | Trade Secret | Trade | HSN | HSN311 | Commercial | Made in Minnesota | Trade Secret | 2015 | 2015
20252-215912-02 | Xcel Energy | 85 | 13781 | IOU | 03134394 | 50 | Solar |  |  | Interconnected | Trade Secret | Trade | OPK | OPK071 | Commercial | Made in Minnesota | Trade Secret | 2015 | 2015
20252-215912-02 | Xcel Energy | 85 | 13781 | IOU | 03134395 | 7.56 | Solar |  |  | Interconnected | Trade Secret | Trade | VKG | VKG072 | Residential | Made in Minnesota | Trade Secret | 2015 | 2015
20252-215912-02 | Xcel Energy | 85 | 13781 | IOU | 03134396 | 34.99 | Solar |  |  | Interconnected | Trade Secret | Trade | RPL | RPL064 | Commercial | Made in Minnesota | Trade Secret | 2015 | 2016
20252-215912-02 | Xcel Energy | 85 | 13781 | IOU | 03134397 | 6 | Solar |  |  | Interconnected | Trade Secret | Trade | MST | MST071 | Residential | Made in Minnesota | Trade Secret | 2015 | 2015
20252-215912-02 | Xcel Energy | 85 | 13781 | IOU | 03134398 | 6 | Solar |  |  | Interconnected | Trade Secret | Trade | HWW | HWW072 | Residential | Made in Minnesota | Trade Secret | 2015 | 2015
20252-215912-02 | Xcel Energy | 85 | 13781 | IOU | 03134399 | 10 | Solar |  |  | Interconnected | Trade Secret | Trade | WIL | WIL076 | Residential | Made in Minnesota | Trade Secret | 2015 | 2016
20252-215912-02 | Xcel Energy | 85 | 13781 | IOU | 03134400 | 3 | Solar |  |  | Interconnected | Trade Secret | Trade | NOF | NOF072 | Residential | Solar*Rewards | Trade Secret | 2015 | 2015
20252-215912-02 | Xcel Energy | 85 | 13781 | IOU | 03134401 | 5.76 | Solar |  |  | Interconnected | Trade Secret | Trade | RPL | RPL061 | Residential | Made in Minnesota | Trade Secret | 2015 | 2015
20252-215912-02 | Xcel Energy | 85 | 13781 | IOU | 03134402 | 3.8 | Solar |  |  | Interconnected | Trade Secret | Trade | NOF | NOF073 | Commercial | Made in Minnesota | Trade Secret | 2015 | 2015
20252-215912-02 | Xcel Energy | 85 | 13781 | IOU | 03134403 | 9.5 | Solar |  |  | Interconnected | Trade Secret | Trade | WAB | WAB021 | Residential | Made in Minnesota | Trade Secret | 2015 | 2015
20252-215912-02 | Xcel Energy | 85 | 13781 | IOU | 03134404 | 5 | Solar |  |  | Interconnected | Trade Secret | Trade | SOU | SOU083 | Residential | Made in Minnesota | Trade Secret | 2015 | 2015
20252-215912-02 | Xcel Energy | 85 | 13781 | IOU | 03134405 | 8 | Solar |  |  | Interconnected | Trade Secret | Trade | WAB | WAB021 | Residential | Made in Minnesota | Trade Secret | 2015 | 2015
20252-215912-02 | Xcel Energy | 85 | 13781 | IOU | 03134406 | 30 | Solar |  |  | Interconnected | Trade Secret | Trade | WAB | WAB021 | Commercial | Made in Minnesota | Trade Secret | 2015 | 2016
20252-215912-02 | Xcel Energy | 85 | 13781 | IOU | 03134407 | 12 | Solar |  |  | Interconnected | Trade Secret | Trade | WAB | WAB031 | Residential | Made in Minnesota | Trade Secret | 2015 | 2015
20252-215912-02 | Xcel Energy | 85 | 13781 | IOU | 03134408 | 5 | Solar |  |  | Interconnected | Trade Secret | Trade | SOU | SOU086 | Residential | Made in Minnesota | Trade Secret | 2015 | 2015
20252-215912-02 | Xcel Energy | 85 | 13781 | IOU | 03134409 | 2.88 | Solar |  |  | Interconnected | Trade Secret | Trade | STY | STY061 | Residential | Made in Minnesota | Trade Secret | 2015 | 2015
20252-215912-02 | Xcel Energy | 85 | 13781 | IOU | 03134410 | 5.04 | Solar |  |  | Interconnected | Trade Secret | Trade | GPH | GPH061 | Residential | Made in Minnesota | Trade Secret | 2015 | 2015
20252-215912-02 | Xcel Energy | 85 | 13781 | IOU | 03134411 | 6.72 | Solar |  |  | Interconnected | Trade Secret | Trade | ECK | ECK322 | Residential | Made in Minnesota | Trade Secret | 2015 | 2015
20252-215912-02 | Xcel Energy | 85 | 13781 | IOU | 03134412 | 8.64 | Solar |  |  | Interconnected | Trade Secret | Trade | UPP | UPP082 | Residential | Solar*Rewards | Trade Secret | 2015 | 2015
20252-215912-02 | Xcel Energy | 85 | 13781 | IOU | 03134413 | 5 | Solar |  |  | Interconnected | Trade Secret | Trade | SOU | SOU063 | Residential | Made in Minnesota | Trade Secret | 2015 | 2015
20252-215912-02 | Xcel Energy | 85 | 13781 | IOU | 03134414 | 23.99 | Solar |  |  | Interconnected | Trade Secret | Trade | SLW | SLW062 | Commercial | Made in Minnesota | Trade Secret | 2015 | 2015
20252-215912-02 | Xcel Energy | 85 | 13781 | IOU | 03134415 | 4.32 | Solar |  |  | Interconnected | Trade Secret | Trade | HYL | HYL062 | Residential | Made in Minnesota | Trade Secret | 2015 | 2015
20252-215912-02 | Xcel Energy | 85 | 13781 | IOU | 03134416 | 3.5 | Solar |  |  | Interconnected | Trade Secret | Trade | HUG | HUG312 | Residential | Solar*Rewards | Trade Secret | 2015 | 2015
20252-215912-02 | Xcel Energy | 85 | 13781 | IOU | 03134417 | 7.68 | Solar |  |  | Interconnected | Trade Secret | Trade | HUG | HUG321 | Residential | Made in Minnesota | Trade Secret | 2015 | 2016
20252-215912-02 | Xcel Energy | 85 | 13781 | IOU | 03134418 | 9 | Solar |  |  | Interconnected | Trade Secret | Trade | WAB | WAB031 | Residential | Made in Minnesota | Trade Secret | 2015 | 2015
20252-215912-02 | Xcel Energy | 85 | 13781 | IOU | 03134419 | 7.2 | Solar |  |  | Interconnected | Trade Secret | Trade | MEL | MEL073 | Residential | Made in Minnesota | Trade Secret | 2015 | 2015
20252-215912-02 | Xcel Energy | 85 | 13781 | IOU | 03134420 | 5 | Solar |  |  | Interconnected | Trade Secret | Trade | ALD | ALD085 | Residential | Made in Minnesota | Trade Secret | 2015 | 2015
20252-215912-02 | Xcel Energy | 85 | 13781 | IOU | 03134421 | 3.8 | Solar |  |  | Interconnected | Trade Secret | Trade | WES | WES076 | Residential | Solar*Rewards | Trade Secret | 2015 | 2015
20252-215912-02 | Xcel Energy | 85 | 13781 | IOU | 03134422 | 4.5 | Solar |  |  | Interconnected | Trade Secret | Trade | HWW | HWW073 | Residential | Made in Minnesota | Trade Secret | 2015 | 2015
20252-215912-02 | Xcel Energy | 85 | 13781 | IOU | 03134423 | 35.1 | Solar |  |  | Interconnected | Trade Secret | Trade | TWL | TWL069 | Commercial | Made in Minnesota | Trade Secret | 2015 | 2015
20252-215912-02 | Xcel Energy | 85 | 13781 | IOU | 03134424 | 6 | Solar |  |  | Interconnected | Trade Secret | Trade | SLP | SLP082 | Residential | Made in Minnesota | Trade Secret | 2015 | 2015
20252-215912-02 | Xcel Energy | 85 | 13781 | IOU | 03134425 | 37.8 | Solar |  |  | Interconnected | Trade Secret | Trade | SLP | SLP082 | Commercial | Made in Minnesota | Trade Secret | 2015 | 2016
20252-215912-02 | Xcel Energy | 85 | 13781 | IOU | 03134426 | 8.64 | Solar |  |  | Interconnected | Trade Secret | Trade | HYL | HYL073 | Residential | Made in Minnesota | Trade Secret | 2015 | 2015
20252-215912-02 | Xcel Energy | 85 | 13781 | IOU | 03134427 | 30 | Solar |  |  | Interconnected | Trade Secret | Trade | HSN | HSN321 | Commercial | Made in Minnesota | Trade Secret | 2015 | 2015
20252-215912-02 | Xcel Energy | 85 | 13781 | IOU | 03134428 | 31.2 | Solar |  |  | Interconnected | Trade Secret | Trade | AFT | AFT314 | Commercial | Made in Minnesota | Trade Secret | 2015 | 2015
20252-215912-02 | Xcel Energy | 85 | 13781 | IOU | 03134429 | 15.26 | Solar |  |  | Interconnected | Trade Secret | Trade | LAP | LAP311 | Residential | Solar*Rewards | Trade Secret | 2015 | 2015
20252-215912-02 | Xcel Energy | 85 | 13781 | IOU | 03134430 | 1.92 | Solar |  |  | Interconnected | Trade Secret | Trade | NWA | NWA021 | Residential | Solar*Rewards | Trade Secret | 2015 | 2016
20252-215912-02 | Xcel Energy | 85 | 13781 | IOU | 03134431 | 5.04 | Solar |  |  | Interconnected | Trade Secret | Trade | LEX | LEX061 | Residential | Made in Minnesota | Trade Secret | 2015 | 2015
20252-215912-02 | Xcel Energy | 85 | 13781 | IOU | 03134432 | 6 | Solar |  |  | Interconnected | Trade Secret | Trade | WAB | WAB031 | Commercial | Made in Minnesota | Trade Secret | 2015 | 2015
20252-215912-02 | Xcel Energy | 85 | 13781 | IOU | 03134433 | 10.01 | Solar |  |  | Interconnected | Trade Secret | Trade | ALT | ALT021 | Residential | Made in Minnesota | Trade Secret | 2015 | 2015
20252-215912-02 | Xcel Energy | 85 | 13781 | IOU | 03134434 | 5 | Solar |  |  | Interconnected | Trade Secret | Trade | SOU | SOU060 | Residential | Made in Minnesota | Trade Secret | 2015 | 2015
20252-215912-02 | Xcel Energy | 85 | 13781 | IOU | 03134435 | 6 | Solar |  |  | Interconnected | Trade Secret | Trade | CTR | CTR021 | Residential | Made in Minnesota | Trade Secret | 2015 | 2015
20252-215912-02 | Xcel Energy | 85 | 13781 | IOU | 03134436 | 8.4 | Solar |  |  | Interconnected | Trade Secret | Trade | ZUF | ZUF021 | Residential | Made in Minnesota | Trade Secret | 2015 | 2015
20252-215912-02 | Xcel Energy | 85 | 13781 | IOU | 03134437 | 3.84 | Solar |  |  | Interconnected | Trade Secret | Trade | HWW | HWW072 | Residential | Made in Minnesota | Trade Secret | 2015 | 2015
20252-215912-02 | Xcel Energy | 85 | 13781 | IOU | 03134438 | 9.93 | Solar |  |  | Interconnected | Trade Secret | Trade | ZUM | ZUM021 | Residential | Made in Minnesota | Trade Secret | 2015 | 2015
20252-215912-02 | Xcel Energy | 85 | 13781 | IOU | 03134439 | 4 | Solar |  |  | Interconnected | Trade Secret | Trade | WAB | WAB031 | Commercial | Made in Minnesota | Trade Secret | 2015 | 2015
20252-215912-02 | Xcel Energy | 85 | 13781 | IOU | 03134440 | 35.985 | Solar |  |  | Interconnected | Trade Secret | Trade | FIC | FIC022 | Commercial | Made in Minnesota | Trade Secret | 2015 | 2016
20252-215912-02 | Xcel Energy | 85 | 13781 | IOU | 03134441 | 3.8 | Solar |  |  | Interconnected | Trade Secret | Trade | NOF | NOF072 | Residential | Solar*Rewards | Trade Secret | 2015 | 2015
20252-215912-02 | Xcel Energy | 85 | 13781 | IOU | 03134442 | 8.5 | Solar |  |  | Interconnected | Trade Secret | Trade | WAB | WAB031 | Residential | Made in Minnesota | Trade Secret | 2015 | 2015
20252-215912-02 | Xcel Energy | 85 | 13781 | IOU | 03134443 | 4.56 | Solar |  |  | Interconnected | Trade Secret | Trade | HWW | HWW073 | Residential | Made in Minnesota | Trade Secret | 2015 | 2015
20252-215912-02 | Xcel Energy | 85 | 13781 | IOU | 03134444 | 4.5 | Solar |  |  | Interconnected | Trade Secret | Trade | WAB | WAB031 | Residential | Made in Minnesota | Trade Secret | 2015 | 2015
20252-215912-02 | Xcel Energy | 85 | 13781 | IOU | 03134445 | 7.63 | Solar |  |  | Interconnected | Trade Secret | Trade | DND | DND071 | Residential | Made in Minnesota | Trade Secret | 2015 | 2015
20252-215912-02 | Xcel Energy | 85 | 13781 | IOU | 03134446 | 10.01 | Solar |  |  | Interconnected | Trade Secret | Trade | HUG | HUG321 | Residential | Made in Minnesota | Trade Secret | 2015 | 2015
20252-215912-02 | Xcel Energy | 85 | 13781 | IOU | 03134447 | 10.01 | Solar |  |  | Interconnected | Trade Secret | Trade | HUG | HUG311 | Residential | Solar*Rewards | Trade Secret | 2015 | 2015
20252-215912-02 | Xcel Energy | 85 | 13781 | IOU | 03134448 | 18 | Solar |  |  | Interconnected | Trade Secret | Trade | SCL | SCL322 | Commercial | Made in Minnesota | Trade Secret | 2015 | 2017
20252-215912-02 | Xcel Energy | 85 | 13781 | IOU | 03134449 | 7.5 | Solar |  |  | Interconnected | Trade Secret | Trade | PIP | PIP061 | Residential | Made in Minnesota | Trade Secret | 2015 | 2016
20252-215912-02 | Xcel Energy | 85 | 13781 | IOU | 03134450 | 4.8 | Solar |  |  | Interconnected | Trade Secret | Trade | UPP | UPP063 | Residential | Made in Minnesota | Trade Secret | 2015 | 2015
20252-215912-02 | Xcel Energy | 85 | 13781 | IOU | 03134451 | 6 | Solar |  |  | Interconnected | Trade Secret | Trade | WEF | WEF071 | Residential | Solar*Rewards | Trade Secret | 2015 | 2016
20252-215912-02 | Xcel Energy | 85 | 13781 | IOU | 03134452 | 37.8 | Solar |  |  | Interconnected | Trade Secret | Trade | ALD | ALD082 | Commercial | Made in Minnesota | Trade Secret | 2015 | 2016
20252-215912-02 | Xcel Energy | 85 | 13781 | IOU | 03134453 | 5.04 | Solar |  |  | Interconnected | Trade Secret | Trade | LOK | LOK062 | Residential | Made in Minnesota | Trade Secret | 2015 | 2015
20252-215912-02 | Xcel Energy | 85 | 13781 | IOU | 03134454 | 5 | Solar |  |  | Interconnected | Trade Secret | Trade | NOF | NOF061 | Residential | Solar*Rewards | Trade Secret | 2015 | 2015
20252-215912-02 | Xcel Energy | 85 | 13781 | IOU | 03134455 | 6 | Solar |  |  | Interconnected | Trade Secret | Trade | MTW | MTW021 | Residential | Solar*Rewards | Trade Secret | 2015 | 2015
20252-215912-02 | Xcel Energy | 85 | 13781 | IOU | 03134456 | 3 | Solar |  |  | Interconnected | Trade Secret | Trade | NOF | NOF072 | Residential | Solar*Rewards | Trade Secret | 2015 | 2015
20252-215912-02 | Xcel Energy | 85 | 13781 | IOU | 03134457 | 7 | Solar |  |  | Interconnected | Trade Secret | Trade | OAD | OAD063 | Residential | Made in Minnesota | Trade Secret | 2015 | 2015
20252-215912-02 | Xcel Energy | 85 | 13781 | IOU | 03134458 | 7.63 | Solar |  |  | Interconnected | Trade Secret | Trade | CHE | CHE076 | Residential | Solar*Rewards | Trade Secret | 2015 | 2015
20252-215912-02 | Xcel Energy | 85 | 13781 | IOU | 03134459 | 4.8 | Solar |  |  | Interconnected | Trade Secret | Trade | GNL | GNL063 | Residential | Solar*Rewards | Trade Secret | 2015 | 2015
20252-215912-02 | Xcel Energy | 85 | 13781 | IOU | 03134460 | 10.08 | Solar |  |  | Interconnected | Trade Secret | Trade | WAB | WAB031 | Residential | Solar*Rewards | Trade Secret | 2015 | 2015
20252-215912-02 | Xcel Energy | 85 | 13781 | IOU | 03134461 | 10.01 | Solar |  |  | Interconnected | Trade Secret | Trade | BYT | BYT061 | Residential | Made in Minnesota | Trade Secret | 2015 | 2015
20252-215912-02 | Xcel Energy | 85 | 13781 | IOU | 03134462 | 3.8 | Solar |  |  | Interconnected | Trade Secret | Trade | NOF | NOF061 | Residential | Solar*Rewards | Trade Secret | 2015 | 2015
20252-215912-02 | Xcel Energy | 85 | 13781 | IOU | 03134463 | 10.01 | Solar |  |  | Interconnected | Trade Secret | Trade | NOF | NOF061 | Residential | Solar*Rewards | Trade Secret | 2015 | 2015
20252-215912-02 | Xcel Energy | 85 | 13781 | IOU | 03134464 | 3.8 | Solar |  |  | Interconnected | Trade Secret | Trade | MOL | MOL072 | Residential | Made in Minnesota | Trade Secret | 2015 | 2015
20252-215912-02 | Xcel Energy | 85 | 13781 | IOU | 03134465 | 8.64 | Solar |  |  | Interconnected | Trade Secret | Trade | WCR | WCR322 | Residential | Made in Minnesota | Trade Secret | 2015 | 2015
20252-215912-02 | Xcel Energy | 85 | 13781 | IOU | 03134466 | 3.36 | Solar |  |  | Interconnected | Trade Secret | Trade | SLP | SLP092 | Residential | Made in Minnesota | Trade Secret | 2015 | 2015
20252-215912-02 | Xcel Energy | 85 | 13781 | IOU | 03134467 | 7.2 | Solar |  |  | Interconnected | Trade Secret | Trade | DPN | DPN073 | Residential | Solar*Rewards | Trade Secret | 2015 | 2015
20252-215912-02 | Xcel Energy | 85 | 13781 | IOU | 03134468 | 5.5 | Solar |  |  | Interconnected | Trade Secret | Trade | GVW | GVW023 | Residential | Made in Minnesota | Trade Secret | 2015 | 2015
20252-215912-02 | Xcel Energy | 85 | 13781 | IOU | 03134469 | 8.64 | Solar |  |  | Interconnected | Trade Secret | Trade | BYT | BYT061 | Residential | Made in Minnesota | Trade Secret | 2015 | 2016
20252-215912-02 | Xcel Energy | 85 | 13781 | IOU | 03134470 | 8.5 | Solar |  |  | Interconnected | Trade Secret | Trade | WAB | WAB031 | Residential | Made in Minnesota | Trade Secret | 2015 | 2015
20252-215912-02 | Xcel Energy | 85 | 13781 | IOU | 03134471 | 3.84 | Solar |  |  | Interconnected | Trade Secret | Trade | MEL | MEL069 | Residential | Made in Minnesota | Trade Secret | 2015 | 2015
20252-215912-02 | Xcel Energy | 85 | 13781 | IOU | 03134472 | 4.8 | Solar |  |  | Interconnected | Trade Secret | Trade | APA | APA068 | Residential | Made in Minnesota | Trade Secret | 2015 | 2015
20252-215912-02 | Xcel Energy | 85 | 13781 | IOU | 03134473 | 4.32 | Solar |  |  | Interconnected | Trade Secret | Trade | EDA | EDA061 | Residential | Made in Minnesota | Trade Secret | 2015 | 2015
20252-215912-02 | Xcel Energy | 85 | 13781 | IOU | 03134474 | 9 | Solar |  |  | Interconnected | Trade Secret | Trade | AVN | AVN021 | Residential | Made in Minnesota | Trade Secret | 2015 | 2014
20252-215912-02 | Xcel Energy | 85 | 13781 | IOU | 03134475 | 6 | Solar |  |  | Interconnected | Trade Secret | Trade | MPK | MPK087 | Residential | Made in Minnesota | Trade Secret | 2015 | 2015
20252-215912-02 | Xcel Energy | 85 | 13781 | IOU | 03134476 | 9.03 | Solar |  |  | Interconnected | Trade Secret | Trade | DND | DND061 | Residential | Solar*Rewards | Trade Secret | 2015 | 2016
20252-215912-02 | Xcel Energy | 85 | 13781 | IOU | 03134477 | 6 | Solar |  |  | Interconnected | Trade Secret | Trade | GVW | GVW031 | Residential | Solar*Rewards | Trade Secret | 2015 | 2015
20252-215912-02 | Xcel Energy | 85 | 13781 | IOU | 03134478 | 10.01 | Solar |  |  | Interconnected | Trade Secret | Trade | NOF | NOF071 | Residential | Solar*Rewards | Trade Secret | 2015 | 2015
20252-215912-02 | Xcel Energy | 85 | 13781 | IOU | 03134479 | 8.64 | Solar |  |  | Interconnected | Trade Secret | Trade | WAB | WAB031 | Residential | Made in Minnesota | Trade Secret | 2015 | 2015
20252-215912-02 | Xcel Energy | 85 | 13781 | IOU | 03134480 | 10.01 | Solar |  |  | Interconnected | Trade Secret | Trade | NOF | NOF071 | Residential | Solar*Rewards | Trade Secret | 2015 | 2015
20252-215912-02 | Xcel Energy | 85 | 13781 | IOU | 03134481 | 1.92 | Solar |  |  | Interconnected | Trade Secret | Trade | ECK | ECK322 | Residential | Solar*Rewards | Trade Secret | 2015 | 2015
20252-215912-02 | Xcel Energy | 85 | 13781 | IOU | 03134482 | 10.01 | Solar |  |  | Interconnected | Trade Secret | Trade | RNV | RNV021 | Residential | Made in Minnesota | Trade Secret | 2015 | 2015
20252-215912-02 | Xcel Energy | 85 | 13781 | IOU | 03134483 | 10.01 | Solar |  |  | Interconnected | Trade Secret | Trade | WEF | WEF061 | Residential | Solar*Rewards | Trade Secret | 2015 | 2015
20252-215912-02 | Xcel Energy | 85 | 13781 | IOU | 03134484 | 5 | Solar |  |  | Interconnected | Trade Secret | Trade | GVW | GVW022 | Residential | Made in Minnesota | Trade Secret | 2015 | 2015
20252-215912-02 | Xcel Energy | 85 | 13781 | IOU | 03134485 | 10.01 | Solar |  |  | Interconnected | Trade Secret | Trade | TER | TER075 | Residential | Made in Minnesota | Trade Secret | 2015 | 2015
20252-215912-02 | Xcel Energy | 85 | 13781 | IOU | 03134486 | 8.4 | Solar |  |  | Interconnected | Trade Secret | Trade | NER | NER021 | Residential | Made in Minnesota | Trade Secret | 2015 | 2015
20252-215912-02 | Xcel Energy | 85 | 13781 | IOU | 03134487 | 5.04 | Solar |  |  | Interconnected | Trade Secret | Trade | STY | STY062 | Residential | Made in Minnesota | Trade Secret | 2015 | 2015
20252-215912-02 | Xcel Energy | 85 | 13781 | IOU | 03134488 | 10.01 | Solar |  |  | Interconnected | Trade Secret | Trade | WAB | WAB021 | Residential | Made in Minnesota | Trade Secret | 2015 | 2015
20252-215912-02 | Xcel Energy | 85 | 13781 | IOU | 03134489 | 20.02 | Solar |  |  | Interconnected | Trade Secret | Trade | BUR | BUR032 | Commercial | Solar*Rewards | Trade Secret | 2015 | 2015
20252-215912-02 | Xcel Energy | 85 | 13781 | IOU | 03134490 | 20.02 | Solar |  |  | Interconnected | Trade Secret | Trade | LAK | LAK032 | Residential | Solar*Rewards | Trade Secret | 2015 | 2015
20252-215912-02 | Xcel Energy | 85 | 13781 | IOU | 03134491 | 36 | Solar |  |  | Interconnected | Trade Secret | Trade | OAD | OAD065 | Commercial | Made in Minnesota | Trade Secret | 2015 | 2016
20252-215912-02 | Xcel Energy | 85 | 13781 | IOU | 03134492 | 8.6 | Solar |  |  | Interconnected | Trade Secret | Trade | LEX | LEX332 | Residential | Made in Minnesota | Trade Secret | 2015 | 2015
20252-215912-02 | Xcel Energy | 85 | 13781 | IOU | 03134493 | 4.32 | Solar |  |  | Interconnected | Trade Secret | Trade | BYT | BYT061 | Residential | Solar*Rewards | Trade Secret | 2015 | 2015
20252-215912-02 | Xcel Energy | 85 | 13781 | IOU | 03134494 | 10.01 | Solar |  |  | Interconnected | Trade Secret | Trade | HUG | HUG321 | Residential | Made in Minnesota | Trade Secret | 2015 | 2015
20252-215912-02 | Xcel Energy | 85 | 13781 | IOU | 03134495 | 10.01 | Solar |  |  | Interconnected | Trade Secret | Trade | OAD | OAD071 | Residential | Made in Minnesota | Trade Secret | 2015 | 2015
20252-215912-02 | Xcel Energy | 85 | 13781 | IOU | 03134496 | 5 | Solar |  |  | Interconnected | Trade Secret | Trade | HWW | HWW073 | Residential | Made in Minnesota | Trade Secret | 2015 | 2015
20252-215912-02 | Xcel Energy | 85 | 13781 | IOU | 03134497 | 6 | Solar |  |  | Interconnected | Trade Secret | Trade | NOF | NOF071 | Residential | Solar*Rewards | Trade Secret | 2015 | 2016
20252-215912-02 | Xcel Energy | 85 | 13781 | IOU | 03134498 | 8.4 | Solar |  |  | Interconnected | Trade Secret | Trade | TER | TER063 | Residential | Made in Minnesota | Trade Secret | 2015 | 2015
20252-215912-02 | Xcel Energy | 85 | 13781 | IOU | 03134499 | 10.01 | Solar |  |  | Interconnected | Trade Secret | Trade | GSL | GSL065 | Residential | Made in Minnesota | Trade Secret | 2015 | 2016
20252-215912-02 | Xcel Energy | 85 | 13781 | IOU | 03134500 | 11.2 | Solar |  |  | Interconnected | Trade Secret | Trade | WES | WES072 | Residential | Made in Minnesota | Trade Secret | 2015 | 2015
20252-215912-02 | Xcel Energy | 85 | 13781 | IOU | 03134501 | 6 | Solar |  |  | Interconnected | Trade Secret | Trade | NOF | NOF072 | Residential | Solar*Rewards | Trade Secret | 2015 | 2015
20252-215912-02 | Xcel Energy | 85 | 13781 | IOU | 03134502 | 7.63 | Solar |  |  | Interconnected | Trade Secret | Trade | UPP | UPP086 | Residential | Solar*Rewards | Trade Secret | 2015 | 2015
20252-215912-02 | Xcel Energy | 85 | 13781 | IOU | 03134503 | 32.64 | Solar |  |  | Interconnected | Trade Secret | Trade | XRD | XRD075 | Commercial | Made in Minnesota | Trade Secret | 2015 | 2016
20252-215912-02 | Xcel Energy | 85 | 13781 | IOU | 03134504 | 8.64 | Solar |  |  | Interconnected | Trade Secret | Trade | WCR | WCR311 | Residential | Made in Minnesota | Trade Secret | 2015 | 2016
20252-215912-02 | Xcel Energy | 85 | 13781 | IOU | 03134505 | 3.8 | Solar |  |  | Interconnected | Trade Secret | Trade | DBL | DBL068 | Residential | Made in Minnesota | Trade Secret | 2015 | 2015
20252-215912-02 | Xcel Energy | 85 | 13781 | IOU | 03134506 | 9 | Solar |  |  | Interconnected | Trade Secret | Trade | AHI | AHI063 | Residential | Solar*Rewards | Trade Secret | 2015 | 2016
20252-215912-02 | Xcel Energy | 85 | 13781 | IOU | 03134507 | 5 | Solar |  |  | Interconnected | Trade Secret | Trade | WIN | WIN043 | Residential | Made in Minnesota | Trade Secret | 2015 | 2015
20252-215912-02 | Xcel Energy | 85 | 13781 | IOU | 03134508 | 5 | Solar |  |  | Interconnected | Trade Secret | Trade | HWW | HWW062 | Residential | Made in Minnesota | Trade Secret | 2015 | 2016
20252-215912-02 | Xcel Energy | 85 | 13781 | IOU | 03134509 | 10.01 | Solar |  |  | Interconnected | Trade Secret | Trade | GNL | GNL061 | Residential | Made in Minnesota | Trade Secret | 2015 | 2016
20252-215912-02 | Xcel Energy | 85 | 13781 | IOU | 03134510 | 6 | Solar |  |  | Interconnected | Trade Secret | Trade | MPK | MPK071 | Residential | Solar*Rewards | Trade Secret | 2015 | 2015
20252-215912-02 | Xcel Energy | 85 | 13781 | IOU | 03134511 | 19.5 | Solar |  |  | Interconnected | Trade Secret | Trade | SDX | SDX312 | Commercial | Solar*Rewards | Trade Secret | 2015 | 2015
20252-215912-02 | Xcel Energy | 85 | 13781 | IOU | 03134512 | 10.01 | Solar |  |  | Interconnected | Trade Secret | Trade | GFD | GFD022 | Residential | Solar*Rewards | Trade Secret | 2015 | 2015
20252-215912-02 | Xcel Energy | 85 | 13781 | IOU | 03134513 | 6 | Solar |  |  | Interconnected | Trade Secret | Trade | MOL | MOL064 | Residential | Solar*Rewards | Trade Secret | 2015 | 2016
20252-215912-02 | Xcel Energy | 85 | 13781 | IOU | 03134514 | 40 | Solar |  |  | Interconnected | Trade Secret | Trade | WSG | WSG074 | Commercial | Made in Minnesota | Trade Secret | 2015 | 2015
20252-215912-02 | Xcel Energy | 85 | 13781 | IOU | 03134515 | 10.01 | Solar |  |  | Interconnected | Trade Secret | Trade | DND | DND071 | Residential | Made in Minnesota | Trade Secret | 2015 | 2015
20252-215912-02 | Xcel Energy | 85 | 13781 | IOU | 03134516 | 40 | Solar |  |  | Interconnected | Trade Secret | Trade | WES | WES063 | Commercial | Made in Minnesota | Trade Secret | 2015 | 2016
20252-215912-02 | Xcel Energy | 85 | 13781 | IOU | 03134517 | 6 | Solar |  |  | Interconnected | Trade Secret | Trade | GSL | GSL061 | Residential | Solar*Rewards | Trade Secret | 2015 | 2016
20252-215912-02 | Xcel Energy | 85 | 13781 | IOU | 03134518 | 7.5 | Solar |  |  | Interconnected | Trade Secret | Trade | SLP | SLP092 | Residential | Made in Minnesota | Trade Secret | 2015 | 2015
20252-215912-02 | Xcel Energy | 85 | 13781 | IOU | 03134519 | 3.8 | Solar |  |  | Interconnected | Trade Secret | Trade | WIL | WIL063 | Residential | Made in Minnesota | Trade Secret | 2015 | 2015
20252-215912-02 | Xcel Energy | 85 | 13781 | IOU | 03134520 | 18 | Solar |  |  | Interconnected | Trade Secret | Trade | SMT | SMT071 | Commercial | Solar*Rewards | Trade Secret | 2015 | 2016
20252-215912-02 | Xcel Energy | 85 | 13781 | IOU | 03134521 | 10.08 | Solar |  |  | Interconnected | Trade Secret | Trade | ALB | ALB022 | Residential | Solar*Rewards | Trade Secret | 2015 | 2016
20252-215912-02 | Xcel Energy | 85 | 13781 | IOU | 03134522 | 8 | Solar |  |  | Interconnected | Trade Secret | Trade | DPN | DPN072 | Residential | Made in Minnesota | Trade Secret | 2015 | 2017
20252-215912-02 | Xcel Energy | 85 | 13781 | IOU | 03134523 | 2.4 | Solar |  |  | Interconnected | Trade Secret | Trade | APA | APA075 | Residential | Solar*Rewards | Trade Secret | 2015 | 2015
20252-215912-02 | Xcel Energy | 85 | 13781 | IOU | 03134524 | 9.93 | Solar |  |  | Interconnected | Trade Secret | Trade | RPO | RPO312 | Residential | Solar*Rewards | Trade Secret | 2015 | 2016
20252-215912-02 | Xcel Energy | 85 | 13781 | IOU | 03134525 | 7 | Solar |  |  | Interconnected | Trade Secret | Trade | GSL | GSL065 | Residential | Made in Minnesota | Trade Secret | 2015 | 2016
20252-215912-02 | Xcel Energy | 85 | 13781 | IOU | 03134526 | 6 | Solar |  |  | Interconnected | Trade Secret | Trade | BYT | BYT071 | Residential | Made in Minnesota | Trade Secret | 2015 | 2018
20252-215912-02 | Xcel Energy | 85 | 13781 | IOU | 03134527 | 5 | Solar |  |  | Interconnected | Trade Secret | Trade | SOU | SOU083 | Residential | Made in Minnesota | Trade Secret | 2015 | 2015
20252-215912-02 | Xcel Energy | 85 | 13781 | IOU | 03134528 | 8.64 | Solar |  |  | Interconnected | Trade Secret | Trade | YAM | YAM031 | Residential | Made in Minnesota | Trade Secret | 2015 | 2015
20252-215912-02 | Xcel Energy | 85 | 13781 | IOU | 03134529 | 7.56 | Solar |  |  | Interconnected | Trade Secret | Trade | GSL | GSL064 | Residential | Made in Minnesota | Trade Secret | 2015 | 2016
20252-215912-02 | Xcel Energy | 85 | 13781 | IOU | 03134530 | 5 | Solar |  |  | Interconnected | Trade Secret | Trade | APA | APA061 | Residential | Made in Minnesota | Trade Secret | 2015 | 2015
20252-215912-02 | Xcel Energy | 85 | 13781 | IOU | 03134531 | 2.15 | Solar |  |  | Interconnected | Trade Secret | Trade | SMT | SMT061 | Residential | Solar*Rewards | Trade Secret | 2015 | 2015
20252-215912-02 | Xcel Energy | 85 | 13781 | IOU | 03134532 | 5 | Solar |  |  | Interconnected | Trade Secret | Trade | TER | TER062 | Residential | Solar*Rewards | Trade Secret | 2015 | 2015
20252-215912-02 | Xcel Energy | 85 | 13781 | IOU | 03134533 | 7.63 | Solar |  |  | Interconnected | Trade Secret | Trade | HOL | HOL072 | Residential | Solar*Rewards | Trade Secret | 2015 | 2015
20252-215912-02 | Xcel Energy | 85 | 13781 | IOU | 03134534 | 20 | Solar |  |  | Interconnected | Trade Secret | Trade | STY | STY063 | Commercial | Solar*Rewards | Trade Secret | 2015 | 2016
20252-215912-02 | Xcel Energy | 85 | 13781 | IOU | 03134535 | 10.01 | Solar |  |  | Interconnected | Trade Secret | Trade | SLP | SLP092 | Residential | Made in Minnesota | Trade Secret | 2015 | 2015
20252-215912-02 | Xcel Energy | 85 | 13781 | IOU | 03134536 | 10.01 | Solar |  |  | Interconnected | Trade Secret | Trade | ALD | ALD088 | Residential | Made in Minnesota | Trade Secret | 2015 | 2016
20252-215912-02 | Xcel Energy | 85 | 13781 | IOU | 03134537 | 3.8 | Solar |  |  | Interconnected | Trade Secret | Trade | TLK | TLK067 | Residential | Made in Minnesota | Trade Secret | 2015 | 2015
20252-215912-02 | Xcel Energy | 85 | 13781 | IOU | 03134538 | 7.63 | Solar |  |  | Interconnected | Trade Secret | Trade | SCL | SCL322 | Residential | Made in Minnesota | Trade Secret | 2015 | 2015
20252-215912-02 | Xcel Energy | 85 | 13781 | IOU | 03134539 | 6.48 | Solar |  |  | Interconnected | Trade Secret | Trade | HWW | HWW073 | Residential | Made in Minnesota | Trade Secret | 2015 | 2015
20252-215912-02 | Xcel Energy | 85 | 13781 | IOU | 03134540 | 2.5 | Solar |  |  | Interconnected | Trade Secret | Trade | ALD | ALD092 | Residential | Made in Minnesota | Trade Secret | 2015 | 2015
20252-215912-02 | Xcel Energy | 85 | 13781 | IOU | 03134541 | 2.88 | Solar |  |  | Interconnected | Trade Secret | Trade | GLK | GLK071 | Residential | Made in Minnesota | Trade Secret | 2015 | 2015
20252-215912-02 | Xcel Energy | 85 | 13781 | IOU | 03134542 | 6 | Solar |  |  | Interconnected | Trade Secret | Trade | FAB | FAB063 | Residential | Made in Minnesota | Trade Secret | 2015 | 2015
20252-215912-02 | Xcel Energy | 85 | 13781 | IOU | 03134543 | 3.5 | Solar |  |  | Interconnected | Trade Secret | Trade | HWW | HWW073 | Residential | Made in Minnesota | Trade Secret | 2015 | 2015
20252-215912-02 | Xcel Energy | 85 | 13781 | IOU | 03134544 | 6.8 | Solar |  |  | Interconnected | Trade Secret | Trade | ALD | ALD084 | Residential | Made in Minnesota | Trade Secret | 2015 | 2015
20252-215912-02 | Xcel Energy | 85 | 13781 | IOU | 03134545 | 6 | Solar |  |  | Interconnected | Trade Secret | Trade | NOF | NOF061 | Residential | Solar*Rewards | Trade Secret | 2015 | 2015
20252-215912-02 | Xcel Energy | 85 | 13781 | IOU | 03134546 | 10.01 | Solar |  |  | Interconnected | Trade Secret | Trade | ZUM | ZUM021 | Residential | Solar*Rewards | Trade Secret | 2015 | 2015
20252-215912-02 | Xcel Energy | 85 | 13781 | IOU | 03134547 | 18 | Solar |  |  | Interconnected | Trade Secret | Trade | OSS | OSS071 | Commercial | Solar*Rewards | Trade Secret | 2015 | 2016
20252-215912-02 | Xcel Energy | 85 | 13781 | IOU | 03134548 | 6.88 | Solar |  |  | Interconnected | Trade Secret | Trade | MOL | MOL072 | Residential | Solar*Rewards | Trade Secret | 2015 | 2015
20252-215912-02 | Xcel Energy | 85 | 13781 | IOU | 03134549 | 7.63 | Solar |  |  | Interconnected | Trade Secret | Trade | RPL | RPL061 | Residential | Solar*Rewards | Trade Secret | 2015 | 2016
20252-215912-02 | Xcel Energy | 85 | 13781 | IOU | 03134550 | 3 | Solar |  |  | Interconnected | Trade Secret | Trade | MPK | MPK085 | Residential | Solar*Rewards | Trade Secret | 2015 | 2016
20252-215912-02 | Xcel Energy | 85 | 13781 | IOU | 03134551 | 4.8 | Solar |  |  | Interconnected | Trade Secret | Trade | SLP | SLP092 | Residential | Made in Minnesota | Trade Secret | 2015 | 2015
20252-215912-02 | Xcel Energy | 85 | 13781 | IOU | 03134552 | 10.01 | Solar |  |  | Interconnected | Trade Secret | Trade | TLK | TLK067 | Residential | Solar*Rewards | Trade Secret | 2015 | 2016
20252-215912-02 | Xcel Energy | 85 | 13781 | IOU | 03134553 | 4 | Solar |  |  | Interconnected | Trade Secret | Trade | WIN | WIN043 | Residential | Made in Minnesota | Trade Secret | 2015 | 2015
20252-215912-02 | Xcel Energy | 85 | 13781 | IOU | 03134554 | 9 | Solar |  |  | Interconnected | Trade Secret | Trade | WAB | WAB021 | Residential | Made in Minnesota | Trade Secret | 2015 | 2015
20252-215912-02 | Xcel Energy | 85 | 13781 | IOU | 03134555 | 9.8 | Solar |  |  | Interconnected | Trade Secret | Trade | ECK | ECK062 | Residential | Made in Minnesota | Trade Secret | 2015 | 2015
20252-215912-02 | Xcel Energy | 85 | 13781 | IOU | 03134556 | 10 | Solar |  |  | Interconnected | Trade Secret | Trade | KAN | KAN022 | Commercial | Made in Minnesota | Trade Secret | 2015 | 2016
20252-215912-02 | Xcel Energy | 85 | 13781 | IOU | 03134557 | 22.8 | Solar |  |  | Interconnected | Trade Secret | Trade | HAS | HAS031 | Commercial | Solar*Rewards | Trade Secret | 2015 | 2016
20252-215912-02 | Xcel Energy | 85 | 13781 | IOU | 03134558 | 10.8 | Solar |  |  | Interconnected | Trade Secret | Trade | MEL | MEL078 | Residential | Made in Minnesota | Trade Secret | 2015 | 2016
20252-215912-02 | Xcel Energy | 85 | 13781 | IOU | 03134559 | 36 | Solar |  |  | Interconnected | Trade Secret | Trade | FSL | FSL312 | Commercial | Made in Minnesota | Trade Secret | 2015 | 2016
20252-215912-02 | Xcel Energy | 85 | 13781 | IOU | 03134560 | 5.76 | Solar |  |  | Interconnected | Trade Secret | Trade | SCL | SCL322 | Residential | Made in Minnesota | Trade Secret | 2015 | 2015
20252-215912-02 | Xcel Energy | 85 | 13781 | IOU | 03134561 | 5.76 | Solar |  |  | Interconnected | Trade Secret | Trade | BLH | BLH061 | Residential | Made in Minnesota | Trade Secret | 2015 | 2015
20252-215912-02 | Xcel Energy | 85 | 13781 | IOU | 03134562 | 4.8 | Solar |  |  | Interconnected | Trade Secret | Trade | CGR | CGR061 | Residential | Made in Minnesota | Trade Secret | 2015 | 2015
20252-215912-02 | Xcel Energy | 85 | 13781 | IOU | 03134563 | 6.72 | Solar |  |  | Interconnected | Trade Secret | Trade | RIV | RIV061 | Commercial | Made in Minnesota | Trade Secret | 2015 | 2016
20252-215912-02 | Xcel Energy | 85 | 13781 | IOU | 03134564 | 8.64 | Solar |  |  | Interconnected | Trade Secret | Trade | DLO | DLO021 | Residential | Made in Minnesota | Trade Secret | 2015 | 2016
20252-215912-02 | Xcel Energy | 85 | 13781 | IOU | 03134565 | 6 | Solar |  |  | Interconnected | Trade Secret | Trade | SLP | SLP092 | Residential | Solar*Rewards | Trade Secret | 2015 | 2015
20252-215912-02 | Xcel Energy | 85 | 13781 | IOU | 03134566 | 6.24 | Solar |  |  | Interconnected | Trade Secret | Trade | XRD | XRD076 | Residential | Solar*Rewards | Trade Secret | 2015 | 2015
20252-215912-02 | Xcel Energy | 85 | 13781 | IOU | 03134567 | 3.36 | Solar |  |  | Interconnected | Trade Secret | Trade | SLP | SLP092 | Commercial | Made in Minnesota | Trade Secret | 2015 | 2016
20252-215912-02 | Xcel Energy | 85 | 13781 | IOU | 03134568 | 8.4 | Solar |  |  | Interconnected | Trade Secret | Trade | FAB | FAB063 | Residential | Made in Minnesota | Trade Secret | 2015 | 2016
20252-215912-02 | Xcel Energy | 85 | 13781 | IOU | 03134569 | 7.63 | Solar |  |  | Interconnected | Trade Secret | Trade | TLK | TLK061 | Residential | Made in Minnesota | Trade Secret | 2015 | 2016
20252-215912-02 | Xcel Energy | 85 | 13781 | IOU | 03134570 | 5 | Solar |  |  | Interconnected | Trade Secret | Trade | DND | DND071 | Residential | Made in Minnesota | Trade Secret | 2015 | 2015
20252-215912-02 | Xcel Energy | 85 | 13781 | IOU | 03134571 | 9 | Solar |  |  | Interconnected | Trade Secret | Trade | PAT | PAT313 | Commercial | Solar*Rewards | Trade Secret | 2015 | 2016
20252-215912-02 | Xcel Energy | 85 | 13781 | IOU | 03134572 | 7.63 | Solar |  |  | Interconnected | Trade Secret | Trade | NOF | NOF061 | Residential | Made in Minnesota | Trade Secret | 2015 | 2015
20252-215912-02 | Xcel Energy | 85 | 13781 | IOU | 03134573 | 7.63 | Solar |  |  | Interconnected | Trade Secret | Trade | SOU | SOU088 | Residential | Made in Minnesota | Trade Secret | 2015 | 2016
20252-215912-02 | Xcel Energy | 85 | 13781 | IOU | 03134574 | 3.8 | Solar |  |  | Interconnected | Trade Secret | Trade | NOF | NOF071 | Residential | Made in Minnesota | Trade Secret | 2015 | 2015
20252-215912-02 | Xcel Energy | 85 | 13781 | IOU | 03134575 | 3.84 | Solar |  |  | Interconnected | Trade Secret | Trade | SLP | SLP092 | Residential | Solar*Rewards | Trade Secret | 2015 | 2016
20252-215912-02 | Xcel Energy | 85 | 13781 | IOU | 03134576 | 12.6 | Solar |  |  | Interconnected | Trade Secret | Trade | WAB | WAB031 | Residential | Made in Minnesota | Trade Secret | 2015 | 2015
20252-215912-02 | Xcel Energy | 85 | 13781 | IOU | 03134577 | 40 | Solar |  |  | Interconnected | Trade Secret | Trade | WDY | WDY312 | Commercial | Made in Minnesota | Trade Secret | 2015 | 2015
20252-215912-02 | Xcel Energy | 85 | 13781 | IOU | 03134578 | 3.36 | Solar |  |  | Interconnected | Trade Secret | Trade | SOU | SOU079 | Residential | Solar*Rewards | Trade Secret | 2015 | 2015
20252-215912-02 | Xcel Energy | 85 | 13781 | IOU | 03134579 | 19.5 | Solar |  |  | Interconnected | Trade Secret | Trade | RMT | RMT321 | Commercial | Solar*Rewards | Trade Secret | 2015 | 2016
20252-215912-02 | Xcel Energy | 85 | 13781 | IOU | 03134580 | 4.32 | Solar |  |  | Interconnected | Trade Secret | Trade | ALD | ALD073 | Residential | Solar*Rewards | Trade Secret | 2015 | 2016
20252-215912-02 | Xcel Energy | 85 | 13781 | IOU | 03134581 | 11.39 | Solar |  |  | Interconnected | Trade Secret | Trade | GLK | GLK064 | Residential | Solar*Rewards | Trade Secret | 2015 | 2015
20252-215912-02 | Xcel Energy | 85 | 13781 | IOU | 03134582 | 18 | Solar |  |  | Interconnected | Trade Secret | Trade | FSL | FSL312 | Commercial | Solar*Rewards | Trade Secret | 2015 | 2016
20252-215912-02 | Xcel Energy | 85 | 13781 | IOU | 03134583 | 11.39 | Solar |  |  | Interconnected | Trade Secret | Trade | MAZ | MAZ021 | Commercial | Solar*Rewards | Trade Secret | 2015 | 2016
20252-215912-02 | Xcel Energy | 85 | 13781 | IOU | 03134584 | 6 | Solar |  |  | Interconnected | Trade Secret | Trade | PKL | PKL085 | Residential | Solar*Rewards | Trade Secret | 2015 | 2015
20252-215912-02 | Xcel Energy | 85 | 13781 | IOU | 03134585 | 5.76 | Solar |  |  | Interconnected | Trade Secret | Trade | SLP | SLP082 | Residential | Made in Minnesota | Trade Secret | 2015 | 2016
20252-215912-02 | Xcel Energy | 85 | 13781 | IOU | 03134586 | 10.01 | Solar |  |  | Interconnected | Trade Secret | Trade | OAD | OAD072 | Residential | Made in Minnesota | Trade Secret | 2015 | 2016
20252-215912-02 | Xcel Energy | 85 | 13781 | IOU | 03134587 | 3.01 | Solar |  |  | Interconnected | Trade Secret | Trade | UPP | UPP084 | Residential | Solar*Rewards | Trade Secret | 2015 | 2016
20252-215912-02 | Xcel Energy | 85 | 13781 | IOU | 03134588 | 13.5 | Solar |  |  | Interconnected | Trade Secret | Trade | MST | MST068 | Commercial | Solar*Rewards | Trade Secret | 2015 | 2015
20252-215912-02 | Xcel Energy | 85 | 13781 | IOU | 03134589 | 10.01 | Solar |  |  | Interconnected | Trade Secret | Trade | MEL | MEL077 | Residential | Solar*Rewards | Trade Secret | 2015 | 2015
20252-215912-02 | Xcel Energy | 85 | 13781 | IOU | 03134590 | 3 | Solar |  |  | Interconnected | Trade Secret | Trade | SOU | SOU061 | Residential | Solar*Rewards | Trade Secret | 2015 | 2015
20252-215912-02 | Xcel Energy | 85 | 13781 | IOU | 03134591 | 3.5 | Solar |  |  | Interconnected | Trade Secret | Trade | EDA | EDA065 | Residential | Made in Minnesota | Trade Secret | 2015 | 2015
20252-215912-02 | Xcel Energy | 85 | 13781 | IOU | 03134592 | 15.26 | Solar |  |  | Interconnected | Trade Secret | Trade | OPK | OPK067 | Residential | Solar*Rewards | Trade Secret | 2015 | 2016
20252-215912-02 | Xcel Energy | 85 | 13781 | IOU | 03134593 | 7.63 | Solar |  |  | Interconnected | Trade Secret | Trade | TER | TER071 | Residential | Solar*Rewards | Trade Secret | 2015 | 2016
20252-215912-02 | Xcel Energy | 85 | 13781 | IOU | 03134594 | 8.4 | Solar |  |  | Interconnected | Trade Secret | Trade | HAS | HAS021 | Commercial | Made in Minnesota | Trade Secret | 2015 | 2015
20252-215912-02 | Xcel Energy | 85 | 13781 | IOU | 03134595 | 4 | Solar |  |  | Interconnected | Trade Secret | Trade | VMR | VMR061 | Residential | Made in Minnesota | Trade Secret | 2015 | 2016
20252-215912-02 | Xcel Energy | 85 | 13781 | IOU | 03134596 | 7.63 | Solar |  |  | Interconnected | Trade Secret | Trade | REW | REW023 | Residential | Solar*Rewards | Trade Secret | 2015 | 2016
20252-215912-02 | Xcel Energy | 85 | 13781 | IOU | 03134597 | 7.63 | Solar |  |  | Interconnected | Trade Secret | Trade | FSL | FSL312 | Residential | Solar*Rewards | Trade Secret | 2015 | 2016
20252-215912-02 | Xcel Energy | 85 | 13781 | IOU | 03134598 | 5.76 | Solar |  |  | Interconnected | Trade Secret | Trade | SOU | SOU086 | Residential | Solar*Rewards | Trade Secret | 2015 | 2016
20252-215912-02 | Xcel Energy | 85 | 13781 | IOU | 03134599 | 10.01 | Solar |  |  | Interconnected | Trade Secret | Trade | ALT | ALT021 | Residential | Made in Minnesota | Trade Secret | 2015 | 2015
20252-215912-02 | Xcel Energy | 85 | 13781 | IOU | 03134600 | 10.01 | Solar |  |  | Interconnected | Trade Secret | Trade | ALT | ALT021 | Residential | Made in Minnesota | Trade Secret | 2015 | 2016
20252-215912-02 | Xcel Energy | 85 | 13781 | IOU | 03134601 | 9.36 | Solar |  |  | Interconnected | Trade Secret | Trade | GLK | GLK064 | Residential | Solar*Rewards | Trade Secret | 2015 | 2015
20252-215912-02 | Xcel Energy | 85 | 13781 | IOU | 03134602 | 7.63 | Solar |  |  | Interconnected | Trade Secret | Trade | WRR | WRR075 | Residential | Solar*Rewards | Trade Secret | 2015 | 2015
20252-215912-02 | Xcel Energy | 85 | 13781 | IOU | 03134603 | 4 | Solar |  |  | Interconnected | Trade Secret | Trade | MPK | MPK076 | Residential | Made in Minnesota | Trade Secret | 2015 | 2015
20252-215912-02 | Xcel Energy | 85 | 13781 | IOU | 03134604 | 4.32 | Solar |  |  | Interconnected | Trade Secret | Trade | AFT | AFT321 | Residential | Solar*Rewards | Trade Secret | 2015 | 2015
20252-215912-02 | Xcel Energy | 85 | 13781 | IOU | 03134605 | 5.52 | Solar |  |  | Interconnected | Trade Secret | Trade | NOF | NOF061 | Residential | Made in Minnesota | Trade Secret | 2015 | 2016
20252-215912-02 | Xcel Energy | 85 | 13781 | IOU | 03134606 | 20 | Solar |  |  | Interconnected | Trade Secret | Trade | SMT | SMT063 | Commercial | Solar*Rewards | Trade Secret | 2015 | 2016
20252-215912-02 | Xcel Energy | 85 | 13781 | IOU | 03134607 | 6.72 | Solar |  |  | Interconnected | Trade Secret | Trade | SHP | SHP072 | Residential | Made in Minnesota | Trade Secret | 2015 | 2015
20252-215912-02 | Xcel Energy | 85 | 13781 | IOU | 03134608 | 7.63 | Solar |  |  | Interconnected | Trade Secret | Trade | SHP | SHP061 | Commercial | Solar*Rewards | Trade Secret | 2015 | 2016
20252-215912-02 | Xcel Energy | 85 | 13781 | IOU | 03134609 | 3.6 | Solar |  |  | Interconnected | Trade Secret | Trade | MOL | MOL079 | Residential | Solar*Rewards | Trade Secret | 2015 | 2016
20252-215912-02 | Xcel Energy | 85 | 13781 | IOU | 03134610 | 3.84 | Solar |  |  | Interconnected | Trade Secret | Trade | WIL | WIL098 | Residential | Solar*Rewards | Trade Secret | 2015 | 2016
20252-215912-02 | Xcel Energy | 85 | 13781 | IOU | 03134611 | 3 | Solar |  |  | Interconnected | Trade Secret | Trade | MPK | MPK087 | Residential | Solar*Rewards | Trade Secret | 2015 | 2016
20252-215912-02 | Xcel Energy | 85 | 13781 | IOU | 03134612 | 7 | Solar |  |  | Interconnected | Trade Secret | Trade | HUG | HUG321 | Residential | Made in Minnesota | Trade Secret | 2015 | 2015
20252-215912-02 | Xcel Energy | 85 | 13781 | IOU | 03134613 | 20 | Solar |  |  | Interconnected | Trade Secret | Trade | WES | WES075 | Commercial | Solar*Rewards | Trade Secret | 2015 | 2016
20252-215912-02 | Xcel Energy | 85 | 13781 | IOU | 03134614 | 10.01 | Solar |  |  | Interconnected | Trade Secret | Trade | TER | TER062 | Residential | Solar*Rewards | Trade Secret | 2015 | 2016
20252-215912-02 | Xcel Energy | 85 | 13781 | IOU | 03134615 | 1.92 | Solar |  |  | Interconnected | Trade Secret | Trade | STY | STY072 | Residential | Solar*Rewards | Trade Secret | 2015 | 2016
20252-215912-02 | Xcel Energy | 85 | 13781 | IOU | 03134616 | 20 | Solar |  |  | Interconnected | Trade Secret | Trade | WRR | WRR064 | Commercial | Solar*Rewards | Trade Secret | 2015 | 2016
20252-215912-02 | Xcel Energy | 85 | 13781 | IOU | 03134617 | 10.01 | Solar |  |  | Interconnected | Trade Secret | Trade | CTF | CTF021 | Residential | Made in Minnesota | Trade Secret | 2015 | 2016
20252-215912-02 | Xcel Energy | 85 | 13781 | IOU | 03134618 | 5 | Solar |  |  | Interconnected | Trade Secret | Trade | HSN | HSN312 | Residential | Made in Minnesota | Trade Secret | 2015 | 2017
20252-215912-02 | Xcel Energy | 85 | 13781 | IOU | 03134619 | 3 | Solar |  |  | Interconnected | Trade Secret | Trade | SLP | SLP074 | Residential | Made in Minnesota | Trade Secret | 2015 | 2016
20252-215912-02 | Xcel Energy | 85 | 13781 | IOU | 03134620 | 3 | Solar |  |  | Interconnected | Trade Secret | Trade | AFT | AFT322 | Residential | Made in Minnesota | Trade Secret | 2015 | 2016
20252-215912-02 | Xcel Energy | 85 | 13781 | IOU | 03134621 | 10.01 | Solar |  |  | Interconnected | Trade Secret | Trade | SAR | SAR021 | Residential | Made in Minnesota | Trade Secret | 2015 | 2016
20252-215912-02 | Xcel Energy | 85 | 13781 | IOU | 03134622 | 2.4 | Solar |  |  | Interconnected | Trade Secret | Trade | MPK | MPK082 | Residential | Solar*Rewards | Trade Secret | 2015 | 2016
20252-215912-02 | Xcel Energy | 85 | 13781 | IOU | 03134623 | 3.01 | Solar |  |  | Interconnected | Trade Secret | Trade | APA | APA075 | Residential | Solar*Rewards | Trade Secret | 2015 | 2016
20252-215912-02 | Xcel Energy | 85 | 13781 | IOU | 03134624 | 5 | Solar |  |  | Interconnected | Trade Secret | Trade | WDY | WDY311 | Residential | Solar*Rewards | Trade Secret | 2015 | 2015
20252-215912-02 | Xcel Energy | 85 | 13781 | IOU | 03134625 | 34.17 | Solar |  |  | Interconnected | Trade Secret | Trade | WYO | WYO031 | Commercial | Made in Minnesota | Trade Secret | 2015 | 2016
20252-215912-02 | Xcel Energy | 85 | 13781 | IOU | 03134626 | 14.4 | Solar |  |  | Interconnected | Trade Secret | Trade | AFT | AFT315 | Residential | Solar*Rewards | Trade Secret | 2015 | 2016
20252-215912-02 | Xcel Energy | 85 | 13781 | IOU | 03134627 | 7.5 | Solar |  |  | Interconnected | Trade Secret | Trade | WIN | WIN023 | Residential | Made in Minnesota | Trade Secret | 2015 | 2015
20252-215912-02 | Xcel Energy | 85 | 13781 | IOU | 03134628 | 20 | Solar |  |  | Interconnected | Trade Secret | Trade | KOL | KOL073 | Commercial | Solar*Rewards | Trade Secret | 2015 | 2015
20252-215912-02 | Xcel Energy | 85 | 13781 | IOU | 03134629 | 9.12 | Solar |  |  | Interconnected | Trade Secret | Trade | MND | MND063 | Residential | Solar*Rewards | Trade Secret | 2015 | 2015
20252-215912-02 | Xcel Energy | 85 | 13781 | IOU | 03134630 | 5 | Solar |  |  | Interconnected | Trade Secret | Trade | STY | STY075 | Residential | Solar*Rewards | Trade Secret | 2015 | 2016
20252-215912-02 | Xcel Energy | 85 | 13781 | IOU | 03134631 | 10.01 | Solar |  |  | Interconnected | Trade Secret | Trade | GSL | GSL074 | Residential | Solar*Rewards | Trade Secret | 2015 | 2015
20252-215912-02 | Xcel Energy | 85 | 13781 | IOU | 03134632 | 8.4 | Solar |  |  | Interconnected | Trade Secret | Trade | DOC | DOC211 | Residential | Made in Minnesota | Trade Secret | 2015 | 2016
20252-215912-02 | Xcel Energy | 85 | 13781 | IOU | 03134633 | 6 | Solar |  |  | Interconnected | Trade Secret | Trade | GSL | GSL061 | Residential | Solar*Rewards | Trade Secret | 2015 | 2016
20252-215912-02 | Xcel Energy | 85 | 13781 | IOU | 03134634 | 10.01 | Solar |  |  | Interconnected | Trade Secret | Trade | HOL | HOL071 | Residential | Made in Minnesota | Trade Secret | 2015 | 2015
20252-215912-02 | Xcel Energy | 85 | 13781 | IOU | 03134635 | 6 | Solar |  |  | Interconnected | Trade Secret | Trade | EXC | EXC062 | Residential | Solar*Rewards | Trade Secret | 2015 | 2016
20252-215912-02 | Xcel Energy | 85 | 13781 | IOU | 03134636 | 2.88 | Solar |  |  | Interconnected | Trade Secret | Trade | MPK | MPK068 | Residential | Solar*Rewards | Trade Secret | 2015 | 2016
20252-215912-02 | Xcel Energy | 85 | 13781 | IOU | 03134637 | 2.88 | Solar |  |  | Interconnected | Trade Secret | Trade | MPK | MPK063 | Residential | Solar*Rewards | Trade Secret | 2015 | 2016
20252-215912-02 | Xcel Energy | 85 | 13781 | IOU | 03134638 | 3.36 | Solar |  |  | Interconnected | Trade Secret | Trade | SOU | SOU086 | Residential | Solar*Rewards | Trade Secret | 2015 | 2016
20252-215912-02 | Xcel Energy | 85 | 13781 | IOU | 03134639 | 4.32 | Solar |  |  | Interconnected | Trade Secret | Trade | LEX | LEX075 | Residential | Solar*Rewards | Trade Secret | 2015 | 2016
20252-215912-02 | Xcel Energy | 85 | 13781 | IOU | 03134640 | 5 | Solar |  |  | Interconnected | Trade Secret | Trade | MPK | MPK087 | Residential | Solar*Rewards | Trade Secret | 2015 | 2015
20252-215912-02 | Xcel Energy | 85 | 13781 | IOU | 03134641 | 5 | Solar |  |  | Interconnected | Trade Secret | Trade | PIP | PIP090 | Commercial | Made in Minnesota | Trade Secret | 2015 | 2015
20252-215912-02 | Xcel Energy | 85 | 13781 | IOU | 03134642 | 12 | Solar |  |  | Interconnected | Trade Secret | Trade | ECK | ECK321 | Residential | Solar*Rewards | Trade Secret | 2015 | 2016
20252-215912-02 | Xcel Energy | 85 | 13781 | IOU | 03134643 | 8.16 | Solar |  |  | Interconnected | Trade Secret | Trade | BCR | BCR062 | Residential | Made in Minnesota | Trade Secret | 2015 | 2016
20252-215912-02 | Xcel Energy | 85 | 13781 | IOU | 03134644 | 10.5 | Solar |  |  | Interconnected | Trade Secret | Trade | SMT | SMT082 | Residential | Made in Minnesota | Trade Secret | 2015 | 2015
20252-215912-02 | Xcel Energy | 85 | 13781 | IOU | 03134645 | 10 | Solar |  |  | Interconnected | Trade Secret | Trade | CHE | CHE065 | Residential | Made in Minnesota | Trade Secret | 2015 | 2015
20252-215912-02 | Xcel Energy | 85 | 13781 | IOU | 03134646 | 2.4 | Solar |  |  | Interconnected | Trade Secret | Trade | MOL | MOL078 | Residential | Solar*Rewards | Trade Secret | 2015 | 2015
20252-215912-02 | Xcel Energy | 85 | 13781 | IOU | 03134647 | 5 | Solar |  |  | Interconnected | Trade Secret | Trade | EXC | EXC062 | Residential | Made in Minnesota | Trade Secret | 2015 | 2016
20252-215912-02 | Xcel Energy | 85 | 13781 | IOU | 03134648 | 10.01 | Solar |  |  | Interconnected | Trade Secret | Trade | ORO | ORO061 | Residential | Made in Minnesota | Trade Secret | 2015 | 2016
20252-215912-02 | Xcel Energy | 85 | 13781 | IOU | 03134649 | 20 | Solar |  |  | Interconnected | Trade Secret | Trade | ECK | ECK322 | Commercial | Solar*Rewards | Trade Secret | 2015 | 2016
20252-215912-02 | Xcel Energy | 85 | 13781 | IOU | 03134650 | 10.01 | Solar |  |  | Interconnected | Trade Secret | Trade | ESW | ESW081 | Residential | Solar*Rewards | Trade Secret | 2015 | 2015
20252-215912-02 | Xcel Energy | 85 | 13781 | IOU | 03134651 | 9.1 | Solar |  |  | Interconnected | Trade Secret | Trade | CGR | CGR063 | Residential | Made in Minnesota | Trade Secret | 2015 | 2016
20252-215912-02 | Xcel Energy | 85 | 13781 | IOU | 03134652 | 10.01 | Solar |  |  | Interconnected | Trade Secret | Trade | MOL | MOL064 | Residential | Solar*Rewards | Trade Secret | 2015 | 2015
20252-215912-02 | Xcel Energy | 85 | 13781 | IOU | 03134653 | 6 | Solar |  |  | Interconnected | Trade Secret | Trade | SWN | SWN022 | Commercial | Solar*Rewards | Trade Secret | 2015 | 2016
20252-215912-02 | Xcel Energy | 85 | 13781 | IOU | 03134654 | 5 | Solar |  |  | Interconnected | Trade Secret | Trade | MEL | MEL068 | Residential | Solar*Rewards | Trade Secret | 2015 | 2015
20252-215912-02 | Xcel Energy | 85 | 13781 | IOU | 03134655 | 6 | Solar |  |  | Interconnected | Trade Secret | Trade | DND | DND061 | Residential | Solar*Rewards | Trade Secret | 2015 | 2016
20252-215912-02 | Xcel Energy | 85 | 13781 | IOU | 03134656 | 20 | Solar |  |  | Interconnected | Trade Secret | Trade | ALT | ALT021 | Commercial | Solar*Rewards | Trade Secret | 2015 | 2017
20252-215912-02 | Xcel Energy | 85 | 13781 | IOU | 03134657 | 33.4 | Solar |  |  | Interconnected | Trade Secret | Trade | RLK | RLK072 | Commercial | Made in Minnesota | Trade Secret | 2015 | 2017
20252-215912-02 | Xcel Energy | 85 | 13781 | IOU | 03134658 | 33.4 | Solar |  |  | Interconnected | Trade Secret | Trade | RLK | RLK066 | Commercial | Made in Minnesota | Trade Secret | 2015 | 2017
20252-215912-02 | Xcel Energy | 85 | 13781 | IOU | 03134659 | 38.02 | Solar |  |  | Interconnected | Trade Secret | Trade | MEL | MEL063 | Commercial | Made in Minnesota | Trade Secret | 2015 | 2017
20252-215912-02 | Xcel Energy | 85 | 13781 | IOU | 03134660 | 38.02 | Solar |  |  | Interconnected | Trade Secret | Trade | MEL | MEL063 | Commercial | Made in Minnesota | Trade Secret | 2015 | 2017
20252-215912-02 | Xcel Energy | 85 | 13781 | IOU | 03134661 | 6 | Solar |  |  | Interconnected | Trade Secret | Trade | RPO | RPO312 | Residential | Solar*Rewards | Trade Secret | 2015 | 2015
20252-215912-02 | Xcel Energy | 85 | 13781 | IOU | 03134662 | 12 | Solar |  |  | Interconnected | Trade Secret | Trade | LAP | LAP311 | Residential | Solar*Rewards | Trade Secret | 2015 | 2016
20252-215912-02 | Xcel Energy | 85 | 13781 | IOU | 03134663 | 5 | Solar |  |  | Interconnected | Trade Secret | Trade | RIV | RIV061 | Residential | Solar*Rewards | Trade Secret | 2015 | 2016
20252-215912-02 | Xcel Energy | 85 | 13781 | IOU | 03134664 | 6 | Solar |  |  | Interconnected | Trade Secret | Trade | DOC | DOC031 | Residential | Solar*Rewards | Trade Secret | 2015 | 2016
20252-215912-02 | Xcel Energy | 85 | 13781 | IOU | 03134665 | 7.63 | Solar |  |  | Interconnected | Trade Secret | Trade | DPN | DPN061 | Residential | Solar*Rewards | Trade Secret | 2015 | 2016
20252-215912-02 | Xcel Energy | 85 | 13781 | IOU | 03134666 | 38.02 | Solar |  |  | Interconnected | Trade Secret | Trade | SOU | SOU083 | Commercial | Made in Minnesota | Trade Secret | 2015 | 2016
20252-215912-02 | Xcel Energy | 85 | 13781 | IOU | 03134667 | 3.8 | Solar |  |  | Interconnected | Trade Secret | Trade | NOF | NOF061 | Residential | Made in Minnesota | Trade Secret | 2015 | 2016
20252-215912-02 | Xcel Energy | 85 | 13781 | IOU | 03134668 | 36 | Solar |  |  | Interconnected | Trade Secret | Trade | GFD | GFD022 | Commercial | Made in Minnesota | Trade Secret | 2015 | 2016
20252-215912-02 | Xcel Energy | 85 | 13781 | IOU | 03134669 | 20 | Solar |  |  | Interconnected | Trade Secret | Trade | PIP | PIP090 | Residential | Solar*Rewards | Trade Secret | 2015 | 2016
20252-215912-02 | Xcel Energy | 85 | 13781 | IOU | 03134670 | 10.01 | Solar |  |  | Interconnected | Trade Secret | Trade | CGR | CGR071 | Residential | Made in Minnesota | Trade Secret | 2015 | 2015
20252-215912-02 | Xcel Energy | 85 | 13781 | IOU | 03134671 | 15.26 | Solar |  |  | Interconnected | Trade Secret | Trade | AHI | AHI063 | Residential | Solar*Rewards | Trade Secret | 2015 | 2016
20252-215912-02 | Xcel Energy | 85 | 13781 | IOU | 03134672 | 3.8 | Solar |  |  | Interconnected | Trade Secret | Trade | MPK | MPK083 | Residential | Solar*Rewards | Trade Secret | 2015 | 2016
20252-215912-02 | Xcel Energy | 85 | 13781 | IOU | 03134673 | 20 | Solar |  |  | Interconnected | Trade Secret | Trade | PIP | PIP090 | Commercial | Solar*Rewards | Trade Secret | 2015 | 2016
20252-215912-02 | Xcel Energy | 85 | 13781 | IOU | 03134674 | 5.7 | Solar |  |  | Interconnected | Trade Secret | Trade | SHP | SHP062 | Residential | Made in Minnesota | Trade Secret | 2015 | 2015
20252-215912-02 | Xcel Energy | 85 | 13781 | IOU | 03134675 | 20 | Solar |  |  | Interconnected | Trade Secret | Trade | WRR | WRR064 | Commercial | Solar*Rewards | Trade Secret | 2015 | 2016
20252-215912-02 | Xcel Energy | 85 | 13781 | IOU | 03134676 | 3.6 | Solar |  |  | Interconnected | Trade Secret | Trade | TER | TER062 | Residential | Solar*Rewards | Trade Secret | 2015 | 2016
20252-215912-02 | Xcel Energy | 85 | 13781 | IOU | 03134677 | 7.63 | Solar |  |  | Interconnected | Trade Secret | Trade | APA | APA077 | Residential | Solar*Rewards | Trade Secret | 2015 | 2016
20252-215912-02 | Xcel Energy | 85 | 13781 | IOU | 03134678 | 3.8 | Solar |  |  | Interconnected | Trade Secret | Trade | MPK | MPK071 | Residential | Solar*Rewards | Trade Secret | 2015 | 2016
20252-215912-02 | Xcel Energy | 85 | 13781 | IOU | 03134679 | 5 | Solar |  |  | Interconnected | Trade Secret | Trade | HWW | HWW074 | Residential | Made in Minnesota | Trade Secret | 2015 | 2016
20252-215912-02 | Xcel Energy | 85 | 13781 | IOU | 03134680 | 10.01 | Solar |  |  | Interconnected | Trade Secret | Trade | MTW | MTW021 | Residential | Made in Minnesota | Trade Secret | 2015 | 2016
20252-215912-02 | Xcel Energy | 85 | 13781 | IOU | 03134681 | 7.63 | Solar |  |  | Interconnected | Trade Secret | Trade | SOU | SOU075 | Residential | Solar*Rewards | Trade Secret | 2015 | 2016
20252-215912-02 | Xcel Energy | 85 | 13781 | IOU | 03134682 | 7.63 | Solar |  |  | Interconnected | Trade Secret | Trade | ALD | ALD088 | Residential | Solar*Rewards | Trade Secret | 2015 | 2016
20252-215912-02 | Xcel Energy | 85 | 13781 | IOU | 03134683 | 4.8 | Solar |  |  | Interconnected | Trade Secret | Trade | SIP | SIP063 | Residential | Solar*Rewards | Trade Secret | 2015 | 2015
20252-215912-02 | Xcel Energy | 85 | 13781 | IOU | 03134684 | 7.63 | Solar |  |  | Interconnected | Trade Secret | Trade | DND | DND071 | Residential | Solar*Rewards | Trade Secret | 2015 | 2016
20252-215912-02 | Xcel Energy | 85 | 13781 | IOU | 03134685 | 40 | Solar |  |  | Interconnected | Trade Secret | Trade | MST | MST071 | Commercial | Made in Minnesota | Trade Secret | 2015 | 2016
20252-215912-02 | Xcel Energy | 85 | 13781 | IOU | 03134686 | 7.63 | Solar |  |  | Interconnected | Trade Secret | Trade | SOU | SOU060 | Residential | Made in Minnesota | Trade Secret | 2015 | 2015
20252-215912-02 | Xcel Energy | 85 | 13781 | IOU | 03134687 | 3.01 | Solar |  |  | Interconnected | Trade Secret | Trade | IDA | IDA072 | Residential | Solar*Rewards | Trade Secret | 2015 | 2015
20252-215912-02 | Xcel Energy | 85 | 13781 | IOU | 03134688 | 40 | Solar |  |  | Interconnected | Trade Secret | Trade | WES | WES072 | Commercial | Made in Minnesota | Trade Secret | 2015 | 2016
20252-215912-02 | Xcel Energy | 85 | 13781 | IOU | 03134689 | 7.7 | Solar |  |  | Interconnected | Trade Secret | Trade | WSG | WSG352 | Residential | Solar*Rewards | Trade Secret | 2015 | 2016
20252-215912-02 | Xcel Energy | 85 | 13781 | IOU | 03134690 | 3.8 | Solar |  |  | Interconnected | Trade Secret | Trade | NOF | NOF071 | Residential | Solar*Rewards | Trade Secret | 2015 | 2016
20252-215912-02 | Xcel Energy | 85 | 13781 | IOU | 03134691 | 11.39 | Solar |  |  | Interconnected | Trade Secret | Trade | LLK | LLK071 | Residential | Solar*Rewards | Trade Secret | 2015 | 2016
20252-215912-02 | Xcel Energy | 85 | 13781 | IOU | 03134692 | 7.63 | Solar |  |  | Interconnected | Trade Secret | Trade | NOF | NOF072 | Residential | Solar*Rewards | Trade Secret | 2015 | 2016
20252-215912-02 | Xcel Energy | 85 | 13781 | IOU | 03134693 | 5 | Solar |  |  | Interconnected | Trade Secret | Trade | OSS | OSS076 | Residential | Solar*Rewards | Trade Secret | 2015 | 2016
20252-215912-02 | Xcel Energy | 85 | 13781 | IOU | 03134694 | 6 | Solar |  |  | Interconnected | Trade Secret | Trade | HUG | HUG321 | Residential | Solar*Rewards | Trade Secret | 2015 | 2007
20252-215912-02 | Xcel Energy | 85 | 13781 | IOU | 03134695 | 5 | Solar |  |  | Interconnected | Trade Secret | Trade | PRR | PRR062 | Residential | Solar*Rewards | Trade Secret | 2015 | 2017
20252-215912-02 | Xcel Energy | 85 | 13781 | IOU | 03134696 | 36 | Solar |  |  | Interconnected | Trade Secret | Trade | LEX | LEX064 | Commercial | Made in Minnesota | Trade Secret | 2015 | 2016
20252-215912-02 | Xcel Energy | 85 | 13781 | IOU | 03134697 | 36 | Solar |  |  | Interconnected | Trade Secret | Trade | MOL | MOL072 | Commercial | Made in Minnesota | Trade Secret | 2015 | 2016
20252-215912-02 | Xcel Energy | 85 | 13781 | IOU | 03134698 | 36 | Solar |  |  | Interconnected | Trade Secret | Trade | LEX | LEX333 | Commercial | Made in Minnesota | Trade Secret | 2015 | 2016
20252-215912-02 | Xcel Energy | 85 | 13781 | IOU | 03134699 | 10.01 | Solar |  |  | Interconnected | Trade Secret | Trade | WEB | WEB021 | Residential | Made in Minnesota | Trade Secret | 2015 | 2016
20252-215912-02 | Xcel Energy | 85 | 13781 | IOU | 03134700 | 3.44 | Solar |  |  | Interconnected | Trade Secret | Trade | WCR | WCR311 | Residential | Solar*Rewards | Trade Secret | 2015 | 2016
20252-215912-02 | Xcel Energy | 85 | 13781 | IOU | 03134701 | 6.72 | Solar |  |  | Interconnected | Trade Secret | Trade | TLK | TLK067 | Residential | Solar*Rewards | Trade Secret | 2015 | 2016
20252-215912-02 | Xcel Energy | 85 | 13781 | IOU | 03134702 | 4.8 | Solar |  |  | Interconnected | Trade Secret | Trade | MEL | MEL061 | Residential | Solar*Rewards | Trade Secret | 2015 | 2016
20252-215912-02 | Xcel Energy | 85 | 13781 | IOU | 03134703 | 6 | Solar |  |  | Interconnected | Trade Secret | Trade | GNL | GNL071 | Residential | Solar*Rewards | Trade Secret | 2015 | 2016
20252-215912-02 | Xcel Energy | 85 | 13781 | IOU | 03134704 | 2.88 | Solar |  |  | Interconnected | Trade Secret | Trade | CEL | CEL066 | Residential | Solar*Rewards | Trade Secret | 2015 | 2016
20252-215912-02 | Xcel Energy | 85 | 13781 | IOU | 03134705 | 11.88 | Solar |  |  | Interconnected | Trade Secret | Trade | RAM | RAM073 | Residential | Solar*Rewards | Trade Secret | 2015 | 2016
20252-215912-02 | Xcel Energy | 85 | 13781 | IOU | 03134706 | 5 | Solar |  |  | Interconnected | Trade Secret | Trade | WSG | WSG362 | Residential | Solar*Rewards | Trade Secret | 2015 | 2016
20252-215912-02 | Xcel Energy | 85 | 13781 | IOU | 03134707 | 5 | Solar |  |  | Interconnected | Trade Secret | Trade | SOU | SOU064 | Residential | Solar*Rewards | Trade Secret | 2015 | 2016
20252-215912-02 | Xcel Energy | 85 | 13781 | IOU | 03134708 | 10.01 | Solar |  |  | Interconnected | Trade Secret | Trade | GLK | GLK065 | Residential | Made in Minnesota | Trade Secret | 2015 | 2016
20252-215912-02 | Xcel Energy | 85 | 13781 | IOU | 03134709 | 7.63 | Solar |  |  | Interconnected | Trade Secret | Trade | APA | APA075 | Residential | Made in Minnesota | Trade Secret | 2015 | 2016
20252-215912-02 | Xcel Energy | 85 | 13781 | IOU | 03134710 | 5 | Solar |  |  | Interconnected | Trade Secret | Trade | RLK | RLK073 | Residential | Made in Minnesota | Trade Secret | 2015 | 2016
20252-215912-02 | Xcel Energy | 85 | 13781 | IOU | 03134711 | 3.8 | Solar |  |  | Interconnected | Trade Secret | Trade | SHP | SHP072 | Residential | Solar*Rewards | Trade Secret | 2015 | 2016
20252-215912-02 | Xcel Energy | 85 | 13781 | IOU | 03134712 | 4.32 | Solar |  |  | Interconnected | Trade Secret | Trade | SIP | SIP072 | Residential | Solar*Rewards | Trade Secret | 2015 | 2016
20252-215912-02 | Xcel Energy | 85 | 13781 | IOU | 03134713 | 6.72 | Solar |  |  | Interconnected | Trade Secret | Trade | EXC | EXC062 | Residential | Solar*Rewards | Trade Secret | 2015 | 2016
20252-215912-02 | Xcel Energy | 85 | 13781 | IOU | 03134714 | 3.8 | Solar |  |  | Interconnected | Trade Secret | Trade | ALK | ALK063 | Residential | Solar*Rewards | Trade Secret | 2015 | 2016
20252-215912-02 | Xcel Energy | 85 | 13781 | IOU | 03134715 | 7.63 | Solar |  |  | Interconnected | Trade Secret | Trade | WCR | WCR311 | Residential | Solar*Rewards | Trade Secret | 2015 | 2016
20252-215912-02 | Xcel Energy | 85 | 13781 | IOU | 03134716 | 3.8 | Solar |  |  | Interconnected | Trade Secret | Trade | DOC | DOC031 | Residential | Solar*Rewards | Trade Secret | 2015 | 2016
20252-215912-02 | Xcel Energy | 85 | 13781 | IOU | 03134717 | 40 | Solar |  |  | Interconnected | Trade Secret | Trade | LCR | LCR311 | Commercial | Made in Minnesota | Trade Secret | 2015 | 2016
20252-215912-02 | Xcel Energy | 85 | 13781 | IOU | 03134718 | 34.99 | Solar |  |  | Interconnected | Trade Secret | Trade | SCA | SCA021 | Commercial | Made in Minnesota | Trade Secret | 2015 | 2016
20252-215912-02 | Xcel Energy | 85 | 13781 | IOU | 03134719 | 16 | Solar |  |  | Interconnected | Trade Secret | Trade | ALT | ALT021 | Residential | Solar*Rewards | Trade Secret | 2015 | 2016
20252-215912-02 | Xcel Energy | 85 | 13781 | IOU | 03134720 | 10.01 | Solar |  |  | Interconnected | Trade Secret | Trade | BCR | BCR063 | Residential | Made in Minnesota | Trade Secret | 2015 | 2016
20252-215912-02 | Xcel Energy | 85 | 13781 | IOU | 03134721 | 10.01 | Solar |  |  | Interconnected | Trade Secret | Trade | RPL | RPL064 | Residential | Made in Minnesota | Trade Secret | 2015 | 2015
20252-215912-02 | Xcel Energy | 85 | 13781 | IOU | 03134722 | 8.64 | Solar |  |  | Interconnected | Trade Secret | Trade | HSN | HSN312 | Residential | Solar*Rewards | Trade Secret | 2015 | 2016
20252-215912-02 | Xcel Energy | 85 | 13781 | IOU | 03134723 | 8.2 | Solar |  |  | Interconnected | Trade Secret | Trade | MRN | MRN021 | Residential | Made in Minnesota | Trade Secret | 2015 | 2016
20252-215912-02 | Xcel Energy | 85 | 13781 | IOU | 03134724 | 3 | Solar |  |  | Interconnected | Trade Secret | Trade | WES | WES074 | Residential | Solar*Rewards | Trade Secret | 2015 | 2016
20252-215912-02 | Xcel Energy | 85 | 13781 | IOU | 03134725 | 18 | Solar |  |  | Interconnected | Trade Secret | Trade | CGR | CGR061 | Commercial | Solar*Rewards | Trade Secret | 2015 | 2016
20252-215912-02 | Xcel Energy | 85 | 13781 | IOU | 03134726 | 37.8 | Solar |  |  | Interconnected | Trade Secret | Trade | SOU | SOU064 | Commercial | Made in Minnesota | Trade Secret | 2015 | 2017
20252-215912-02 | Xcel Energy | 85 | 13781 | IOU | 03134727 | 18 | Solar |  |  | Interconnected | Trade Secret | Trade | SOU | SOU077 | Commercial | Made in Minnesota | Trade Secret | 2015 | 2016
20252-215912-02 | Xcel Energy | 85 | 13781 | IOU | 03134728 | 7.63 | Solar |  |  | Interconnected | Trade Secret | Trade | SIP | SIP073 | Residential | Solar*Rewards | Trade Secret | 2015 | 2016
20252-215912-02 | Xcel Energy | 85 | 13781 | IOU | 03134729 | 5 | Solar |  |  | Interconnected | Trade Secret | Trade | TER | TER083 | Residential | Solar*Rewards | Trade Secret | 2015 | 2016
20252-215912-02 | Xcel Energy | 85 | 13781 | IOU | 03134730 | 11 | Solar |  |  | Interconnected | Trade Secret | Trade | HUG | HUG312 | Residential | Solar*Rewards | Trade Secret | 2015 | 2016
20252-215912-02 | Xcel Energy | 85 | 13781 | IOU | 03134731 | 8.2 | Solar |  |  | Interconnected | Trade Secret | Trade | NOF | NOF061 | Residential | Solar*Rewards | Trade Secret | 2015 | 2013
20252-215912-02 | Xcel Energy | 85 | 13781 | IOU | 03134732 | 17.64 | Solar |  |  | Interconnected | Trade Secret | Trade | HSN | HSN311 | Commercial | Solar*Rewards | Trade Secret | 2015 | 2016
20252-215912-02 | Xcel Energy | 85 | 13781 | IOU | 03134733 | 20 | Solar |  |  | Interconnected | Trade Secret | Trade | HUG | HUG312 | Residential | Solar*Rewards | Trade Secret | 2015 | 2016
20252-215912-02 | Xcel Energy | 85 | 13781 | IOU | 03134734 | 6 | Solar |  |  | Interconnected | Trade Secret | Trade | APA | APA069 | Residential | Made in Minnesota | Trade Secret | 2015 | 2016
20252-215912-02 | Xcel Energy | 85 | 13781 | IOU | 03134735 | 8.4 | Solar |  |  | Interconnected | Trade Secret | Trade | ALD | ALD084 | Residential | Made in Minnesota | Trade Secret | 2015 | 2016
20252-215912-02 | Xcel Energy | 85 | 13781 | IOU | 03134736 | 10.01 | Solar |  |  | Interconnected | Trade Secret | Trade | OPK | OPK073 | Residential | Solar*Rewards | Trade Secret | 2015 | 2016
20252-215912-02 | Xcel Energy | 85 | 13781 | IOU | 03134737 | 14 | Solar |  |  | Interconnected | Trade Secret | Trade | DBL | DBL065 | Commercial | Solar*Rewards | Trade Secret | 2015 | 2016
20252-215912-02 | Xcel Energy | 85 | 13781 | IOU | 03134738 | 36 | Solar |  |  | Interconnected | Trade Secret | Trade | TER | TER062 | Commercial | Made in Minnesota | Trade Secret | 2015 | 2016
20252-215912-02 | Xcel Energy | 85 | 13781 | IOU | 03134739 | 6 | Solar |  |  | Interconnected | Trade Secret | Trade | HOW | HOW061 | Commercial | Solar*Rewards | Trade Secret | 2015 | 2016
20252-215912-02 | Xcel Energy | 85 | 13781 | IOU | 03134740 | 8.64 | Solar |  |  | Interconnected | Trade Secret | Trade | ECK | ECK321 | Residential | Made in Minnesota | Trade Secret | 2015 | 2016
20252-215912-02 | Xcel Energy | 85 | 13781 | IOU | 03134741 | 5 | Solar |  |  | Interconnected | Trade Secret | Trade | BYT | BYT061 | Residential | Solar*Rewards | Trade Secret | 2015 | 2016
20252-215912-02 | Xcel Energy | 85 | 13781 | IOU | 03134742 | 8.64 | Solar |  |  | Interconnected | Trade Secret | Trade | LCR | LCR311 | Residential | Made in Minnesota | Trade Secret | 2016 | 2016
20252-215912-02 | Xcel Energy | 85 | 13781 | IOU | 03134743 | 7.63 | Solar |  |  | Interconnected | Trade Secret | Trade | EXC | EXC062 | Residential | Made in Minnesota | Trade Secret | 2016 | 2016
20252-215912-02 | Xcel Energy | 85 | 13781 | IOU | 03134744 | 31.2 | Solar |  |  | Interconnected | Trade Secret | Trade | BCH | BCH311 | Commercial | Made in Minnesota | Trade Secret | 2016 | 2016
20252-215912-02 | Xcel Energy | 85 | 13781 | IOU | 03134745 | 31.2 | Solar |  |  | Interconnected | Trade Secret | Trade | AHI | AHI021 | Commercial | Made in Minnesota | Trade Secret | 2016 | 2016
20252-215912-02 | Xcel Energy | 85 | 13781 | IOU | 03134746 | 31.2 | Solar |  |  | Interconnected | Trade Secret | Trade | MOL | MOL068 | Commercial | Made in Minnesota | Trade Secret | 2016 | 2016
20252-215912-02 | Xcel Energy | 85 | 13781 | IOU | 03134747 | 9 | Solar |  |  | Interconnected | Trade Secret | Trade | CGR | CGR071 | Residential | Made in Minnesota | Trade Secret | 2016 | 2015
20252-215912-02 | Xcel Energy | 85 | 13781 | IOU | 03134748 | 9.72 | Solar |  |  | Interconnected | Trade Secret | Trade | WAT | WAT081 | Residential | Made in Minnesota | Trade Secret | 2016 | 2013
20252-215912-02 | Xcel Energy | 85 | 13781 | IOU | 03134749 | 18 | Solar |  |  | Interconnected | Trade Secret | Trade | CNC | CNC073 | Commercial | Solar*Rewards | Trade Secret | 2016 | 2016
20252-215912-02 | Xcel Energy | 85 | 13781 | IOU | 03134750 | 6 | Solar |  |  | Interconnected | Trade Secret | Trade | GLK | GLK074 | Residential | Solar*Rewards | Trade Secret | 2016 | 2016
20252-215912-02 | Xcel Energy | 85 | 13781 | IOU | 03134751 | 4.8 | Solar |  |  | Interconnected | Trade Secret | Trade | WCR | WCR322 | Residential | Solar*Rewards | Trade Secret | 2016 | 2016
20252-215912-02 | Xcel Energy | 85 | 13781 | IOU | 03134752 | 6.48 | Solar |  |  | Interconnected | Trade Secret | Trade | LEX | LEX075 | Residential | Solar*Rewards | Trade Secret | 2016 | 2016
20252-215912-02 | Xcel Energy | 85 | 13781 | IOU | 03134753 | 36 | Solar |  |  | Interconnected | Trade Secret | Trade | SLP | SLP082 | Commercial | Made in Minnesota | Trade Secret | 2016 | 2016
20252-215912-02 | Xcel Energy | 85 | 13781 | IOU | 03134754 | 7.63 | Solar |  |  | Interconnected | Trade Secret | Trade | GLK | GLK074 | Residential | Solar*Rewards | Trade Secret | 2016 | 2016
20252-215912-02 | Xcel Energy | 85 | 13781 | IOU | 03134755 | 8.64 | Solar |  |  | Interconnected | Trade Secret | Trade | DPN | DPN071 | Residential | Made in Minnesota | Trade Secret | 2016 | 2016
20252-215912-02 | Xcel Energy | 85 | 13781 | IOU | 03134756 | 7.63 | Solar |  |  | Interconnected | Trade Secret | Trade | LCR | LCR311 | Residential | Solar*Rewards | Trade Secret | 2016 | 2016
20252-215912-02 | Xcel Energy | 85 | 13781 | IOU | 03134757 | 5 | Solar |  |  | Interconnected | Trade Secret | Trade | LLK | LLK072 | Residential | Solar*Rewards | Trade Secret | 2016 | 2016
20252-215912-02 | Xcel Energy | 85 | 13781 | IOU | 03134758 | 3.8 | Solar |  |  | Interconnected | Trade Secret | Trade | WIL | WIL063 | Residential | Solar*Rewards | Trade Secret | 2016 | 2016
20252-215912-02 | Xcel Energy | 85 | 13781 | IOU | 03134759 | 18 | Solar |  |  | Interconnected | Trade Secret | Trade | RWD | RWD081 | Commercial | Solar*Rewards | Trade Secret | 2016 | 2016
20252-215912-02 | Xcel Energy | 85 | 13781 | IOU | 03134760 | 3 | Solar |  |  | Interconnected | Trade Secret | Trade | MPK | MPK068 | Residential | Solar*Rewards | Trade Secret | 2016 | 2016
20252-215912-02 | Xcel Energy | 85 | 13781 | IOU | 03134761 | 3 | Solar |  |  | Interconnected | Trade Secret | Trade | MPK | MPK083 | Residential | Solar*Rewards | Trade Secret | 2016 | 2016
20252-215912-02 | Xcel Energy | 85 | 13781 | IOU | 03134762 | 3.8 | Solar |  |  | Interconnected | Trade Secret | Trade | WES | WES073 | Residential | Solar*Rewards | Trade Secret | 2016 | 2016
20252-215912-02 | Xcel Energy | 85 | 13781 | IOU | 03134763 | 3.24 | Solar |  |  | Interconnected | Trade Secret | Trade | EDA | EDA061 | Residential | Solar*Rewards | Trade Secret | 2016 | 2016
20252-215912-02 | Xcel Energy | 85 | 13781 | IOU | 03134764 | 5 | Solar |  |  | Interconnected | Trade Secret | Trade | HUG | HUG321 | Residential | Solar*Rewards | Trade Secret | 2016 | 2016
20252-215912-02 | Xcel Energy | 85 | 13781 | IOU | 03134765 | 7.63 | Solar |  |  | Interconnected | Trade Secret | Trade | EDA | EDA074 | Residential | Solar*Rewards | Trade Secret | 2016 | 2016
20252-215912-02 | Xcel Energy | 85 | 13781 | IOU | 03134766 | 20 | Solar |  |  | Interconnected | Trade Secret | Trade | GNL | GNL073 | Commercial | Solar*Rewards | Trade Secret | 2016 | 2016
20252-215912-02 | Xcel Energy | 85 | 13781 | IOU | 03134767 | 7 | Solar |  |  | Interconnected | Trade Secret | Trade | SCL | SCL312 | Residential | Made in Minnesota | Trade Secret | 2016 | 2016
20252-215912-02 | Xcel Energy | 85 | 13781 | IOU | 03134768 | 3.8 | Solar |  |  | Interconnected | Trade Secret | Trade | SOU | SOU069 | Residential | Solar*Rewards | Trade Secret | 2016 | 2016
20252-215912-02 | Xcel Energy | 85 | 13781 | IOU | 03134769 | 20 | Solar |  |  | Interconnected | Trade Secret | Trade | CHE | CHE063 | Commercial | Solar*Rewards | Trade Secret | 2016 | 2016
20252-215912-02 | Xcel Energy | 85 | 13781 | IOU | 03134770 | 28.8 | Solar |  |  | Interconnected | Trade Secret | Trade | MOL | MOL073 | Commercial | Made in Minnesota | Trade Secret | 2016 | 2016
20252-215912-02 | Xcel Energy | 85 | 13781 | IOU | 03134771 | 3.8 | Solar |  |  | Interconnected | Trade Secret | Trade | WES | WES074 | Residential | Made in Minnesota | Trade Secret | 2016 | 2016
20252-215912-02 | Xcel Energy | 85 | 13781 | IOU | 03134772 | 9.94 | Solar |  |  | Interconnected | Trade Secret | Trade | RLK | RLK079 | Commercial | Solar*Rewards | Trade Secret | 2016 | 2016
20252-215912-02 | Xcel Energy | 85 | 13781 | IOU | 03134773 | 6 | Solar |  |  | Interconnected | Trade Secret | Trade | CEL | CEL066 | Residential | Solar*Rewards | Trade Secret | 2016 | 2016
20252-215912-02 | Xcel Energy | 85 | 13781 | IOU | 03134774 | 20 | Solar |  |  | Interconnected | Trade Secret | Trade | APA | APA067 | Commercial | Solar*Rewards | Trade Secret | 2016 | 2017
20252-215912-02 | Xcel Energy | 85 | 13781 | IOU | 03134775 | 9.94 | Solar |  |  | Interconnected | Trade Secret | Trade | CHI | CHI311 | Residential | Solar*Rewards | Trade Secret | 2016 | 2017
20252-215912-02 | Xcel Energy | 85 | 13781 | IOU | 03134776 | 11.39 | Solar |  |  | Interconnected | Trade Secret | Trade | HUG | HUG321 | Residential | Solar*Rewards | Trade Secret | 2016 | 2017
20252-215912-02 | Xcel Energy | 85 | 13781 | IOU | 03134777 | 8.64 | Solar |  |  | Interconnected | Trade Secret | Trade | UPP | UPP082 | Residential | Made in Minnesota | Trade Secret | 2016 | 2016
20252-215912-02 | Xcel Energy | 85 | 13781 | IOU | 03134778 | 11.39 | Solar |  |  | Interconnected | Trade Secret | Trade | VMR | VMR061 | Residential | Solar*Rewards | Trade Secret | 2016 | 2016
20252-215912-02 | Xcel Energy | 85 | 13781 | IOU | 03134779 | 3.8 | Solar |  |  | Interconnected | Trade Secret | Trade | MPK | MPK082 | Residential | Solar*Rewards | Trade Secret | 2016 | 2017
20252-215912-02 | Xcel Energy | 85 | 13781 | IOU | 03134780 | 9.94 | Solar |  |  | Interconnected | Trade Secret | Trade | SCA | SCA021 | Residential | Made in Minnesota | Trade Secret | 2016 | 2016
20252-215912-02 | Xcel Energy | 85 | 13781 | IOU | 03134781 | 40 | Solar |  |  | Interconnected | Trade Secret | Trade | ALD | ALD097 | Commercial | Made in Minnesota | Trade Secret | 2016 | 2017
20252-215912-02 | Xcel Energy | 85 | 13781 | IOU | 03134782 | 7.63 | Solar |  |  | Interconnected | Trade Secret | Trade | SLP | SLP092 | Residential | Solar*Rewards | Trade Secret | 2016 | 2016
20252-215912-02 | Xcel Energy | 85 | 13781 | IOU | 03134783 | 7.63 | Solar |  |  | Interconnected | Trade Secret | Trade | REW | REW033 | Residential | Solar*Rewards | Trade Secret | 2016 | 2016
20252-215912-02 | Xcel Energy | 85 | 13781 | IOU | 03134784 | 4.32 | Solar |  |  | Interconnected | Trade Secret | Trade | TWL | TWL063 | Residential | Made in Minnesota | Trade Secret | 2016 | 2016
20252-215912-02 | Xcel Energy | 85 | 13781 | IOU | 03134785 | 32.4 | Solar |  |  | Interconnected | Trade Secret | Trade | DBL | DBL060 | Commercial | Made in Minnesota | Trade Secret | 2016 | 2016
20252-215912-02 | Xcel Energy | 85 | 13781 | IOU | 03134786 | 9.94 | Solar |  |  | Interconnected | Trade Secret | Trade | GLK | GLK074 | Residential | Made in Minnesota | Trade Secret | 2016 | 2016
20252-215912-02 | Xcel Energy | 85 | 13781 | IOU | 03134787 | 9.94 | Solar |  |  | Interconnected | Trade Secret | Trade | HWW | HWW072 | Residential | Made in Minnesota | Trade Secret | 2016 | 2016
20252-215912-02 | Xcel Energy | 85 | 13781 | IOU | 03134788 | 27 | Solar |  |  | Interconnected | Trade Secret | Trade | SOU | SOU079 | Commercial | Made in Minnesota | Trade Secret | 2016 | 2017
20252-215912-02 | Xcel Energy | 85 | 13781 | IOU | 03134789 | 5 | Solar |  |  | Interconnected | Trade Secret | Trade | EDA | EDA089 | Residential | Solar*Rewards | Trade Secret | 2016 | 2016
20252-215912-02 | Xcel Energy | 85 | 13781 | IOU | 03134790 | 7.63 | Solar |  |  | Interconnected | Trade Secret | Trade | AFT | AFT315 | Residential | Solar*Rewards | Trade Secret | 2016 | 2016
20252-215912-02 | Xcel Energy | 85 | 13781 | IOU | 03134791 | 5 | Solar |  |  | Interconnected | Trade Secret | Trade | RPL | RPL064 | Residential | Made in Minnesota | Trade Secret | 2016 | 2016
20252-215912-02 | Xcel Energy | 85 | 13781 | IOU | 03134792 | 15.26 | Solar |  |  | Interconnected | Trade Secret | Trade | BUR | BUR022 | Commercial | Solar*Rewards | Trade Secret | 2016 | 2016
20252-215912-02 | Xcel Energy | 85 | 13781 | IOU | 03134793 | 10.01 | Solar |  |  | Interconnected | Trade Secret | Trade | ECK | ECK322 | Residential | Solar*Rewards | Trade Secret | 2016 | 2016
20252-215912-02 | Xcel Energy | 85 | 13781 | IOU | 03134794 | 29.02 | Solar |  |  | Interconnected | Trade Secret | Trade | TWL | TWL068 | Commercial | Made in Minnesota | Trade Secret | 2016 | 2016
20252-215912-02 | Xcel Energy | 85 | 13781 | IOU | 03134795 | 4.2 | Solar |  |  | Interconnected | Trade Secret | Trade | SLP | SLP092 | Residential | Made in Minnesota | Trade Secret | 2016 | 2016
20252-215912-02 | Xcel Energy | 85 | 13781 | IOU | 03134796 | 3.84 | Solar |  |  | Interconnected | Trade Secret | Trade | OPK | OPK077 | Residential | Solar*Rewards | Trade Secret | 2016 | 2016
20252-215912-02 | Xcel Energy | 85 | 13781 | IOU | 03134797 | 7.63 | Solar |  |  | Interconnected | Trade Secret | Trade | AFT | AFT315 | Residential | Solar*Rewards | Trade Secret | 2016 | 2016
20252-215912-02 | Xcel Energy | 85 | 13781 | IOU | 03134798 | 10.01 | Solar |  |  | Interconnected | Trade Secret | Trade | OPK | OPK073 | Residential | Solar*Rewards | Trade Secret | 2016 | 2016
20252-215912-02 | Xcel Energy | 85 | 13781 | IOU | 03134799 | 34.2 | Solar |  |  | Interconnected | Trade Secret | Trade | XRD | XRD077 | Commercial | Made in Minnesota | Trade Secret | 2016 | 2016
20252-215912-02 | Xcel Energy | 85 | 13781 | IOU | 03134800 | 3 | Solar |  |  | Interconnected | Trade Secret | Trade | UPP | UPP082 | Residential | Made in Minnesota | Trade Secret | 2016 | 2016
20252-215912-02 | Xcel Energy | 85 | 13781 | IOU | 03134801 | 18 | Solar |  |  | Interconnected | Trade Secret | Trade | BTF | BTF021 | Residential | Solar*Rewards | Trade Secret | 2016 | 2016
20252-215912-02 | Xcel Energy | 85 | 13781 | IOU | 03134802 | 7.63 | Solar |  |  | Interconnected | Trade Secret | Trade | BCR | BCR063 | Residential | Made in Minnesota | Trade Secret | 2016 | 2016
20252-215912-02 | Xcel Energy | 85 | 13781 | IOU | 03134803 | 10.01 | Solar |  |  | Interconnected | Trade Secret | Trade | SOU | SOU081 | Commercial | Made in Minnesota | Trade Secret | 2016 | 2016
20252-215912-02 | Xcel Energy | 85 | 13781 | IOU | 03134804 | 8.64 | Solar |  |  | Interconnected | Trade Secret | Trade | RVA | RVA061 | Residential | Made in Minnesota | Trade Secret | 2016 | 2016
20252-215912-02 | Xcel Energy | 85 | 13781 | IOU | 03134805 | 3.8 | Solar |  |  | Interconnected | Trade Secret | Trade | MPK | MPK068 | Residential | Solar*Rewards | Trade Secret | 2016 | 2016
20252-215912-02 | Xcel Energy | 85 | 13781 | IOU | 03134806 | 15.84 | Solar |  |  | Interconnected | Trade Secret | Trade | EGL | EGL021 | Residential | Solar*Rewards | Trade Secret | 2016 | 2016
20252-215912-02 | Xcel Energy | 85 | 13781 | IOU | 03134807 | 34.99 | Solar |  |  | Interconnected | Trade Secret | Trade | BRO | BRO021 | Commercial | Made in Minnesota | Trade Secret | 2016 | 2017
20252-215912-02 | Xcel Energy | 85 | 13781 | IOU | 03134808 | 6 | Solar |  |  | Interconnected | Trade Secret | Trade | GNL | GNL063 | Residential | Solar*Rewards | Trade Secret | 2016 | 2016
20252-215912-02 | Xcel Energy | 85 | 13781 | IOU | 03134809 | 7.63 | Solar |  |  | Interconnected | Trade Secret | Trade | OPK | OPK073 | Residential | Solar*Rewards | Trade Secret | 2016 | 2016
20252-215912-02 | Xcel Energy | 85 | 13781 | IOU | 03134810 | 15.19 | Solar |  |  | Interconnected | Trade Secret | Trade | ALD | ALD095 | Residential | Solar*Rewards | Trade Secret | 2016 | 2016
20252-215912-02 | Xcel Energy | 85 | 13781 | IOU | 03134811 | 5 | Solar |  |  | Interconnected | Trade Secret | Trade | TWL | TWL063 | Residential | Made in Minnesota | Trade Secret | 2016 | 2017
20252-215912-02 | Xcel Energy | 85 | 13781 | IOU | 03134812 | 5.76 | Solar |  |  | Interconnected | Trade Secret | Trade | ALD | ALD073 | Residential | Made in Minnesota | Trade Secret | 2016 | 2016
20252-215912-02 | Xcel Energy | 85 | 13781 | IOU | 03134813 | 10.01 | Solar |  |  | Interconnected | Trade Secret | Trade | SMT | SMT072 | Residential | Made in Minnesota | Trade Secret | 2016 | 2016
20252-215912-02 | Xcel Energy | 85 | 13781 | IOU | 03134814 | 5 | Solar |  |  | Interconnected | Trade Secret | Trade | SOU | SOU079 | Residential | Made in Minnesota | Trade Secret | 2016 | 2016
20252-215912-02 | Xcel Energy | 85 | 13781 | IOU | 03134815 | 10.01 | Solar |  |  | Interconnected | Trade Secret | Trade | SCA | SCA021 | Residential | Made in Minnesota | Trade Secret | 2016 | 2016
20252-215912-02 | Xcel Energy | 85 | 13781 | IOU | 03134816 | 5 | Solar |  |  | Interconnected | Trade Secret | Trade | SLP | SLP321 | Residential | Made in Minnesota | Trade Secret | 2016 | 2016
20252-215912-02 | Xcel Energy | 85 | 13781 | IOU | 03134817 | 5 | Solar |  |  | Interconnected | Trade Secret | Trade | SOU | SOU081 | Commercial | Solar*Rewards | Trade Secret | 2016 | 2016
20252-215912-02 | Xcel Energy | 85 | 13781 | IOU | 03134818 | 10.01 | Solar |  |  | Interconnected | Trade Secret | Trade | SLP | SLP082 | Residential | Made in Minnesota | Trade Secret | 2016 | 2016
20252-215912-02 | Xcel Energy | 85 | 13781 | IOU | 03134819 | 3.6 | Solar |  |  | Interconnected | Trade Secret | Trade | SLP | SLP092 | Residential | Made in Minnesota | Trade Secret | 2016 | 2016
20252-215912-02 | Xcel Energy | 85 | 13781 | IOU | 03134820 | 9.94 | Solar |  |  | Interconnected | Trade Secret | Trade | LOK | LOK062 | Residential | Made in Minnesota | Trade Secret | 2016 | 2016
20252-215912-02 | Xcel Energy | 85 | 13781 | IOU | 03134821 | 6 | Solar |  |  | Interconnected | Trade Secret | Trade | SIP | SIP071 | Residential | Made in Minnesota | Trade Secret | 2016 | 2016
20252-215912-02 | Xcel Energy | 85 | 13781 | IOU | 03134822 | 3.8 | Solar |  |  | Interconnected | Trade Secret | Trade | NOF | NOF061 | Residential | Made in Minnesota | Trade Secret | 2016 | 2016
20252-215912-02 | Xcel Energy | 85 | 13781 | IOU | 03134823 | 5 | Solar |  |  | Interconnected | Trade Secret | Trade | SLP | SLP092 | Residential | Made in Minnesota | Trade Secret | 2016 | 2016
20252-215912-02 | Xcel Energy | 85 | 13781 | IOU | 03134824 | 3.8 | Solar |  |  | Interconnected | Trade Secret | Trade | MPK | MPK063 | Residential | Made in Minnesota | Trade Secret | 2016 | 2016
20252-215912-02 | Xcel Energy | 85 | 13781 | IOU | 03134825 | 3.8 | Solar |  |  | Interconnected | Trade Secret | Trade | MPK | MPK074 | Residential | Made in Minnesota | Trade Secret | 2016 | 2016
20252-215912-02 | Xcel Energy | 85 | 13781 | IOU | 03134826 | 2.4 | Solar |  |  | Interconnected | Trade Secret | Trade | WES | WES064 | Residential | Made in Minnesota | Trade Secret | 2016 | 2016
20252-215912-02 | Xcel Energy | 85 | 13781 | IOU | 03134827 | 7.63 | Solar |  |  | Interconnected | Trade Secret | Trade | HSN | HSN311 | Residential | Made in Minnesota | Trade Secret | 2016 | 2016
20252-215912-02 | Xcel Energy | 85 | 13781 | IOU | 03134828 | 6 | Solar |  |  | Interconnected | Trade Secret | Trade | RAM | RAM077 | Residential | Made in Minnesota | Trade Secret | 2016 | 2016
20252-215912-02 | Xcel Energy | 85 | 13781 | IOU | 03134829 | 7.68 | Solar |  |  | Interconnected | Trade Secret | Trade | MOL | MOL061 | Residential | Made in Minnesota | Trade Secret | 2016 | 2016
20252-215912-02 | Xcel Energy | 85 | 13781 | IOU | 03134830 | 11.39 | Solar |  |  | Interconnected | Trade Secret | Trade | SOU | SOU086 | Commercial | Solar*Rewards | Trade Secret | 2016 | 2017
20252-215912-02 | Xcel Energy | 85 | 13781 | IOU | 03134831 | 37.8 | Solar |  |  | Interconnected | Trade Secret | Trade | MEL | MEL064 | Commercial | Made in Minnesota | Trade Secret | 2016 | 2012
20252-215912-02 | Xcel Energy | 85 | 13781 | IOU | 03134832 | 3 | Solar |  |  | Interconnected | Trade Secret | Trade | WES | WES073 | Residential | Made in Minnesota | Trade Secret | 2016 | 2016
20252-215912-02 | Xcel Energy | 85 | 13781 | IOU | 03134833 | 10.01 | Solar |  |  | Interconnected | Trade Secret | Trade | RAM | RAM064 | Residential | Made in Minnesota | Trade Secret | 2016 | 2016
20252-215912-02 | Xcel Energy | 85 | 13781 | IOU | 03134834 | 6.72 | Solar |  |  | Interconnected | Trade Secret | Trade | SLP | SLP084 | Residential | Made in Minnesota | Trade Secret | 2016 | 2016
20252-215912-02 | Xcel Energy | 85 | 13781 | IOU | 03134835 | 20.02 | Solar |  |  | Interconnected | Trade Secret | Trade | ALT | ALT021 | Commercial | Solar*Rewards | Trade Secret | 2016 | 2016
20252-215912-02 | Xcel Energy | 85 | 13781 | IOU | 03134836 | 7.63 | Solar |  |  | Interconnected | Trade Secret | Trade | BYT | BYT061 | Residential | Made in Minnesota | Trade Secret | 2016 | 2016
20252-215912-02 | Xcel Energy | 85 | 13781 | IOU | 03134837 | 6 | Solar |  |  | Interconnected | Trade Secret | Trade | CHI | CHI311 | Residential | Made in Minnesota | Trade Secret | 2016 | 2016
20252-215912-02 | Xcel Energy | 85 | 13781 | IOU | 03134838 | 8.4 | Solar |  |  | Interconnected | Trade Secret | Trade | CLC | CLC221 | Commercial | Made in Minnesota | Trade Secret | 2016 | 2017
20252-215912-02 | Xcel Energy | 85 | 13781 | IOU | 03134839 | 10.01 | Solar |  |  | Interconnected | Trade Secret | Trade | GSL | GSL341 | Residential | Made in Minnesota | Trade Secret | 2016 | 2016
20252-215912-02 | Xcel Energy | 85 | 13781 | IOU | 03134840 | 7.63 | Solar |  |  | Interconnected | Trade Secret | Trade | LEX | LEX332 | Residential | Made in Minnesota | Trade Secret | 2016 | 2016
20252-215912-02 | Xcel Energy | 85 | 13781 | IOU | 03134841 | 4.8 | Solar |  |  | Interconnected | Trade Secret | Trade | WAV | WAV021 | Residential | Made in Minnesota | Trade Secret | 2016 | 2016
20252-215912-02 | Xcel Energy | 85 | 13781 | IOU | 03134842 | 5 | Solar |  |  | Interconnected | Trade Secret | Trade | DND | DND071 | Residential | Solar*Rewards | Trade Secret | 2016 | 2016
20252-215912-02 | Xcel Energy | 85 | 13781 | IOU | 03134843 | 20 | Solar |  |  | Interconnected | Trade Secret | Trade | RLK | RLK065 | Commercial | Solar*Rewards | Trade Secret | 2016 | 2016
20252-215912-02 | Xcel Energy | 85 | 13781 | IOU | 03134844 | 5 | Solar |  |  | Interconnected | Trade Secret | Trade | RAP | RAP081 | Residential | Solar*Rewards | Trade Secret | 2016 | 2016
20252-215912-02 | Xcel Energy | 85 | 13781 | IOU | 03134845 | 6 | Solar |  |  | Interconnected | Trade Secret | Trade | GSL | GSL076 | Residential | Made in Minnesota | Trade Secret | 2016 | 2016
20252-215912-02 | Xcel Energy | 85 | 13781 | IOU | 03134846 | 7.63 | Solar |  |  | Interconnected | Trade Secret | Trade | MPK | MPK076 | Residential | Made in Minnesota | Trade Secret | 2016 | 2016
20252-215912-02 | Xcel Energy | 85 | 13781 | IOU | 03134847 | 10.01 | Solar |  |  | Interconnected | Trade Secret | Trade | HUG | HUG312 | Residential | Made in Minnesota | Trade Secret | 2016 | 2016
20252-215912-02 | Xcel Energy | 85 | 13781 | IOU | 03134848 | 7.63 | Solar |  |  | Interconnected | Trade Secret | Trade | WEF | WEF071 | Residential | Made in Minnesota | Trade Secret | 2016 | 2016
20252-215912-02 | Xcel Energy | 85 | 13781 | IOU | 03134849 | 5 | Solar |  |  | Interconnected | Trade Secret | Trade | HWW | HWW072 | Residential | Solar*Rewards | Trade Secret | 2016 | 2016
20252-215912-02 | Xcel Energy | 85 | 13781 | IOU | 03134850 | 5.28 | Solar |  |  | Interconnected | Trade Secret | Trade | WES | WES062 | Residential | Made in Minnesota | Trade Secret | 2016 | 2016
20252-215912-02 | Xcel Energy | 85 | 13781 | IOU | 03134851 | 10.01 | Solar |  |  | Interconnected | Trade Secret | Trade | LLK | LLK071 | Residential | Made in Minnesota | Trade Secret | 2016 | 2016
20252-215912-02 | Xcel Energy | 85 | 13781 | IOU | 03134852 | 4.32 | Solar |  |  | Interconnected | Trade Secret | Trade | MPK | MPK064 | Residential | Made in Minnesota | Trade Secret | 2016 | 2016
20252-215912-02 | Xcel Energy | 85 | 13781 | IOU | 03134853 | 10.01 | Solar |  |  | Interconnected | Trade Secret | Trade | RAM | RAM077 | Residential | Made in Minnesota | Trade Secret | 2016 | 2016
20252-215912-02 | Xcel Energy | 85 | 13781 | IOU | 03134854 | 3.8 | Solar |  |  | Interconnected | Trade Secret | Trade | RLK | RLK069 | Residential | Made in Minnesota | Trade Secret | 2016 | 2016
20252-215912-02 | Xcel Energy | 85 | 13781 | IOU | 03134855 | 4.32 | Solar |  |  | Interconnected | Trade Secret | Trade | MPK | MPK086 | Residential | Made in Minnesota | Trade Secret | 2016 | 2016
20252-215912-02 | Xcel Energy | 85 | 13781 | IOU | 03134856 | 6 | Solar |  |  | Interconnected | Trade Secret | Trade | HWW | HWW073 | Residential | Made in Minnesota | Trade Secret | 2016 | 2016
20252-215912-02 | Xcel Energy | 85 | 13781 | IOU | 03134857 | 7.63 | Solar |  |  | Interconnected | Trade Secret | Trade | SOU | SOU063 | Residential | Made in Minnesota | Trade Secret | 2016 | 2016
20252-215912-02 | Xcel Energy | 85 | 13781 | IOU | 03134858 | 7.625 | Solar |  |  | Interconnected | Trade Secret | Trade | OPK | OPK067 | Residential | Solar*Rewards | Trade Secret | 2016 | 2016
20252-215912-02 | Xcel Energy | 85 | 13781 | IOU | 03134859 | 15 | Solar |  |  | Interconnected | Trade Secret | Trade | MOL | MOL066 | Commercial | Made in Minnesota | Trade Secret | 2016 | 2016
20252-215912-02 | Xcel Energy | 85 | 13781 | IOU | 03134860 | 7.63 | Solar |  |  | Interconnected | Trade Secret | Trade | WES | WES074 | Residential | Made in Minnesota | Trade Secret | 2016 | 2016
20252-215912-02 | Xcel Energy | 85 | 13781 | IOU | 03134861 | 5.04 | Solar |  |  | Interconnected | Trade Secret | Trade | STY | STY061 | Residential | Made in Minnesota | Trade Secret | 2016 | 2016
20252-215912-02 | Xcel Energy | 85 | 13781 | IOU | 03134862 | 7.63 | Solar |  |  | Interconnected | Trade Secret | Trade | HUG | HUG321 | Residential | Made in Minnesota | Trade Secret | 2016 | 2015
20252-215912-02 | Xcel Energy | 85 | 13781 | IOU | 03134863 | 7.63 | Solar |  |  | Interconnected | Trade Secret | Trade | AFT | AFT315 | Residential | Made in Minnesota | Trade Secret | 2016 | 2016
20252-215912-02 | Xcel Energy | 85 | 13781 | IOU | 03134864 | 18 | Solar |  |  | Interconnected | Trade Secret | Trade | UPP | UPP083 | Commercial | Made in Minnesota | Trade Secret | 2016 | 2016
20252-215912-02 | Xcel Energy | 85 | 13781 | IOU | 03134865 | 3.8 | Solar |  |  | Interconnected | Trade Secret | Trade | TWL | TWL066 | Residential | Made in Minnesota | Trade Secret | 2016 | 2016
20252-215912-02 | Xcel Energy | 85 | 13781 | IOU | 03134866 | 3 | Solar |  |  | Interconnected | Trade Secret | Trade | UPP | UPP082 | Residential | Made in Minnesota | Trade Secret | 2016 | 2016
20252-215912-02 | Xcel Energy | 85 | 13781 | IOU | 03134867 | 10.01 | Solar |  |  | Interconnected | Trade Secret | Trade | OPK | OPK073 | Residential | Made in Minnesota | Trade Secret | 2016 | 2016
20252-215912-02 | Xcel Energy | 85 | 13781 | IOU | 03134868 | 2.16 | Solar |  |  | Interconnected | Trade Secret | Trade | TLK | TLK075 | Residential | Made in Minnesota | Trade Secret | 2016 | 2016
20252-215912-02 | Xcel Energy | 85 | 13781 | IOU | 03134869 | 8.64 | Solar |  |  | Interconnected | Trade Secret | Trade | DPN | DPN073 | Residential | Made in Minnesota | Trade Secret | 2016 | 2016
20252-215912-02 | Xcel Energy | 85 | 13781 | IOU | 03134870 | 9.94 | Solar |  |  | Interconnected | Trade Secret | Trade | CHI | CHI311 | Residential | Made in Minnesota | Trade Secret | 2016 | 2016
20252-215912-02 | Xcel Energy | 85 | 13781 | IOU | 03134871 | 9.94 | Solar |  |  | Interconnected | Trade Secret | Trade | WDY | WDY322 | Residential | Made in Minnesota | Trade Secret | 2016 | 2016
20252-215912-02 | Xcel Energy | 85 | 13781 | IOU | 03134872 | 9.94 | Solar |  |  | Interconnected | Trade Secret | Trade | WIL | WIL076 | Residential | Made in Minnesota | Trade Secret | 2016 | 2016
20252-215912-02 | Xcel Energy | 85 | 13781 | IOU | 03134873 | 6 | Solar |  |  | Interconnected | Trade Secret | Trade | ECK | ECK341 | Residential | Made in Minnesota | Trade Secret | 2016 | 2016
20252-215912-02 | Xcel Energy | 85 | 13781 | IOU | 03134874 | 3.8 | Solar |  |  | Interconnected | Trade Secret | Trade | TLK | TLK061 | Residential | Made in Minnesota | Trade Secret | 2016 | 2016
20252-215912-02 | Xcel Energy | 85 | 13781 | IOU | 03134875 | 9.94 | Solar |  |  | Interconnected | Trade Secret | Trade | CEL | CEL066 | Residential | Made in Minnesota | Trade Secret | 2016 | 2016
20252-215912-02 | Xcel Energy | 85 | 13781 | IOU | 03134876 | 3.8 | Solar |  |  | Interconnected | Trade Secret | Trade | FAP | FAP061 | Residential | Made in Minnesota | Trade Secret | 2016 | 2017
20252-215912-02 | Xcel Energy | 85 | 13781 | IOU | 03134877 | 16.4 | Solar |  |  | Interconnected | Trade Secret | Trade | CEL | CEL071 | Commercial | Solar*Rewards | Trade Secret | 2016 | 2016
20252-215912-02 | Xcel Energy | 85 | 13781 | IOU | 03134878 | 16.4 | Solar |  |  | Interconnected | Trade Secret | Trade | MST | MST069 | Commercial | Solar*Rewards | Trade Secret | 2016 | 2016
20252-215912-02 | Xcel Energy | 85 | 13781 | IOU | 03134879 | 9.94 | Solar |  |  | Interconnected | Trade Secret | Trade | HUG | HUG312 | Residential | Made in Minnesota | Trade Secret | 2016 | 2016
20252-215912-02 | Xcel Energy | 85 | 13781 | IOU | 03134880 | 4.32 | Solar |  |  | Interconnected | Trade Secret | Trade | GSL | GSL075 | Residential | Made in Minnesota | Trade Secret | 2016 | 2016
20252-215912-02 | Xcel Energy | 85 | 13781 | IOU | 03134881 | 4.945 | Solar |  |  | Interconnected | Trade Secret | Trade | DBL | DBL068 | Commercial | Solar*Rewards | Trade Secret | 2016 | 2018
20252-215912-02 | Xcel Energy | 85 | 13781 | IOU | 03134882 | 11.43 | Solar |  |  | Interconnected | Trade Secret | Trade | GLK | GLK061 | Residential | Solar*Rewards | Trade Secret | 2016 | 2016
20252-215912-02 | Xcel Energy | 85 | 13781 | IOU | 03134883 | 19.999 | Solar |  |  | Interconnected | Trade Secret | Trade | WIL | WIL081 | Commercial | Solar*Rewards | Trade Secret | 2016 | 2017
20252-215912-02 | Xcel Energy | 85 | 13781 | IOU | 03134884 | 36 | Solar |  |  | Interconnected | Trade Secret | Trade | MST | MST076 | Commercial | Made in Minnesota | Trade Secret | 2016 | 2017
20252-215912-02 | Xcel Energy | 85 | 13781 | IOU | 03134885 | 6.72 | Solar |  |  | Interconnected | Trade Secret | Trade | AFT | AFT315 | Residential | Solar*Rewards | Trade Secret | 2016 | 2016
20252-215912-02 | Xcel Energy | 85 | 13781 | IOU | 03134886 | 3.84 | Solar |  |  | Interconnected | Trade Secret | Trade | RAM | RAM071 | Residential | Solar*Rewards | Trade Secret | 2016 | 2016
20252-215912-02 | Xcel Energy | 85 | 13781 | IOU | 03134887 | 3.8 | Solar |  |  | Interconnected | Trade Secret | Trade | OAD | OAD073 | Residential | Made in Minnesota | Trade Secret | 2016 | 2017
20252-215912-02 | Xcel Energy | 85 | 13781 | IOU | 03134888 | 8.64 | Solar |  |  | Interconnected | Trade Secret | Trade | SCL | SCL322 | Residential | Made in Minnesota | Trade Secret | 2016 | 2016
20252-215912-02 | Xcel Energy | 85 | 13781 | IOU | 03134889 | 9.94 | Solar |  |  | Interconnected | Trade Secret | Trade | AFT | AFT315 | Residential | Made in Minnesota | Trade Secret | 2016 | 2016
20252-215912-02 | Xcel Energy | 85 | 13781 | IOU | 03134890 | 3.8 | Solar |  |  | Interconnected | Trade Secret | Trade | SOU | SOU075 | Residential | Made in Minnesota | Trade Secret | 2016 | 2016
20252-215912-02 | Xcel Energy | 85 | 13781 | IOU | 03134891 | 7.63 | Solar |  |  | Interconnected | Trade Secret | Trade | APA | APA072 | Residential | Solar*Rewards | Trade Secret | 2016 | 2016
20252-215912-02 | Xcel Energy | 85 | 13781 | IOU | 03134892 | 5.94 | Solar |  |  | Interconnected | Trade Secret | Trade | WDY | WDY321 | Residential | Solar*Rewards | Trade Secret | 2016 | 2016
20252-215912-02 | Xcel Energy | 85 | 13781 | IOU | 03134893 | 5.76 | Solar |  |  | Interconnected | Trade Secret | Trade | HWW | HWW074 | Residential | Made in Minnesota | Trade Secret | 2016 | 2016
20252-215912-02 | Xcel Energy | 85 | 13781 | IOU | 03134894 | 7.2 | Solar |  |  | Interconnected | Trade Secret | Trade | UPP | UPP063 | Residential | Made in Minnesota | Trade Secret | 2016 | 2017
20252-215912-02 | Xcel Energy | 85 | 13781 | IOU | 03134896 | 7.2 | Solar |  |  | Interconnected | Trade Secret | Trade | SOU | SOU060 | Residential | Made in Minnesota | Trade Secret | 2016 | 2016
20252-215912-02 | Xcel Energy | 85 | 13781 | IOU | 03134897 | 5.76 | Solar |  |  | Interconnected | Trade Secret | Trade | SOU | SOU079 | Residential | Made in Minnesota | Trade Secret | 2016 | 2016
20252-215912-02 | Xcel Energy | 85 | 13781 | IOU | 03134898 | 9.94 | Solar |  |  | Interconnected | Trade Secret | Trade | SCL | SCL322 | Residential | Made in Minnesota | Trade Secret | 2016 | 2016
20252-215912-02 | Xcel Energy | 85 | 13781 | IOU | 03134899 | 5 | Solar |  |  | Interconnected | Trade Secret | Trade | WTN | WTN061 | Residential | Made in Minnesota | Trade Secret | 2016 | 2016
20252-215912-02 | Xcel Energy | 85 | 13781 | IOU | 03134900 | 5 | Solar |  |  | Interconnected | Trade Secret | Trade | OPK | OPK073 | Residential | Made in Minnesota | Trade Secret | 2016 | 2016
20252-215912-02 | Xcel Energy | 85 | 13781 | IOU | 03134901 | 7.63 | Solar |  |  | Interconnected | Trade Secret | Trade | SLP | SLP083 | Residential | Made in Minnesota | Trade Secret | 2016 | 2016
20252-215912-02 | Xcel Energy | 85 | 13781 | IOU | 03134902 | 3.8 | Solar |  |  | Interconnected | Trade Secret | Trade | UPP | UPP082 | Residential | Made in Minnesota | Trade Secret | 2016 | 2016
20252-215912-02 | Xcel Energy | 85 | 13781 | IOU | 03134903 | 3 | Solar |  |  | Interconnected | Trade Secret | Trade | NOF | NOF061 | Residential | Made in Minnesota | Trade Secret | 2016 | 2016
20252-215912-02 | Xcel Energy | 85 | 13781 | IOU | 03134904 | 8.64 | Solar |  |  | Interconnected | Trade Secret | Trade | LIN | LIN031 | Residential | Made in Minnesota | Trade Secret | 2016 | 2016
20252-215912-02 | Xcel Energy | 85 | 13781 | IOU | 03134905 | 6 | Solar |  |  | Interconnected | Trade Secret | Trade | MPK | MPK083 | Residential | Made in Minnesota | Trade Secret | 2016 | 2016
20252-215912-02 | Xcel Energy | 85 | 13781 | IOU | 03134906 | 9.94 | Solar |  |  | Interconnected | Trade Secret | Trade | STY | STY075 | Residential | Made in Minnesota | Trade Secret | 2016 | 2017
20252-215912-02 | Xcel Energy | 85 | 13781 | IOU | 03134907 | 5 | Solar |  |  | Interconnected | Trade Secret | Trade | GNL | GNL071 | Residential | Made in Minnesota | Trade Secret | 2016 | 2016
20252-215912-02 | Xcel Energy | 85 | 13781 | IOU | 03134908 | 2.88 | Solar |  |  | Interconnected | Trade Secret | Trade | MPK | MPK065 | Residential | Made in Minnesota | Trade Secret | 2016 | 2016
20252-215912-02 | Xcel Energy | 85 | 13781 | IOU | 03134909 | 10 | Solar |  |  | Interconnected | Trade Secret | Trade | ZUM | ZUM022 | Residential | Made in Minnesota | Trade Secret | 2016 | 2016
20252-215912-02 | Xcel Energy | 85 | 13781 | IOU | 03134910 | 3.36 | Solar |  |  | Interconnected | Trade Secret | Trade | PKL | PKL075 | Residential | Made in Minnesota | Trade Secret | 2016 | 2016
20252-215912-02 | Xcel Energy | 85 | 13781 | IOU | 03134911 | 3.12 | Solar |  |  | Interconnected | Trade Secret | Trade | KOL | KOL071 | Residential | Made in Minnesota | Trade Secret | 2016 | 2016
20252-215912-02 | Xcel Energy | 85 | 13781 | IOU | 03134912 | 6 | Solar |  |  | Interconnected | Trade Secret | Trade | OPK | OPK077 | Residential | Made in Minnesota | Trade Secret | 2016 | 2016
20252-215912-02 | Xcel Energy | 85 | 13781 | IOU | 03134913 | 7.63 | Solar |  |  | Interconnected | Trade Secret | Trade | TRA | TRA002 | Commercial | Solar*Rewards | Trade Secret | 2016 | 2016
20252-215912-02 | Xcel Energy | 85 | 13781 | IOU | 03134914 | 9.94 | Solar |  |  | Interconnected | Trade Secret | Trade | ALT | ALT021 | Residential | Made in Minnesota | Trade Secret | 2016 | 2016
20252-215912-02 | Xcel Energy | 85 | 13781 | IOU | 03134915 | 9.94 | Solar |  |  | Interconnected | Trade Secret | Trade | ZUM | ZUM022 | Residential | Made in Minnesota | Trade Secret | 2016 | 2010
20252-215912-02 | Xcel Energy | 85 | 13781 | IOU | 03134916 | 37.8 | Solar |  |  | Interconnected | Trade Secret | Trade | RWD | RWD081 | Commercial | Made in Minnesota | Trade Secret | 2016 | 2016
20252-215912-02 | Xcel Energy | 85 | 13781 | IOU | 03134917 | 5 | Solar |  |  | Interconnected | Trade Secret | Trade | SOU | SOU079 | Residential | Made in Minnesota | Trade Secret | 2016 | 2016
20252-215912-02 | Xcel Energy | 85 | 13781 | IOU | 03134918 | 5.28 | Solar |  |  | Interconnected | Trade Secret | Trade | OAD | OAD061 | Residential | Made in Minnesota | Trade Secret | 2016 | 2017
20252-215912-02 | Xcel Energy | 85 | 13781 | IOU | 03134919 | 9.94 | Solar |  |  | Interconnected | Trade Secret | Trade | WES | WES074 | Residential | Made in Minnesota | Trade Secret | 2016 | 2016
20252-215912-02 | Xcel Energy | 85 | 13781 | IOU | 03134920 | 3.84 | Solar |  |  | Interconnected | Trade Secret | Trade | EDA | EDA075 | Residential | Made in Minnesota | Trade Secret | 2016 | 2016
20252-215912-02 | Xcel Energy | 85 | 13781 | IOU | 03134921 | 7.92 | Solar |  |  | Interconnected | Trade Secret | Trade | DND | DND072 | Residential | Made in Minnesota | Trade Secret | 2016 | 2015
20252-215912-02 | Xcel Energy | 85 | 13781 | IOU | 03134922 | 7.63 | Solar |  |  | Interconnected | Trade Secret | Trade | SHP | SHP061 | Residential | Made in Minnesota | Trade Secret | 2016 | 2016
20252-215912-02 | Xcel Energy | 85 | 13781 | IOU | 03134923 | 3.84 | Solar |  |  | Interconnected | Trade Secret | Trade | AFT | AFT314 | Residential | Made in Minnesota | Trade Secret | 2016 | 2016
20252-215912-02 | Xcel Energy | 85 | 13781 | IOU | 03134924 | 9.94 | Solar |  |  | Interconnected | Trade Secret | Trade | WCS | WCS071 | Residential | Made in Minnesota | Trade Secret | 2016 | 2016
20252-215912-02 | Xcel Energy | 85 | 13781 | IOU | 03134925 | 9.94 | Solar |  |  | Interconnected | Trade Secret | Trade | RLK | RLK064 | Residential | Made in Minnesota | Trade Secret | 2016 | 2016
20252-215912-02 | Xcel Energy | 85 | 13781 | IOU | 03134926 | 7.63 | Solar |  |  | Interconnected | Trade Secret | Trade | RPO | RPO312 | Residential | Solar*Rewards | Trade Secret | 2016 | 2016
20252-215912-02 | Xcel Energy | 85 | 13781 | IOU | 03134927 | 6 | Solar |  |  | Interconnected | Trade Secret | Trade | CHI | CHI311 | Residential | Made in Minnesota | Trade Secret | 2016 | 2016
20252-215912-02 | Xcel Energy | 85 | 13781 | IOU | 03134928 | 6 | Solar |  |  | Interconnected | Trade Secret | Trade | AHI | AHI022 | Residential | Made in Minnesota | Trade Secret | 2016 | 2016
20252-215912-02 | Xcel Energy | 85 | 13781 | IOU | 03134929 | 7.63 | Solar |  |  | Interconnected | Trade Secret | Trade | HWW | HWW073 | Residential | Solar*Rewards | Trade Secret | 2016 | 2016
20252-215912-02 | Xcel Energy | 85 | 13781 | IOU | 03134930 | 10 | Solar |  |  | Interconnected | Trade Secret | Trade | NER | NER021 | Residential | Made in Minnesota | Trade Secret | 2016 | 2016
20252-215912-02 | Xcel Energy | 85 | 13781 | IOU | 03134931 | 9.94 | Solar |  |  | Interconnected | Trade Secret | Trade | DOC | DOC021 | Residential | Made in Minnesota | Trade Secret | 2016 | 2016
20252-215912-02 | Xcel Energy | 85 | 13781 | IOU | 03134932 | 36 | Solar |  |  | Interconnected | Trade Secret | Trade | APA | APA077 | Commercial | Made in Minnesota | Trade Secret | 2016 | 2016
20252-215912-02 | Xcel Energy | 85 | 13781 | IOU | 03134933 | 6 | Solar |  |  | Interconnected | Trade Secret | Trade | RAM | RAM073 | Residential | Solar*Rewards | Trade Secret | 2016 | 2016
20252-215912-02 | Xcel Energy | 85 | 13781 | IOU | 03134934 | 9.94 | Solar |  |  | Interconnected | Trade Secret | Trade | WSG | WSG061 | Residential | Made in Minnesota | Trade Secret | 2016 | 2016
20252-215912-02 | Xcel Energy | 85 | 13781 | IOU | 03134935 | 7.63 | Solar |  |  | Interconnected | Trade Secret | Trade | SIP | SIP072 | Residential | Solar*Rewards | Trade Secret | 2016 | 2016
20252-215912-02 | Xcel Energy | 85 | 13781 | IOU | 03134936 | 15.36 | Solar |  |  | Interconnected | Trade Secret | Trade | LEX | LEX332 | Commercial | Solar*Rewards | Trade Secret | 2016 | 2016
20252-215912-02 | Xcel Energy | 85 | 13781 | IOU | 03134937 | 5 | Solar |  |  | Interconnected | Trade Secret | Trade | AHI | AHI063 | Residential | Made in Minnesota | Trade Secret | 2016 | 2016
20252-215912-02 | Xcel Energy | 85 | 13781 | IOU | 03134938 | 6 | Solar |  |  | Interconnected | Trade Secret | Trade | BYT | BYT071 | Residential | Made in Minnesota | Trade Secret | 2016 | 2016
20252-215912-02 | Xcel Energy | 85 | 13781 | IOU | 03134939 | 6.75 | Solar |  |  | Interconnected | Trade Secret | Trade | SOU | SOU076 | Residential | Made in Minnesota | Trade Secret | 2016 | 2016
20252-215912-02 | Xcel Energy | 85 | 13781 | IOU | 03134940 | 7.63 | Solar |  |  | Interconnected | Trade Secret | Trade | PLA | PLA022 | Residential | Made in Minnesota | Trade Secret | 2016 | 2016
20252-215912-02 | Xcel Energy | 85 | 13781 | IOU | 03134941 | 5 | Solar |  |  | Interconnected | Trade Secret | Trade | WIL | WIL061 | Residential | Solar*Rewards | Trade Secret | 2016 | 2016
20252-215912-02 | Xcel Energy | 85 | 13781 | IOU | 03134942 | 3.84 | Solar |  |  | Interconnected | Trade Secret | Trade | MEL | MEL074 | Residential | Made in Minnesota | Trade Secret | 2016 | 2013
20252-215912-02 | Xcel Energy | 85 | 13781 | IOU | 03134943 | 5 | Solar |  |  | Interconnected | Trade Secret | Trade | ALD | ALD085 | Residential | Made in Minnesota | Trade Secret | 2016 | 2016
20252-215912-02 | Xcel Energy | 85 | 13781 | IOU | 03134944 | 144 | Solar |  |  | Interconnected | Trade Secret | Trade | HUG | HUG321 | Residential | Made in Minnesota | Trade Secret | 2016 | 2016
20252-215912-02 | Xcel Energy | 85 | 13781 | IOU | 03134945 | 9.94 | Solar |  |  | Interconnected | Trade Secret | Trade | LOK | LOK062 | Commercial | Made in Minnesota | Trade Secret | 2016 | 2016
20252-215912-02 | Xcel Energy | 85 | 13781 | IOU | 03134946 | 9.94 | Solar |  |  | Interconnected | Trade Secret | Trade | SCA | SCA021 | Residential | Made in Minnesota | Trade Secret | 2016 | 2016
20252-215912-02 | Xcel Energy | 85 | 13781 | IOU | 03134947 | 3 | Solar |  |  | Interconnected | Trade Secret | Trade | WES | WES062 | Residential | Made in Minnesota | Trade Secret | 2016 | 2016
20252-215912-02 | Xcel Energy | 85 | 13781 | IOU | 03134948 | 6.24 | Solar |  |  | Interconnected | Trade Secret | Trade | RMT | RMT321 | Residential | Made in Minnesota | Trade Secret | 2016 | 2017
20252-215912-02 | Xcel Energy | 85 | 13781 | IOU | 03134949 | 9.94 | Solar |  |  | Interconnected | Trade Secret | Trade | HUG | HUG312 | Residential | Made in Minnesota | Trade Secret | 2016 | 2016
20252-215912-02 | Xcel Energy | 85 | 13781 | IOU | 03134950 | 7.63 | Solar |  |  | Interconnected | Trade Secret | Trade | OAD | OAD072 | Residential | Made in Minnesota | Trade Secret | 2016 | 2016
20252-215912-02 | Xcel Energy | 85 | 13781 | IOU | 03134951 | 9.94 | Solar |  |  | Interconnected | Trade Secret | Trade | CHI | CHI311 | Residential | Made in Minnesota | Trade Secret | 2016 | 2016
20252-215912-02 | Xcel Energy | 85 | 13781 | IOU | 03134952 | 37.8 | Solar |  |  | Interconnected | Trade Secret | Trade | PKL | PKL062 | Commercial | Made in Minnesota | Trade Secret | 2016 | 2015
20252-215912-02 | Xcel Energy | 85 | 13781 | IOU | 03134953 | 8.4 | Solar |  |  | Interconnected | Trade Secret | Trade | MAZ | MAZ021 | Residential | Made in Minnesota | Trade Secret | 2016 | 2016
20252-215912-02 | Xcel Energy | 85 | 13781 | IOU | 03134954 | 9.94 | Solar |  |  | Interconnected | Trade Secret | Trade | RRK | RRK082 | Residential | Made in Minnesota | Trade Secret | 2016 | 2017
20252-215912-02 | Xcel Energy | 85 | 13781 | IOU | 03134955 | 3.36 | Solar |  |  | Interconnected | Trade Secret | Trade | HYL | HYL061 | Residential | Made in Minnesota | Trade Secret | 2016 | 2016
20252-215912-02 | Xcel Energy | 85 | 13781 | IOU | 03134956 | 7.63 | Solar |  |  | Interconnected | Trade Secret | Trade | VMR | VMR062 | Residential | Made in Minnesota | Trade Secret | 2016 | 2016
20252-215912-02 | Xcel Energy | 85 | 13781 | IOU | 03134957 | 9.94 | Solar |  |  | Interconnected | Trade Secret | Trade | LLK | LLK061 | Residential | Made in Minnesota | Trade Secret | 2016 | 2016
20252-215912-02 | Xcel Energy | 85 | 13781 | IOU | 03134958 | 3.8 | Solar |  |  | Interconnected | Trade Secret | Trade | DBL | DBL068 | Residential | Made in Minnesota | Trade Secret | 2016 | 2016
20252-215912-02 | Xcel Energy | 85 | 13781 | IOU | 03134959 | 7.63 | Solar |  |  | Interconnected | Trade Secret | Trade | PKL | PKL085 | Residential | Made in Minnesota | Trade Secret | 2016 | 2016
20252-215912-02 | Xcel Energy | 85 | 13781 | IOU | 03134960 | 160.23 | Solar |  |  | Interconnected | Trade Secret | Trade | WAB | WAB021 | Residential | Solar*Rewards | Trade Secret | 2016 | 2016
20252-215912-02 | Xcel Energy | 85 | 13781 | IOU | 03134961 | 9.94 | Solar |  |  | Interconnected | Trade Secret | Trade | ALT | ALT021 | Residential | Made in Minnesota | Trade Secret | 2016 | 2016
20252-215912-02 | Xcel Energy | 85 | 13781 | IOU | 03134962 | 20 | Solar |  |  | Interconnected | Trade Secret | Trade | GLK | GLK072 | Commercial | Solar*Rewards | Trade Secret | 2016 | 2017
20252-215912-02 | Xcel Energy | 85 | 13781 | IOU | 03134963 | 9.94 | Solar |  |  | Interconnected | Trade Secret | Trade | WSG | WSG352 | Residential | Made in Minnesota | Trade Secret | 2016 | 2016
20252-215912-02 | Xcel Energy | 85 | 13781 | IOU | 03134964 | 3 | Solar |  |  | Interconnected | Trade Secret | Trade | GPH | GPH062 | Residential | Made in Minnesota | Trade Secret | 2016 | 2016
20252-215912-02 | Xcel Energy | 85 | 13781 | IOU | 03134965 | 9.94 | Solar |  |  | Interconnected | Trade Secret | Trade | KOL | KOL073 | Residential | Made in Minnesota | Trade Secret | 2016 | 2017
20252-215912-02 | Xcel Energy | 85 | 13781 | IOU | 03134966 | 8.64 | Solar |  |  | Interconnected | Trade Secret | Trade | CHI | CHI311 | Residential | Made in Minnesota | Trade Secret | 2016 | 2016
20252-215912-02 | Xcel Energy | 85 | 13781 | IOU | 03134967 | 5 | Solar |  |  | Interconnected | Trade Secret | Trade | AFT | AFT315 | Residential | Solar*Rewards | Trade Secret | 2016 | 2016
20252-215912-02 | Xcel Energy | 85 | 13781 | IOU | 03134968 | 18 | Solar |  |  | Interconnected | Trade Secret | Trade | ECK | ECK322 | Commercial | Solar*Rewards | Trade Secret | 2016 | 2016
20252-215912-02 | Xcel Energy | 85 | 13781 | IOU | 03134969 | 9.94 | Solar |  |  | Interconnected | Trade Secret | Trade | CHI | CHI311 | Residential | Made in Minnesota | Trade Secret | 2016 | 2016
20252-215912-02 | Xcel Energy | 85 | 13781 | IOU | 03134970 | 8.4 | Solar |  |  | Interconnected | Trade Secret | Trade | JOR | JOR022 | Residential | Made in Minnesota | Trade Secret | 2016 | 2016
20252-215912-02 | Xcel Energy | 85 | 13781 | IOU | 03134971 | 9.94 | Solar |  |  | Interconnected | Trade Secret | Trade | DAS | DAS061 | Residential | Made in Minnesota | Trade Secret | 2016 | 2016
20252-215912-02 | Xcel Energy | 85 | 13781 | IOU | 03134972 | 5 | Solar |  |  | Interconnected | Trade Secret | Trade | RLK | RLK071 | Residential | Made in Minnesota | Trade Secret | 2016 | 2016
20252-215912-02 | Xcel Energy | 85 | 13781 | IOU | 03134973 | 9.94 | Solar |  |  | Interconnected | Trade Secret | Trade | WTN | WTN062 | Residential | Made in Minnesota | Trade Secret | 2016 | 2016
20252-215912-02 | Xcel Energy | 85 | 13781 | IOU | 03134974 | 3.8 | Solar |  |  | Interconnected | Trade Secret | Trade | SOU | SOU065 | Residential | Solar*Rewards | Trade Secret | 2016 | 2016
20252-215912-02 | Xcel Energy | 85 | 13781 | IOU | 03134975 | 3.8 | Solar |  |  | Interconnected | Trade Secret | Trade | BLC | BLC062 | Residential | Made in Minnesota | Trade Secret | 2016 | 2016
20252-215912-02 | Xcel Energy | 85 | 13781 | IOU | 03134976 | 10 | Solar |  |  | Interconnected | Trade Secret | Trade | MPN | MPN081 | Residential | Solar*Rewards | Trade Secret | 2016 | 2016
20252-215912-02 | Xcel Energy | 85 | 13781 | IOU | 03134977 | 15.2 | Solar |  |  | Interconnected | Trade Secret | Trade | MPN | MPN081 | Residential | Solar*Rewards | Trade Secret | 2016 | 2016
20252-215912-02 | Xcel Energy | 85 | 13781 | IOU | 03134978 | 9.94 | Solar |  |  | Interconnected | Trade Secret | Trade | CHI | CHI311 | Residential | Made in Minnesota | Trade Secret | 2016 | 2016
20252-215912-02 | Xcel Energy | 85 | 13781 | IOU | 03134979 | 3.12 | Solar |  |  | Interconnected | Trade Secret | Trade | UPP | UPP063 | Residential | Made in Minnesota | Trade Secret | 2016 | 2016
20252-215912-02 | Xcel Energy | 85 | 13781 | IOU | 03134980 | 5 | Solar |  |  | Interconnected | Trade Secret | Trade | MPK | MPK087 | Residential | Made in Minnesota | Trade Secret | 2016 | 2016
20252-215912-02 | Xcel Energy | 85 | 13781 | IOU | 03134981 | 20 | Solar |  |  | Interconnected | Trade Secret | Trade | PKL | PKL062 | Commercial | Solar*Rewards | Trade Secret | 2016 | 2017
20252-215912-02 | Xcel Energy | 85 | 13781 | IOU | 03134982 | 7.63 | Solar |  |  | Interconnected | Trade Secret | Trade | MEL | MEL088 | Residential | Solar*Rewards | Trade Secret | 2016 | 2016
20252-215912-02 | Xcel Energy | 85 | 13781 | IOU | 03134983 | 3 | Solar |  |  | Interconnected | Trade Secret | Trade | MEL | MEL073 | Residential | Made in Minnesota | Trade Secret | 2016 | 2016
20252-215912-02 | Xcel Energy | 85 | 13781 | IOU | 03134984 | 6 | Solar |  |  | Interconnected | Trade Secret | Trade | HUG | HUG321 | Residential | Made in Minnesota | Trade Secret | 2016 | 2016
20252-215912-02 | Xcel Energy | 85 | 13781 | IOU | 03134985 | 38.04 | Solar |  |  | Interconnected | Trade Secret | Trade | ALT | ALT021 | Commercial | Made in Minnesota | Trade Secret | 2016 | 2018
20252-215912-02 | Xcel Energy | 85 | 13781 | IOU | 03134986 | 6 | Solar |  |  | Interconnected | Trade Secret | Trade | APA | APA071 | Residential | Solar*Rewards | Trade Secret | 2016 | 2016
20252-215912-02 | Xcel Energy | 85 | 13781 | IOU | 03134987 | 39.76 | Solar |  |  | Interconnected | Trade Secret | Trade | CDV | CDV072 | Commercial | Made in Minnesota | Trade Secret | 2016 | 2017
20252-215912-02 | Xcel Energy | 85 | 13781 | IOU | 03134988 | 9.45 | Solar |  |  | Interconnected | Trade Secret | Trade | MHW | MHW311 | Residential | Made in Minnesota | Trade Secret | 2016 | 2017
20252-215912-02 | Xcel Energy | 85 | 13781 | IOU | 03134989 | 39.76 | Solar |  |  | Interconnected | Trade Secret | Trade | CDV | CDV072 | Commercial | Made in Minnesota | Trade Secret | 2016 | 2017
20252-215912-02 | Xcel Energy | 85 | 13781 | IOU | 03134990 | 39.76 | Solar |  |  | Interconnected | Trade Secret | Trade | CDV | CDV072 | Commercial | Made in Minnesota | Trade Secret | 2016 | 2017
20252-215912-02 | Xcel Energy | 85 | 13781 | IOU | 03134991 | 39.76 | Solar |  |  | Interconnected | Trade Secret | Trade | CDV | CDV072 | Commercial | Made in Minnesota | Trade Secret | 2016 | 2017
20252-215912-02 | Xcel Energy | 85 | 13781 | IOU | 03134992 | 5 | Solar |  |  | Interconnected | Trade Secret | Trade | LAC | LAC062 | Residential | Made in Minnesota | Trade Secret | 2016 | 2016
20252-215912-02 | Xcel Energy | 85 | 13781 | IOU | 03134993 | 4.32 | Solar |  |  | Interconnected | Trade Secret | Trade | NOF | NOF072 | Residential | Made in Minnesota | Trade Secret | 2016 | 2016
20252-215912-02 | Xcel Energy | 85 | 13781 | IOU | 03134994 | 9.94 | Solar |  |  | Interconnected | Trade Secret | Trade | NER | NER021 | Residential | Made in Minnesota | Trade Secret | 2016 | 2017
20252-215912-02 | Xcel Energy | 85 | 13781 | IOU | 03134995 | 2.88 | Solar |  |  | Interconnected | Trade Secret | Trade | SOU | SOU060 | Residential | Made in Minnesota | Trade Secret | 2016 | 2016
20252-215912-02 | Xcel Energy | 85 | 13781 | IOU | 03134996 | 5.52 | Solar |  |  | Interconnected | Trade Secret | Trade | AHI | AHI021 | Residential | Made in Minnesota | Trade Secret | 2016 | 2016
20252-215912-02 | Xcel Energy | 85 | 13781 | IOU | 03134997 | 5.76 | Solar |  |  | Interconnected | Trade Secret | Trade | SLP | SLP082 | Residential | Made in Minnesota | Trade Secret | 2016 | 2016
20252-215912-02 | Xcel Energy | 85 | 13781 | IOU | 03134998 | 39.76 | Solar |  |  | Interconnected | Trade Secret | Trade | WTN | WTN061 | Commercial | Made in Minnesota | Trade Secret | 2016 | 2016
20252-215912-02 | Xcel Energy | 85 | 13781 | IOU | 03134999 | 9.94 | Solar |  |  | Interconnected | Trade Secret | Trade | CHE | CHE075 | Residential | Made in Minnesota | Trade Secret | 2016 | 2016
20252-215912-02 | Xcel Energy | 85 | 13781 | IOU | 03135000 | 5 | Solar |  |  | Interconnected | Trade Secret | Trade | REW | REW033 | Residential | Solar*Rewards | Trade Secret | 2016 | 2016
20252-215912-02 | Xcel Energy | 85 | 13781 | IOU | 03135001 | 5 | Solar |  |  | Interconnected | Trade Secret | Trade | MOL | MOL066 | Residential | Solar*Rewards | Trade Secret | 2016 | 2016
20252-215912-02 | Xcel Energy | 85 | 13781 | IOU | 03135002 | 3.8 | Solar |  |  | Interconnected | Trade Secret | Trade | SOU | SOU087 | Residential | Solar*Rewards | Trade Secret | 2016 | 2016
20252-215912-02 | Xcel Energy | 85 | 13781 | IOU | 03135003 | 4.08 | Solar |  |  | Interconnected | Trade Secret | Trade | RRK | RRK064 | Residential | Solar*Rewards | Trade Secret | 2016 | 2016
20252-215912-02 | Xcel Energy | 85 | 13781 | IOU | 03135004 | 17.57 | Solar |  |  | Interconnected | Trade Secret | Trade | SLP | SLP096 | Commercial | Solar*Rewards | Trade Secret | 2016 | 2016
20252-215912-02 | Xcel Energy | 85 | 13781 | IOU | 03135005 | 17.57 | Solar |  |  | Interconnected | Trade Secret | Trade | SLP | SLP075 | Commercial | Solar*Rewards | Trade Secret | 2016 | 2016
20252-215912-02 | Xcel Energy | 85 | 13781 | IOU | 03135006 | 15.26 | Solar |  |  | Interconnected | Trade Secret | Trade | MST | MST080 | Commercial | Solar*Rewards | Trade Secret | 2016 | 2018
20252-215912-02 | Xcel Energy | 85 | 13781 | IOU | 03135007 | 18 | Solar |  |  | Interconnected | Trade Secret | Trade | RAM | RAM073 | Commercial | Solar*Rewards | Trade Secret | 2016 | 2016
20252-215912-02 | Xcel Energy | 85 | 13781 | IOU | 03135008 | 9.94 | Solar |  |  | Interconnected | Trade Secret | Trade | HWW | HWW073 | Commercial | Solar*Rewards | Trade Secret | 2016 | 2016
20252-215912-02 | Xcel Energy | 85 | 13781 | IOU | 03135009 | 7.63 | Solar |  |  | Interconnected | Trade Secret | Trade | IDA | IDA064 | Residential | Solar*Rewards | Trade Secret | 2016 | 2016
20252-215912-02 | Xcel Energy | 85 | 13781 | IOU | 03135010 | 9.94 | Solar |  |  | Interconnected | Trade Secret | Trade | DOC | DOC031 | Residential | Made in Minnesota | Trade Secret | 2016 | 2016
20252-215912-02 | Xcel Energy | 85 | 13781 | IOU | 03135011 | 15.26 | Solar |  |  | Interconnected | Trade Secret | Trade | MND | MND062 | Residential | Solar*Rewards | Trade Secret | 2016 | 2016
20252-215912-02 | Xcel Energy | 85 | 13781 | IOU | 03135012 | 9.94 | Solar |  |  | Interconnected | Trade Secret | Trade | HUG | HUG321 | Residential | Solar*Rewards | Trade Secret | 2016 | 2016
20252-215912-02 | Xcel Energy | 85 | 13781 | IOU | 03135013 | 3.8 | Solar |  |  | Interconnected | Trade Secret | Trade | MPK | MPK071 | Residential | Made in Minnesota | Trade Secret | 2016 | 2016
20252-215912-02 | Xcel Energy | 85 | 13781 | IOU | 03135014 | 36 | Solar |  |  | Interconnected | Trade Secret | Trade | WDY | WDY311 | Commercial | Made in Minnesota | Trade Secret | 2016 | 2016
20252-215912-02 | Xcel Energy | 85 | 13781 | IOU | 03135015 | 2.58 | Solar |  |  | Interconnected | Trade Secret | Trade | WRR | WRR075 | Residential | Solar*Rewards | Trade Secret | 2016 | 2016
20252-215912-02 | Xcel Energy | 85 | 13781 | IOU | 03135016 | 33.4 | Solar |  |  | Interconnected | Trade Secret | Trade | MST | MST080 | Commercial | Made in Minnesota | Trade Secret | 2016 | 2016
20252-215912-02 | Xcel Energy | 85 | 13781 | IOU | 03135017 | 9 | Solar |  |  | Interconnected | Trade Secret | Trade | WIN | WIN042 | Residential | Made in Minnesota | Trade Secret | 2016 | 2016
20252-215912-02 | Xcel Energy | 85 | 13781 | IOU | 03135018 | 9 | Solar |  |  | Interconnected | Trade Secret | Trade | LAC | LAC062 | Residential | Made in Minnesota | Trade Secret | 2016 | 2017
20252-215912-02 | Xcel Energy | 85 | 13781 | IOU | 03135019 | 9.8 | Solar |  |  | Interconnected | Trade Secret | Trade | AFT | AFT322 | Residential | Solar*Rewards | Trade Secret | 2016 | 2016
20252-215912-02 | Xcel Energy | 85 | 13781 | IOU | 03135020 | 9 | Solar |  |  | Interconnected | Trade Secret | Trade | GVW | GVW023 | Residential | Made in Minnesota | Trade Secret | 2016 | 2016
20252-215912-02 | Xcel Energy | 85 | 13781 | IOU | 03135021 | 9.94 | Solar |  |  | Interconnected | Trade Secret | Trade | CHI | CHI311 | Residential | Made in Minnesota | Trade Secret | 2016 | 2016
20252-215912-02 | Xcel Energy | 85 | 13781 | IOU | 03135022 | 9.94 | Solar |  |  | Interconnected | Trade Secret | Trade | LAC | LAC062 | Residential | Made in Minnesota | Trade Secret | 2016 | 2016
20252-215912-02 | Xcel Energy | 85 | 13781 | IOU | 03135023 | 6 | Solar |  |  | Interconnected | Trade Secret | Trade | UPP | UPP082 | Residential | Solar*Rewards | Trade Secret | 2016 | 2016
20252-215912-02 | Xcel Energy | 85 | 13781 | IOU | 03135024 | 9 | Solar |  |  | Interconnected | Trade Secret | Trade | LAC | LAC062 | Residential | Made in Minnesota | Trade Secret | 2016 | 2016
20252-215912-02 | Xcel Energy | 85 | 13781 | IOU | 03135025 | 6.72 | Solar |  |  | Interconnected | Trade Secret | Trade | ALD | ALD088 | Residential | Solar*Rewards | Trade Secret | 2016 | 2017
20252-215912-02 | Xcel Energy | 85 | 13781 | IOU | 03135026 | 7.63 | Solar |  |  | Interconnected | Trade Secret | Trade | WDY | WDY312 | Residential | Solar*Rewards | Trade Secret | 2016 | 2016
20252-215912-02 | Xcel Energy | 85 | 13781 | IOU | 03135027 | 6 | Solar |  |  | Interconnected | Trade Secret | Trade | KOL | KOL065 | Residential | Solar*Rewards | Trade Secret | 2016 | 2016
20252-215912-02 | Xcel Energy | 85 | 13781 | IOU | 03135028 | 9 | Solar |  |  | Interconnected | Trade Secret | Trade | LAC | LAC063 | Residential | Made in Minnesota | Trade Secret | 2016 | 2016
20252-215912-02 | Xcel Energy | 85 | 13781 | IOU | 03135029 | 9 | Solar |  |  | Interconnected | Trade Secret | Trade | LAC | LAC063 | Residential | Made in Minnesota | Trade Secret | 2016 | 2016
20252-215912-02 | Xcel Energy | 85 | 13781 | IOU | 03135030 | 36 | Solar |  |  | Interconnected | Trade Secret | Trade | LIN | LIN031 | Commercial | Made in Minnesota | Trade Secret | 2016 | 2016
20252-215912-02 | Xcel Energy | 85 | 13781 | IOU | 03135031 | 7 | Solar |  |  | Interconnected | Trade Secret | Trade | REW | REW023 | Residential | Made in Minnesota | Trade Secret | 2016 | 2016
20252-215912-02 | Xcel Energy | 85 | 13781 | IOU | 03135032 | 9 | Solar |  |  | Interconnected | Trade Secret | Trade | WAB | WAB021 | Residential | Made in Minnesota | Trade Secret | 2016 | 2016
20252-215912-02 | Xcel Energy | 85 | 13781 | IOU | 03135033 | 9 | Solar |  |  | Interconnected | Trade Secret | Trade | WAB | WAB031 | Residential | Made in Minnesota | Trade Secret | 2016 | 2016
20252-215912-02 | Xcel Energy | 85 | 13781 | IOU | 03135034 | 9 | Solar |  |  | Interconnected | Trade Secret | Trade | WAB | WAB031 | Residential | Made in Minnesota | Trade Secret | 2016 | 2016
20252-215912-02 | Xcel Energy | 85 | 13781 | IOU | 03135035 | 8 | Solar |  |  | Interconnected | Trade Secret | Trade | WAB | WAB031 | Residential | Made in Minnesota | Trade Secret | 2016 | 2017
20252-215912-02 | Xcel Energy | 85 | 13781 | IOU | 03135036 | 7 | Solar |  |  | Interconnected | Trade Secret | Trade | WAB | WAB031 | Residential | Made in Minnesota | Trade Secret | 2016 | 2016
20252-215912-02 | Xcel Energy | 85 | 13781 | IOU | 03135037 | 31.5 | Solar |  |  | Interconnected | Trade Secret | Trade | WAB | WAB031 | Commercial | Made in Minnesota | Trade Secret | 2016 | 2016
20252-215912-02 | Xcel Energy | 85 | 13781 | IOU | 03135038 | 2.7 | Solar |  |  | Interconnected | Trade Secret | Trade | SOU | SOU073 | Residential | Solar*Rewards | Trade Secret | 2016 | 2017
20252-215912-02 | Xcel Energy | 85 | 13781 | IOU | 03135039 | 17.57 | Solar |  |  | Interconnected | Trade Secret | Trade | APA | APA064 | Commercial | Solar*Rewards | Trade Secret | 2016 | 2017
20252-215912-02 | Xcel Energy | 85 | 13781 | IOU | 03135040 | 9.94 | Solar |  |  | Interconnected | Trade Secret | Trade | LEX | LEX074 | Residential | Solar*Rewards | Trade Secret | 2016 | 2016
20252-215912-02 | Xcel Energy | 85 | 13781 | IOU | 03135041 | 3.8 | Solar |  |  | Interconnected | Trade Secret | Trade | MPK | MPK073 | Residential | Solar*Rewards | Trade Secret | 2016 | 2016
20252-215912-02 | Xcel Energy | 85 | 13781 | IOU | 03135042 | 3.24 | Solar |  |  | Interconnected | Trade Secret | Trade | MPK | MPK064 | Residential | Solar*Rewards | Trade Secret | 2016 | 2016
20252-215912-02 | Xcel Energy | 85 | 13781 | IOU | 03135043 | 8.5 | Solar |  |  | Interconnected | Trade Secret | Trade | LAC | LAC063 | Residential | Made in Minnesota | Trade Secret | 2016 | 2016
20252-215912-02 | Xcel Energy | 85 | 13781 | IOU | 03135044 | 3 | Solar |  |  | Interconnected | Trade Secret | Trade | SOU | SOU086 | Residential | Solar*Rewards | Trade Secret | 2016 | 2017
20252-215912-02 | Xcel Energy | 85 | 13781 | IOU | 03135045 | 6 | Solar |  |  | Interconnected | Trade Secret | Trade | MPK | MPK083 | Residential | Solar*Rewards | Trade Secret | 2016 | 2016
20252-215912-02 | Xcel Energy | 85 | 13781 | IOU | 03135046 | 7.63 | Solar |  |  | Interconnected | Trade Secret | Trade | SOU | SOU081 | Residential | Solar*Rewards | Trade Secret | 2016 | 2016
20252-215912-02 | Xcel Energy | 85 | 13781 | IOU | 03135047 | 9 | Solar |  |  | Interconnected | Trade Secret | Trade | WAB | WAB031 | Residential | Made in Minnesota | Trade Secret | 2016 | 2016
20252-215912-02 | Xcel Energy | 85 | 13781 | IOU | 03135048 | 6 | Solar |  |  | Interconnected | Trade Secret | Trade | WIL | WIL071 | Residential | Solar*Rewards | Trade Secret | 2016 | 2016
20252-215912-02 | Xcel Energy | 85 | 13781 | IOU | 03135049 | 7.63 | Solar |  |  | Interconnected | Trade Secret | Trade | NOF | NOF061 | Commercial | Solar*Rewards | Trade Secret | 2016 | 2016
20252-215912-02 | Xcel Energy | 85 | 13781 | IOU | 03135050 | 2.88 | Solar |  |  | Interconnected | Trade Secret | Trade | UPP | UPP082 | Residential | Solar*Rewards | Trade Secret | 2016 | 2016
20252-215912-02 | Xcel Energy | 85 | 13781 | IOU | 03135051 | 9.94 | Solar |  |  | Interconnected | Trade Secret | Trade | TLK | TLK073 | Residential | Solar*Rewards | Trade Secret | 2016 | 2016
20252-215912-02 | Xcel Energy | 85 | 13781 | IOU | 03135052 | 5 | Solar |  |  | Interconnected | Trade Secret | Trade | SOU | SOU077 | Residential | Solar*Rewards | Trade Secret | 2016 | 2017
20252-215912-02 | Xcel Energy | 85 | 13781 | IOU | 03135053 | 3.8 | Solar |  |  | Interconnected | Trade Secret | Trade | ALD | ALD084 | Residential | Solar*Rewards | Trade Secret | 2016 | 2017
20252-215912-02 | Xcel Energy | 85 | 13781 | IOU | 03135054 | 7.63 | Solar |  |  | Interconnected | Trade Secret | Trade | MDT | MDT074 | Residential | Solar*Rewards | Trade Secret | 2016 | 2017
20252-215912-02 | Xcel Energy | 85 | 13781 | IOU | 03135055 | 6.48 | Solar |  |  | Interconnected | Trade Secret | Trade | MOL | MOL078 | Residential | Solar*Rewards | Trade Secret | 2016 | 2016
20252-215912-02 | Xcel Energy | 85 | 13781 | IOU | 03135056 | 3.8 | Solar |  |  | Interconnected | Trade Secret | Trade | ALD | ALD073 | Residential | Solar*Rewards | Trade Secret | 2016 | 2016
20252-215912-02 | Xcel Energy | 85 | 13781 | IOU | 03135057 | 8.64 | Solar |  |  | Interconnected | Trade Secret | Trade | AHI | AHI022 | Residential | Solar*Rewards | Trade Secret | 2016 | 2016
20252-215912-02 | Xcel Energy | 85 | 13781 | IOU | 03135058 | 9.94 | Solar |  |  | Interconnected | Trade Secret | Trade | DND | DND071 | Residential | Solar*Rewards | Trade Secret | 2016 | 2016
20252-215912-02 | Xcel Energy | 85 | 13781 | IOU | 03135059 | 7.63 | Solar |  |  | Interconnected | Trade Secret | Trade | MST | MST066 | Residential | Solar*Rewards | Trade Secret | 2016 | 2017
20252-215912-02 | Xcel Energy | 85 | 13781 | IOU | 03135060 | 1.2 | Solar |  |  | Interconnected | Trade Secret | Trade | AHI | AHI021 | Residential | Solar*Rewards | Trade Secret | 2016 | 2016
20252-215912-02 | Xcel Energy | 85 | 13781 | IOU | 03135061 | 12.63 | Solar |  |  | Interconnected | Trade Secret | Trade | NER | NER021 | Residential | Solar*Rewards | Trade Secret | 2016 | 2016
20252-215912-02 | Xcel Energy | 85 | 13781 | IOU | 03135062 | 5 | Solar |  |  | Interconnected | Trade Secret | Trade | SCA | SCA021 | Residential | Solar*Rewards | Trade Secret | 2016 | 2016
20252-215912-02 | Xcel Energy | 85 | 13781 | IOU | 03135063 | 7.63 | Solar |  |  | Interconnected | Trade Secret | Trade | MND | MND063 | Residential | Solar*Rewards | Trade Secret | 2016 | 2016
20252-215912-02 | Xcel Energy | 85 | 13781 | IOU | 03135064 | 9.94 | Solar |  |  | Interconnected | Trade Secret | Trade | SOU | SOU084 | Commercial | Made in Minnesota | Trade Secret | 2016 | 2016
20252-215912-02 | Xcel Energy | 85 | 13781 | IOU | 03135065 | 7.63 | Solar |  |  | Interconnected | Trade Secret | Trade | SOU | SOU063 | Residential | Solar*Rewards | Trade Secret | 2016 | 2016
20252-215912-02 | Xcel Energy | 85 | 13781 | IOU | 03135066 | 8 | Solar |  |  | Interconnected | Trade Secret | Trade | GVW | GVW023 | Residential | Made in Minnesota | Trade Secret | 2016 | 2016
20252-215912-02 | Xcel Energy | 85 | 13781 | IOU | 03135067 | 36.5 | Solar |  |  | Interconnected | Trade Secret | Trade | EWI | EWI022 | Commercial | Made in Minnesota | Trade Secret | 2016 | 2016
20252-215912-02 | Xcel Energy | 85 | 13781 | IOU | 03135068 | 9 | Solar |  |  | Interconnected | Trade Secret | Trade | WAB | WAB031 | Residential | Made in Minnesota | Trade Secret | 2016 | 2016
20252-215912-02 | Xcel Energy | 85 | 13781 | IOU | 03135069 | 20 | Solar |  |  | Interconnected | Trade Secret | Trade | SDX | SDX311 | Commercial | Solar*Rewards | Trade Secret | 2016 | 2016
20252-215912-02 | Xcel Energy | 85 | 13781 | IOU | 03135070 | 20 | Solar |  |  | Interconnected | Trade Secret | Trade | SDX | SDX311 | Commercial | Solar*Rewards | Trade Secret | 2016 | 2016
20252-215912-02 | Xcel Energy | 85 | 13781 | IOU | 03135071 | 20 | Solar |  |  | Interconnected | Trade Secret | Trade | SDX | SDX312 | Commercial | Solar*Rewards | Trade Secret | 2016 | 2016
20252-215912-02 | Xcel Energy | 85 | 13781 | IOU | 03135072 | 9 | Solar |  |  | Interconnected | Trade Secret | Trade | WAB | WAB031 | Residential | Made in Minnesota | Trade Secret | 2016 | 2016
20252-215912-02 | Xcel Energy | 85 | 13781 | IOU | 03135073 | 37.8 | Solar |  |  | Interconnected | Trade Secret | Trade | ALD | ALD073 | Commercial | Made in Minnesota | Trade Secret | 2016 | 2017
20252-215912-02 | Xcel Energy | 85 | 13781 | IOU | 03135074 | 7 | Solar |  |  | Interconnected | Trade Secret | Trade | LAC | LAC062 | Residential | Made in Minnesota | Trade Secret | 2016 | 2016
20252-215912-02 | Xcel Energy | 85 | 13781 | IOU | 03135075 | 8 | Solar |  |  | Interconnected | Trade Secret | Trade | GVW | GVW021 | Residential | Made in Minnesota | Trade Secret | 2016 | 2016
20252-215912-02 | Xcel Energy | 85 | 13781 | IOU | 03135076 | 9.5 | Solar |  |  | Interconnected | Trade Secret | Trade | LAC | LAC063 | Residential | Made in Minnesota | Trade Secret | 2016 | 2016
20252-215912-02 | Xcel Energy | 85 | 13781 | IOU | 03135077 | 5.5 | Solar |  |  | Interconnected | Trade Secret | Trade | LAC | LAC062 | Residential | Made in Minnesota | Trade Secret | 2016 | 2016
20252-215912-02 | Xcel Energy | 85 | 13781 | IOU | 03135078 | 7.5 | Solar |  |  | Interconnected | Trade Secret | Trade | LAC | LAC062 | Residential | Made in Minnesota | Trade Secret | 2016 | 2016
20252-215912-02 | Xcel Energy | 85 | 13781 | IOU | 03135079 | 8 | Solar |  |  | Interconnected | Trade Secret | Trade | LAC | LAC062 | Residential | Made in Minnesota | Trade Secret | 2016 | 2016
20252-215912-02 | Xcel Energy | 85 | 13781 | IOU | 03135080 | 40 | Solar |  |  | Interconnected | Trade Secret | Trade | ALK | ALK067 | Commercial | Made in Minnesota | Trade Secret | 2016 | 2016
20252-215912-02 | Xcel Energy | 85 | 13781 | IOU | 03135081 | 20 | Solar |  |  | Interconnected | Trade Secret | Trade | GSL | GSL342 | Commercial | Solar*Rewards | Trade Secret | 2016 | 2016
20252-215912-02 | Xcel Energy | 85 | 13781 | IOU | 03135082 | 9 | Solar |  |  | Interconnected | Trade Secret | Trade | WAB | WAB031 | Residential | Made in Minnesota | Trade Secret | 2016 | 2016
20252-215912-02 | Xcel Energy | 85 | 13781 | IOU | 03135083 | 5 | Solar |  |  | Interconnected | Trade Secret | Trade | DND | DND061 | Residential | Solar*Rewards | Trade Secret | 2016 | 2017
20252-215912-02 | Xcel Energy | 85 | 13781 | IOU | 03135084 | 2.7 | Solar |  |  | Interconnected | Trade Secret | Trade | SOU | SOU081 | Residential | Solar*Rewards | Trade Secret | 2016 | 2016
20252-215912-02 | Xcel Energy | 85 | 13781 | IOU | 03135085 | 15.26 | Solar |  |  | Interconnected | Trade Secret | Trade | GFD | GFD021 | Residential | Solar*Rewards | Trade Secret | 2016 | 2016
20252-215912-02 | Xcel Energy | 85 | 13781 | IOU | 03135086 | 6 | Solar |  |  | Interconnected | Trade Secret | Trade | NOF | NOF071 | Residential | Made in Minnesota | Trade Secret | 2016 | 2017
20252-215912-02 | Xcel Energy | 85 | 13781 | IOU | 03135087 | 5 | Solar |  |  | Interconnected | Trade Secret | Trade | MDT | MDT062 | Residential | Solar*Rewards | Trade Secret | 2016 | 2016
20252-215912-02 | Xcel Energy | 85 | 13781 | IOU | 03135088 | 3.8 | Solar |  |  | Interconnected | Trade Secret | Trade | TWL | TWL075 | Residential | Solar*Rewards | Trade Secret | 2016 | 2016
20252-215912-02 | Xcel Energy | 85 | 13781 | IOU | 03135089 | 6 | Solar |  |  | Interconnected | Trade Secret | Trade | CTR | CTR031 | Residential | Solar*Rewards | Trade Secret | 2016 | 2017
20252-215912-02 | Xcel Energy | 85 | 13781 | IOU | 03135090 | 9.94 | Solar |  |  | Interconnected | Trade Secret | Trade | ANN | ANN021 | Residential | Solar*Rewards | Trade Secret | 2016 | 2017
20252-215912-02 | Xcel Energy | 85 | 13781 | IOU | 03135091 | 7.63 | Solar |  |  | Interconnected | Trade Secret | Trade | ALD | ALD076 | Residential | Solar*Rewards | Trade Secret | 2016 | 2016
20252-215912-02 | Xcel Energy | 85 | 13781 | IOU | 03135092 | 5 | Solar |  |  | Interconnected | Trade Secret | Trade | RLK | RLK073 | Residential | Solar*Rewards | Trade Secret | 2016 | 2016
20252-215912-02 | Xcel Energy | 85 | 13781 | IOU | 03135093 | 2.88 | Solar |  |  | Interconnected | Trade Secret | Trade | EDA | EDA067 | Residential | Made in Minnesota | Trade Secret | 2016 | 2016
20252-215912-02 | Xcel Energy | 85 | 13781 | IOU | 03135094 | 6 | Solar |  |  | Interconnected | Trade Secret | Trade | SCA | SCA021 | Residential | Made in Minnesota | Trade Secret | 2016 | 2016
20252-215912-02 | Xcel Energy | 85 | 13781 | IOU | 03135095 | 7.63 | Solar |  |  | Interconnected | Trade Secret | Trade | SCA | SCA021 | Residential | Made in Minnesota | Trade Secret | 2016 | 2016
20252-215912-02 | Xcel Energy | 85 | 13781 | IOU | 03135096 | 2.7 | Solar |  |  | Interconnected | Trade Secret | Trade | HWW | HWW074 | Residential | Solar*Rewards | Trade Secret | 2016 | 2016
20252-215912-02 | Xcel Energy | 85 | 13781 | IOU | 03135097 | 9.94 | Solar |  |  | Interconnected | Trade Secret | Trade | OPK | OPK073 | Residential | Made in Minnesota | Trade Secret | 2016 | 2017
20252-215912-02 | Xcel Energy | 85 | 13781 | IOU | 03135098 | 8.4 | Solar |  |  | Interconnected | Trade Secret | Trade | SAV | SAV063 | Residential | Made in Minnesota | Trade Secret | 2016 | 2017
20252-215912-02 | Xcel Energy | 85 | 13781 | IOU | 03135099 | 9.94 | Solar |  |  | Interconnected | Trade Secret | Trade | RPO | RPO312 | Residential | Made in Minnesota | Trade Secret | 2016 | 2017
20252-215912-02 | Xcel Energy | 85 | 13781 | IOU | 03135100 | 9.94 | Solar |  |  | Interconnected | Trade Secret | Trade | WDY | WDY311 | Residential | Made in Minnesota | Trade Secret | 2016 | 2017
20252-215912-02 | Xcel Energy | 85 | 13781 | IOU | 03135101 | 9.94 | Solar |  |  | Interconnected | Trade Secret | Trade | CHI | CHI311 | Residential | Made in Minnesota | Trade Secret | 2016 | 2017
20252-215912-02 | Xcel Energy | 85 | 13781 | IOU | 03135102 | 6.24 | Solar |  |  | Interconnected | Trade Secret | Trade | MPK | MPK074 | Residential | Solar*Rewards | Trade Secret | 2016 | 2017
20252-215912-02 | Xcel Energy | 85 | 13781 | IOU | 03135103 | 7.63 | Solar |  |  | Interconnected | Trade Secret | Trade | SOU | SOU077 | Residential | Solar*Rewards | Trade Secret | 2016 | 2016
20252-215912-02 | Xcel Energy | 85 | 13781 | IOU | 03135104 | 7.63 | Solar |  |  | Interconnected | Trade Secret | Trade | HUG | HUG321 | Residential | Solar*Rewards | Trade Secret | 2016 | 2016
20252-215912-02 | Xcel Energy | 85 | 13781 | IOU | 03135105 | 35.985 | Solar |  |  | Interconnected | Trade Secret | Trade | FAP | FAP061 | Commercial | Made in Minnesota | Trade Secret | 2016 | 2016
20252-215912-02 | Xcel Energy | 85 | 13781 | IOU | 03135106 | 6 | Solar |  |  | Interconnected | Trade Secret | Trade | MPK | MPK074 | Residential | Solar*Rewards | Trade Secret | 2016 | 2017
20252-215912-02 | Xcel Energy | 85 | 13781 | IOU | 03135107 | 6 | Solar |  |  | Interconnected | Trade Secret | Trade | OPK | OPK073 | Residential | Solar*Rewards | Trade Secret | 2016 | 2016
20252-215912-02 | Xcel Energy | 85 | 13781 | IOU | 03135108 | 18 | Solar |  |  | Interconnected | Trade Secret | Trade | MTW | MTW021 | Commercial | Solar*Rewards | Trade Secret | 2016 | 2016
20252-215912-02 | Xcel Energy | 85 | 13781 | IOU | 03135109 | 18 | Solar |  |  | Interconnected | Trade Secret | Trade | MTW | MTW021 | Residential | Solar*Rewards | Trade Secret | 2016 | 2016
20252-215912-02 | Xcel Energy | 85 | 13781 | IOU | 03135110 | 9.94 | Solar |  |  | Interconnected | Trade Secret | Trade | RPO | RPO312 | Residential | Made in Minnesota | Trade Secret | 2016 | 2017
20252-215912-02 | Xcel Energy | 85 | 13781 | IOU | 03135111 | 7.2 | Solar |  |  | Interconnected | Trade Secret | Trade | MHW | MHW311 | Residential | Made in Minnesota | Trade Secret | 2016 | 2016
20252-215912-02 | Xcel Energy | 85 | 13781 | IOU | 03135112 | 7.63 | Solar |  |  | Interconnected | Trade Secret | Trade | SDX | SDX312 | Residential | Solar*Rewards | Trade Secret | 2016 | 2017
20252-215912-02 | Xcel Energy | 85 | 13781 | IOU | 03135113 | 4.5 | Solar |  |  | Interconnected | Trade Secret | Trade | BUR | BUR022 | Residential | Made in Minnesota | Trade Secret | 2016 | 2016
20252-215912-02 | Xcel Energy | 85 | 13781 | IOU | 03135114 | 9.94 | Solar |  |  | Interconnected | Trade Secret | Trade | EDP | EDP073 | Residential | Made in Minnesota | Trade Secret | 2016 | 2016
20252-215912-02 | Xcel Energy | 85 | 13781 | IOU | 03135115 | 8.4 | Solar |  |  | Interconnected | Trade Secret | Trade | ZUF | ZUF021 | Residential | Made in Minnesota | Trade Secret | 2016 | 2017
20252-215912-02 | Xcel Energy | 85 | 13781 | IOU | 03135116 | 2.5 | Solar |  |  | Interconnected | Trade Secret | Trade | GVW | GVW032 | Residential | Solar*Rewards | Trade Secret | 2016 | 2017
20252-215912-02 | Xcel Energy | 85 | 13781 | IOU | 03135117 | 9.94 | Solar |  |  | Interconnected | Trade Secret | Trade | CHE | CHE075 | Residential | Made in Minnesota | Trade Secret | 2016 | 2016
20252-215912-02 | Xcel Energy | 85 | 13781 | IOU | 03135118 | 3 | Solar |  |  | Interconnected | Trade Secret | Trade | SOU | SOU064 | Residential | Solar*Rewards | Trade Secret | 2016 | 2017
20252-215912-02 | Xcel Energy | 85 | 13781 | IOU | 03135119 | 7.31 | Solar |  |  | Interconnected | Trade Secret | Trade | HSN | HSN322 | Residential | Solar*Rewards | Trade Secret | 2016 | 2016
20252-215912-02 | Xcel Energy | 85 | 13781 | IOU | 03135120 | 7.63 | Solar |  |  | Interconnected | Trade Secret | Trade | STY | STY075 | Residential | Solar*Rewards | Trade Secret | 2016 | 2016
20252-215912-02 | Xcel Energy | 85 | 13781 | IOU | 03135121 | 22.875 | Solar |  |  | Interconnected | Trade Secret | Trade | RNV | RNV021 | Commercial | Made in Minnesota | Trade Secret | 2016 | 2018
20252-215912-02 | Xcel Energy | 85 | 13781 | IOU | 03135122 | 3.8 | Solar |  |  | Interconnected | Trade Secret | Trade | RIV | RIV076 | Residential | Solar*Rewards | Trade Secret | 2016 | 2017
20252-215912-02 | Xcel Energy | 85 | 13781 | IOU | 03135123 | 5 | Solar |  |  | Interconnected | Trade Secret | Trade | AFT | AFT321 | Residential | Solar*Rewards | Trade Secret | 2016 | 2017
20252-215912-02 | Xcel Energy | 85 | 13781 | IOU | 03135124 | 3.8 | Solar |  |  | Interconnected | Trade Secret | Trade | NOF | NOF061 | Residential | Solar*Rewards | Trade Secret | 2016 | 2017
20252-215912-02 | Xcel Energy | 85 | 13781 | IOU | 03135125 | 7.63 | Solar |  |  | Interconnected | Trade Secret | Trade | RPL | RPL061 | Residential | Solar*Rewards | Trade Secret | 2016 | 2017
20252-215912-02 | Xcel Energy | 85 | 13781 | IOU | 03135126 | 5 | Solar |  |  | Interconnected | Trade Secret | Trade | DND | DND071 | Residential | Solar*Rewards | Trade Secret | 2016 | 2017
20252-215912-02 | Xcel Energy | 85 | 13781 | IOU | 03135127 | 9.8 | Solar |  |  | Interconnected | Trade Secret | Trade | RMT | RMT321 | Residential | Solar*Rewards | Trade Secret | 2016 | 2017
20252-215912-02 | Xcel Energy | 85 | 13781 | IOU | 03135128 | 5 | Solar |  |  | Interconnected | Trade Secret | Trade | HWW | HWW073 | Residential | Solar*Rewards | Trade Secret | 2016 | 2016
20252-215912-02 | Xcel Energy | 85 | 13781 | IOU | 03135129 | 7.63 | Solar |  |  | Interconnected | Trade Secret | Trade | MPK | MPK065 | Residential | Solar*Rewards | Trade Secret | 2016 | 2017
20252-215912-02 | Xcel Energy | 85 | 13781 | IOU | 03135130 | 9.94 | Solar |  |  | Interconnected | Trade Secret | Trade | LOW | LOW021 | Commercial | Solar*Rewards | Trade Secret | 2016 | 2017
20252-215912-02 | Xcel Energy | 85 | 13781 | IOU | 03135131 | 9.94 | Solar |  |  | Interconnected | Trade Secret | Trade | OAD | OAD074 | Residential | Solar*Rewards | Trade Secret | 2016 | 2017
20252-215912-02 | Xcel Energy | 85 | 13781 | IOU | 03135132 | 9.94 | Solar |  |  | Interconnected | Trade Secret | Trade | HUG | HUG312 | Residential | Solar*Rewards | Trade Secret | 2016 | 2016
20252-215912-02 | Xcel Energy | 85 | 13781 | IOU | 03135133 | 3.8 | Solar |  |  | Interconnected | Trade Secret | Trade | SOU | SOU064 | Residential | Solar*Rewards | Trade Secret | 2016 | 2017
20252-215912-02 | Xcel Energy | 85 | 13781 | IOU | 03135134 | 6 | Solar |  |  | Interconnected | Trade Secret | Trade | OAD | OAD073 | Residential | Solar*Rewards | Trade Secret | 2016 | 2017
20252-215912-02 | Xcel Energy | 85 | 13781 | IOU | 03135135 | 2.7 | Solar |  |  | Interconnected | Trade Secret | Trade | BLC | BLC062 | Residential | Solar*Rewards | Trade Secret | 2016 | 2017
20252-215912-02 | Xcel Energy | 85 | 13781 | IOU | 03135136 | 18 | Solar |  |  | Interconnected | Trade Secret | Trade | MRN | MRN021 | Commercial | Solar*Rewards | Trade Secret | 2016 | 2016
20252-215912-02 | Xcel Energy | 85 | 13781 | IOU | 03135137 | 5 | Solar |  |  | Interconnected | Trade Secret | Trade | WES | WES064 | Commercial | Solar*Rewards | Trade Secret | 2016 | 2017
20252-215912-02 | Xcel Energy | 85 | 13781 | IOU | 03135138 | 9.8 | Solar |  |  | Interconnected | Trade Secret | Trade | HSN | HSN321 | Residential | Solar*Rewards | Trade Secret | 2016 | 2016
20252-215912-02 | Xcel Energy | 85 | 13781 | IOU | 03135139 | 12 | Solar |  |  | Interconnected | Trade Secret | Trade | LLK | LLK072 | Residential | Solar*Rewards | Trade Secret | 2016 | 2016
20252-215912-02 | Xcel Energy | 85 | 13781 | IOU | 03135140 | 19.88 | Solar |  |  | Interconnected | Trade Secret | Trade | REW | REW032 | Commercial | Solar*Rewards | Trade Secret | 2016 | 2017
20252-215912-02 | Xcel Energy | 85 | 13781 | IOU | 03135141 | 9.94 | Solar |  |  | Interconnected | Trade Secret | Trade | OPK | OPK077 | Residential | Solar*Rewards | Trade Secret | 2016 | 2016
20252-215912-02 | Xcel Energy | 85 | 13781 | IOU | 03135142 | 9.94 | Solar |  |  | Interconnected | Trade Secret | Trade | GSL | GSL065 | Residential | Made in Minnesota | Trade Secret | 2016 | 2016
20252-215912-02 | Xcel Energy | 85 | 13781 | IOU | 03135143 | 40 | Solar |  |  | Interconnected | Trade Secret | Trade | SCL | SCL313 | Commercial | Made in Minnesota | Trade Secret | 2016 | 2017
20252-215912-02 | Xcel Energy | 85 | 13781 | IOU | 03135144 | 38.02 | Solar |  |  | Interconnected | Trade Secret | Trade | SAK | SAK311 | Commercial | Made in Minnesota | Trade Secret | 2016 | 2017
20252-215912-02 | Xcel Energy | 85 | 13781 | IOU | 03135145 | 33.3 | Solar |  |  | Interconnected | Trade Secret | Trade | CEL | CEL072 | Commercial | Made in Minnesota | Trade Secret | 2016 | 2017
20252-215912-02 | Xcel Energy | 85 | 13781 | IOU | 03135146 | 9.94 | Solar |  |  | Interconnected | Trade Secret | Trade | REW | REW022 | Commercial | Solar*Rewards | Trade Secret | 2016 | 2016
20252-215912-02 | Xcel Energy | 85 | 13781 | IOU | 03135147 | 7.63 | Solar |  |  | Interconnected | Trade Secret | Trade | WES | WES074 | Residential | Made in Minnesota | Trade Secret | 2016 | 2016
20252-215912-02 | Xcel Energy | 85 | 13781 | IOU | 03135148 | 18 | Solar |  |  | Interconnected | Trade Secret | Trade | ALD | ALD092 | Commercial | Made in Minnesota | Trade Secret | 2016 | 2017
20252-215912-02 | Xcel Energy | 85 | 13781 | IOU | 03135149 | 20 | Solar |  |  | Interconnected | Trade Secret | Trade | ORO | ORO062 | Commercial | Solar*Rewards | Trade Secret | 2016 | 2017
20252-215912-02 | Xcel Energy | 85 | 13781 | IOU | 03135150 | 39.76 | Solar |  |  | Interconnected | Trade Secret | Trade | RMT | RMT321 | Commercial | Made in Minnesota | Trade Secret | 2016 | 2017
20252-215912-02 | Xcel Energy | 85 | 13781 | IOU | 03135151 | 9.94 | Solar |  |  | Interconnected | Trade Secret | Trade | AFT | AFT315 | Residential | Made in Minnesota | Trade Secret | 2016 | 2016
20252-215912-02 | Xcel Energy | 85 | 13781 | IOU | 03135152 | 7.2 | Solar |  |  | Interconnected | Trade Secret | Trade | HWW | HWW062 | Residential | Made in Minnesota | Trade Secret | 2016 | 2017
20252-215912-02 | Xcel Energy | 85 | 13781 | IOU | 03135153 | 20 | Solar |  |  | Interconnected | Trade Secret | Trade | MPK | MPK086 | Commercial | Solar*Rewards | Trade Secret | 2016 | 2017
20252-215912-02 | Xcel Energy | 85 | 13781 | IOU | 03136013 | 160 | Solar |  |  | Interconnected | Trade Secret | Trade | ELP | ELP083 | Commercial |  | Trade Secret | 2018 | 2018
20252-215912-02 | Xcel Energy | 85 | 13781 | IOU | 03136016 | 120 | Solar |  |  | Interconnected | Trade Secret | Trade | TER | TER086 | Commercial |  | Trade Secret | 2018 | 2020
20252-215912-02 | Xcel Energy | 85 | 13781 | IOU | 03136021 | 3.36 | Solar |  |  | Interconnected | Trade Secret | Trade | AFT | AFT321 | Residential | Solar*Rewards | Trade Secret | 2018 | 2019
20252-215912-02 | Xcel Energy | 85 | 13781 | IOU | 03136024 | 72 | Solar |  |  | Interconnected | Trade Secret | Trade | TER | TER086 | Commercial |  | Trade Secret | 2018 | 2018
20252-215912-02 | Xcel Energy | 85 | 13781 | IOU | 03136114 | 18 | Solar |  |  | Interconnected | Trade Secret | Trade | MTW | MTW021 | Commercial | Solar*Rewards | Trade Secret | 2018 | 2019
20252-215912-02 | Xcel Energy | 85 | 13781 | IOU | 03136306 | 17.6 | Solar |  |  | Interconnected | Trade Secret | Trade | GVW | GVW022 | Residential | Solar*Rewards | Trade Secret | 2014 | 2024
20252-215912-02 | Xcel Energy | 85 | 13781 | IOU | 03137698 | 8.1 | Solar |  |  | Interconnected | Trade Secret | Trade | MPK | MPK078 | Residential | Made in Minnesota | Trade Secret | 2017 | 2017
20252-215912-02 | Xcel Energy | 85 | 13781 | IOU | 03137699 | 6 | Solar |  |  | Interconnected | Trade Secret | Trade | BYT | BYT061 | Residential | Made in Minnesota | Trade Secret | 2017 | 2018
20252-215912-02 | Xcel Energy | 85 | 13781 | IOU | 03137700 | 5 | Solar |  |  | Interconnected | Trade Secret | Trade | WIN | WIN043 | Residential | Made in Minnesota | Trade Secret | 2017 | 2017
20252-215912-02 | Xcel Energy | 85 | 13781 | IOU | 03137701 | 9.94 | Solar |  |  | Interconnected | Trade Secret | Trade | UPP | UPP082 | Residential | Solar*Rewards | Trade Secret | 2017 | 2018
20252-215912-02 | Xcel Energy | 85 | 13781 | IOU | 03137702 | 5 | Solar |  |  | Interconnected | Trade Secret | Trade | EXC | EXC061 | Residential | Solar*Rewards | Trade Secret | 2015 | 2016
20252-215912-02 | Xcel Energy | 85 | 13781 | IOU | 03137749 |  |  |  |  | Active Application | Trade Secret | Trade |  |  | Residential | Other | Trade Secret | 2019
20252-215912-02 | Xcel Energy | 85 | 13781 | IOU | 03138647 | 6 | Solar |  |  | Interconnected | Trade Secret | Trade | SOU | SOU064 | Residential | Solar*Rewards | Trade Secret | 2019 | 2019
20252-215912-02 | Xcel Energy | 85 | 13781 | IOU | 03138823 | 5 | Solar |  |  | Interconnected | Trade Secret | Trade | TLK | TLK064 | Residential | Solar*Rewards | Trade Secret | 2019 | 2019
20252-215912-02 | Xcel Energy | 85 | 13781 | IOU | 03138920 | 9.994 | Solar |  |  | Interconnected | Trade Secret | Trade | CHE | CHE076 | Residential | Solar*Rewards | Trade Secret | 2019 | 2019
20252-215912-02 | Xcel Energy | 85 | 13781 | IOU | 03138936 | 19.14 | Solar |  |  | Interconnected | Trade Secret | Trade | FAP | FAP062 | Commercial | Solar*Rewards | Trade Secret | 2019 | 2020
20252-215912-02 | Xcel Energy | 85 | 13781 | IOU | 03138952 | 12 | Solar |  |  | Interconnected | Trade Secret | Trade | OAD | OAD072 | Residential | Solar*Rewards | Trade Secret | 2019 | 2019
20252-215912-02 | Xcel Energy | 85 | 13781 | IOU | 03139083 | 3.84 | Solar |  |  | Interconnected | Trade Secret | Trade | BLC | BLC062 | Residential | Solar*Rewards | Trade Secret | 2019 | 2020
20252-215912-02 | Xcel Energy | 85 | 13781 | IOU | 03139153 | 3.84 | Solar |  |  | Interconnected | Trade Secret | Trade | LIN | LIN022 | Residential |  | Trade Secret | 2019 | 2019
20252-215912-02 | Xcel Energy | 85 | 13781 | IOU | 03139170 | 7.616 | Solar |  |  | Interconnected | Trade Secret | Trade | HYL | HYL073 | Residential | Solar*Rewards | Trade Secret | 2019 | 2019
20252-215912-02 | Xcel Energy | 85 | 13781 | IOU | 03139267 | 15.994 | Solar |  |  | Interconnected | Trade Secret | Trade | AFT | AFT315 | Residential | Solar*Rewards | Trade Secret | 2019 | 2019
20252-215912-02 | Xcel Energy | 85 | 13781 | IOU | 03139387 | 6.96 | Solar |  |  | Interconnected | Trade Secret | Trade | PKL | PKL085 | Residential | Solar*Rewards | Trade Secret | 2019 | 2019
20252-215912-02 | Xcel Energy | 85 | 13781 | IOU | 03139590 | 2.32 | Solar |  |  | Interconnected | Trade Secret | Trade | UPP | UPP068 | Residential | Solar*Rewards | Trade Secret | 2019 | 2019
20252-215912-02 | Xcel Energy | 85 | 13781 | IOU | 03139606 | 5 | Solar |  |  | Interconnected | Trade Secret | Trade | WES | WES076 | Residential | Solar*Rewards | Trade Secret | 2019 | 2019
20252-215912-02 | Xcel Energy | 85 | 13781 | IOU | 03139633 | 3.747 | Solar |  |  | Interconnected | Trade Secret | Trade | MPK | MPK076 | Residential | Solar*Rewards | Trade Secret | 2019 | 2019
20252-215912-02 | Xcel Energy | 85 | 13781 | IOU | 03139650 | 3.747 | Solar |  |  | Interconnected | Trade Secret | Trade | SLP | SLP082 | Residential | Solar*Rewards | Trade Secret | 2019 | 2019
20252-215912-02 | Xcel Energy | 85 | 13781 | IOU | 03139730 | 5.52 | Solar |  |  | Interconnected | Trade Secret | Trade | TER | TER062 | Residential | Solar*Rewards | Trade Secret | 2019 | 2019
20252-215912-02 | Xcel Energy | 85 | 13781 | IOU | 03139738 | 9.994 | Solar |  |  | Interconnected | Trade Secret | Trade | BCR | BCR063 | Residential | Solar*Rewards | Trade Secret | 2019 | 2019
20252-215912-02 | Xcel Energy | 85 | 13781 | IOU | 03139783 | 13.2 | Solar |  |  | Interconnected | Trade Secret | Trade | CGR | CGR063 | Residential | Solar*Rewards | Trade Secret | 2019 | 2020
20252-215912-02 | Xcel Energy | 85 | 13781 | IOU | 03139793 | 7.616 | Solar |  |  | Interconnected | Trade Secret | Trade | HWW | HWW072 | Residential | Solar*Rewards | Trade Secret | 2019 | 2019
20252-215912-02 | Xcel Energy | 85 | 13781 | IOU | 03139801 | 15.232 | Solar |  |  | Interconnected | Trade Secret | Trade | ORO | ORO062 | Residential | Solar*Rewards | Trade Secret | 2019 | 2019
20252-215912-02 | Xcel Energy | 85 | 13781 | IOU | 03140271 | 6.38 | Solar |  |  | Interconnected | Trade Secret | Trade | AFT | AFT322 | Residential | Solar*Rewards | Trade Secret | 2019 | 2019
20252-215912-02 | Xcel Energy | 85 | 13781 | IOU | 03140279 | 12 | Solar |  |  | Interconnected | Trade Secret | Trade | DBL | DBL073 | Residential | Solar*Rewards | Trade Secret | 2019 | 2019
20252-215912-02 | Xcel Energy | 85 | 13781 | IOU | 03140363 | 35.82 | Solar |  |  | Interconnected | Trade Secret | Trade | TSS | TSS061 | Commercial | Solar*Rewards | Trade Secret | 2019 | 2020
20252-215912-02 | Xcel Energy | 85 | 13781 | IOU | 03140389 | 9.994 | Solar |  |  | Interconnected | Trade Secret | Trade | RPL | RPL063 | Residential | Solar*Rewards | Trade Secret | 2019 | 2019
20252-215912-02 | Xcel Energy | 85 | 13781 | IOU | 03140390 | 22.78 | Solar |  |  | Interconnected | Trade Secret | Trade | TSS | TSS061 | Residential | Solar*Rewards | Trade Secret | 2019 | 2020
20252-215912-02 | Xcel Energy | 85 | 13781 | IOU | 03140396 | 3.747 | Solar |  |  | Interconnected | Trade Secret | Trade | WIL | WIL063 | Residential | Solar*Rewards | Trade Secret | 2019 | 2019
20252-215912-02 | Xcel Energy | 85 | 13781 | IOU | 03140405 | 5.28 | Solar |  |  | Interconnected | Trade Secret | Trade | MPK | MPK063 | Residential | Solar*Rewards | Trade Secret | 2019 | 2019
20252-215912-02 | Xcel Energy | 85 | 13781 | IOU | 03140408 | 3.747 | Solar |  |  | Interconnected | Trade Secret | Trade | MOL | MOL078 | Residential | Solar*Rewards | Trade Secret | 2019 | 2019
20252-215912-02 | Xcel Energy | 85 | 13781 | IOU | 03140440 | 6 | Solar |  |  | Interconnected | Trade Secret | Trade | SOU | SOU086 | Residential | Solar*Rewards | Trade Secret | 2019 | 2019
20252-215912-02 | Xcel Energy | 85 | 13781 | IOU | 03140460 | 7.616 | Solar |  |  | Interconnected | Trade Secret | Trade | WIL | WIL071 | Residential | Solar*Rewards | Trade Secret | 2019 | 2019
20252-215912-02 | Xcel Energy | 85 | 13781 | IOU | 03140496 | 7.625 | Solar |  |  | Interconnected | Trade Secret | Trade | AFT | AFT314 | Residential | Solar*Rewards | Trade Secret | 2019 | 2019
20252-215912-02 | Xcel Energy | 85 | 13781 | IOU | 03140497 | 3.36 | Solar |  |  | Interconnected | Trade Secret | Trade | ALD | ALD076 | Residential | Solar*Rewards | Trade Secret | 2019 | 2019
20252-215912-02 | Xcel Energy | 85 | 13781 | IOU | 03140513 | 15.232 | Solar |  |  | Interconnected | Trade Secret | Trade | HYL | HYL073 | Residential | Solar*Rewards | Trade Secret | 2019 | 2019
20252-215912-02 | Xcel Energy | 85 | 13781 | IOU | 03140528 | 3.747 | Solar |  |  | Interconnected | Trade Secret | Trade | SOU | SOU060 | Residential | Solar*Rewards | Trade Secret | 2019 | 2019
20252-215912-02 | Xcel Energy | 85 | 13781 | IOU | 03140584 | 12 | Solar |  |  | Interconnected | Trade Secret | Trade | OAD | OAD075 | Residential | Solar*Rewards | Trade Secret | 2019 | 2019
20252-215912-02 | Xcel Energy | 85 | 13781 | IOU | 03140609 | 10.44 | Solar |  |  | Interconnected | Trade Secret | Trade | RPO | RPO312 | Residential | Solar*Rewards | Trade Secret | 2019 | 2019
20252-215912-02 | Xcel Energy | 85 | 13781 | IOU | 03140619 | 6 | Solar |  |  | Interconnected | Trade Secret | Trade | TWL | TWL066 | Residential | Solar*Rewards | Trade Secret | 2019 | 2019
20252-215912-02 | Xcel Energy | 85 | 13781 | IOU | 03140647 | 8.7 | Solar |  |  | Interconnected | Trade Secret | Trade | CTR | CTR031 | Residential | Solar*Rewards | Trade Secret | 2019 | 2019
20252-215912-02 | Xcel Energy | 85 | 13781 | IOU | 03140655 | 4.93 | Solar |  |  | Interconnected | Trade Secret | Trade | SOU | SOU087 | Residential | Solar*Rewards | Trade Secret | 2019 | 2020
20252-215912-02 | Xcel Energy | 85 | 13781 | IOU | 03140676 | 8.41 | Solar |  |  | Interconnected | Trade Secret | Trade | ANN | ANN021 | Residential | Solar*Rewards | Trade Secret | 2019 | 2020
20252-215912-02 | Xcel Energy | 85 | 13781 | IOU | 03140785 | 5 | Solar |  |  | Interconnected | Trade Secret | Trade | MAP | MAP061 | Commercial | Solar*Rewards | Trade Secret | 2019 | 2019
20252-215912-02 | Xcel Energy | 85 | 13781 | IOU | 03140790 | 9.28 | Solar |  |  | Interconnected | Trade Secret | Trade | DPN | DPN072 | Residential | Solar*Rewards | Trade Secret | 2019 | 2019
20252-215912-02 | Xcel Energy | 85 | 13781 | IOU | 03140811 | 6.38 | Solar |  |  | Interconnected | Trade Secret | Trade | SHP | SHP072 | Residential | Solar*Rewards | Trade Secret | 2019 | 2019
20252-215912-02 | Xcel Energy | 85 | 13781 | IOU | 03140827 | 3.747 | Solar |  |  | Interconnected | Trade Secret | Trade | KIM | KIM021 | Commercial | Solar*Rewards | Trade Secret | 2019 | 2020
20252-215912-02 | Xcel Energy | 85 | 13781 | IOU | 03140928 | 9.994 | Solar |  |  | Interconnected | Trade Secret | Trade | DND | DND071 | Residential | Solar*Rewards | Trade Secret | 2019 | 2020
20252-215912-02 | Xcel Energy | 85 | 13781 | IOU | 03140955 | 5 | Solar |  |  | Interconnected | Trade Secret | Trade | CGR | CGR074 | Residential | Solar*Rewards | Trade Secret | 2019 | 2019
20252-215912-02 | Xcel Energy | 85 | 13781 | IOU | 03140987 | 9.84 | Solar |  |  | Interconnected | Trade Secret | Trade | WSG | WSG075 | Residential | Solar*Rewards | Trade Secret | 2019 | 2019
20252-215912-02 | Xcel Energy | 85 | 13781 | IOU | 03141036 | 6.96 | Solar |  |  | Interconnected | Trade Secret | Trade | RPL | RPL063 | Residential | Solar*Rewards | Trade Secret | 2019 | 2019
20252-215912-02 | Xcel Energy | 85 | 13781 | IOU | 03141065 | 6 | Solar |  |  | Interconnected | Trade Secret | Trade | MOL | MOL068 | Residential | Solar*Rewards | Trade Secret | 2019 | 2019
20252-215912-02 | Xcel Energy | 85 | 13781 | IOU | 03141075 | 7.616 | Solar |  |  | Interconnected | Trade Secret | Trade | DND | DND061 | Residential | Solar*Rewards | Trade Secret | 2019 | 2019
20252-215912-02 | Xcel Energy | 85 | 13781 | IOU | 03141078 | 7.616 | Solar |  |  | Interconnected | Trade Secret | Trade | ALK | ALK072 | Residential | Solar*Rewards | Trade Secret | 2019 | 2019
20252-215912-02 | Xcel Energy | 85 | 13781 | IOU | 03141084 | 6 | Solar |  |  | Interconnected | Trade Secret | Trade | RMT | RMT321 | Residential | Solar*Rewards | Trade Secret | 2019 | 2019
20252-215912-02 | Xcel Energy | 85 | 13781 | IOU | 03141147 | 3.48 | Solar |  |  | Interconnected | Trade Secret | Trade | WES | WES073 | Residential | Solar*Rewards | Trade Secret | 2019 | 2020
20252-215912-02 | Xcel Energy | 85 | 13781 | IOU | 03141166 | 7.83 | Solar |  |  | Interconnected | Trade Secret | Trade | ANN | ANN021 | Residential | Solar*Rewards | Trade Secret | 2019 | 2020
20252-215912-02 | Xcel Energy | 85 | 13781 | IOU | 03141249 | 7.616 | Solar |  |  | Interconnected | Trade Secret | Trade | LEX | LEX063 | Residential | Solar*Rewards | Trade Secret | 2019 | 2019
20252-215912-02 | Xcel Energy | 85 | 13781 | IOU | 03141277 | 3.747 | Solar |  |  | Interconnected | Trade Secret | Trade | LEX | LEX074 | Residential | Solar*Rewards | Trade Secret | 2019 | 2019
20252-215912-02 | Xcel Energy | 85 | 13781 | IOU | 03141299 | 5.22 | Solar |  |  | Interconnected | Trade Secret | Trade | ESW | ESW062 | Residential | Solar*Rewards | Trade Secret | 2019 | 2019
20252-215912-02 | Xcel Energy | 85 | 13781 | IOU | 03141316 | 11.39 | Solar |  |  | Interconnected | Trade Secret | Trade | APA | APA068 | Residential | Solar*Rewards | Trade Secret | 2019 | 2019
20252-215912-02 | Xcel Energy | 85 | 13781 | IOU | 03141640 | 7.616 | Solar |  |  | Interconnected | Trade Secret | Trade | PKL | PKL085 | Residential | Solar*Rewards | Trade Secret | 2019 | 2019
20252-215912-02 | Xcel Energy | 85 | 13781 | IOU | 03141672 | 9.28 | Solar |  |  | Interconnected | Trade Secret | Trade | GSL | GSL076 | Residential | Solar*Rewards | Trade Secret | 2019 | 2019
20252-215912-02 | Xcel Energy | 85 | 13781 | IOU | 03141679 | 3.747 | Solar |  |  | Interconnected | Trade Secret | Trade | MPK | MPK065 | Residential | Solar*Rewards | Trade Secret | 2019 | 2019
20252-215912-02 | Xcel Energy | 85 | 13781 | IOU | 03141852 | 7.616 | Solar |  |  | Interconnected | Trade Secret | Trade | BYT | BYT072 | Residential | Solar*Rewards | Trade Secret | 2019 | 2019
20252-215912-02 | Xcel Energy | 85 | 13781 | IOU | 03141854 | 4.35 | Solar |  |  | Interconnected | Trade Secret | Trade | LEX | LEX332 | Residential | Solar*Rewards | Trade Secret | 2019 | 2019
20252-215912-02 | Xcel Energy | 85 | 13781 | IOU | 03141872 | 15.232 | Solar |  |  | Interconnected | Trade Secret | Trade | WAT | WAT081 | Residential | Solar*Rewards | Trade Secret | 2019 | 2020
20252-215912-02 | Xcel Energy | 85 | 13781 | IOU | 03141896 | 12 | Solar |  |  | Interconnected | Trade Secret | Trade | WDY | WDY311 | Residential | Solar*Rewards | Trade Secret | 2019 | 2019
20252-215912-02 | Xcel Energy | 85 | 13781 | IOU | 03141922 | 6 | Solar |  |  | Interconnected | Trade Secret | Trade | MPK | MPK086 | Residential | Solar*Rewards | Trade Secret | 2019 | 2019
20252-215912-02 | Xcel Energy | 85 | 13781 | IOU | 03141926 | 5 | Solar |  |  | Interconnected | Trade Secret | Trade | SHP | SHP062 | Residential | Solar*Rewards | Trade Secret | 2019 | 2019
20252-215912-02 | Xcel Energy | 85 | 13781 | IOU | 03141972 | 9.994 | Solar |  |  | Interconnected | Trade Secret | Trade | TWL | TWL068 | Residential | Solar*Rewards | Trade Secret | 2019 | 2019
20252-215912-02 | Xcel Energy | 85 | 13781 | IOU | 03141986 | 3.747 | Solar |  |  | Interconnected | Trade Secret | Trade | CEL | CEL066 | Residential | Solar*Rewards | Trade Secret | 2019 | 2019
20252-215912-02 | Xcel Energy | 85 | 13781 | IOU | 03141988 | 7.616 | Solar |  |  | Interconnected | Trade Secret | Trade | AFT | AFT321 | Residential | Solar*Rewards | Trade Secret | 2019 | 2019
20252-215912-02 | Xcel Energy | 85 | 13781 | IOU | 03141993 | 6.09 | Solar |  |  | Interconnected | Trade Secret | Trade | MND | MND063 | Residential | Solar*Rewards | Trade Secret | 2019 | 2019
20252-215912-02 | Xcel Energy | 85 | 13781 | IOU | 03141999 | 11.39 | Solar |  |  | Interconnected | Trade Secret | Trade | KOL | KOL073 | Residential | Solar*Rewards | Trade Secret | 2019 | 2019
20252-215912-02 | Xcel Energy | 85 | 13781 | IOU | 03142007 | 6 | Solar |  |  | Interconnected | Trade Secret | Trade | MPK | MPK082 | Residential | Solar*Rewards | Trade Secret | 2019 | 2019
20252-215912-02 | Xcel Energy | 85 | 13781 | IOU | 03142434 | 5 | Solar |  |  | Interconnected | Trade Secret | Trade | GLK | GLK073 | Residential | Solar*Rewards | Trade Secret | 2019 | 2019
20252-215912-02 | Xcel Energy | 85 | 13781 | IOU | 03142461 | 5 | Solar |  |  | Interconnected | Trade Secret | Trade | HWW | HWW062 | Residential | Solar*Rewards | Trade Secret | 2019 | 2019
20252-215912-02 | Xcel Energy | 85 | 13781 | IOU | 03142984 | 180 | Solar |  |  | Interconnected | Trade Secret | Trade | WAB | WAB031 | Commercial |  | Trade Secret | 2019 | 2020
20252-215912-02 | Xcel Energy | 85 | 13781 | IOU | 03143223 | 700 | Solar |  |  | Interconnected | Foley | Trade | MHW | MHW311 | Community Solar Garden | Solar*Rewards Community | Trade Secret | 2019 | 2021
20252-215912-02 | Xcel Energy | 85 | 13781 | IOU | 03143226 | 1000 | Solar |  |  | Interconnected | Lafeyette | Trade | LAF | LAF001 | Community Solar Garden | Solar*Rewards Community | Trade Secret | 2019 | 2022
20252-215912-02 | Xcel Energy | 85 | 13781 | IOU | 03143228 | 1000 | Solar |  |  | Interconnected | Minnesota City | Trade | GVW | GVW031 | Community Solar Garden | Solar*Rewards Community | Trade Secret | 2019 | 2022
20252-215912-02 | Xcel Energy | 85 | 13781 | IOU | 03143258 | 4.32 | Solar |  |  | Interconnected | Trade Secret | Trade | WRR | WRR064 | Residential | Solar*Rewards | Trade Secret | 2019 | 2020
20252-215912-02 | Xcel Energy | 85 | 13781 | IOU | 03143415 | 7.616 | Solar |  |  | Interconnected | Trade Secret | Trade | ECK | ECK321 | Residential | Solar*Rewards | Trade Secret | 2019 | 2019
20252-215912-02 | Xcel Energy | 85 | 13781 | IOU | 03145910 | 0.832 | Solar |  |  | Interconnected | Trade Secret | Trade | SOU | SOU084 | Residential | Solar*Rewards | Trade Secret | 2019 | 2020
20252-215912-02 | Xcel Energy | 85 | 13781 | IOU | 03146178 | 15.52 | Solar |  |  | Interconnected | Trade Secret | Trade | WCS | WCS064 | Residential | Solar*Rewards | Trade Secret | 2019 | 2020
20252-215912-02 | Xcel Energy | 85 | 13781 | IOU | 03146250 | 7.625 | Solar |  |  | Interconnected | Trade Secret | Trade | HOW | HOW061 | Residential | Solar*Rewards | Trade Secret | 2019 | 2019
20252-215912-02 | Xcel Energy | 85 | 13781 | IOU | 03146472 | 7.616 | Solar |  |  | Interconnected | Trade Secret | Trade | SOU | SOU065 | Residential | Solar*Rewards | Trade Secret | 2019 | 2019
20252-215912-02 | Xcel Energy | 85 | 13781 | IOU | 03146623 | 6 | Solar |  |  | Interconnected | Trade Secret | Trade | HUG | HUG312 | Commercial | Solar*Rewards | Trade Secret | 2019 | 2020
20252-215912-02 | Xcel Energy | 85 | 13781 | IOU | 03149027 | 7.616 | Solar |  |  | Interconnected | Trade Secret | Trade | WAS | WAS092 | Residential | Solar*Rewards | Trade Secret | 2019 | 2020
20252-215912-02 | Xcel Energy | 85 | 13781 | IOU | 03149040 | 1000 | Solar |  |  | Withdrawn | Trade Secret | Trade | CHI | CHI311 | Community Solar Garden | Solar*Rewards Community | Trade Secret | 2019
20252-215912-02 | Xcel Energy | 85 | 13781 | IOU | 03149041 | 5 | Solar |  |  | Interconnected | Trade Secret | Trade | WIN | WIN042 | Residential | Solar*Rewards | Trade Secret | 2019 | 2019
20252-215912-02 | Xcel Energy | 85 | 13781 | IOU | 03149234 | 5.76 | Solar |  |  | Interconnected | Trade Secret | Trade | WES | WES076 | Residential | Solar*Rewards | Trade Secret | 2019 | 2020
20252-215912-02 | Xcel Energy | 85 | 13781 | IOU | 03149341 | 98.2 | Solar |  |  | Interconnected | Trade Secret | Trade | ZUF | ZUF021 | Residential |  | Trade Secret | 2019 | 2021
20252-215912-02 | Xcel Energy | 85 | 13781 | IOU | 03149760 | 15.2 | Solar |  |  | Interconnected | Trade Secret | Trade | MTV | MTV021 | Residential | Solar*Rewards | Trade Secret | 2019 | 2020
20252-215912-02 | Xcel Energy | 85 | 13781 | IOU | 03149850 | 3.77 | Solar |  |  | Interconnected | Trade Secret | Trade | MPK | MPK074 | Residential | Solar*Rewards | Trade Secret | 2019 | 2020
20252-215912-02 | Xcel Energy | 85 | 13781 | IOU | 03150705 | 7.616 | Solar |  |  | Interconnected | Trade Secret | Trade | LAP | LAP311 | Residential | Solar*Rewards | Trade Secret | 2019 | 2019
20252-215912-02 | Xcel Energy | 85 | 13781 | IOU | 03150920 | 10.56 | Solar |  |  | Interconnected | Trade Secret | Trade | WSG | WSG063 | Residential | Solar*Rewards | Trade Secret | 2019 | 2020
20252-215912-02 | Xcel Energy | 85 | 13781 | IOU | 03151046 | 6.96 | Solar |  |  | Interconnected | Trade Secret | Trade | ALD | ALD076 | Residential | Solar*Rewards | Trade Secret | 2019 | 2020
20252-215912-02 | Xcel Energy | 85 | 13781 | IOU | 03151123 | 2.32 | Solar |  |  | Interconnected | Trade Secret | Trade | RIV | RIV062 | Residential | Solar*Rewards | Trade Secret | 2019 | 2019
20252-215912-02 | Xcel Energy | 85 | 13781 | IOU | 03151474 | 13.616 | Solar |  |  | Interconnected | Trade Secret | Trade | VMR | VMR062 | Residential | Solar*Rewards | Trade Secret | 2019 | 2019
20252-215912-02 | Xcel Energy | 85 | 13781 | IOU | 03152066 | 3.44 | Solar |  |  | Interconnected | Trade Secret | Trade | RLK | RLK066 | Commercial | Solar*Rewards | Trade Secret | 2019 | 2019
20252-215912-02 | Xcel Energy | 85 | 13781 | IOU | 03152076 | 7.5 | Solar |  |  | Interconnected | Trade Secret | Trade | GVW | GVW021 | Residential | Solar*Rewards | Trade Secret | 2019 | 2019
20252-215912-02 | Xcel Energy | 85 | 13781 | IOU | 03152095 | 2.5 | Solar |  |  | Interconnected | Trade Secret | Trade | GVW | GVW031 | Residential | Solar*Rewards | Trade Secret | 2019 | 2020
20252-215912-02 | Xcel Energy | 85 | 13781 | IOU | 03152109 | 8.2 | Solar |  |  | Interconnected | Trade Secret | Trade | VES | VES021 | Residential | Solar*Rewards | Trade Secret | 2019 | 2019
20252-215912-02 | Xcel Energy | 85 | 13781 | IOU | 03152450 | 1000 | Solar |  |  | Active Application | Trade Secret | Trade | DBL | DBL068 | Commercial |  | Trade Secret | 2019
20252-215912-02 | Xcel Energy | 85 | 13781 | IOU | 03152594 | 9.864 | Solar |  |  | Interconnected | Trade Secret | Trade | RVA | RVA061 | Commercial | Solar*Rewards | Trade Secret | 2019 | 2019
20252-215912-02 | Xcel Energy | 85 | 13781 | IOU | 03152727 | 31.32 | Solar |  |  | Interconnected | Trade Secret | Trade | RVA | RVA061 | Commercial | Solar*Rewards | Trade Secret | 2019 | 2020
20252-215912-02 | Xcel Energy | 85 | 13781 | IOU | 03152776 | 12.18 | Solar |  |  | Interconnected | Trade Secret | Trade | DOC | DOC031 | Residential | Solar*Rewards | Trade Secret | 2019 | 2020
20252-215912-02 | Xcel Energy | 85 | 13781 | IOU | 03152809 | 5 | Solar |  |  | Interconnected | Trade Secret | Trade | BYT | BYT061 | Residential | Solar*Rewards | Trade Secret | 2019 | 2019
20252-215912-02 | Xcel Energy | 85 | 13781 | IOU | 03152847 | 6 | Solar |  |  | Interconnected | Trade Secret | Trade | WCR | WCR322 | Residential | Solar*Rewards | Trade Secret | 2019 | 2019
20252-215912-02 | Xcel Energy | 85 | 13781 | IOU | 03153151 | 17.39 | Solar |  |  | Interconnected | Trade Secret | Trade | RRK | RRK064 | Residential | Solar*Rewards | Trade Secret | 2019 | 2019
20252-215912-02 | Xcel Energy | 85 | 13781 | IOU | 03153189 | 9.994 | Solar |  |  | Interconnected | Trade Secret | Trade | MOL | MOL068 | Residential | Solar*Rewards | Trade Secret | 2019 | 2019
20252-215912-02 | Xcel Energy | 85 | 13781 | IOU | 03153379 | 9.994 | Solar |  |  | Interconnected | Trade Secret | Trade | RAM | RAM077 | Residential | Solar*Rewards | Trade Secret | 2019 | 2019
20252-215912-02 | Xcel Energy | 85 | 13781 | IOU | 03153693 | 5 | Solar |  |  | Interconnected | Trade Secret | Trade | WIL | WIL076 | Residential | Solar*Rewards | Trade Secret | 2019 | 2020
20252-215912-02 | Xcel Energy | 85 | 13781 | IOU | 03154418 | 3.12 | Solar |  |  | Interconnected | Trade Secret | Trade | IDA | IDA073 | Residential | Solar*Rewards | Trade Secret | 2019 | 2020
20252-215912-02 | Xcel Energy | 85 | 13781 | IOU | 03154505 | 8.16 | Solar |  |  | Active Application | Trade Secret | Trade |  |  | Residential | Solar*Rewards | Trade Secret | 2019
20252-215912-02 | Xcel Energy | 85 | 13781 | IOU | 03154550 | 3.84 | Solar |  |  | Withdrawn | Trade Secret | Trade | GSL | GSL341 | Residential | Solar*Rewards | Trade Secret | 2019
20252-215912-02 | Xcel Energy | 85 | 13781 | IOU | 03154593 | 7.616 | Solar |  |  | Interconnected | Trade Secret | Trade | LEX | LEX332 | Residential | Solar*Rewards | Trade Secret | 2019 | 2020
20252-215912-02 | Xcel Energy | 85 | 13781 | IOU | 03154638 |  | Solar |  |  | Withdrawn | Trade Secret | Trade | LAB | LAB312 | Residential | Solar*Rewards | Trade Secret | 2019
20252-215912-02 | Xcel Energy | 85 | 13781 | IOU | 03154639 | 4.32 | Solar |  |  | Interconnected | Trade Secret | Trade | LAB | LAB312 | Residential | Solar*Rewards | Trade Secret | 2019 | 2020
20252-215912-02 | Xcel Energy | 85 | 13781 | IOU | 03154667 | 3.36 | Solar |  |  | Interconnected | Trade Secret | Trade | ALD | ALD076 | Residential | Solar*Rewards | Trade Secret | 2019 | 2020
20252-215912-02 | Xcel Energy | 85 | 13781 | IOU | 03154802 | 6 | Solar |  |  | Interconnected | Trade Secret | Trade | SAV | SAV063 | Residential | Solar*Rewards | Trade Secret | 2019 | 2020
20252-215912-02 | Xcel Energy | 85 | 13781 | IOU | 03154822 | 425 | Solar |  |  | Interconnected | Trade Secret | Trade | SCL | SCL312 | Commercial |  | Trade Secret | 2019 | 2019
20252-215912-02 | Xcel Energy | 85 | 13781 | IOU | 03154902 | 5 | Solar |  |  | Interconnected | Trade Secret | Trade | WCR | WCR322 | Residential | Solar*Rewards | Trade Secret | 2019 | 2019
20252-215912-02 | Xcel Energy | 85 | 13781 | IOU | 03154961 | 5.76 | Solar |  |  | Interconnected | Trade Secret | Trade | WYO | WYO022 | Residential | Solar*Rewards | Trade Secret | 2019 | 2020
20252-215912-02 | Xcel Energy | 85 | 13781 | IOU | 03154989 | 11.39 | Solar |  |  | Interconnected | Trade Secret | Trade | WAS | WAS092 | Residential | Solar*Rewards | Trade Secret | 2019 | 2020
20252-215912-02 | Xcel Energy | 85 | 13781 | IOU | 03155009 | 2.4 | Solar |  |  | Interconnected | Trade Secret | Trade | ALD | ALD082 | Residential | Solar*Rewards | Trade Secret | 2019 | 2020
20252-215912-02 | Xcel Energy | 85 | 13781 | IOU | 03155056 | 6.09 | Solar |  |  | Interconnected | Trade Secret | Trade | WWK | WWK311 | Residential | Solar*Rewards | Trade Secret | 2019 | 2020
20252-215912-02 | Xcel Energy | 85 | 13781 | IOU | 03155096 | 3.747 | Solar |  |  | Interconnected | Trade Secret | Trade | TWL | TWL065 | Residential | Solar*Rewards | Trade Secret | 2019 | 2019
20252-215912-02 | Xcel Energy | 85 | 13781 | IOU | 03155830 | 5 | Solar |  |  | Interconnected | Trade Secret | Trade | RPL | RPL064 | Residential | Solar*Rewards | Trade Secret | 2019 | 2021
20252-215912-02 | Xcel Energy | 85 | 13781 | IOU | 03155966 | 38.5 | Solar |  |  | Interconnected | Trade Secret | Trade | CKG | CKG041 | Commercial |  | Trade Secret | 2019 | 2019
20252-215912-02 | Xcel Energy | 85 | 13781 | IOU | 03155989 | 5 | Solar |  |  | Interconnected | Trade Secret | Trade | CHE | CHE076 | Residential | Solar*Rewards | Trade Secret | 2019 | 2020
20252-215912-02 | Xcel Energy | 85 | 13781 | IOU | 03155993 | 9.995 | Solar |  |  | Interconnected | Trade Secret | Trade | HOW | HOW061 | Commercial | Solar*Rewards | Trade Secret | 2019 | 2021
20252-215912-02 | Xcel Energy | 85 | 13781 | IOU | 03156157 | 6 | Solar |  |  | Interconnected | Trade Secret | Trade | TLK | TLK067 | Residential | Solar*Rewards | Trade Secret | 2019 | 2020
20252-215912-02 | Xcel Energy | 85 | 13781 | IOU | 03156354 | 6 | Solar |  |  | Interconnected | Trade Secret | Trade | SOU | SOU064 | Residential | Solar*Rewards | Trade Secret | 2019 | 2019
20252-215912-02 | Xcel Energy | 85 | 13781 | IOU | 03156366 | 7.616 | Solar |  |  | Interconnected | Trade Secret | Trade | WDY | WDY311 | Residential | Solar*Rewards | Trade Secret | 2019 | 2019
20252-215912-02 | Xcel Energy | 85 | 13781 | IOU | 03156372 | 7.616 | Solar |  |  | Interconnected | Trade Secret | Trade | TER | TER071 | Residential | Solar*Rewards | Trade Secret | 2019 | 2019
20252-215912-02 | Xcel Energy | 85 | 13781 | IOU | 03156648 | 2.88 | Solar |  |  | Interconnected | Trade Secret | Trade | WIL | WIL086 | Residential | Solar*Rewards | Trade Secret | 2019 | 2020
20252-215912-02 | Xcel Energy | 85 | 13781 | IOU | 03156749 | 32.51 | Solar |  |  | Interconnected | Trade Secret | Trade | TWL | TWL078 | Commercial | Solar*Rewards | Trade Secret | 2019 | 2021
20252-215912-02 | Xcel Energy | 85 | 13781 | IOU | 03156760 | 3.747 | Solar |  |  | Interconnected | Trade Secret | Trade | WES | WES061 | Residential | Solar*Rewards | Trade Secret | 2019 | 2020
20252-215912-02 | Xcel Energy | 85 | 13781 | IOU | 03157093 | 7.2 | Solar |  |  | Interconnected | Trade Secret | Trade | EXC | EXC062 | Commercial | Solar*Rewards | Trade Secret | 2019 | 2019
20252-215912-02 | Xcel Energy | 85 | 13781 | IOU | 03157156 | 7.616 | Solar |  |  | Interconnected | Trade Secret | Trade | GSL | GSL341 | Residential | Solar*Rewards | Trade Secret | 2019 | 2019
20252-215912-02 | Xcel Energy | 85 | 13781 | IOU | 03157261 | 3.747 | Solar |  |  | Interconnected | Trade Secret | Trade | DBL | DBL073 | Residential | Solar*Rewards | Trade Secret | 2019 | 2020
20252-215912-02 | Xcel Energy | 85 | 13781 | IOU | 03157302 |  | Solar |  |  | Withdrawn | Trade Secret | Trade |  |  | Residential | Solar*Rewards | Trade Secret | 2019
20252-215912-02 | Xcel Energy | 85 | 13781 | IOU | 03157572 | 3.12 | Solar |  |  | Interconnected | Trade Secret | Trade | WAV | WAV021 | Residential | Solar*Rewards | Trade Secret | 2019 | 2020
20252-215912-02 | Xcel Energy | 85 | 13781 | IOU | 03157661 |  | Solar |  |  | Withdrawn | Trade Secret | Trade | ALD | ALD097 | Residential | Solar*Rewards | Trade Secret | 2019
20252-215912-02 | Xcel Energy | 85 | 13781 | IOU | 03157971 | 17.39 | Solar |  |  | Interconnected | Trade Secret | Trade | CTR | CTR031 | Residential | Solar*Rewards | Trade Secret | 2019 | 2019
20252-215912-02 | Xcel Energy | 85 | 13781 | IOU | 03158078 | 39.998 | Solar |  |  | Interconnected | Trade Secret | Trade | WIL | WIL062 | Commercial | Solar*Rewards | Trade Secret | 2019 | 2019
20252-215912-02 | Xcel Energy | 85 | 13781 | IOU | 03158133 | 7.7 | Solar |  |  | Interconnected | Trade Secret | Trade | UPP | UPP063 | Commercial | Solar*Rewards | Trade Secret | 2019 | 2019
20252-215912-02 | Xcel Energy | 85 | 13781 | IOU | 03158168 | 39.998 | Solar |  |  | Interconnected | Trade Secret | Trade | BRP | BRP073 | Commercial | Solar*Rewards | Trade Secret | 2019 | 2020
20252-215912-02 | Xcel Energy | 85 | 13781 | IOU | 03158290 | 39.998 | Solar |  |  | Interconnected | Trade Secret | Trade | WCR | WCR322 | Commercial | Solar*Rewards | Trade Secret | 2019 | 2020
20252-215912-02 | Xcel Energy | 85 | 13781 | IOU | 03158663 | 39.998 | Solar |  |  | Interconnected | Trade Secret | Trade | TWL | TWL081 | Commercial | Solar*Rewards | Trade Secret | 2019 | 2020
20252-215912-02 | Xcel Energy | 85 | 13781 | IOU | 03158841 | 39.998 | Solar |  |  | Interconnected | Trade Secret | Trade | TWL | TWL074 | Commercial | Solar*Rewards | Trade Secret | 2019 | 2020
20252-215912-02 | Xcel Energy | 85 | 13781 | IOU | 03159026 | 39.998 | Solar |  |  | Interconnected | Trade Secret | Trade | TWL | TWL081 | Commercial | Solar*Rewards | Trade Secret | 2019 | 2020
20252-215912-02 | Xcel Energy | 85 | 13781 | IOU | 03159027 | 2.75 | Solar |  |  | Interconnected | Trade Secret | Trade | IDA | IDA062 | Commercial | Solar*Rewards | Trade Secret | 2019 | 2020
20252-215912-02 | Xcel Energy | 85 | 13781 | IOU | 03159045 | 3.747 | Solar |  |  | Interconnected | Trade Secret | Trade | SOU | SOU086 | Residential | Solar*Rewards | Trade Secret | 2019 | 2019
20252-215912-02 | Xcel Energy | 85 | 13781 | IOU | 03159160 | 39.998 | Solar |  |  | Interconnected | Trade Secret | Trade | TWL | TWL081 | Commercial | Solar*Rewards | Trade Secret | 2019 | 2020
20252-215912-02 | Xcel Energy | 85 | 13781 | IOU | 03159344 | 39.998 | Solar |  |  | Interconnected | Trade Secret | Trade | BRP | BRP073 | Commercial | Solar*Rewards | Trade Secret | 2019 | 2020
20252-215912-02 | Xcel Energy | 85 | 13781 | IOU | 03159543 | 39.998 | Solar |  |  | Interconnected | Trade Secret | Trade | BRP | BRP072 | Commercial | Solar*Rewards | Trade Secret | 2019 | 2020
20252-215912-02 | Xcel Energy | 85 | 13781 | IOU | 03159762 | 39.998 | Solar |  |  | Interconnected | Trade Secret | Trade | TWL | TWL081 | Commercial | Solar*Rewards | Trade Secret | 2019 | 2020
20252-215912-02 | Xcel Energy | 85 | 13781 | IOU | 03166130 | 500 | Solar |  |  | Interconnected | Trade Secret | Trade | LEX | LEX061 | Commercial |  | Trade Secret | 2019 | 2020
20252-215912-02 | Xcel Energy | 85 | 13781 | IOU | 03166249 | 750 | Solar |  |  | Interconnected | Trade Secret | Trade | RPL | RPL064 | Commercial |  | Trade Secret | 2019 | 2020
20252-215912-02 | Xcel Energy | 85 | 13781 | IOU | 03166280 | 750 | Solar |  |  | Interconnected | Trade Secret | Trade | DPN | DPN062 | Commercial |  | Trade Secret | 2019 | 2020
20252-215912-02 | Xcel Energy | 85 | 13781 | IOU | 03166554 | 5 | Solar |  |  | Interconnected | Trade Secret | Trade | WES | WES073 | Residential | Solar*Rewards | Trade Secret | 2019 | 2019
20252-215912-02 | Xcel Energy | 85 | 13781 | IOU | 03166648 | 3.48 | Solar |  |  | Interconnected | Trade Secret | Trade | HWW | HWW062 | Residential | Solar*Rewards | Trade Secret | 2019 | 2019
20252-215912-02 | Xcel Energy | 85 | 13781 | IOU | 03166723 | 6 | Solar |  |  | Interconnected | Trade Secret | Trade | SOU | SOU064 | Residential | Solar*Rewards | Trade Secret | 2019 | 2019
20252-215912-02 | Xcel Energy | 85 | 13781 | IOU | 03166743 | 6 | Solar |  |  | Interconnected | Trade Secret | Trade | DPN | DPN071 | Residential | Solar*Rewards | Trade Secret | 2019 | 2019
20252-215912-02 | Xcel Energy | 85 | 13781 | IOU | 03167231 | 7.616 | Solar |  |  | Interconnected | Trade Secret | Trade | NOF | NOF061 | Residential | Solar*Rewards | Trade Secret | 2019 | 2019
20252-215912-02 | Xcel Energy | 85 | 13781 | IOU | 03167253 | 990 | Solar |  |  | Interconnected | Trade Secret | Trade | PBE | PBE061 | Commercial |  | Trade Secret | 2019 | 2021
20252-215912-02 | Xcel Energy | 85 | 13781 | IOU | 03167255 | 5.51 | Solar |  |  | Interconnected | Trade Secret | Trade | XRD | XRD076 | Residential | Solar*Rewards | Trade Secret | 2019 | 2020
20252-215912-02 | Xcel Energy | 85 | 13781 | IOU | 03167429 | 9.994 | Solar |  |  | Interconnected | Trade Secret | Trade | RVA | RVA061 | Residential | Solar*Rewards | Trade Secret | 2019 | 2019
20252-215912-02 | Xcel Energy | 85 | 13781 | IOU | 03167514 | 9.994 | Solar |  |  | Interconnected | Trade Secret | Trade | DPN | DPN071 | Residential | Solar*Rewards | Trade Secret | 2019 | 2019
20252-215912-02 | Xcel Energy | 85 | 13781 | IOU | 03167704 | 33.3 | Solar |  |  | Interconnected | Trade Secret | Trade | WIL | WIL077 | Commercial | Solar*Rewards | Trade Secret | 2019 | 2020
20252-215912-02 | Xcel Energy | 85 | 13781 | IOU | 03167789 | 9.6 | Solar |  |  | Interconnected | Trade Secret | Trade | WAT | WAT081 | Residential | Solar*Rewards | Trade Secret | 2019 | 2020
20252-215912-02 | Xcel Energy | 85 | 13781 | IOU | 03168076 |  | Solar |  |  | Withdrawn | Trade Secret | Trade |  |  | Residential |  | Trade Secret | 2019
20252-215912-02 | Xcel Energy | 85 | 13781 | IOU | 03168494 | 7.625 | Solar |  |  | Interconnected | Trade Secret | Trade | HOL | HOL071 | Residential | Solar*Rewards | Trade Secret | 2019 | 2019
20252-215912-02 | Xcel Energy | 85 | 13781 | IOU | 03168705 | 43.53 | Solar |  |  | Interconnected | Trade Secret | Trade | SLP | SLP094 | Commercial |  | Trade Secret | 2019 | 2018
20252-215912-02 | Xcel Energy | 85 | 13781 | IOU | 03168728 | 9.994 | Solar |  |  | Interconnected | Trade Secret | Trade | AFT | AFT322 | Residential | Solar*Rewards | Trade Secret | 2019 | 2019
20252-215912-02 | Xcel Energy | 85 | 13781 | IOU | 03168795 | 125 | Solar |  |  | Interconnected | Trade Secret | Trade | TER | TER073 | Commercial |  | Trade Secret | 2019 | 2021
20252-215912-02 | Xcel Energy | 85 | 13781 | IOU | 03168962 | 75 | Solar |  |  | Interconnected | Trade Secret | Trade | ORO | ORO061 | Commercial |  | Trade Secret | 2019 | 2020
20252-215912-02 | Xcel Energy | 85 | 13781 | IOU | 03169049 | 30 | Solar |  |  | Interconnected | Trade Secret | Trade | GNL | GNL073 | Commercial | Solar*Rewards | Trade Secret | 2019 | 2020
20252-215912-02 | Xcel Energy | 85 | 13781 | IOU | 03169074 | 3.48 | Solar |  |  | Interconnected | Trade Secret | Trade | MPK | MPK068 | Residential | Solar*Rewards | Trade Secret | 2019 | 2020
20252-215912-02 | Xcel Energy | 85 | 13781 | IOU | 03169097 | 11.39 | Solar |  |  | Interconnected | Trade Secret | Trade | MAZ | MAZ021 | Residential | Solar*Rewards | Trade Secret | 2019 | 2020
20252-215912-02 | Xcel Energy | 85 | 13781 | IOU | 03170266 | 1000 | Solar |  |  | Interconnected | Clara City | Trade | CLC | CLC022 | Community Solar Garden | Solar*Rewards Community | Trade Secret | 2019 | 2022
20252-215912-02 | Xcel Energy | 85 | 13781 | IOU | 03170268 | 1000 | Solar |  |  | Interconnected | Sacred Heart | Trade | SCH | SCH211 | Community Solar Garden | Solar*Rewards Community | Trade Secret | 2019 | 2022
20252-215912-02 | Xcel Energy | 85 | 13781 | IOU | 03170273 | 1000 | Solar |  |  | Interconnected | Balaton | Trade | LAY | LAY061 | Community Solar Garden | Solar*Rewards Community | Trade Secret | 2019 | 2023
20252-215912-02 | Xcel Energy | 85 | 13781 | IOU | 03170274 | 1000 | Solar |  |  | Interconnected | Balaton | Trade | LAY | LAY061 | Community Solar Garden | Solar*Rewards Community | Trade Secret | 2019 | 2022
20252-215912-02 | Xcel Energy | 85 | 13781 | IOU | 03170377 | 5.4 | Solar |  |  | Interconnected | Trade Secret | Trade | DBL | DBL004 | Commercial | Solar*Rewards | Trade Secret | 2019 | 2020
20252-215912-02 | Xcel Energy | 85 | 13781 | IOU | 03170474 |  | Solar |  |  | Withdrawn | Trade Secret | Trade |  |  | Residential | Solar*Rewards | Trade Secret | 2019
20252-215912-02 | Xcel Energy | 85 | 13781 | IOU | 03170545 | 5.22 | Solar |  |  | Interconnected | Trade Secret | Trade | RLK | RLK069 | Residential | Solar*Rewards | Trade Secret | 2019 | 2020
20252-215912-02 | Xcel Energy | 85 | 13781 | IOU | 03170568 | 9.994 | Solar |  |  | Interconnected | Trade Secret | Trade | HUG | HUG321 | Residential | Solar*Rewards | Trade Secret | 2019 | 2020
20252-215912-02 | Xcel Energy | 85 | 13781 | IOU | 03170862 | 7.63 | Solar |  |  | Interconnected | Trade Secret | Trade | TWL | TWL073 | Residential | Solar*Rewards | Trade Secret | 2019 | 2019
20252-215912-02 | Xcel Energy | 85 | 13781 | IOU | 03170895 | 6.96 | Solar |  |  | Interconnected | Trade Secret | Trade | SMT | SMT082 | Residential | Solar*Rewards | Trade Secret | 2019 | 2020
20252-215912-02 | Xcel Energy | 85 | 13781 | IOU | 03170954 | 11.39 | Solar |  |  | Interconnected | Trade Secret | Trade | WYO | WYO021 | Residential | Solar*Rewards | Trade Secret | 2019 | 2019
20252-215912-02 | Xcel Energy | 85 | 13781 | IOU | 03171009 | 12 | Solar |  |  | Interconnected | Trade Secret | Trade | ECK | ECK321 | Residential | Solar*Rewards | Trade Secret | 2019 | 2020
20252-215912-02 | Xcel Energy | 85 | 13781 | IOU | 03171063 | 3.747 | Solar |  |  | Interconnected | Trade Secret | Trade | SOU | SOU075 | Residential | Solar*Rewards | Trade Secret | 2019 | 2019
20252-215912-02 | Xcel Energy | 85 | 13781 | IOU | 03171310 | 5 | Solar |  |  | Interconnected | Trade Secret | Trade | WES | WES074 | Residential | Solar*Rewards | Trade Secret | 2019 | 2019
20252-215912-02 | Xcel Energy | 85 | 13781 | IOU | 03173739 | 5 | Solar |  |  | Interconnected | Trade Secret | Trade | GNL | GNL063 | Residential | Solar*Rewards | Trade Secret | 2019 | 2019
20252-215912-02 | Xcel Energy | 85 | 13781 | IOU | 03173799 | 4.08 | Solar |  |  | Interconnected | Trade Secret | Trade | WCR | WCR062 | Residential | Solar*Rewards | Trade Secret | 2019 | 2020
20252-215912-02 | Xcel Energy | 85 | 13781 | IOU | 03175806 | 9.994 | Solar |  |  | Interconnected | Trade Secret | Trade | MND | MND062 | Residential | Solar*Rewards | Trade Secret | 2019 | 2019
20252-215912-02 | Xcel Energy | 85 | 13781 | IOU | 03176704 | 9.994 | Solar |  |  | Interconnected | Trade Secret | Trade | ZUF | ZUF021 | Residential | Solar*Rewards | Trade Secret | 2019 | 2020
20252-215912-02 | Xcel Energy | 85 | 13781 | IOU | 03177338 | 9.994 | Solar |  |  | Interconnected | Trade Secret | Trade | SOU | SOU066 | Residential | Solar*Rewards | Trade Secret | 2019 | 2019
20252-215912-02 | Xcel Energy | 85 | 13781 | IOU | 03177377 | 8.12 | Solar |  |  | Interconnected | Trade Secret | Trade | NOF | NOF061 | Residential | Solar*Rewards | Trade Secret | 2019 | 2020
20252-215912-02 | Xcel Energy | 85 | 13781 | IOU | 03177483 | 19.99 | Solar |  |  | Interconnected | Trade Secret | Trade | ZUF | ZUF021 | Residential | Solar*Rewards | Trade Secret | 2019 | 2020
20252-215912-02 | Xcel Energy | 85 | 13781 | IOU | 03177804 | 7.2 | Solar |  |  | Interconnected | Trade Secret | Trade | CGR | CGR061 | Residential | Solar*Rewards | Trade Secret | 2019 | 2020
20252-215912-02 | Xcel Energy | 85 | 13781 | IOU | 03177832 | 14.352 | Solar |  |  | Interconnected | Trade Secret | Trade | ZUF | ZUF021 | Residential | Solar*Rewards | Trade Secret | 2019 | 2020
20252-215912-02 | Xcel Energy | 85 | 13781 | IOU | 03178070 | 2.32 | Solar |  |  | Interconnected | Trade Secret | Trade | MST | MST068 | Commercial | Solar*Rewards | Trade Secret | 2019 | 2019
20252-215912-02 | Xcel Energy | 85 | 13781 | IOU | 03179604 | 11.39 | Solar |  |  | Interconnected | Trade Secret | Trade | HUG | HUG312 | Residential | Solar*Rewards | Trade Secret | 2019 | 2019
20252-215912-02 | Xcel Energy | 85 | 13781 | IOU | 03179756 | 3.48 | Solar |  |  | Interconnected | Trade Secret | Trade | SOU | SOU073 | Residential | Solar*Rewards | Trade Secret | 2019 | 2020
20252-215912-02 | Xcel Energy | 85 | 13781 | IOU | 03179942 | 15.232 | Solar |  | X | Interconnected | Trade Secret | Trade | ECK | ECK341 | Residential | Solar*Rewards | Trade Secret | 2019 | 2020
20252-215912-02 | Xcel Energy | 85 | 13781 | IOU | 03180147 | 7.83 | Solar |  |  | Withdrawn | Trade Secret | Trade |  |  | Residential | Solar*Rewards | Trade Secret | 2019
20252-215912-02 | Xcel Energy | 85 | 13781 | IOU | 03180199 | 4.08 | Solar |  |  | Interconnected | Trade Secret | Trade | STY | STY061 | Residential | Solar*Rewards | Trade Secret | 2019 | 2020
20252-215912-02 | Xcel Energy | 85 | 13781 | IOU | 03180277 | 1000 | Solar |  |  | Withdrawn | Trade Secret | Trade | CHI | CHI311 | Community Solar Garden | Solar*Rewards Community | Trade Secret | 2019
20252-215912-02 | Xcel Energy | 85 | 13781 | IOU | 03180284 | 1000 | Solar |  |  | Interconnected | Atwater | Trade | ATW | ATW061 | Community Solar Garden | Solar*Rewards Community | Trade Secret | 2019 | 2023
20252-215912-02 | Xcel Energy | 85 | 13781 | IOU | 03180291 | 7.625 | Solar |  |  | Interconnected | Trade Secret | Trade | APA | APA077 | Residential | Solar*Rewards | Trade Secret | 2019 | 2019
20252-215912-02 | Xcel Energy | 85 | 13781 | IOU | 03180948 | 6.24 | Solar |  |  | Interconnected | Trade Secret | Trade | CGR | CGR071 | Residential | Solar*Rewards | Trade Secret | 2019 | 2020
20252-215912-02 | Xcel Energy | 85 | 13781 | IOU | 03181021 | 5.04 | Solar |  |  | Interconnected | Trade Secret | Trade | OAD | OAD062 | Residential | Solar*Rewards | Trade Secret | 2019 | 2020
20252-215912-02 | Xcel Energy | 85 | 13781 | IOU | 03181138 | 7.616 | Solar |  |  | Interconnected | Trade Secret | Trade | SLP | SLP084 | Residential | Solar*Rewards | Trade Secret | 2019 | 2019
20252-215912-02 | Xcel Energy | 85 | 13781 | IOU | 03181169 | 7.616 | Solar |  |  | Interconnected | Trade Secret | Trade | SLP | SLP084 | Residential | Solar*Rewards | Trade Secret | 2019 | 2019
20252-215912-02 | Xcel Energy | 85 | 13781 | IOU | 03181279 | 9.994 | Solar |  |  | Interconnected | Trade Secret | Trade | RRK | RRK064 | Residential | Solar*Rewards | Trade Secret | 2019 | 2019
20252-215912-02 | Xcel Energy | 85 | 13781 | IOU | 03181324 | 30.41 | Solar |  |  | Interconnected | Trade Secret | Trade | DOC | DOC021 | Commercial | Solar*Rewards | Trade Secret | 2019 | 2019
20252-215912-02 | Xcel Energy | 85 | 13781 | IOU | 03181545 | 5 | Solar |  |  | Interconnected | Trade Secret | Trade | HWW | HWW073 | Residential | Solar*Rewards | Trade Secret | 2019 | 2019
20252-215912-02 | Xcel Energy | 85 | 13781 | IOU | 03181607 | 24 | Solar |  |  | Interconnected | Trade Secret | Trade | WAT | WAT021 | Residential | Solar*Rewards | Trade Secret | 2019 | 2020
20252-215912-02 | Xcel Energy | 85 | 13781 | IOU | 03181657 | 7.616 | Solar |  |  | Interconnected | Trade Secret | Trade | SHP | SHP072 | Residential | Solar*Rewards | Trade Secret | 2019 | 2019
20252-215912-02 | Xcel Energy | 85 | 13781 | IOU | 03181684 | 11.39 | Solar |  |  | Interconnected | Trade Secret | Trade | MEL | MEL078 | Residential | Solar*Rewards | Trade Secret | 2019 | 2019
20252-215912-02 | Xcel Energy | 85 | 13781 | IOU | 03181872 | 5 | Solar |  |  | Interconnected | Trade Secret | Trade | UPP | UPP082 | Residential | Solar*Rewards | Trade Secret | 2019 | 2019
20252-215912-02 | Xcel Energy | 85 | 13781 | IOU | 03181891 | 9.994 | Solar |  |  | Interconnected | Trade Secret | Trade | ECK | ECK063 | Residential | Solar*Rewards | Trade Secret | 2019 | 2019
20252-215912-02 | Xcel Energy | 85 | 13781 | IOU | 03181928 | 4.06 | Solar |  |  | Interconnected | Trade Secret | Trade | SCL | SCL312 | Residential | Solar*Rewards | Trade Secret | 2019 | 2019
20252-215912-02 | Xcel Energy | 85 | 13781 | IOU | 03181976 | 3.12 | Solar |  |  | Interconnected | Trade Secret | Trade | SOU | SOU087 | Residential | Solar*Rewards | Trade Secret | 2019 | 2020
20252-215912-02 | Xcel Energy | 85 | 13781 | IOU | 03182773 | 7.616 | Solar |  |  | Interconnected | Trade Secret | Trade | HUG | HUG312 | Residential | Solar*Rewards | Trade Secret | 2019 | 2020
20252-215912-02 | Xcel Energy | 85 | 13781 | IOU | 03183343 | 7.616 | Solar |  |  | Interconnected | Trade Secret | Trade | MPK | MPK065 | Residential | Solar*Rewards | Trade Secret | 2019 | 2020
20252-215912-02 | Xcel Energy | 85 | 13781 | IOU | 03183739 | 4.56 | Solar |  |  | Active Application | Trade Secret | Trade |  |  | Residential | Solar*Rewards | Trade Secret | 2019
20252-215912-02 | Xcel Energy | 85 | 13781 | IOU | 03186358 | 5.76 | Solar |  |  | Withdrawn | Trade Secret | Trade |  |  | Residential | Solar*Rewards | Trade Secret | 2019
20252-215912-02 | Xcel Energy | 85 | 13781 | IOU | 03186513 | 7.616 | Solar |  |  | Interconnected | Trade Secret | Trade | SOU | SOU064 | Residential | Solar*Rewards | Trade Secret | 2019 | 2019
20252-215912-02 | Xcel Energy | 85 | 13781 | IOU | 03186560 | 6 | Solar |  |  | Interconnected | Trade Secret | Trade | MPK | MPK063 | Residential | Solar*Rewards | Trade Secret | 2019 | 2019
20252-215912-02 | Xcel Energy | 85 | 13781 | IOU | 03186712 | 7.616 | Solar |  |  | Interconnected | Trade Secret | Trade | SHP | SHP062 | Residential | Solar*Rewards | Trade Secret | 2019 | 2019
20252-215912-02 | Xcel Energy | 85 | 13781 | IOU | 03186778 | 7.616 | Solar |  |  | Interconnected | Trade Secret | Trade | AHI | AHI025 | Residential | Solar*Rewards | Trade Secret | 2019 | 2019
20252-215912-02 | Xcel Energy | 85 | 13781 | IOU | 03186889 | 6 | Solar |  |  | Interconnected | Trade Secret | Trade | SLP | SLP092 | Residential | Solar*Rewards | Trade Secret | 2019 | 2020
20252-215912-02 | Xcel Energy | 85 | 13781 | IOU | 03187505 |  | Solar |  |  | Withdrawn | Trade Secret | Trade |  |  | Residential | Solar*Rewards | Trade Secret | 2019
20252-215912-02 | Xcel Energy | 85 | 13781 | IOU | 03188134 | 9.94 | Solar |  |  | Interconnected | Trade Secret | Trade | AFT | AFT315 | Residential | Solar*Rewards | Trade Secret | 2019 | 2019
20252-215912-02 | Xcel Energy | 85 | 13781 | IOU | 03188223 | 9.994 | Solar |  |  | Interconnected | Trade Secret | Trade | LEX | LEX063 | Residential | Solar*Rewards | Trade Secret | 2019 | 2020
20252-215912-02 | Xcel Energy | 85 | 13781 | IOU | 03188274 | 6 | Solar |  |  | Interconnected | Trade Secret | Trade | MPK | MPK084 | Residential | Solar*Rewards | Trade Secret | 2019 | 2020
20252-215912-02 | Xcel Energy | 85 | 13781 | IOU | 03188576 |  | Solar |  |  | Withdrawn | Trade Secret | Trade |  |  | Residential | Solar*Rewards | Trade Secret | 2019
20252-215912-02 | Xcel Energy | 85 | 13781 | IOU | 03188835 | 6 | Solar |  |  | Interconnected | Trade Secret | Trade | XRD | XRD062 | Residential | Solar*Rewards | Trade Secret | 2019 | 2019
20252-215912-02 | Xcel Energy | 85 | 13781 | IOU | 03188956 | 11.39 | Solar |  |  | Interconnected | Trade Secret | Trade | FSL | FSL312 | Residential | Solar*Rewards | Trade Secret | 2019 | 2019
20252-215912-02 | Xcel Energy | 85 | 13781 | IOU | 03189132 | 7.616 | Solar |  |  | Interconnected | Trade Secret | Trade | DBL | DBL065 | Residential | Solar*Rewards | Trade Secret | 2019 | 2020
20252-215912-02 | Xcel Energy | 85 | 13781 | IOU | 03189653 | 6 | Solar |  |  | Interconnected | Trade Secret | Trade | DGC | DGC061 | Residential |  | Trade Secret | 2019 | 2020
20252-215912-02 | Xcel Energy | 85 | 13781 | IOU | 03190734 | 3.747 | Solar |  |  | Interconnected | Trade Secret | Trade | MPK | MPK087 | Residential | Solar*Rewards | Trade Secret | 2019 | 2019
20252-215912-02 | Xcel Energy | 85 | 13781 | IOU | 03190767 | 6 | Solar |  |  | Interconnected | Trade Secret | Trade | SCL | SCL313 | Residential | Solar*Rewards | Trade Secret | 2019 | 2019
20252-215912-02 | Xcel Energy | 85 | 13781 | IOU | 03190858 | 5.8 | Solar |  |  | Interconnected | Trade Secret | Trade | SLP | SLP082 | Residential | Solar*Rewards | Trade Secret | 2019 | 2019
20252-215912-02 | Xcel Energy | 85 | 13781 | IOU | 03190879 | 2.4 | Solar |  |  | Interconnected | Trade Secret | Trade | MOL | MOL078 | Residential | Solar*Rewards | Trade Secret | 2019 | 2020
20252-215912-02 | Xcel Energy | 85 | 13781 | IOU | 03191556 | 3.747 | Solar |  |  | Interconnected | Trade Secret | Trade | SHP | SHP062 | Residential | Solar*Rewards | Trade Secret | 2019 | 2019
20252-215912-02 | Xcel Energy | 85 | 13781 | IOU | 03191599 | 10.44 | Solar |  |  | Interconnected | Trade Secret | Trade | RRK | RRK064 | Residential | Solar*Rewards | Trade Secret | 2019 | 2019
20252-215912-02 | Xcel Energy | 85 | 13781 | IOU | 03191635 | 8.4 | Solar |  |  | Withdrawn | Trade Secret | Trade | MOL | MOL068 | Residential | Solar*Rewards | Trade Secret | 2019
20252-215912-02 | Xcel Energy | 85 | 13781 | IOU | 03191944 | 15.232 | Solar |  |  | Interconnected | Trade Secret | Trade | OPK | OPK077 | Residential | Solar*Rewards | Trade Secret | 2019 | 2019
20252-215912-02 | Xcel Energy | 85 | 13781 | IOU | 03192474 | 11.43 | Solar |  |  | Interconnected | Trade Secret | Trade | AFT | AFT314 | Residential | Solar*Rewards | Trade Secret | 2019 | 2019
20252-215912-02 | Xcel Energy | 85 | 13781 | IOU | 03192540 | 11.517 | Solar |  |  | Interconnected | Trade Secret | Trade | SCA | SCA021 | Residential | Solar*Rewards | Trade Secret | 2019 | 2020
20252-215912-02 | Xcel Energy | 85 | 13781 | IOU | 03192658 | 125 | Solar |  |  | Interconnected | Trade Secret | Trade | GNL | GNL073 | Residential |  | Trade Secret | 2019 | 2020
20252-215912-02 | Xcel Energy | 85 | 13781 | IOU | 03192795 | 6.96 | Solar |  |  | Active Application | Trade Secret | Trade |  |  | Residential | Solar*Rewards | Trade Secret | 2019
20252-215912-02 | Xcel Energy | 85 | 13781 | IOU | 03194803 | 166.6 | Solar |  |  | Interconnected | Trade Secret | Trade | LOK | LOK092 | Commercial |  | Trade Secret | 2019 | 2020
20252-215912-02 | Xcel Energy | 85 | 13781 | IOU | 03194854 | 4.08 | Solar |  |  | Interconnected | Trade Secret | Trade | HWW | HWW062 | Residential | Solar*Rewards | Trade Secret | 2019 | 2020
20252-215912-02 | Xcel Energy | 85 | 13781 | IOU | 03195094 | 3.747 | Solar |  |  | Interconnected | Trade Secret | Trade | MPK | MPK084 | Residential | Solar*Rewards | Trade Secret | 2019 | 2020
20252-215912-02 | Xcel Energy | 85 | 13781 | IOU | 03195145 | 10 | Storage |  |  | Interconnected | Trade Secret | Trade | ALD | ALD083 | Residential |  | Trade Secret | 2019 | 2013
20252-215912-02 | Xcel Energy | 85 | 13781 | IOU | 03195170 | 27 | Storage |  |  | Interconnected | Trade Secret | Trade | WSG | WSG071 | Residential |  | Trade Secret | 2019 | 2015
20252-215912-02 | Xcel Energy | 85 | 13781 | IOU | 03195215 | 5.8 | Solar |  |  | Interconnected | Trade Secret | Trade | AFT | AFT314 | Residential | Solar*Rewards | Trade Secret | 2019 | 2019
20252-215912-02 | Xcel Energy | 85 | 13781 | IOU | 03195272 | 7.616 | Solar |  |  | Interconnected | Trade Secret | Trade | MND | MND063 | Residential | Solar*Rewards | Trade Secret | 2019 | 2019
20252-215912-02 | Xcel Energy | 85 | 13781 | IOU | 03196172 | 7.616 | Solar |  |  | Interconnected | Trade Secret | Trade | WDY | WDY311 | Residential | Solar*Rewards | Trade Secret | 2019 | 2019
20252-215912-02 | Xcel Energy | 85 | 13781 | IOU | 03198622 | 9.994 | Solar |  |  | Interconnected | Trade Secret | Trade | CGR | CGR063 | Residential | Solar*Rewards | Trade Secret | 2019 | 2020
20252-215912-02 | Xcel Energy | 85 | 13781 | IOU | 03198736 | 5 | Solar |  |  | Interconnected | Trade Secret | Trade | PIL | PIL022 | Residential | Solar*Rewards | Trade Secret | 2019 | 2019
20252-215912-02 | Xcel Energy | 85 | 13781 | IOU | 03199541 | 11.6 | Solar |  |  | Interconnected | Trade Secret | Trade | DAS | DAS061 | Residential | Solar*Rewards | Trade Secret | 2019 | 2019
20252-215912-02 | Xcel Energy | 85 | 13781 | IOU | 03199681 | 38.02 | Solar |  |  | Interconnected | Trade Secret | Trade | WES | WES062 | Commercial | Solar*Rewards | Trade Secret | 2019 | 2019
20252-215912-02 | Xcel Energy | 85 | 13781 | IOU | 03199732 | 3.747 | Solar |  |  | Interconnected | Trade Secret | Trade | UPP | UPP084 | Residential | Solar*Rewards | Trade Secret | 2019 | 2020
20252-215912-02 | Xcel Energy | 85 | 13781 | IOU | 03200468 | 5.04 | Solar |  |  | Withdrawn | Trade Secret | Trade | AFT | AFT315 | Residential | Solar*Rewards | Trade Secret | 2019
20252-215912-02 | Xcel Energy | 85 | 13781 | IOU | 03200585 | 3.92 | Solar |  |  | Interconnected | Trade Secret | Trade | RAP | RAP081 | Residential | Solar*Rewards | Trade Secret | 2019 | 2020
20252-215912-02 | Xcel Energy | 85 | 13781 | IOU | 03200922 | 7.616 | Solar |  |  | Interconnected | Trade Secret | Trade | WIL | WIL082 | Residential | Solar*Rewards | Trade Secret | 2019 | 2020
20252-215912-02 | Xcel Energy | 85 | 13781 | IOU | 03201285 | 7.616 | Solar |  |  | Interconnected | Trade Secret | Trade | WAV | WAV021 | Residential | Solar*Rewards | Trade Secret | 2019 | 2019
20252-215912-02 | Xcel Energy | 85 | 13781 | IOU | 03201328 | 5.22 | Solar |  |  | Interconnected | Trade Secret | Trade | MEL | MEL087 | Residential | Solar*Rewards | Trade Secret | 2019 | 2019
20252-215912-02 | Xcel Energy | 85 | 13781 | IOU | 03201462 | 7.616 | Solar |  |  | Interconnected | Trade Secret | Trade | SOU | SOU075 | Residential | Solar*Rewards | Trade Secret | 2019 | 2020
20252-215912-02 | Xcel Energy | 85 | 13781 | IOU | 03201571 | 5.22 | Solar |  |  | Interconnected | Trade Secret | Trade | SOU | SOU061 | Residential | Solar*Rewards | Trade Secret | 2019 | 2019
20252-215912-02 | Xcel Energy | 85 | 13781 | IOU | 03201640 | 15 | Solar |  |  | Interconnected | Trade Secret | Trade | ZUF | ZUF021 | Residential | Solar*Rewards | Trade Secret | 2019 | 2020
20252-215912-02 | Xcel Energy | 85 | 13781 | IOU | 03201656 |  | Solar |  |  | Withdrawn | Trade Secret | Trade |  |  | Residential | Solar*Rewards | Trade Secret | 2019
20252-215912-02 | Xcel Energy | 85 | 13781 | IOU | 03201676 |  | Solar |  |  | Withdrawn | Trade Secret | Trade |  |  | Residential | Solar*Rewards | Trade Secret | 2019
20252-215912-02 | Xcel Energy | 85 | 13781 | IOU | 03202542 | 29.982 | Solar |  |  | Interconnected | Trade Secret | Trade | RWD | RWD063 | Commercial | Solar*Rewards | Trade Secret | 2019 | 2020
20252-215912-02 | Xcel Energy | 85 | 13781 | IOU | 03202628 | 17.61 | Solar |  |  | Interconnected | Trade Secret | Trade | RWD | RWD063 | Commercial | Solar*Rewards | Trade Secret | 2019 | 2020
20252-215912-02 | Xcel Energy | 85 | 13781 | IOU | 03203117 | 43.2 | Solar |  |  | Interconnected | Trade Secret | Trade | REW | REW022 | Commercial | Solar*Rewards | Trade Secret | 2019 | 2020
20252-215912-02 | Xcel Energy | 85 | 13781 | IOU | 03203317 | 4.08 | Solar |  |  | Interconnected | Trade Secret | Trade | TWL | TWL067 | Residential | Solar*Rewards | Trade Secret | 2019 | 2020
20252-215912-02 | Xcel Energy | 85 | 13781 | IOU | 03203353 | 2.4 | Solar |  |  | Active Application | Trade Secret | Trade | WIL | WIL079 | Residential | Solar*Rewards | Trade Secret | 2019
20252-215912-02 | Xcel Energy | 85 | 13781 | IOU | 03203562 | 8.4 | Solar |  |  | Interconnected | Trade Secret | Trade | AFT | AFT321 | Residential | Solar*Rewards | Trade Secret | 2019 | 2019
20252-215912-02 | Xcel Energy | 85 | 13781 | IOU | 03203735 | 10.44 | Solar |  |  | Interconnected | Trade Secret | Trade | ORO | ORO062 | Residential | Solar*Rewards | Trade Secret | 2019 | 2020
20252-215912-02 | Xcel Energy | 85 | 13781 | IOU | 03206362 | 17.61 | Solar |  |  | Interconnected | Trade Secret | Trade | LIN | LIN031 | Residential | Solar*Rewards | Trade Secret | 2019 | 2020
20252-215912-02 | Xcel Energy | 85 | 13781 | IOU | 03206378 | 6.67 | Solar |  |  | Interconnected | Trade Secret | Trade | MPK | MPK082 | Residential | Solar*Rewards | Trade Secret | 2019 | 2020
20252-215912-02 | Xcel Energy | 85 | 13781 | IOU | 03206411 | 5 | Solar |  |  | Interconnected | Trade Secret | Trade | SOU | SOU081 | Residential | Solar*Rewards | Trade Secret | 2019 | 2019
20252-215912-02 | Xcel Energy | 85 | 13781 | IOU | 03206422 | 11.39 | Solar |  |  | Interconnected | Trade Secret | Trade | PKL | PKL075 | Residential | Solar*Rewards | Trade Secret | 2019 | 2020
20252-215912-02 | Xcel Energy | 85 | 13781 | IOU | 03206468 | 6 | Solar |  |  | Interconnected | Trade Secret | Trade | RLK | RLK069 | Residential | Solar*Rewards | Trade Secret | 2019 | 2019
20252-215912-02 | Xcel Energy | 85 | 13781 | IOU | 03208807 | 9.28 | Solar |  |  | Interconnected | Trade Secret | Trade | STY | STY065 | Commercial | Solar*Rewards | Trade Secret | 2019 | 2019
20252-215912-02 | Xcel Energy | 85 | 13781 | IOU | 03209165 | 7.616 | Solar |  |  | Interconnected | Trade Secret | Trade | HUG | HUG321 | Residential | Solar*Rewards | Trade Secret | 2019 | 2020
20252-215912-02 | Xcel Energy | 85 | 13781 | IOU | 03209742 | 22.78 | Solar |  |  | Interconnected | Trade Secret | Trade | FAP | FAP061 | Commercial | Solar*Rewards | Trade Secret | 2019 | 2020
20252-215912-02 | Xcel Energy | 85 | 13781 | IOU | 03209866 | 14.51 | Solar |  |  | Interconnected | Trade Secret | Trade | WES | WES062 | Commercial |  | Trade Secret | 2019 | 2019
20252-215912-02 | Xcel Energy | 85 | 13781 | IOU | 03209868 | 7.616 | Solar |  |  | Interconnected | Trade Secret | Trade | GNL | GNL062 | Residential | Solar*Rewards | Trade Secret | 2019 | 2019
20252-215912-02 | Xcel Energy | 85 | 13781 | IOU | 03209899 | 9.994 | Solar |  |  | Interconnected | Trade Secret | Trade | APA | APA061 | Residential | Solar*Rewards | Trade Secret | 2019 | 2019
20252-215912-02 | Xcel Energy | 85 | 13781 | IOU | 03209971 | 4.35 | Solar |  | X | Interconnected | Trade Secret | Trade | SLP | SLP095 | Residential | Solar*Rewards | Trade Secret | 2019 | 2020
20252-215912-02 | Xcel Energy | 85 | 13781 | IOU | 03210019 | 33.3 | Solar |  |  | Interconnected | Trade Secret | Trade | GLK | GLK074 | Commercial | Solar*Rewards | Trade Secret | 2019 | 2020
20252-215912-02 | Xcel Energy | 85 | 13781 | IOU | 03210064 | 3.747 | Solar |  |  | Interconnected | Trade Secret | Trade | OAD | OAD061 | Residential | Solar*Rewards | Trade Secret | 2019 | 2019
20252-215912-02 | Xcel Energy | 85 | 13781 | IOU | 03210199 | 9.28 | Solar |  |  | Interconnected | Trade Secret | Trade | STY | STY065 | Commercial | Solar*Rewards | Trade Secret | 2019 | 2019
20252-215912-02 | Xcel Energy | 85 | 13781 | IOU | 03214697 | 11.39 | Solar |  |  | Interconnected | Trade Secret | Trade | LAP | LAP311 | Residential | Solar*Rewards | Trade Secret | 2019 | 2020
20252-215912-02 | Xcel Energy | 85 | 13781 | IOU | 03215088 | 5.28 | Solar |  |  | Interconnected | Trade Secret | Trade | MTR | MTR021 | Residential | Solar*Rewards | Trade Secret | 2019 | 2020
20252-215912-02 | Xcel Energy | 85 | 13781 | IOU | 03215669 | 4.08 | Solar |  |  | Interconnected | Trade Secret | Trade | RPO | RPO311 | Residential | Solar*Rewards | Trade Secret | 2019 | 2020
20252-215912-02 | Xcel Energy | 85 | 13781 | IOU | 03215769 | 6.72 | Solar |  |  | Interconnected | Trade Secret | Trade | WRR | WRR064 | Residential | Solar*Rewards | Trade Secret | 2019 | 2020
20252-215912-02 | Xcel Energy | 85 | 13781 | IOU | 03216733 | 4.8 | Solar |  |  | Interconnected | Trade Secret | Trade | OSS | OSS077 | Residential | Solar*Rewards | Trade Secret | 2019 | 2021
20252-215912-02 | Xcel Energy | 85 | 13781 | IOU | 03217081 | 7.616 | Solar |  |  | Interconnected | Trade Secret | Trade | ALK | ALK063 | Residential | Solar*Rewards | Trade Secret | 2019 | 2020
20252-215912-02 | Xcel Energy | 85 | 13781 | IOU | 03217124 | 5 | Solar |  |  | Interconnected | Trade Secret | Trade | LEX | LEX075 | Residential | Solar*Rewards | Trade Secret | 2019 | 2019
20252-215912-02 | Xcel Energy | 85 | 13781 | IOU | 03217173 | 4.35 | Solar |  |  | Interconnected | Trade Secret | Trade | HYL | HYL064 | Residential | Solar*Rewards | Trade Secret | 2019 | 2019
20252-215912-02 | Xcel Energy | 85 | 13781 | IOU | 03217270 | 6.09 | Solar |  | X | Interconnected | Trade Secret | Trade | LCR | LCR311 | Residential | Solar*Rewards | Trade Secret | 2019 | 2020
20252-215912-02 | Xcel Energy | 85 | 13781 | IOU | 03217731 | 7.2 | Solar |  |  | Active Application | Trade Secret | Trade | MND | MND062 | Residential | Solar*Rewards | Trade Secret | 2019
20252-215912-02 | Xcel Energy | 85 | 13781 | IOU | 03217746 | 6 | Solar |  |  | Interconnected | Trade Secret | Trade | WSG | WSG352 | Residential | Solar*Rewards | Trade Secret | 2019 | 2020
20252-215912-02 | Xcel Energy | 85 | 13781 | IOU | 03218464 | 6.72 | Solar |  |  | Withdrawn | Trade Secret | Trade |  |  | Residential | Solar*Rewards | Trade Secret | 2019
20252-215912-02 | Xcel Energy | 85 | 13781 | IOU | 03218546 | 4.06 | Solar |  | X | Interconnected | Trade Secret | Trade | MPK | MPK063 | Residential | Solar*Rewards | Trade Secret | 2019 | 2020
20252-215912-02 | Xcel Energy | 85 | 13781 | IOU | 03218553 | 13.6 | Solar |  |  | Interconnected | Trade Secret | Trade | SED | SED061 | Commercial | Solar*Rewards | Trade Secret | 2019 | 2019
20252-215912-02 | Xcel Energy | 85 | 13781 | IOU | 03218566 | 7.616 | Solar |  |  | Interconnected | Trade Secret | Trade | LOK | LOK062 | Residential | Solar*Rewards | Trade Secret | 2019 | 2019
20252-215912-02 | Xcel Energy | 85 | 13781 | IOU | 03218858 | 9.772 | Solar |  |  | Interconnected | Trade Secret | Trade | LEX | LEX332 | Residential | Solar*Rewards | Trade Secret | 2019 | 2020
20252-215912-02 | Xcel Energy | 85 | 13781 | IOU | 03218968 | 13.616 | Solar |  |  | Interconnected | Trade Secret | Trade | RPO | RPO312 | Residential | Solar*Rewards | Trade Secret | 2019 | 2020
20252-215912-02 | Xcel Energy | 85 | 13781 | IOU | 03219264 |  | Solar |  |  | Withdrawn | Trade Secret | Trade |  |  | Residential | Solar*Rewards | Trade Secret | 2019
20252-215912-02 | Xcel Energy | 85 | 13781 | IOU | 03220526 | 10.15 | Solar |  |  | Interconnected | Trade Secret | Trade | MEL | MEL068 | Residential | Solar*Rewards | Trade Secret | 2019 | 2020
20252-215912-02 | Xcel Energy | 85 | 13781 | IOU | 03224176 | 7.625 | Solar |  |  | Interconnected | Trade Secret | Trade | MEL | MEL078 | Residential | Solar*Rewards | Trade Secret | 2019 | 2019
20252-215912-02 | Xcel Energy | 85 | 13781 | IOU | 03224327 | 1000 | Solar |  |  | Interconnected | Mapleton | Trade | MPN | MPN081 | Community Solar Garden | Solar*Rewards Community | Trade Secret | 2019 | 2021
20252-215912-02 | Xcel Energy | 85 | 13781 | IOU | 03224450 | 3.747 | Solar |  |  | Interconnected | Trade Secret | Trade | SOU | SOU075 | Residential | Solar*Rewards | Trade Secret | 2019 | 2019
20252-215912-02 | Xcel Energy | 85 | 13781 | IOU | 03224459 | 6 | Solar |  |  | Interconnected | Trade Secret | Trade | RPO | RPO311 | Residential | Solar*Rewards | Trade Secret | 2019 | 2019
20252-215912-02 | Xcel Energy | 85 | 13781 | IOU | 03224636 | 7.616 | Solar |  |  | Interconnected | Trade Secret | Trade | SOU | SOU064 | Residential | Solar*Rewards | Trade Secret | 2019 | 2019
20252-215912-02 | Xcel Energy | 85 | 13781 | IOU | 03224654 | 9.994 | Solar |  |  | Interconnected | Trade Secret | Trade | EDA | EDA071 | Residential | Solar*Rewards | Trade Secret | 2019 | 2019
20252-215912-02 | Xcel Energy | 85 | 13781 | IOU | 03225066 | 7.616 | Solar |  |  | Withdrawn | Trade Secret | Trade |  |  | Residential |  | Trade Secret | 2019
20252-215912-02 | Xcel Energy | 85 | 13781 | IOU | 03225825 | 9.994 | Solar |  |  | Interconnected | Trade Secret | Trade | MHW | MHW311 | Residential | Solar*Rewards | Trade Secret | 2019 | 2020
20252-215912-02 | Xcel Energy | 85 | 13781 | IOU | 03226571 | 7.616 | Solar |  |  | Withdrawn | Trade Secret | Trade |  |  | Residential |  | Trade Secret | 2019
20252-215912-02 | Xcel Energy | 85 | 13781 | IOU | 03227844 |  | Other |  |  | Withdrawn | Trade Secret | Trade |  |  | Residential |  | Trade Secret | 2019
20252-215912-02 | Xcel Energy | 85 | 13781 | IOU | 03227845 | 2000 | Other |  |  | Interconnected | Trade Secret | Trade | UPP | UPP061 | Commercial |  | Trade Secret | 2019 | 2020
20252-215912-02 | Xcel Energy | 85 | 13781 | IOU | 03229141 | 29.985 | Solar |  |  | Interconnected | Trade Secret | Trade | HWW | HWW074 | Commercial | Solar*Rewards | Trade Secret | 2019 | 2020
20252-215912-02 | Xcel Energy | 85 | 13781 | IOU | 03229261 | 7.616 | Solar |  |  | Interconnected | Trade Secret | Trade | WES | WES074 | Residential | Solar*Rewards | Trade Secret | 2019 | 2020
20252-215912-02 | Xcel Energy | 85 | 13781 | IOU | 03229629 | 43.2 | Solar |  |  | Interconnected | Trade Secret | Trade | GVW | GVW031 | Commercial | Solar*Rewards | Trade Secret | 2019 | 2020
20252-215912-02 | Xcel Energy | 85 | 13781 | IOU | 03229816 | 9.994 | Solar |  |  | Interconnected | Trade Secret | Trade | BYT | BYT061 | Residential | Solar*Rewards | Trade Secret | 2019 | 2020
20252-215912-02 | Xcel Energy | 85 | 13781 | IOU | 03230052 | 5.22 | Solar |  |  | Interconnected | Trade Secret | Trade | GSL | GSL079 | Residential | Solar*Rewards | Trade Secret | 2019 | 2020
20252-215912-02 | Xcel Energy | 85 | 13781 | IOU | 03230596 | 2.32 | Solar |  |  | Interconnected | Trade Secret | Trade | SOU | SOU081 | Residential | Solar*Rewards | Trade Secret | 2019 | 2019
20252-215912-02 | Xcel Energy | 85 | 13781 | IOU | 03230687 | 14.994 | Solar |  |  | Interconnected | Trade Secret | Trade | BYT | BYT072 | Residential | Solar*Rewards | Trade Secret | 2019 | 2019
20252-215912-02 | Xcel Energy | 85 | 13781 | IOU | 03232304 | 9.994 | Solar |  |  | Interconnected | Trade Secret | Trade | RPL | RPL074 | Residential | Solar*Rewards | Trade Secret | 2019 | 2019
20252-215912-02 | Xcel Energy | 85 | 13781 | IOU | 03232581 | 6 | Solar |  |  | Interconnected | Trade Secret | Trade | EDA | EDA079 | Residential | Solar*Rewards | Trade Secret | 2019 | 2020
20252-215912-02 | Xcel Energy | 85 | 13781 | IOU | 03232814 | 7.54 | Solar |  |  | Interconnected | Trade Secret | Trade | SOU | SOU061 | Residential | Solar*Rewards | Trade Secret | 2019 | 2020
20252-215912-02 | Xcel Energy | 85 | 13781 | IOU | 03232925 | 3.747 | Solar |  |  | Interconnected | Trade Secret | Trade | HWW | HWW074 | Residential | Solar*Rewards | Trade Secret | 2019 | 2019
20252-215912-02 | Xcel Energy | 85 | 13781 | IOU | 03232996 | 4.08 | Solar |  |  | Interconnected | Trade Secret | Trade | MOL | MOL067 | Residential | Solar*Rewards | Trade Secret | 2019 | 2020
20252-215912-02 | Xcel Energy | 85 | 13781 | IOU | 03233418 | 7.92 | Solar |  |  | Interconnected | Trade Secret | Trade | BEL | BEL061 | Residential | Solar*Rewards | Trade Secret | 2019 | 2020
20252-215912-02 | Xcel Energy | 85 | 13781 | IOU | 03235024 | 2.4 | Solar |  |  | Interconnected | Trade Secret | Trade | TER | TER071 | Residential | Solar*Rewards | Trade Secret | 2019 | 2020
20252-215912-02 | Xcel Energy | 85 | 13781 | IOU | 03235081 | 5.04 | Solar |  |  | Active Application | Trade Secret | Trade |  |  | Residential | Solar*Rewards | Trade Secret | 2019
20252-215912-02 | Xcel Energy | 85 | 13781 | IOU | 03235484 | 4.8 | Solar |  |  | Active Application | Trade Secret | Trade |  |  | Residential | Solar*Rewards | Trade Secret | 2019
20252-215912-02 | Xcel Energy | 85 | 13781 | IOU | 03235567 | 3.747 | Solar |  |  | Interconnected | Trade Secret | Trade | SOU | SOU081 | Residential | Solar*Rewards | Trade Secret | 2019 | 2019
20252-215912-02 | Xcel Energy | 85 | 13781 | IOU | 03235602 |  | Solar |  |  | Withdrawn | Trade Secret | Trade | LIN | LIN022 | Residential | Solar*Rewards | Trade Secret | 2019
20252-215912-02 | Xcel Energy | 85 | 13781 | IOU | 03235617 | 9.36 | Solar |  |  | Active Application | Trade Secret | Trade | LIN | LIN022 | Residential |  | Trade Secret | 2019
20252-215912-02 | Xcel Energy | 85 | 13781 | IOU | 03235620 | 6.38 | Solar |  |  | Interconnected | Trade Secret | Trade | BCR | BCR062 | Residential | Solar*Rewards | Trade Secret | 2019 | 2019
20252-215912-02 | Xcel Energy | 85 | 13781 | IOU | 03235802 | 7.54 | Solar |  |  | Interconnected | Trade Secret | Trade | WCR | WCR321 | Residential | Solar*Rewards | Trade Secret | 2019 | 2020
20252-215912-02 | Xcel Energy | 85 | 13781 | IOU | 03235806 | 6 | Solar |  |  | Interconnected | Trade Secret | Trade | HOL | HOL071 | Residential | Solar*Rewards | Trade Secret | 2019 | 2019
20252-215912-02 | Xcel Energy | 85 | 13781 | IOU | 03236472 | 6 | Solar |  |  | Interconnected | Trade Secret | Trade | WIN | WIN023 | Commercial | Solar*Rewards | Trade Secret | 2019 | 2020
20252-215912-02 | Xcel Energy | 85 | 13781 | IOU | 03236479 | 7.5 | Solar |  |  | Interconnected | Trade Secret | Trade | GVW | GVW031 | Commercial | Solar*Rewards | Trade Secret | 2019 | 2020
20252-215912-02 | Xcel Energy | 85 | 13781 | IOU | 03236482 | 6 | Solar |  |  | Interconnected | Trade Secret | Trade | WIN | WIN034 | Residential | Solar*Rewards | Trade Secret | 2019 | 2019
20252-215912-02 | Xcel Energy | 85 | 13781 | IOU | 03236494 | 3.747 | Solar |  |  | Interconnected | Trade Secret | Trade | WIN | WIN023 | Residential | Solar*Rewards | Trade Secret | 2019 | 2020
20252-215912-02 | Xcel Energy | 85 | 13781 | IOU | 03237195 | 39.998 | Solar |  |  | Interconnected | Trade Secret | Trade | BRP | BRP072 | Commercial | Solar*Rewards | Trade Secret | 2019 | 2020
20252-215912-02 | Xcel Energy | 85 | 13781 | IOU | 03237279 | 39.998 | Solar |  |  | Interconnected | Trade Secret | Trade | OSS | OSS071 | Commercial | Solar*Rewards | Trade Secret | 2019 | 2020
20252-215912-02 | Xcel Energy | 85 | 13781 | IOU | 03238229 | 9.994 | Solar |  |  | Interconnected | Trade Secret | Trade | HUG | HUG321 | Residential | Solar*Rewards | Trade Secret | 2019 | 2020
20252-215912-02 | Xcel Energy | 85 | 13781 | IOU | 03238385 | 39.998 | Solar |  |  | Interconnected | Trade Secret | Trade | BRP | BRP072 | Commercial | Solar*Rewards | Trade Secret | 2019 | 2020
20252-215912-02 | Xcel Energy | 85 | 13781 | IOU | 03238480 | 15.232 | Solar |  |  | Interconnected | Trade Secret | Trade | RPO | RPO311 | Residential | Solar*Rewards | Trade Secret | 2019 | 2020
20252-215912-02 | Xcel Energy | 85 | 13781 | IOU | 03238872 | 9.994 | Solar |  |  | Interconnected | Trade Secret | Trade | ATW | ATW062 | Residential | Solar*Rewards | Trade Secret | 2019 | 2020
20252-215912-02 | Xcel Energy | 85 | 13781 | IOU | 03239216 | 2.32 | Solar |  |  | Interconnected | Trade Secret | Trade | SOU | SOU073 | Residential | Solar*Rewards | Trade Secret | 2019 | 2019
20252-215912-02 | Xcel Energy | 85 | 13781 | IOU | 03239278 | 6 | Solar |  |  | Interconnected | Trade Secret | Trade | SLP | SLP082 | Commercial | Solar*Rewards | Trade Secret | 2019 | 2020
20252-215912-02 | Xcel Energy | 85 | 13781 | IOU | 03239334 | 7.616 | Solar |  |  | Interconnected | Trade Secret | Trade | STY | STY073 | Residential | Solar*Rewards | Trade Secret | 2019 | 2019
20252-215912-02 | Xcel Energy | 85 | 13781 | IOU | 03239630 | 6 | Solar |  |  | Interconnected | Trade Secret | Trade | OAD | OAD074 | Residential | Solar*Rewards | Trade Secret | 2019 | 2021
20252-215912-02 | Xcel Energy | 85 | 13781 | IOU | 03239946 | 4.08 | Solar |  |  | Interconnected | Trade Secret | Trade | CGR | CGR072 | Residential | Solar*Rewards | Trade Secret | 2019 | 2020
20252-215912-02 | Xcel Energy | 85 | 13781 | IOU | 03240052 | 8.7 | Solar |  |  | Interconnected | Trade Secret | Trade | HWW | HWW074 | Residential | Solar*Rewards | Trade Secret | 2019 | 2020
20252-215912-02 | Xcel Energy | 85 | 13781 | IOU | 03240198 | 4.32 | Solar |  |  | Active Application | Trade Secret | Trade |  |  | Residential | Solar*Rewards | Trade Secret | 2019
20252-215912-02 | Xcel Energy | 85 | 13781 | IOU | 03240713 | 11.39 | Solar |  |  | Interconnected | Trade Secret | Trade | KOL | KOL071 | Residential | Solar*Rewards | Trade Secret | 2019 | 2020
20252-215912-02 | Xcel Energy | 85 | 13781 | IOU | 03240786 | 5 | Solar |  |  | Interconnected | Trade Secret | Trade | ESW | ESW081 | Residential | Solar*Rewards | Trade Secret | 2019 | 2019
20252-215912-02 | Xcel Energy | 85 | 13781 | IOU | 03240887 | 7.616 | Solar |  |  | Interconnected | Trade Secret | Trade | WIL | WIL089 | Residential | Solar*Rewards | Trade Secret | 2019 | 2020
20252-215912-02 | Xcel Energy | 85 | 13781 | IOU | 03241083 | 3.48 | Solar |  |  | Interconnected | Trade Secret | Trade | MDT | MDT077 | Residential | Solar*Rewards | Trade Secret | 2019 | 2020
20252-215912-02 | Xcel Energy | 85 | 13781 | IOU | 03241163 | 6 | Solar |  |  | Interconnected | Trade Secret | Trade | UPP | UPP082 | Residential | Solar*Rewards | Trade Secret | 2019 | 2019
20252-215912-02 | Xcel Energy | 85 | 13781 | IOU | 03241700 | 3.19 | Solar |  |  | Interconnected | Trade Secret | Trade | APA | APA067 | Residential | Solar*Rewards | Trade Secret | 2019 | 2020
20252-215912-02 | Xcel Energy | 85 | 13781 | IOU | 03241990 | 9.28 | Solar |  |  | Interconnected | Trade Secret | Trade | APA | APA071 | Residential | Solar*Rewards | Trade Secret | 2019 | 2020
20252-215912-02 | Xcel Energy | 85 | 13781 | IOU | 03242057 | 9.86 | Solar |  |  | Interconnected | Trade Secret | Trade | WDY | WDY322 | Residential | Solar*Rewards | Trade Secret | 2019 | 2019
20252-215912-02 | Xcel Energy | 85 | 13781 | IOU | 03242193 | 7.616 | Solar |  |  | Interconnected | Trade Secret | Trade | SHP | SHP061 | Residential | Solar*Rewards | Trade Secret | 2019 | 2020
20252-215912-02 | Xcel Energy | 85 | 13781 | IOU | 03242292 | 7.616 | Solar |  |  | Interconnected | Trade Secret | Trade | RPO | RPO312 | Residential | Solar*Rewards | Trade Secret | 2019 | 2020
20252-215912-02 | Xcel Energy | 85 | 13781 | IOU | 03242916 | 5 | Solar |  |  | Interconnected | Trade Secret | Trade | SOU | SOU077 | Residential |  | Trade Secret | 2019 | 2020
20252-215912-02 | Xcel Energy | 85 | 13781 | IOU | 03242975 | 11.39 | Solar |  |  | Interconnected | Trade Secret | Trade | OPK | OPK077 | Residential | Solar*Rewards | Trade Secret | 2019 | 2019
20252-215912-02 | Xcel Energy | 85 | 13781 | IOU | 03243069 | 3.48 | Solar |  |  | Interconnected | Trade Secret | Trade | SOU | SOU087 | Residential | Solar*Rewards | Trade Secret | 2019 | 2020
20252-215912-02 | Xcel Energy | 85 | 13781 | IOU | 03243103 | 4.8 | Solar |  |  | Active Application | Trade Secret | Trade | RAM | RAM064 | Residential | Solar*Rewards | Trade Secret | 2019
20252-215912-02 | Xcel Energy | 85 | 13781 | IOU | 03243160 | 8.88 | Solar |  |  | Active Application | Trade Secret | Trade | IDA | IDA074 | Residential | Solar*Rewards | Trade Secret | 2019
20252-215912-02 | Xcel Energy | 85 | 13781 | IOU | 03243549 | 11.39 | Solar |  |  | Interconnected | Trade Secret | Trade | HUG | HUG312 | Residential | Solar*Rewards | Trade Secret | 2019 | 2019
20252-215912-02 | Xcel Energy | 85 | 13781 | IOU | 03243867 | 7.616 | Solar |  |  | Interconnected | Trade Secret | Trade | AHI | AHI063 | Residential | Solar*Rewards | Trade Secret | 2019 | 2020
20252-215912-02 | Xcel Energy | 85 | 13781 | IOU | 03243913 | 6 | Solar |  |  | Interconnected | Trade Secret | Trade | WIL | WIL063 | Residential | Solar*Rewards | Trade Secret | 2019 | 2019
20252-215912-02 | Xcel Energy | 85 | 13781 | IOU | 03243979 | 4.64 | Solar |  | X | Interconnected | Trade Secret | Trade | STO | STO002 | Residential | Solar*Rewards | Trade Secret | 2019 | 2020
20252-215912-02 | Xcel Energy | 85 | 13781 | IOU | 03244072 | 3.77 | Solar |  |  | Interconnected | Trade Secret | Trade | EBL | EBL084 | Residential | Solar*Rewards | Trade Secret | 2019 | 2019
20252-215912-02 | Xcel Energy | 85 | 13781 | IOU | 03244175 | 10.44 | Solar |  |  | Interconnected | Trade Secret | Trade | PKL | PKL085 | Residential | Solar*Rewards | Trade Secret | 2019 | 2020
20252-215912-02 | Xcel Energy | 85 | 13781 | IOU | 03244241 | 6 | Solar |  |  | Active Application | Trade Secret | Trade | LCR | LCR311 | Residential | Solar*Rewards | Trade Secret | 2019
20252-215912-02 | Xcel Energy | 85 | 13781 | IOU | 03244252 | 5.52 | Solar |  |  | Withdrawn | Trade Secret | Trade | TLK | TLK061 | Residential | Solar*Rewards | Trade Secret | 2019
20252-215912-02 | Xcel Energy | 85 | 13781 | IOU | 03244270 | 5.52 | Solar |  |  | Withdrawn | Trade Secret | Trade |  |  | Residential |  | Trade Secret | 2019
20252-215912-02 | Xcel Energy | 85 | 13781 | IOU | 03244298 | 7.616 | Solar |  |  | Interconnected | Trade Secret | Trade | AHI | AHI063 | Residential | Solar*Rewards | Trade Secret | 2019 | 2020
20252-215912-02 | Xcel Energy | 85 | 13781 | IOU | 03244726 | 3.84 | Solar |  |  | Withdrawn | Trade Secret | Trade | IDA | IDA064 | Residential | Solar*Rewards | Trade Secret | 2019
20252-215912-02 | Xcel Energy | 85 | 13781 | IOU | 03245225 | 6.96 | Solar |  |  | Interconnected | Trade Secret | Trade | APA | APA075 | Residential | Solar*Rewards | Trade Secret | 2019 | 2020
20252-215912-02 | Xcel Energy | 85 | 13781 | IOU | 03245284 | 7.616 | Solar |  |  | Interconnected | Trade Secret | Trade | MOL | MOL066 | Residential | Solar*Rewards | Trade Secret | 2019 | 2020
20252-215912-02 | Xcel Energy | 85 | 13781 | IOU | 03245309 | 11.89 | Solar |  |  | Interconnected | Trade Secret | Trade | ALK | ALK072 | Residential | Solar*Rewards | Trade Secret | 2019 | 2020
20252-215912-02 | Xcel Energy | 85 | 13781 | IOU | 03245347 | 6.96 | Solar |  |  | Interconnected | Trade Secret | Trade | EDA | EDA073 | Residential | Solar*Rewards | Trade Secret | 2019 | 2019
20252-215912-02 | Xcel Energy | 85 | 13781 | IOU | 03245404 | 5.8 | Solar |  |  | Interconnected | Trade Secret | Trade | RPL | RPL064 | Residential | Solar*Rewards | Trade Secret | 2019 | 2019
20252-215912-02 | Xcel Energy | 85 | 13781 | IOU | 03245428 | 5.22 | Solar |  | X | Interconnected | Trade Secret | Trade | WSG | WSG076 | Residential | Solar*Rewards | Trade Secret | 2019 | 2020
20252-215912-02 | Xcel Energy | 85 | 13781 | IOU | 03245473 | 8.7 | Solar |  |  | Interconnected | Trade Secret | Trade | MND | MND072 | Residential | Solar*Rewards | Trade Secret | 2019 | 2020
20252-215912-02 | Xcel Energy | 85 | 13781 | IOU | 03245484 | 11.39 | Solar |  |  | Interconnected | Trade Secret | Trade | WWK | WWK311 | Residential | Solar*Rewards | Trade Secret | 2019 | 2020
20252-215912-02 | Xcel Energy | 85 | 13781 | IOU | 03245512 | 5.8 | Solar |  |  | Interconnected | Trade Secret | Trade | KLK | KLK061 | Residential | Solar*Rewards | Trade Secret | 2019 | 2020
20252-215912-02 | Xcel Energy | 85 | 13781 | IOU | 03245535 | 7.616 | Solar |  |  | Interconnected | Trade Secret | Trade | LOK | LOK093 | Residential | Solar*Rewards | Trade Secret | 2019 | 2020
20252-215912-02 | Xcel Energy | 85 | 13781 | IOU | 03245642 | 3.36 | Solar |  |  | Interconnected | Trade Secret | Trade | WIL | WIL071 | Residential | Solar*Rewards | Trade Secret | 2019 | 2020
20252-215912-02 | Xcel Energy | 85 | 13781 | IOU | 03245939 | 11.39 | Solar |  |  | Interconnected | Trade Secret | Trade | WCR | WCR311 | Residential | Solar*Rewards | Trade Secret | 2019 | 2020
20252-215912-02 | Xcel Energy | 85 | 13781 | IOU | 03246958 | 7.68 | Solar |  |  | Active Application | Trade Secret | Trade | WES | WES073 | Residential | Solar*Rewards | Trade Secret | 2019
20252-215912-02 | Xcel Energy | 85 | 13781 | IOU | 03247044 | 4.32 | Solar |  |  | Active Application | Trade Secret | Trade |  |  | Residential | Solar*Rewards | Trade Secret | 2019
20252-215912-02 | Xcel Energy | 85 | 13781 | IOU | 03247185 | 4.35 | Solar |  |  | Interconnected | Trade Secret | Trade | WES | WES074 | Residential | Solar*Rewards | Trade Secret | 2019 | 2020
20252-215912-02 | Xcel Energy | 85 | 13781 | IOU | 03247482 | 13.72 | Solar |  |  | Interconnected | Trade Secret | Trade | FIC | FIC021 | Commercial | Solar*Rewards | Trade Secret | 2019 | 2020
20252-215912-02 | Xcel Energy | 85 | 13781 | IOU | 03247526 | 14 | Solar |  |  | Interconnected | Trade Secret | Trade | FIC | FIC021 | Commercial | Solar*Rewards | Trade Secret | 2019 | 2020
20252-215912-02 | Xcel Energy | 85 | 13781 | IOU | 03247544 | 13.72 | Solar |  |  | Interconnected | Trade Secret | Trade | FIC | FIC021 | Commercial | Solar*Rewards | Trade Secret | 2019 | 2020
20252-215912-02 | Xcel Energy | 85 | 13781 | IOU | 03247559 | 13.72 | Solar |  |  | Interconnected | Trade Secret | Trade | FIC | FIC021 | Commercial | Solar*Rewards | Trade Secret | 2019 | 2020
20252-215912-02 | Xcel Energy | 85 | 13781 | IOU | 03247575 | 13.72 | Solar |  |  | Interconnected | Trade Secret | Trade | FIC | FIC021 | Commercial | Solar*Rewards | Trade Secret | 2019 | 2020
20252-215912-02 | Xcel Energy | 85 | 13781 | IOU | 03247590 | 13.72 | Solar |  |  | Interconnected | Trade Secret | Trade | FIC | FIC021 | Commercial | Solar*Rewards | Trade Secret | 2019 | 2020
20252-215912-02 | Xcel Energy | 85 | 13781 | IOU | 03247607 | 14.28 | Solar |  |  | Interconnected | Trade Secret | Trade | FIC | FIC021 | Commercial | Solar*Rewards | Trade Secret | 2019 | 2020
20252-215912-02 | Xcel Energy | 85 | 13781 | IOU | 03247617 | 13.72 | Solar |  |  | Interconnected | Trade Secret | Trade | FIC | FIC021 | Commercial | Solar*Rewards | Trade Secret | 2019 | 2020
20252-215912-02 | Xcel Energy | 85 | 13781 | IOU | 03247889 | 19.999 | Solar |  |  | Interconnected | Trade Secret | Trade | MPK | MPK085 | Commercial | Solar*Rewards | Trade Secret | 2019 | 2020
20252-215912-02 | Xcel Energy | 85 | 13781 | IOU | 03247987 | 4.93 | Solar |  |  | Interconnected | Trade Secret | Trade | MPK | MPK086 | Residential | Solar*Rewards | Trade Secret | 2019 | 2019
20252-215912-02 | Xcel Energy | 85 | 13781 | IOU | 03248028 | 7.616 | Solar |  |  | Interconnected | Trade Secret | Trade | SOU | SOU077 | Residential | Solar*Rewards | Trade Secret | 2019 | 2019
20252-215912-02 | Xcel Energy | 85 | 13781 | IOU | 03248030 | 9.994 | Solar |  |  | Interconnected | Trade Secret | Trade | CTR | CTR031 | Commercial | Solar*Rewards | Trade Secret | 2019 | 2020
20252-215912-02 | Xcel Energy | 85 | 13781 | IOU | 03248065 | 6 | Solar |  |  | Interconnected | Trade Secret | Trade | SLP | SLP086 | Residential | Solar*Rewards | Trade Secret | 2019 | 2020
20252-215912-02 | Xcel Energy | 85 | 13781 | IOU | 03248099 | 6 | Solar |  |  | Interconnected | Trade Secret | Trade | SOU | SOU087 | Residential | Solar*Rewards | Trade Secret | 2019 | 2020
20252-215912-02 | Xcel Energy | 85 | 13781 | IOU | 03248127 | 8.64 | Solar |  |  | Interconnected | Trade Secret | Trade | HYL | HYL075 | Residential | Solar*Rewards | Trade Secret | 2019 | 2020
20252-215912-02 | Xcel Energy | 85 | 13781 | IOU | 03248411 | 6.09 | Solar |  |  | Interconnected | Trade Secret | Trade | STY | STY073 | Residential | Solar*Rewards | Trade Secret | 2019 | 2020
20252-215912-02 | Xcel Energy | 85 | 13781 | IOU | 03249014 | 5.28 | Solar |  |  | Active Application | Trade Secret | Trade | BLC | BLC062 | Residential | Solar*Rewards | Trade Secret | 2019
20252-215912-02 | Xcel Energy | 85 | 13781 | IOU | 03249152 | 7.124 | Solar |  |  | Interconnected | Trade Secret | Trade | MPK | MPK082 | Residential | Solar*Rewards | Trade Secret | 2019 | 2019
20252-215912-02 | Xcel Energy | 85 | 13781 | IOU | 03249370 | 7.68 | Solar |  |  | Interconnected | Trade Secret | Trade | WCR | WCR062 | Residential | Solar*Rewards | Trade Secret | 2019 | 2020
20252-215912-02 | Xcel Energy | 85 | 13781 | IOU | 03249594 | 12 | Solar |  |  | Interconnected | Trade Secret | Trade | SOU | SOU065 | Residential | Solar*Rewards | Trade Secret | 2019 | 2020
20252-215912-02 | Xcel Energy | 85 | 13781 | IOU | 03250291 | 7.616 | Solar |  |  | Interconnected | Trade Secret | Trade | GSL | GSL076 | Residential | Solar*Rewards | Trade Secret | 2019 | 2019
20252-215912-02 | Xcel Energy | 85 | 13781 | IOU | 03250472 | 6.24 | Solar |  |  | Active Application | Trade Secret | Trade |  |  | Residential | Solar*Rewards | Trade Secret | 2019
20252-215912-02 | Xcel Energy | 85 | 13781 | IOU | 03251923 | 99.9 | Solar |  |  | Interconnected | Trade Secret | Trade | RLK | RLK065 | Commercial |  | Trade Secret | 2019 | 2019
20252-215912-02 | Xcel Energy | 85 | 13781 | IOU | 03252508 | 5.76 | Solar |  |  | Interconnected | Trade Secret | Trade | DBL | DBL074 | Residential | Solar*Rewards | Trade Secret | 2019 | 2021
20252-215912-02 | Xcel Energy | 85 | 13781 | IOU | 03252511 | 19.988 | Solar |  |  | Interconnected | Trade Secret | Trade | SLP | SLP085 | Residential | Solar*Rewards | Trade Secret | 2019 | 2020
20252-215912-02 | Xcel Energy | 85 | 13781 | IOU | 03252584 |  | Solar |  |  | Withdrawn | Trade Secret | Trade |  |  | Residential | Solar*Rewards | Trade Secret | 2019
20252-215912-02 | Xcel Energy | 85 | 13781 | IOU | 03252594 | 6.72 | Solar |  |  | Active Application | Trade Secret | Trade |  |  | Residential |  | Trade Secret | 2019
20252-215912-02 | Xcel Energy | 85 | 13781 | IOU | 03252653 | 15.26 | Solar |  |  | Interconnected | Trade Secret | Trade | SLP | SLP081 | Residential | Solar*Rewards | Trade Secret | 2019 | 2019
20252-215912-02 | Xcel Energy | 85 | 13781 | IOU | 03254183 | 7.616 | Solar |  |  | Interconnected | Trade Secret | Trade | VKG | VKG072 | Residential | Solar*Rewards | Trade Secret | 2019 | 2020
20252-215912-02 | Xcel Energy | 85 | 13781 | IOU | 03254607 | 100 | Solar |  |  | Interconnected | Trade Secret | Trade | TWL | TWL069 | Commercial |  | Trade Secret | 2019 | 2020
20252-215912-02 | Xcel Energy | 85 | 13781 | IOU | 03255049 | 12 | Solar |  |  | Interconnected | Trade Secret | Trade | GNL | GNL072 | Residential | Solar*Rewards | Trade Secret | 2019 | 2019
20252-215912-02 | Xcel Energy | 85 | 13781 | IOU | 03255072 | 3.747 | Solar |  |  | Interconnected | Trade Secret | Trade | DBL | DBL068 | Residential | Solar*Rewards | Trade Secret | 2019 | 2019
20252-215912-02 | Xcel Energy | 85 | 13781 | IOU | 03255105 | 5.04 | Solar |  |  | Interconnected | Trade Secret | Trade | WES | WES076 | Residential | Solar*Rewards | Trade Secret | 2019 | 2020
20252-215912-02 | Xcel Energy | 85 | 13781 | IOU | 03255111 | 5.04 | Solar |  |  | Active Application | Trade Secret | Trade |  |  | Residential |  | Trade Secret | 2019
20252-215912-02 | Xcel Energy | 85 | 13781 | IOU | 03255567 | 6.709 | Solar |  |  | Interconnected | Trade Secret | Trade | MPK | MPK064 | Residential |  | Trade Secret | 2019 | 2020
20252-215912-02 | Xcel Energy | 85 | 13781 | IOU | 03255668 | 13.616 | Solar |  |  | Interconnected | Trade Secret | Trade | MPK | MPK071 | Residential | Solar*Rewards | Trade Secret | 2019 | 2019
20252-215912-02 | Xcel Energy | 85 | 13781 | IOU | 03256030 | 7.44 | Solar |  |  | Active Application | Trade Secret | Trade | MHW | MHW311 | Residential | Solar*Rewards | Trade Secret | 2019
20252-215912-02 | Xcel Energy | 85 | 13781 | IOU | 03257256 | 7.616 | Solar |  |  | Interconnected | Trade Secret | Trade | LCR | LCR311 | Residential |  | Trade Secret | 2019 | 2020
20252-215912-02 | Xcel Energy | 85 | 13781 | IOU | 03258257 | 1000 | Solar |  |  | Withdrawn | Trade Secret | Trade | CHI | CHI311 | Community Solar Garden | Solar*Rewards Community | Trade Secret | 2019
20252-215912-02 | Xcel Energy | 85 | 13781 | IOU | 03259139 |  | Solar |  |  | Withdrawn | Trade Secret | Trade | PIL | PIL022 | Residential | Solar*Rewards | Trade Secret | 2019
20252-215912-02 | Xcel Energy | 85 | 13781 | IOU | 03259141 |  | Solar |  |  | Withdrawn | Trade Secret | Trade |  |  | Residential | Solar*Rewards | Trade Secret | 2019
20252-215912-02 | Xcel Energy | 85 | 13781 | IOU | 03259143 | 6.38 | Solar |  |  | Interconnected | Trade Secret | Trade | PIL | PIL022 | Residential | Solar*Rewards | Trade Secret | 2019 | 2020
20252-215912-02 | Xcel Energy | 85 | 13781 | IOU | 03259433 | 9.94 | Solar |  |  | Interconnected | Trade Secret | Trade | GNL | GNL062 | Residential | Solar*Rewards | Trade Secret | 2019 | 2020
20252-215912-02 | Xcel Energy | 85 | 13781 | IOU | 03259792 | 6.96 | Solar |  |  | Withdrawn | Trade Secret | Trade |  |  | Residential | Solar*Rewards | Trade Secret | 2019
20252-215912-02 | Xcel Energy | 85 | 13781 | IOU | 03260186 | 13.68 | Solar |  |  | Interconnected | Trade Secret | Trade | CGR | CGR061 | Residential | Solar*Rewards | Trade Secret | 2019 | 2020
20252-215912-02 | Xcel Energy | 85 | 13781 | IOU | 03260351 | 12.18 | Solar |  |  | Interconnected | Trade Secret | Trade | APA | APA076 | Residential | Solar*Rewards | Trade Secret | 2019 | 2020
20252-215912-02 | Xcel Energy | 85 | 13781 | IOU | 03260804 | 4.08 | Solar |  |  | Active Application | Trade Secret | Trade |  |  | Residential | Solar*Rewards | Trade Secret | 2019
20252-215912-02 | Xcel Energy | 85 | 13781 | IOU | 03260830 | 6 | Solar |  |  | Interconnected | Trade Secret | Trade | SOU | SOU064 | Residential | Solar*Rewards | Trade Secret | 2019 | 2020
20252-215912-02 | Xcel Energy | 85 | 13781 | IOU | 03260877 | 4.32 | Solar |  |  | Interconnected | Trade Secret | Trade | WRR | WRR075 | Residential | Solar*Rewards | Trade Secret | 2019 | 2020
20252-215912-02 | Xcel Energy | 85 | 13781 | IOU | 03260902 | 7.616 | Solar |  |  | Interconnected | Trade Secret | Trade | WSG | WSG352 | Residential | Solar*Rewards | Trade Secret | 2019 | 2020
20252-215912-02 | Xcel Energy | 85 | 13781 | IOU | 03261067 | 7.616 | Solar |  |  | Interconnected | Trade Secret | Trade | WSG | WSG065 | Residential | Solar*Rewards | Trade Secret | 2019 | 2020
20252-215912-02 | Xcel Energy | 85 | 13781 | IOU | 03261069 | 4.08 | Solar |  |  | Interconnected | Trade Secret | Trade | WCR | WCR322 | Residential | Solar*Rewards | Trade Secret | 2019 | 2020
20252-215912-02 | Xcel Energy | 85 | 13781 | IOU | 03261808 | 7.616 | Solar |  |  | Interconnected | Trade Secret | Trade | GNL | GNL063 | Residential | Solar*Rewards | Trade Secret | 2019 | 2019
20252-215912-02 | Xcel Energy | 85 | 13781 | IOU | 03262745 | 7.54 | Solar |  |  | Interconnected | Trade Secret | Trade | TER | TER081 | Residential | Solar*Rewards | Trade Secret | 2019 | 2020
20252-215912-02 | Xcel Energy | 85 | 13781 | IOU | 03262855 | 2.32 | Solar |  |  | Interconnected | Trade Secret | Trade | WIL | WIL085 | Residential | Solar*Rewards | Trade Secret | 2019 | 2020
20252-215912-02 | Xcel Energy | 85 | 13781 | IOU | 03263512 | 5.22 | Solar |  |  | Interconnected | Trade Secret | Trade | SLP | SLP082 | Residential | Solar*Rewards | Trade Secret | 2019 | 2019
20252-215912-02 | Xcel Energy | 85 | 13781 | IOU | 03263528 | 5 | Solar |  |  | Interconnected | Trade Secret | Trade | WES | WES076 | Residential | Solar*Rewards | Trade Secret | 2019 | 2019
20252-215912-02 | Xcel Energy | 85 | 13781 | IOU | 03263591 | 12.18 | Solar |  |  | Interconnected | Trade Secret | Trade | BYT | BYT071 | Residential | Solar*Rewards | Trade Secret | 2019 | 2020
20252-215912-02 | Xcel Energy | 85 | 13781 | IOU | 03263898 | 6 | Solar |  |  | Interconnected | Trade Secret | Trade | SOU | SOU079 | Residential | Solar*Rewards | Trade Secret | 2019 | 2020
20252-215912-02 | Xcel Energy | 85 | 13781 | IOU | 03263991 | 6.96 | Solar |  |  | Interconnected | Trade Secret | Trade | SOU | SOU079 | Residential | Solar*Rewards | Trade Secret | 2019 | 2020
20252-215912-02 | Xcel Energy | 85 | 13781 | IOU | 03264073 | 5.76 | Solar |  |  | Active Application | Trade Secret | Trade | MND | MND071 | Residential | Solar*Rewards | Trade Secret | 2019
20252-215912-02 | Xcel Energy | 85 | 13781 | IOU | 03268208 | 7.63 | Solar |  |  | Interconnected | Trade Secret | Trade | HWW | HWW073 | Residential | Solar*Rewards | Trade Secret | 2019 | 2020
20252-215912-02 | Xcel Energy | 85 | 13781 | IOU | 03271686 | 4.8 | Solar |  |  | Active Application | Trade Secret | Trade |  |  | Residential | Solar*Rewards | Trade Secret | 2019
20252-215912-02 | Xcel Energy | 85 | 13781 | IOU | 03271696 | 4.32 | Solar |  |  | Interconnected | Trade Secret | Trade | ALD | ALD076 | Residential | Solar*Rewards | Trade Secret | 2019 | 2020
20252-215912-02 | Xcel Energy | 85 | 13781 | IOU | 03271796 | 14.994 | Solar |  | X | Interconnected | Trade Secret | Trade | GNL | GNL071 | Residential | Solar*Rewards | Trade Secret | 2019 | 2020
20252-215912-02 | Xcel Energy | 85 | 13781 | IOU | 03272484 | 8.4 | Solar |  |  | Active Application | Trade Secret | Trade | GSL | GSL061 | Residential | Solar*Rewards | Trade Secret | 2019
20252-215912-02 | Xcel Energy | 85 | 13781 | IOU | 03273283 | 4.56 | Solar |  |  | Active Application | Trade Secret | Trade | SLP | SLP076 | Residential | Solar*Rewards | Trade Secret | 2019
20252-215912-02 | Xcel Energy | 85 | 13781 | IOU | 03273340 | 999 | Solar |  |  | Interconnected | Glyndon | Trade | AVR | AVR081 | Community Solar Garden | Solar*Rewards Community | Trade Secret | 2019 | 2024
20252-215912-02 | Xcel Energy | 85 | 13781 | IOU | 03273827 | 7.616 | Solar |  |  | Interconnected | Trade Secret | Trade | SLP | SLP097 | Residential | Solar*Rewards | Trade Secret | 2019 | 2020
20252-215912-02 | Xcel Energy | 85 | 13781 | IOU | 03275216 | 4.93 | Solar |  |  | Interconnected | Trade Secret | Trade | ALD | ALD084 | Residential | Solar*Rewards | Trade Secret | 2019 | 2020
20252-215912-02 | Xcel Energy | 85 | 13781 | IOU | 03275288 | 8.7 | Solar |  |  | Interconnected | Trade Secret | Trade | HUG | HUG321 | Residential | Solar*Rewards | Trade Secret | 2019 | 2020
20252-215912-02 | Xcel Energy | 85 | 13781 | IOU | 03275303 | 2.32 | Solar |  |  | Interconnected | Trade Secret | Trade | SLP | SLP081 | Residential | Solar*Rewards | Trade Secret | 2019 | 2020
20252-215912-02 | Xcel Energy | 85 | 13781 | IOU | 03275434 | 4.35 | Solar |  |  | Interconnected | Trade Secret | Trade | SOU | SOU063 | Residential | Solar*Rewards | Trade Secret | 2019 | 2020
20252-215912-02 | Xcel Energy | 85 | 13781 | IOU | 03275685 | 6.09 | Solar |  |  | Interconnected | Trade Secret | Trade | LLK | LLK061 | Residential | Solar*Rewards | Trade Secret | 2019 | 2020
20252-215912-02 | Xcel Energy | 85 | 13781 | IOU | 03276423 | 22.78 | Solar |  |  | Interconnected | Trade Secret | Trade | GLK | GLK071 | Commercial | Solar*Rewards | Trade Secret | 2019 | 2019
20252-215912-02 | Xcel Energy | 85 | 13781 | IOU | 03276471 | 22.78 | Solar |  |  | Interconnected | Trade Secret | Trade | GLK | GLK071 | Commercial | Solar*Rewards | Trade Secret | 2019 | 2020
20252-215912-02 | Xcel Energy | 85 | 13781 | IOU | 03276862 | 4.56 | Solar |  |  | Active Application | Trade Secret | Trade |  |  | Residential | Solar*Rewards | Trade Secret | 2019
20252-215912-02 | Xcel Energy | 85 | 13781 | IOU | 03276878 | 200 | Solar |  |  | Interconnected | Trade Secret | Trade | ECK | ECK341 | Commercial |  | Trade Secret | 2019 | 2020
20252-215912-02 | Xcel Energy | 85 | 13781 | IOU | 03277358 | 50.072 | Solar |  |  | Interconnected | Trade Secret | Trade | GNL | GNL073 | Commercial |  | Trade Secret | 2019 | 2020
20252-215912-02 | Xcel Energy | 85 | 13781 | IOU | 03277906 | 7.616 | Solar |  |  | Interconnected | Trade Secret | Trade | STO | STO002 | Residential | Solar*Rewards | Trade Secret | 2019 | 2020
20252-215912-02 | Xcel Energy | 85 | 13781 | IOU | 03281746 | 2.16 | Solar |  |  | Interconnected | Trade Secret | Trade | SOU | SOU069 | Residential | Solar*Rewards | Trade Secret | 2019 | 2020
20252-215912-02 | Xcel Energy | 85 | 13781 | IOU | 03281895 | 37.132 | Solar |  |  | Interconnected | Trade Secret | Trade | GVW | GVW021 | Commercial | Solar*Rewards | Trade Secret | 2019 | 2021
20252-215912-02 | Xcel Energy | 85 | 13781 | IOU | 03282271 | 6.96 | Solar |  |  | Interconnected | Trade Secret | Trade | HUG | HUG321 | Residential | Solar*Rewards | Trade Secret | 2019 | 2020
20252-215912-02 | Xcel Energy | 85 | 13781 | IOU | 03282277 | 6.38 | Solar |  |  | Interconnected | Trade Secret | Trade | APA | APA064 | Residential | Solar*Rewards | Trade Secret | 2019 | 2020
20252-215912-02 | Xcel Energy | 85 | 13781 | IOU | 03282282 | 8.12 | Solar |  |  | Interconnected | Trade Secret | Trade | RIV | RIV061 | Residential | Solar*Rewards | Trade Secret | 2019 | 2020
20252-215912-02 | Xcel Energy | 85 | 13781 | IOU | 03282446 | 3.8 | Solar |  |  | Interconnected | Trade Secret | Trade | RPL | RPL063 | Residential | Solar*Rewards | Trade Secret | 2019 | 2020
20252-215912-02 | Xcel Energy | 85 | 13781 | IOU | 03286962 | 4.32 | Solar |  |  | Interconnected | Trade Secret | Trade | GRC | GRC063 | Residential | Solar*Rewards | Trade Secret | 2019 | 2021
20252-215912-02 | Xcel Energy | 85 | 13781 | IOU | 03287140 | 4.32 | Solar |  |  | Active Application | Trade Secret | Trade |  |  | Residential | Solar*Rewards | Trade Secret | 2019
20252-215912-02 | Xcel Energy | 85 | 13781 | IOU | 03287214 | 6.72 | Solar |  |  | Interconnected | Trade Secret | Trade | HAS | HAS032 | Residential | Solar*Rewards | Trade Secret | 2019 | 2020
20252-215912-02 | Xcel Energy | 85 | 13781 | IOU | 03287222 | 3.747 | Solar |  |  | Interconnected | Trade Secret | Trade | TWL | TWL071 | Residential | Solar*Rewards | Trade Secret | 2019 | 2019
20252-215912-02 | Xcel Energy | 85 | 13781 | IOU | 03287696 | 9.57 | Solar |  |  | Active Application | Trade Secret | Trade |  |  | Residential | Solar*Rewards | Trade Secret | 2019
20252-215912-02 | Xcel Energy | 85 | 13781 | IOU | 03287746 | 6 | Solar |  |  | Active Application | Trade Secret | Trade |  |  | Residential | Solar*Rewards | Trade Secret | 2019
20252-215912-02 | Xcel Energy | 85 | 13781 | IOU | 03288608 | 3.48 | Solar |  |  | Interconnected | Trade Secret | Trade | MPK | MPK087 | Residential | Solar*Rewards | Trade Secret | 2019 | 2019
20252-215912-02 | Xcel Energy | 85 | 13781 | IOU | 03289372 | 3.77 | Solar |  |  | Interconnected | Trade Secret | Trade | SOU | SOU064 | Residential | Solar*Rewards | Trade Secret | 2019 | 2020
20252-215912-02 | Xcel Energy | 85 | 13781 | IOU | 03289422 | 6 | Solar |  |  | Interconnected | Trade Secret | Trade | HWW | HWW073 | Residential | Solar*Rewards | Trade Secret | 2019 | 2019
20252-215912-02 | Xcel Energy | 85 | 13781 | IOU | 03289426 | 8.64 | Solar |  |  | Interconnected | Trade Secret | Trade | AFT | AFT314 | Residential | Solar*Rewards | Trade Secret | 2019 | 2020
20252-215912-02 | Xcel Energy | 85 | 13781 | IOU | 03289447 | 10 | Solar |  |  | Active Application | Trade Secret | Trade | GSL | GSL074 | Residential | Solar*Rewards | Trade Secret | 2019
20252-215912-02 | Xcel Energy | 85 | 13781 | IOU | 03289479 | 825 | Solar |  |  | Interconnected | Trade Secret | Trade | TER | TER075 | Commercial |  | Trade Secret | 2019 | 2022
20252-215912-02 | Xcel Energy | 85 | 13781 | IOU | 03289578 | 6 | Solar |  |  | Interconnected | Trade Secret | Trade | WES | WES064 | Residential | Solar*Rewards | Trade Secret | 2019 | 2019
20252-215912-02 | Xcel Energy | 85 | 13781 | IOU | 03289815 | 33.3 | Solar |  |  | Interconnected | Trade Secret | Trade | WEF | WEF061 | Commercial | Solar*Rewards | Trade Secret | 2019 | 2020
20252-215912-02 | Xcel Energy | 85 | 13781 | IOU | 03290076 | 4.93 | Solar |  |  | Interconnected | Trade Secret | Trade | SLP | SLP321 | Residential | Solar*Rewards | Trade Secret | 2019 | 2020
20252-215912-02 | Xcel Energy | 85 | 13781 | IOU | 03290400 | 13.741 | Solar |  |  | Interconnected | Trade Secret | Trade | WIL | WIL063 | Residential | Solar*Rewards | Trade Secret | 2019 | 2019
20252-215912-02 | Xcel Energy | 85 | 13781 | IOU | 03290518 | 7.616 | Solar |  |  | Interconnected | Trade Secret | Trade | OAD | OAD073 | Residential | Solar*Rewards | Trade Secret | 2019 | 2019
20252-215912-02 | Xcel Energy | 85 | 13781 | IOU | 03290530 | 6.96 | Solar |  |  | Interconnected | Trade Secret | Trade | HUG | HUG321 | Residential | Solar*Rewards | Trade Secret | 2019 | 2020
20252-215912-02 | Xcel Energy | 85 | 13781 | IOU | 03290693 | 6.09 | Solar |  |  | Interconnected | Trade Secret | Trade | VES | VES021 | Residential | Solar*Rewards | Trade Secret | 2019 | 2020
20252-215912-02 | Xcel Energy | 85 | 13781 | IOU | 03290706 | 9.36 | Solar |  | X | Interconnected | Trade Secret | Trade | APA | APA077 | Residential | Solar*Rewards | Trade Secret | 2019 | 2020
20252-215912-02 | Xcel Energy | 85 | 13781 | IOU | 03290712 | 10.15 | Solar |  |  | Interconnected | Trade Secret | Trade | LEX | LEX332 | Residential | Solar*Rewards | Trade Secret | 2019 | 2020
20252-215912-02 | Xcel Energy | 85 | 13781 | IOU | 03290798 | 6.96 | Solar |  |  | Interconnected | Trade Secret | Trade | EDA | EDA075 | Residential | Solar*Rewards | Trade Secret | 2019 | 2020
20252-215912-02 | Xcel Energy | 85 | 13781 | IOU | 03290801 | 2.32 | Solar |  |  | Interconnected | Trade Secret | Trade | UPP | UPP085 | Residential | Solar*Rewards | Trade Secret | 2019 | 2020
20252-215912-02 | Xcel Energy | 85 | 13781 | IOU | 03290804 | 2.61 | Solar |  |  | Interconnected | Trade Secret | Trade | SOU | SOU084 | Residential | Solar*Rewards | Trade Secret | 2019 | 2020
20252-215912-02 | Xcel Energy | 85 | 13781 | IOU | 03290805 | 9.28 | Solar |  |  | Interconnected | Trade Secret | Trade | RAM | RAM062 | Residential | Solar*Rewards | Trade Secret | 2019 | 2020
20252-215912-02 | Xcel Energy | 85 | 13781 | IOU | 03290810 | 12.18 | Solar |  |  | Interconnected | Trade Secret | Trade | REW | REW021 | Residential | Solar*Rewards | Trade Secret | 2019 | 2020
20252-215912-02 | Xcel Energy | 85 | 13781 | IOU | 03290816 | 10.44 | Solar |  |  | Interconnected | Trade Secret | Trade | BCR | BCR063 | Residential | Solar*Rewards | Trade Secret | 2019 | 2020
20252-215912-02 | Xcel Energy | 85 | 13781 | IOU | 03290820 | 2.9 | Solar |  |  | Interconnected | Trade Secret | Trade | BCR | BCR083 | Residential | Solar*Rewards | Trade Secret | 2019 | 2020
20252-215912-02 | Xcel Energy | 85 | 13781 | IOU | 03290823 | 7.25 | Solar |  |  | Interconnected | Trade Secret | Trade | SOU | SOU069 | Residential | Solar*Rewards | Trade Secret | 2019 | 2020
20252-215912-02 | Xcel Energy | 85 | 13781 | IOU | 03290827 | 5.04 | Solar |  |  | Interconnected | Trade Secret | Trade | MEL | MEL069 | Residential | Solar*Rewards | Trade Secret | 2019 | 2020
20252-215912-02 | Xcel Energy | 85 | 13781 | IOU | 03290830 | 5.51 | Solar |  |  | Interconnected | Trade Secret | Trade | LEX | LEX332 | Residential | Solar*Rewards | Trade Secret | 2019 | 2019
20252-215912-02 | Xcel Energy | 85 | 13781 | IOU | 03290831 | 5.51 | Solar |  |  | Interconnected | Trade Secret | Trade | OAD | OAD073 | Residential | Solar*Rewards | Trade Secret | 2019 | 2020
20252-215912-02 | Xcel Energy | 85 | 13781 | IOU | 03290833 | 5.22 | Solar |  |  | Interconnected | Trade Secret | Trade | EDA | EDA079 | Residential | Solar*Rewards | Trade Secret | 2019 | 2020
20252-215912-02 | Xcel Energy | 85 | 13781 | IOU | 03290840 | 10.44 | Solar |  |  | Interconnected | Trade Secret | Trade | RLK | RLK066 | Residential | Solar*Rewards | Trade Secret | 2019 | 2020
20252-215912-02 | Xcel Energy | 85 | 13781 | IOU | 03291054 | 4.8 | Solar |  |  | Interconnected | Trade Secret | Trade | WIL | WIL076 | Residential | Solar*Rewards | Trade Secret | 2019 | 2020
20252-215912-02 | Xcel Energy | 85 | 13781 | IOU | 03291103 | 23.99 | Solar |  |  | Interconnected | Trade Secret | Trade | WAT | WAT021 | Commercial | Solar*Rewards | Trade Secret | 2019 | 2020
20252-215912-02 | Xcel Energy | 85 | 13781 | IOU | 03291105 | 5.8 | Solar |  |  | Interconnected | Trade Secret | Trade | HWW | HWW062 | Residential | Solar*Rewards | Trade Secret | 2019 | 2020
20252-215912-02 | Xcel Energy | 85 | 13781 | IOU | 03291146 | 4.06 | Solar |  |  | Interconnected | Trade Secret | Trade | APA | APA075 | Residential | Solar*Rewards | Trade Secret | 2019 | 2020
20252-215912-02 | Xcel Energy | 85 | 13781 | IOU | 03291167 | 10.08 | Solar |  |  | Interconnected | Trade Secret | Trade | WCR | WCR322 | Residential | Solar*Rewards | Trade Secret | 2019 | 2020
20252-215912-02 | Xcel Energy | 85 | 13781 | IOU | 03291177 | 15.26 | Solar |  |  | Interconnected | Trade Secret | Trade | FAB | FAB063 | Residential | Solar*Rewards | Trade Secret | 2019 | 2021
20252-215912-02 | Xcel Energy | 85 | 13781 | IOU | 03291208 | 2.64 | Solar |  |  | Interconnected | Trade Secret | Trade | ALD | ALD084 | Residential | Solar*Rewards | Trade Secret | 2019 | 2020
20252-215912-02 | Xcel Energy | 85 | 13781 | IOU | 03291229 | 5 | Solar |  |  | Interconnected | Trade Secret | Trade | RLK | RLK065 | Residential | Solar*Rewards | Trade Secret | 2019 | 2019
20252-215912-02 | Xcel Energy | 85 | 13781 | IOU | 03291244 | 8.64 | Solar |  |  | Interconnected | Trade Secret | Trade | CNC | CNC072 | Residential | Solar*Rewards | Trade Secret | 2019 | 2020
20252-215912-02 | Xcel Energy | 85 | 13781 | IOU | 03291601 | 3.36 | Solar |  |  | Active Application | Trade Secret | Trade | FRM | FRM071 | Residential | Solar*Rewards | Trade Secret | 2019
20252-215912-02 | Xcel Energy | 85 | 13781 | IOU | 03291787 | 11.39 | Solar |  |  | Interconnected | Trade Secret | Trade | GLK | GLK071 | Commercial | Solar*Rewards | Trade Secret | 2019 | 2019
20252-215912-02 | Xcel Energy | 85 | 13781 | IOU | 03293352 | 11.39 | Solar |  |  | Interconnected | Trade Secret | Trade | CGR | CGR071 | Residential | Solar*Rewards | Trade Secret | 2019 | 2020
20252-215912-02 | Xcel Energy | 85 | 13781 | IOU | 03294045 | 30 | Solar |  |  | Interconnected | Trade Secret | Trade | EDA | EDA078 | Commercial | Solar*Rewards | Trade Secret | 2019 | 2020
20252-215912-02 | Xcel Energy | 85 | 13781 | IOU | 03294108 | 7.587 | Solar |  |  | Interconnected | Trade Secret | Trade | HWW | HWW062 | Residential | Solar*Rewards | Trade Secret | 2019 | 2021
20252-215912-02 | Xcel Energy | 85 | 13781 | IOU | 03294245 | 4.06 | Solar |  |  | Interconnected | Trade Secret | Trade | RLK | RLK073 | Residential | Solar*Rewards | Trade Secret | 2019 | 2020
20252-215912-02 | Xcel Energy | 85 | 13781 | IOU | 03294252 | 2.61 | Solar |  |  | Interconnected | Trade Secret | Trade | APA | APA069 | Residential | Solar*Rewards | Trade Secret | 2019 | 2019
20252-215912-02 | Xcel Energy | 85 | 13781 | IOU | 03294302 | 5 | Solar |  |  | Interconnected | Trade Secret | Trade | CGR | CGR064 | Residential | Solar*Rewards | Trade Secret | 2019 | 2019
20252-215912-02 | Xcel Energy | 85 | 13781 | IOU | 03294312 | 4.06 | Solar |  |  | Interconnected | Trade Secret | Trade | BCR | BCR083 | Residential | Solar*Rewards | Trade Secret | 2019 | 2020
20252-215912-02 | Xcel Energy | 85 | 13781 | IOU | 03294317 | 9.994 | Solar |  |  | Interconnected | Trade Secret | Trade | SOU | SOU079 | Residential | Solar*Rewards | Trade Secret | 2019 | 2019
20252-215912-02 | Xcel Energy | 85 | 13781 | IOU | 03294318 | 3.48 | Solar |  |  | Interconnected | Trade Secret | Trade | AHI | AHI063 | Residential | Solar*Rewards | Trade Secret | 2019 | 2019
20252-215912-02 | Xcel Energy | 85 | 13781 | IOU | 03294336 | 5.8 | Solar |  |  | Interconnected | Trade Secret | Trade | MPK | MPK065 | Residential | Solar*Rewards | Trade Secret | 2019 | 2020
20252-215912-02 | Xcel Energy | 85 | 13781 | IOU | 03294361 | 5.22 | Solar |  |  | Interconnected | Trade Secret | Trade | MPK | MPK087 | Residential | Solar*Rewards | Trade Secret | 2019 | 2020
20252-215912-02 | Xcel Energy | 85 | 13781 | IOU | 03294373 | 4.06 | Solar |  |  | Interconnected | Trade Secret | Trade | MPK | MPK071 | Residential | Solar*Rewards | Trade Secret | 2019 | 2020
20252-215912-02 | Xcel Energy | 85 | 13781 | IOU | 03294377 | 4.35 | Solar |  |  | Interconnected | Trade Secret | Trade | APA | APA076 | Residential | Solar*Rewards | Trade Secret | 2019 | 2020
20252-215912-02 | Xcel Energy | 85 | 13781 | IOU | 03294379 | 9.994 | Solar |  |  | Interconnected | Trade Secret | Trade | SOU | SOU063 | Residential | Solar*Rewards | Trade Secret | 2019 | 2020
20252-215912-02 | Xcel Energy | 85 | 13781 | IOU | 03294384 | 2.61 | Solar |  |  | Interconnected | Trade Secret | Trade | UPP | UPP068 | Residential | Solar*Rewards | Trade Secret | 2019 | 2020
20252-215912-02 | Xcel Energy | 85 | 13781 | IOU | 03294400 | 7.616 | Solar |  | X | Interconnected | Trade Secret | Trade | FSL | FSL312 | Residential | Solar*Rewards | Trade Secret | 2019 | 2020
20252-215912-02 | Xcel Energy | 85 | 13781 | IOU | 03294439 | 5.51 | Solar |  |  | Interconnected | Trade Secret | Trade | RPL | RPL064 | Residential | Solar*Rewards | Trade Secret | 2019 | 2020
20252-215912-02 | Xcel Energy | 85 | 13781 | IOU | 03294450 | 3.48 | Solar |  |  | Interconnected | Trade Secret | Trade | SOU | SOU086 | Residential | Solar*Rewards | Trade Secret | 2019 | 2020
20252-215912-02 | Xcel Energy | 85 | 13781 | IOU | 03294531 | 5.8 | Solar |  |  | Interconnected | Trade Secret | Trade | GVW | GVW021 | Residential | Solar*Rewards | Trade Secret | 2019 | 2020
20252-215912-02 | Xcel Energy | 85 | 13781 | IOU | 03294784 | 7.54 | Solar |  |  | Interconnected | Trade Secret | Trade | MPK | MPK071 | Residential | Solar*Rewards | Trade Secret | 2019 | 2019
20252-215912-02 | Xcel Energy | 85 | 13781 | IOU | 03294819 | 3.19 | Solar |  |  | Interconnected | Trade Secret | Trade | MDT | MDT062 | Residential | Solar*Rewards | Trade Secret | 2019 | 2020
20252-215912-02 | Xcel Energy | 85 | 13781 | IOU | 03294846 | 5.28 | Solar |  |  | Interconnected | Trade Secret | Trade | GPH | GPH061 | Residential | Solar*Rewards | Trade Secret | 2019 | 2020
20252-215912-02 | Xcel Energy | 85 | 13781 | IOU | 03295051 | 7.616 | Solar |  |  | Interconnected | Trade Secret | Trade | RPO | RPO311 | Residential | Solar*Rewards | Trade Secret | 2019 | 2020
20252-215912-02 | Xcel Energy | 85 | 13781 | IOU | 03295088 | 2.32 | Solar |  |  | Interconnected | Trade Secret | Trade | HWW | HWW074 | Residential | Solar*Rewards | Trade Secret | 2019 | 2020
20252-215912-02 | Xcel Energy | 85 | 13781 | IOU | 03295118 | 10.44 | Solar |  | X | Interconnected | Trade Secret | Trade | PIL | PIL021 | Residential | Solar*Rewards | Trade Secret | 2019 | 2020
20252-215912-02 | Xcel Energy | 85 | 13781 | IOU | 03295172 | 3.77 | Solar |  |  | Interconnected | Trade Secret | Trade | WES | WES075 | Residential | Solar*Rewards | Trade Secret | 2019 | 2020
20252-215912-02 | Xcel Energy | 85 | 13781 | IOU | 03295274 | 9.6 | Solar |  |  | Interconnected | Trade Secret | Trade | ALD | ALD072 | Residential | Solar*Rewards | Trade Secret | 2019 | 2020
20252-215912-02 | Xcel Energy | 85 | 13781 | IOU | 03295493 | 7.83 | Solar |  |  | Interconnected | Trade Secret | Trade | MPK | MPK087 | Residential | Solar*Rewards | Trade Secret | 2019 | 2020
20252-215912-02 | Xcel Energy | 85 | 13781 | IOU | 03295549 | 4.06 | Solar |  |  | Interconnected | Trade Secret | Trade | WES | WES073 | Residential | Solar*Rewards | Trade Secret | 2019 | 2020
20252-215912-02 | Xcel Energy | 85 | 13781 | IOU | 03295753 | 9.57 | Solar |  |  | Interconnected | Trade Secret | Trade | WIL | WIL076 | Residential | Solar*Rewards | Trade Secret | 2019 | 2020
20252-215912-02 | Xcel Energy | 85 | 13781 | IOU | 03297929 | 9.28 | Solar |  |  | Interconnected | Trade Secret | Trade | LLK | LLK071 | Residential | Solar*Rewards | Trade Secret | 2019 | 2019
20252-215912-02 | Xcel Energy | 85 | 13781 | IOU | 03298234 | 37.598 | Solar |  |  | Interconnected | Trade Secret | Trade | RRK | RRK064 | Commercial | Solar*Rewards | Trade Secret | 2019 | 2020
20252-215912-02 | Xcel Energy | 85 | 13781 | IOU | 03299021 | 11.31 | Solar |  |  | Interconnected | Trade Secret | Trade | MPK | MPK064 | Residential | Solar*Rewards | Trade Secret | 2019 | 2020
20252-215912-02 | Xcel Energy | 85 | 13781 | IOU | 03299045 | 9.864 | Solar |  |  | Interconnected | Trade Secret | Trade | SLP | SLP072 | Commercial | Solar*Rewards | Trade Secret | 2019 | 2019
20252-215912-02 | Xcel Energy | 85 | 13781 | IOU | 03299053 | 5 | Solar |  |  | Interconnected | Trade Secret | Trade | LAC | LAC062 | Residential | Solar*Rewards | Trade Secret | 2019 | 2020
20252-215912-02 | Xcel Energy | 85 | 13781 | IOU | 03299636 | 2.74 | Solar |  |  | Interconnected | Trade Secret | Trade | SLP | SLP077 | Residential | Solar*Rewards | Trade Secret | 2019 | 2019
20252-215912-02 | Xcel Energy | 85 | 13781 | IOU | 03300210 | 33.3 | Solar |  |  | Interconnected | Trade Secret | Trade | RLK | RLK071 | Commercial | Solar*Rewards | Trade Secret | 2019 | 2020
20252-215912-02 | Xcel Energy | 85 | 13781 | IOU | 03300282 | 33.3 | Solar |  |  | Interconnected | Trade Secret | Trade | RLK | RLK071 | Commercial | Solar*Rewards | Trade Secret | 2019 | 2020
20252-215912-02 | Xcel Energy | 85 | 13781 | IOU | 03300358 | 33.3 | Solar |  |  | Interconnected | Trade Secret | Trade | RLK | RLK071 | Commercial | Solar*Rewards | Trade Secret | 2019 | 2020
20252-215912-02 | Xcel Energy | 85 | 13781 | IOU | 03300652 | 19.988 | Solar |  |  | Interconnected | Trade Secret | Trade | ZUM | ZUM022 | Commercial | Solar*Rewards | Trade Secret | 2019 | 2020
20252-215912-02 | Xcel Energy | 85 | 13781 | IOU | 03301018 | 7.616 | Solar |  |  | Interconnected | Trade Secret | Trade | SLP | SLP082 | Residential | Solar*Rewards | Trade Secret | 2019 | 2020
20252-215912-02 | Xcel Energy | 85 | 13781 | IOU | 03301154 | 7.616 | Solar |  |  | Interconnected | Trade Secret | Trade | APA | APA075 | Residential | Solar*Rewards | Trade Secret | 2019 | 2019
20252-215912-02 | Xcel Energy | 85 | 13781 | IOU | 03301236 | 3.48 | Solar |  |  | Interconnected | Trade Secret | Trade | SOU | SOU086 | Residential | Solar*Rewards | Trade Secret | 2019 | 2019
20252-215912-02 | Xcel Energy | 85 | 13781 | IOU | 03302402 | 11.39 | Solar |  |  | Interconnected | Trade Secret | Trade | ALK | ALK072 | Residential | Solar*Rewards | Trade Secret | 2019 | 2020
20252-215912-02 | Xcel Energy | 85 | 13781 | IOU | 03302521 | 50 | Other |  |  | Active Application | Trade Secret | Trade |  |  | Residential |  | Trade Secret | 2019
20252-215912-02 | Xcel Energy | 85 | 13781 | IOU | 03304496 | 2.962 | Solar |  |  | Interconnected | Trade Secret | Trade | TLK | TLK075 | Residential | Solar*Rewards | Trade Secret | 2019 | 2020
20252-215912-02 | Xcel Energy | 85 | 13781 | IOU | 03304594 | 650.216 | Solar |  |  | Interconnected | Trade Secret | Trade | DND | DND072 | Commercial |  | Trade Secret | 2019 | 2020
20252-215912-02 | Xcel Energy | 85 | 13781 | IOU | 03304638 | 4.8 | Solar |  |  | Interconnected | Trade Secret | Trade | GNL | GNL072 | Residential | Solar*Rewards | Trade Secret | 2019 | 2020
20252-215912-02 | Xcel Energy | 85 | 13781 | IOU | 03304813 | 7.83 | Solar |  |  | Active Application | Trade Secret | Trade |  |  | Residential | Solar*Rewards | Trade Secret | 2019
20252-215912-02 | Xcel Energy | 85 | 13781 | IOU | 03305072 | 9.994 | Solar |  |  | Interconnected | Trade Secret | Trade | HOL | HOL072 | Residential | Solar*Rewards | Trade Secret | 2019 | 2020
20252-215912-02 | Xcel Energy | 85 | 13781 | IOU | 03305738 | 5 | Solar |  |  | Interconnected | Trade Secret | Trade | MND | MND063 | Residential | Solar*Rewards | Trade Secret | 2019 | 2020
20252-215912-02 | Xcel Energy | 85 | 13781 | IOU | 03305877 | 38.02 | Solar |  |  | Interconnected | Trade Secret | Trade | STO | STO002 | Commercial | Solar*Rewards | Trade Secret | 2019 | 2021
20252-215912-02 | Xcel Energy | 85 | 13781 | IOU | 03306411 | 17.61 | Solar |  |  | Interconnected | Trade Secret | Trade | RAM | RAM071 | Residential | Solar*Rewards | Trade Secret | 2019 | 2020
20252-215912-02 | Xcel Energy | 85 | 13781 | IOU | 03306536 | 15.26 | Solar |  |  | Interconnected | Trade Secret | Trade | APA | APA061 | Residential | Solar*Rewards | Trade Secret | 2019 | 2020
20252-215912-02 | Xcel Energy | 85 | 13781 | IOU | 03317937 | 18.56 | Solar |  |  | Interconnected | Trade Secret | Trade | EXC | EXC061 | Residential | Solar*Rewards | Trade Secret | 2019 | 2020
20252-215912-02 | Xcel Energy | 85 | 13781 | IOU | 03317941 | 2.9 | Solar |  | X | Interconnected | Trade Secret | Trade | PIL | PIL021 | Residential | Solar*Rewards | Trade Secret | 2019 | 2020
20252-215912-02 | Xcel Energy | 85 | 13781 | IOU | 03318729 | 3.747 | Solar |  |  | Interconnected | Trade Secret | Trade | MEL | MEL087 | Residential | Solar*Rewards | Trade Secret | 2019 | 2020
20252-215912-02 | Xcel Energy | 85 | 13781 | IOU | 03318787 | 7.616 | Solar |  |  | Interconnected | Trade Secret | Trade | OAD | OAD075 | Residential | Solar*Rewards | Trade Secret | 2019 | 2020
20252-215912-02 | Xcel Energy | 85 | 13781 | IOU | 03318838 | 3.747 | Solar |  |  | Interconnected | Trade Secret | Trade | DPN | DPN072 | Residential | Solar*Rewards | Trade Secret | 2019 | 2020
20252-215912-02 | Xcel Energy | 85 | 13781 | IOU | 03318870 | 6 | Solar |  |  | Interconnected | Trade Secret | Trade | GRC | GRC312 | Residential | Solar*Rewards | Trade Secret | 2019 | 2020
20252-215912-02 | Xcel Energy | 85 | 13781 | IOU | 03319013 | 7.616 | Solar |  |  | Interconnected | Trade Secret | Trade | WYO | WYO032 | Residential | Solar*Rewards | Trade Secret | 2019 | 2020
20252-215912-02 | Xcel Energy | 85 | 13781 | IOU | 03319165 | 6 | Solar |  |  | Interconnected | Trade Secret | Trade | AFT | AFT321 | Residential | Solar*Rewards | Trade Secret | 2019 | 2020
20252-215912-02 | Xcel Energy | 85 | 13781 | IOU | 03319326 | 13.741 | Solar |  |  | Interconnected | Trade Secret | Trade | ECK | ECK062 | Residential | Solar*Rewards | Trade Secret | 2019 | 2020
20252-215912-02 | Xcel Energy | 85 | 13781 | IOU | 03319335 | 5 | Solar |  |  | Interconnected | Trade Secret | Trade | HWW | HWW074 | Residential | Solar*Rewards | Trade Secret | 2019 | 2020
20252-215912-02 | Xcel Energy | 85 | 13781 | IOU | 03319859 | 2.32 | Solar |  |  | Interconnected | Trade Secret | Trade | APA | APA075 | Residential | Solar*Rewards | Trade Secret | 2019 | 2020
20252-215912-02 | Xcel Energy | 85 | 13781 | IOU | 03319915 | 9.994 | Solar |  |  | Interconnected | Trade Secret | Trade | ECK | ECK321 | Residential | Solar*Rewards | Trade Secret | 2019 | 2020
20252-215912-02 | Xcel Energy | 85 | 13781 | IOU | 03320141 | 5 | Solar |  |  | Interconnected | Trade Secret | Trade | OAD | OAD063 | Residential | Solar*Rewards | Trade Secret | 2019 | 2020
20252-215912-02 | Xcel Energy | 85 | 13781 | IOU | 03320153 | 9.994 | Solar |  |  | Interconnected | Trade Secret | Trade | SLP | SLP072 | Residential | Solar*Rewards | Trade Secret | 2019 | 2020
20252-215912-02 | Xcel Energy | 85 | 13781 | IOU | 03320205 | 11.39 | Solar |  |  | Interconnected | Trade Secret | Trade | GSL | GSL341 | Residential | Solar*Rewards | Trade Secret | 2019 | 2019
20252-215912-02 | Xcel Energy | 85 | 13781 | IOU | 03320212 | 139.998 | Solar |  |  | Interconnected | Trade Secret | Trade | ORO | ORO061 | Commercial |  | Trade Secret | 2019 | 2020
20252-215912-02 | Xcel Energy | 85 | 13781 | IOU | 03320227 | 6 | Solar |  |  | Interconnected | Trade Secret | Trade | RAM | RAM063 | Residential | Solar*Rewards | Trade Secret | 2019 | 2020
20252-215912-02 | Xcel Energy | 85 | 13781 | IOU | 03320239 | 9.994 | Solar |  |  | Interconnected | Trade Secret | Trade | APA | APA077 | Residential | Solar*Rewards | Trade Secret | 2019 | 2020
20252-215912-02 | Xcel Energy | 85 | 13781 | IOU | 03320269 | 7.616 | Solar |  |  | Interconnected | Trade Secret | Trade | WES | WES073 | Residential | Solar*Rewards | Trade Secret | 2019 | 2020
20252-215912-02 | Xcel Energy | 85 | 13781 | IOU | 03320395 | 6 | Solar |  |  | Interconnected | Trade Secret | Trade | ALD | ALD097 | Residential | Solar*Rewards | Trade Secret | 2019 | 2020
20252-215912-02 | Xcel Energy | 85 | 13781 | IOU | 03320721 | 4.8 | Solar |  |  | Interconnected | Trade Secret | Trade | BLC | BLC063 | Residential | Solar*Rewards | Trade Secret | 2019 | 2020
20252-215912-02 | Xcel Energy | 85 | 13781 | IOU | 03321279 | 24.988 | Solar |  |  | Interconnected | Trade Secret | Trade | WEF | WEF071 | Residential | Solar*Rewards | Trade Secret | 2019 | 2020
20252-215912-02 | Xcel Energy | 85 | 13781 | IOU | 03321820 | 2.4 | Solar |  |  | Interconnected | Trade Secret | Trade | OPK | OPK073 | Residential | Solar*Rewards | Trade Secret | 2019 | 2020
20252-215912-02 | Xcel Energy | 85 | 13781 | IOU | 03322337 | 36 | Solar |  |  | Interconnected | Trade Secret | Trade | DAS | DAS061 | Commercial | Solar*Rewards | Trade Secret | 2019 | 2020
20252-215912-02 | Xcel Energy | 85 | 13781 | IOU | 03322413 | 12 | Solar |  |  | Interconnected | Trade Secret | Trade | LOW | LOW021 | Residential | Solar*Rewards | Trade Secret | 2019 | 2021
20252-215912-02 | Xcel Energy | 85 | 13781 | IOU | 03322506 |  | Solar |  |  | Withdrawn | Trade Secret | Trade |  |  | Residential | Solar*Rewards | Trade Secret | 2019
20252-215912-02 | Xcel Energy | 85 | 13781 | IOU | 03323291 |  | Solar |  |  | Withdrawn | Trade Secret | Trade |  |  | Residential | Solar*Rewards | Trade Secret | 2019
20252-215912-02 | Xcel Energy | 85 | 13781 | IOU | 03327199 | 15.232 | Solar |  |  | Interconnected | Trade Secret | Trade | GSL | GSL074 | Residential | Solar*Rewards | Trade Secret | 2019 | 2020
20252-215912-02 | Xcel Energy | 85 | 13781 | IOU | 03327416 | 7.616 | Solar |  |  | Interconnected | Trade Secret | Trade | AFT | AFT314 | Residential | Solar*Rewards | Trade Secret | 2019 | 2020
20252-215912-02 | Xcel Energy | 85 | 13781 | IOU | 03327661 | 7.616 | Solar |  |  | Interconnected | Trade Secret | Trade | LIN | LIN031 | Residential | Solar*Rewards | Trade Secret | 2019 | 2020
20252-215912-02 | Xcel Energy | 85 | 13781 | IOU | 03327962 | 7.616 | Solar |  |  | Interconnected | Trade Secret | Trade | SHP | SHP072 | Residential | Solar*Rewards | Trade Secret | 2019 | 2019
20252-215912-02 | Xcel Energy | 85 | 13781 | IOU | 03328134 | 2.88 | Solar |  |  | Interconnected | Trade Secret | Trade | WCR | WCR321 | Residential | Solar*Rewards | Trade Secret | 2019 | 2020
20252-215912-02 | Xcel Energy | 85 | 13781 | IOU | 03328661 | 7.616 | Solar |  |  | Interconnected | Trade Secret | Trade | TER | TER062 | Residential | Solar*Rewards | Trade Secret | 2019 | 2020
20252-215912-02 | Xcel Energy | 85 | 13781 | IOU | 03329730 | 5 | Solar |  |  | Interconnected | Trade Secret | Trade | SOU | SOU072 | Residential | Solar*Rewards | Trade Secret | 2019 | 2020
20252-215912-02 | Xcel Energy | 85 | 13781 | IOU | 03331199 | 5 | Solar |  |  | Active Application | Trade Secret | Trade |  |  | Residential | Solar*Rewards | Trade Secret | 2019
20252-215912-02 | Xcel Energy | 85 | 13781 | IOU | 03332896 | 720 | Solar |  |  | Active Application | Trade Secret | Trade | SWN | SWN022 | Community Solar Garden | Solar*Rewards Community | Trade Secret | 2019
20252-215912-02 | Xcel Energy | 85 | 13781 | IOU | 03333146 | 39.99 | Solar |  |  | Withdrawn | Trade Secret | Trade |  |  | Residential | Solar*Rewards | Trade Secret | 2019
20252-215912-02 | Xcel Energy | 85 | 13781 | IOU | 03334194 | 6 | Solar |  |  | Interconnected | Trade Secret | Trade | HUG | HUG321 | Commercial | Solar*Rewards | Trade Secret | 2019 | 2024
20252-215912-02 | Xcel Energy | 85 | 13781 | IOU | 03334208 | 7.616 | Solar |  |  | Interconnected | Trade Secret | Trade | HUG | HUG321 | Residential | Solar*Rewards | Trade Secret | 2019 | 2020
20252-215912-02 | Xcel Energy | 85 | 13781 | IOU | 03334368 | 9.994 | Solar |  |  | Interconnected | Trade Secret | Trade | MPK | MPK087 | Residential | Solar*Rewards | Trade Secret | 2019 | 2020
20252-215912-02 | Xcel Energy | 85 | 13781 | IOU | 03334688 | 5 | Solar |  |  | Interconnected | Trade Secret | Trade | SOU | SOU073 | Residential | Solar*Rewards | Trade Secret | 2019 | 2020
20252-215912-02 | Xcel Energy | 85 | 13781 | IOU | 03336535 | 3.747 | Solar |  |  | Interconnected | Trade Secret | Trade | SLP | SLP076 | Residential | Solar*Rewards | Trade Secret | 2019 | 2020
20252-215912-02 | Xcel Energy | 85 | 13781 | IOU | 03337015 | 7.616 | Solar |  |  | Interconnected | Trade Secret | Trade | LEX | LEX332 | Residential | Solar*Rewards | Trade Secret | 2019 | 2020
20252-215912-02 | Xcel Energy | 85 | 13781 | IOU | 03337336 | 3.747 | Solar |  |  | Interconnected | Trade Secret | Trade | SOU | SOU063 | Residential | Solar*Rewards | Trade Secret | 2019 | 2020
20252-215912-02 | Xcel Energy | 85 | 13781 | IOU | 03337342 | 7.76 | Solar |  |  | Interconnected | Trade Secret | Trade | RAM | RAM071 | Residential | Solar*Rewards | Trade Secret | 2019 | 2020
20252-215912-02 | Xcel Energy | 85 | 13781 | IOU | 03339111 | 6 | Solar |  |  | Interconnected | Trade Secret | Trade | SAV | SAV069 | Residential | Solar*Rewards | Trade Secret | 2019 | 2019
20252-215912-02 | Xcel Energy | 85 | 13781 | IOU | 03339343 | 8.64 | Solar |  |  | Interconnected | Trade Secret | Trade | RLK | RLK069 | Residential | Solar*Rewards | Trade Secret | 2019 | 2020
20252-215912-02 | Xcel Energy | 85 | 13781 | IOU | 03339373 | 11.39 | Solar |  |  | Interconnected | Trade Secret | Trade | RWD | RWD063 | Commercial | Solar*Rewards | Trade Secret | 2019 | 2020
20252-215912-02 | Xcel Energy | 85 | 13781 | IOU | 03339541 | 10 | Storage |  |  | Interconnected | Trade Secret | Trade | EXC | EXC062 | Commercial |  | Trade Secret | 2019 | 2020
20252-215912-02 | Xcel Energy | 85 | 13781 | IOU | 03339561 | 5 | Storage |  |  | Interconnected | Trade Secret | Trade | OSS | OSS076 | Residential |  | Trade Secret | 2019 | 2016
20252-215912-02 | Xcel Energy | 85 | 13781 | IOU | 03339718 | 9.994 | Solar |  |  | Interconnected | Trade Secret | Trade | PAT | PAT313 | Residential | Solar*Rewards | Trade Secret | 2019 | 2020
20252-215912-02 | Xcel Energy | 85 | 13781 | IOU | 03339818 | 6 | Solar |  |  | Interconnected | Trade Secret | Trade | OAD | OAD063 | Residential | Solar*Rewards | Trade Secret | 2019 | 2020
20252-215912-02 | Xcel Energy | 85 | 13781 | IOU | 03340572 | 7.616 | Solar |  |  | Interconnected | Trade Secret | Trade | WTB | WTB021 | Residential | Solar*Rewards | Trade Secret | 2019 | 2020
20252-215912-02 | Xcel Energy | 85 | 13781 | IOU | 03340629 | 9.994 | Solar |  |  | Interconnected | Trade Secret | Trade | KAN | KAN021 | Residential | Solar*Rewards | Trade Secret | 2019 | 2020
20252-215912-02 | Xcel Energy | 85 | 13781 | IOU | 03340769 |  | Solar |  |  | Withdrawn | Trade Secret | Trade |  |  | Residential | Solar*Rewards | Trade Secret | 2019
20252-215912-02 | Xcel Energy | 85 | 13781 | IOU | 03340771 | 0.24 | Solar |  |  | Active Application | Trade Secret | Trade | CGR | CGR072 | Residential | Solar*Rewards | Trade Secret | 2019
20252-215912-02 | Xcel Energy | 85 | 13781 | IOU | 03341052 | 0.24 | Solar |  |  | Active Application | Trade Secret | Trade | FAB | FAB071 | Residential | Solar*Rewards | Trade Secret | 2019
20252-215912-02 | Xcel Energy | 85 | 13781 | IOU | 03341173 | 4.4 | Solar |  |  | Interconnected | Trade Secret | Trade | SOU | SOU079 | Residential | Solar*Rewards | Trade Secret | 2019 | 2020
20252-215912-02 | Xcel Energy | 85 | 13781 | IOU | 03341176 | 5.52 | Solar |  |  | Interconnected | Trade Secret | Trade | EDA | EDA071 | Residential | Solar*Rewards | Trade Secret | 2019 | 2020
20252-215912-02 | Xcel Energy | 85 | 13781 | IOU | 03341198 | 6 | Solar |  |  | Interconnected | Trade Secret | Trade | UPP | UPP084 | Residential | Solar*Rewards | Trade Secret | 2019 | 2020
20252-215912-02 | Xcel Energy | 85 | 13781 | IOU | 03341390 | 102 | Solar |  |  | Active Application | Trade Secret | Trade | OAD | OAD074 | Residential | Solar*Rewards | Trade Secret | 2019
20252-215912-02 | Xcel Energy | 85 | 13781 | IOU | 03341513 | 0.24 | Solar |  |  | Active Application | Trade Secret | Trade | WIL | WIL082 | Residential | Solar*Rewards | Trade Secret | 2019
20252-215912-02 | Xcel Energy | 85 | 13781 | IOU | 03341566 | 6.24 | Solar |  |  | Active Application | Trade Secret | Trade | GFD | GFD021 | Residential | Solar*Rewards | Trade Secret | 2019
20252-215912-02 | Xcel Energy | 85 | 13781 | IOU | 03341665 | 7.92 | Solar |  |  | Active Application | Trade Secret | Trade | HYL | HYL074 | Residential | Solar*Rewards | Trade Secret | 2019
20252-215912-02 | Xcel Energy | 85 | 13781 | IOU | 03341704 | 7.2 | Solar |  |  | Active Application | Trade Secret | Trade | AFT | AFT315 | Residential | Solar*Rewards | Trade Secret | 2019
20252-215912-02 | Xcel Energy | 85 | 13781 | IOU | 03341824 | 6.09 | Solar |  |  | Interconnected | Trade Secret | Trade | WCS | WCS064 | Residential | Solar*Rewards | Trade Secret | 2019 | 2020
20252-215912-02 | Xcel Energy | 85 | 13781 | IOU | 03341988 | 13.741 | Solar |  |  | Interconnected | Trade Secret | Trade | BCR | BCR061 | Residential | Solar*Rewards | Trade Secret | 2019 | 2020
20252-215912-02 | Xcel Energy | 85 | 13781 | IOU | 03342669 | 8.88 | Solar |  | X | Interconnected | Trade Secret | Trade | MND | MND062 | Residential | Solar*Rewards | Trade Secret | 2019 | 2021
20252-215912-02 | Xcel Energy | 85 | 13781 | IOU | 03342868 | 9.994 | Solar |  |  | Interconnected | Trade Secret | Trade | SLP | SLP321 | Residential | Solar*Rewards | Trade Secret | 2019 | 2020
20252-215912-02 | Xcel Energy | 85 | 13781 | IOU | 03343153 | 19.988 | Solar |  |  | Interconnected | Trade Secret | Trade | WDY | WDY312 | Residential | Solar*Rewards | Trade Secret | 2019 | 2020
20252-215912-02 | Xcel Energy | 85 | 13781 | IOU | 03343157 | 3.747 | Solar |  |  | Interconnected | Trade Secret | Trade | CRL | CRL033 | Residential | Solar*Rewards | Trade Secret | 2019 | 2020
20252-215912-02 | Xcel Energy | 85 | 13781 | IOU | 03343166 | 7.616 | Solar |  |  | Interconnected | Trade Secret | Trade | RRK | RRK064 | Residential | Solar*Rewards | Trade Secret | 2019 | 2020
20252-215912-02 | Xcel Energy | 85 | 13781 | IOU | 03344086 | 22.78 | Solar |  |  | Interconnected | Trade Secret | Trade | ALB | ALB022 | Commercial | Solar*Rewards | Trade Secret | 2019 | 2020
20252-215912-02 | Xcel Energy | 85 | 13781 | IOU | 03344476 | 9.994 | Solar |  |  | Interconnected | Trade Secret | Trade | AFT | AFT321 | Residential | Solar*Rewards | Trade Secret | 2019 | 2020
20252-215912-02 | Xcel Energy | 85 | 13781 | IOU | 03346931 | 6 | Solar |  |  | Interconnected | Trade Secret | Trade | SOU | SOU079 | Residential | Solar*Rewards | Trade Secret | 2019 | 2021
20252-215912-02 | Xcel Energy | 85 | 13781 | IOU | 03347050 | 500 | Solar |  |  | Interconnected | Trade Secret | Trade | WIL | WIL075 | Commercial |  | Trade Secret | 2019 | 2020
20252-215912-02 | Xcel Energy | 85 | 13781 | IOU | 03347145 | 6 | Solar |  |  | Interconnected | Trade Secret | Trade | CEL | CEL064 | Residential | Solar*Rewards | Trade Secret | 2019 | 2020
20252-215912-02 | Xcel Energy | 85 | 13781 | IOU | 03348529 | 3.288 | Solar |  |  | Interconnected | Trade Secret | Trade | MPK | MPK085 | Residential | Solar*Rewards | Trade Secret | 2019 | 2020
20252-215912-02 | Xcel Energy | 85 | 13781 | IOU | 03348913 | 6 | Solar |  |  | Active Application | Trade Secret | Trade |  |  | Residential | Solar*Rewards | Trade Secret | 2019
20252-215912-02 | Xcel Energy | 85 | 13781 | IOU | 03349218 | 7.616 | Solar |  |  | Interconnected | Trade Secret | Trade | MND | MND061 | Residential | Solar*Rewards | Trade Secret | 2019 | 2020
20252-215912-02 | Xcel Energy | 85 | 13781 | IOU | 03349233 | 4.64 | Solar |  |  | Interconnected | Trade Secret | Trade | SOU | SOU079 | Residential | Solar*Rewards | Trade Secret | 2019 | 2021
20252-215912-02 | Xcel Energy | 85 | 13781 | IOU | 03349426 | 9.994 | Solar |  |  | Interconnected | Trade Secret | Trade | SLP | SLP321 | Residential | Solar*Rewards | Trade Secret | 2019 | 2020
20252-215912-02 | Xcel Energy | 85 | 13781 | IOU | 03349823 | 6.96 | Solar |  |  | Interconnected | Trade Secret | Trade | RAM | RAM062 | Residential | Solar*Rewards | Trade Secret | 2019 | 2021
20252-215912-02 | Xcel Energy | 85 | 13781 | IOU | 03350129 | 400 | Solar |  |  | Interconnected | Trade Secret | Trade | MOL | MOL062 | Residential |  | Trade Secret | 2019 | 2021
20252-215912-02 | Xcel Energy | 85 | 13781 | IOU | 03350408 | 960 | Solar |  |  | Interconnected | Gaylord | Trade | GAY | GAY002 | Community Solar Garden | Solar*Rewards Community | Trade Secret | 2019 | 2023
20252-215912-02 | Xcel Energy | 85 | 13781 | IOU | 03350576 | 5 | Solar |  |  | Interconnected | Trade Secret | Trade | SLP | SLP083 | Residential | Solar*Rewards | Trade Secret | 2019 | 2020
20252-215912-02 | Xcel Energy | 85 | 13781 | IOU | 03351421 | 4.32 | Solar |  |  | Interconnected | Trade Secret | Trade | GLK | GLK064 | Residential | Solar*Rewards | Trade Secret | 2019 | 2020
20252-215912-02 | Xcel Energy | 85 | 13781 | IOU | 03351718 | 7.616 | Solar |  |  | Interconnected | Trade Secret | Trade | WDY | WDY311 | Residential | Solar*Rewards | Trade Secret | 2019 | 2020
20252-215912-02 | Xcel Energy | 85 | 13781 | IOU | 03352422 | 1000 | Solar |  |  | Interconnected | Glenwood | Trade | GLD | GLD021 | Community Solar Garden | Solar*Rewards Community | Trade Secret | 2019 | 2021
20252-215912-02 | Xcel Energy | 85 | 13781 | IOU | 03353252 | 9.994 | Solar |  |  | Interconnected | Trade Secret | Trade | RAM | RAM073 | Residential | Solar*Rewards | Trade Secret | 2019 | 2020
20252-215912-02 | Xcel Energy | 85 | 13781 | IOU | 03353488 | 11.4 | Solar |  |  | Interconnected | Trade Secret | Trade | CGR | CGR071 | Residential | Solar*Rewards | Trade Secret | 2019 | 2020
20252-215912-02 | Xcel Energy | 85 | 13781 | IOU | 03355222 | 5.48 | Solar |  |  | Interconnected | Trade Secret | Trade | HUG | HUG321 | Residential | Solar*Rewards | Trade Secret | 2019 | 2020
20252-215912-02 | Xcel Energy | 85 | 13781 | IOU | 03355381 | 9.994 | Solar |  |  | Interconnected | Trade Secret | Trade | EDA | EDA074 | Residential | Solar*Rewards | Trade Secret | 2019 | 2020
20252-215912-02 | Xcel Energy | 85 | 13781 | IOU | 03357045 | 19.02 | Solar |  |  | Interconnected | Trade Secret | Trade | OPK | OPK077 | Residential | Solar*Rewards | Trade Secret | 2019 | 2020
20252-215912-02 | Xcel Energy | 85 | 13781 | IOU | 03357795 | 3.77 | Solar |  |  | Interconnected | Trade Secret | Trade | ALD | ALD073 | Residential | Solar*Rewards | Trade Secret | 2019 | 2020
20252-215912-02 | Xcel Energy | 85 | 13781 | IOU | 03358176 | 7.616 | Solar |  |  | Interconnected | Trade Secret | Trade | HWW | HWW073 | Residential | Solar*Rewards | Trade Secret | 2019 | 2020
20252-215912-02 | Xcel Energy | 85 | 13781 | IOU | 03358502 | 5 | Solar |  |  | Interconnected | Trade Secret | Trade | SOU | SOU075 | Residential | Solar*Rewards | Trade Secret | 2019 | 2020
20252-215912-02 | Xcel Energy | 85 | 13781 | IOU | 03358607 | 7.616 | Solar |  |  | Interconnected | Trade Secret | Trade | ALD | ALD072 | Residential | Solar*Rewards | Trade Secret | 2019 | 2020
20252-215912-02 | Xcel Energy | 85 | 13781 | IOU | 03358649 | 3.747 | Solar |  |  | Interconnected | Trade Secret | Trade | SLP | SLP087 | Residential | Solar*Rewards | Trade Secret | 2019 | 2020
20252-215912-02 | Xcel Energy | 85 | 13781 | IOU | 03358742 | 1.2 | Solar |  |  | Interconnected | Trade Secret | Trade | SOU | SOU077 | Residential | Solar*Rewards | Trade Secret | 2019 | 2020
20252-215912-02 | Xcel Energy | 85 | 13781 | IOU | 03358765 | 5 | Solar |  |  | Interconnected | Trade Secret | Trade | ALD | ALD072 | Residential | Solar*Rewards | Trade Secret | 2019 | 2020
20252-215912-02 | Xcel Energy | 85 | 13781 | IOU | 03359875 | 6 | Solar |  |  | Interconnected | Trade Secret | Trade | MPK | MPK063 | Residential | Solar*Rewards | Trade Secret | 2019 | 2020
20252-215912-02 | Xcel Energy | 85 | 13781 | IOU | 03360018 |  | Solar |  |  | Withdrawn | Trade Secret | Trade |  |  | Residential | Solar*Rewards | Trade Secret | 2019
20252-215912-02 | Xcel Energy | 85 | 13781 | IOU | 03360019 |  | Solar |  |  | Withdrawn | Trade Secret | Trade |  |  | Residential | Solar*Rewards | Trade Secret | 2019
20252-215912-02 | Xcel Energy | 85 | 13781 | IOU | 03360021 |  | Solar |  |  | Withdrawn | Trade Secret | Trade |  |  | Residential | Solar*Rewards | Trade Secret | 2019
20252-215912-02 | Xcel Energy | 85 | 13781 | IOU | 03360022 | 7.616 | Solar |  |  | Withdrawn | Trade Secret | Trade |  |  | Residential | Solar*Rewards | Trade Secret | 2019
20252-215912-02 | Xcel Energy | 85 | 13781 | IOU | 03360108 | 4.6 | Solar |  |  | Active Application | Trade Secret | Trade | WIL | WIL078 | Residential | Solar*Rewards | Trade Secret | 2019
20252-215912-02 | Xcel Energy | 85 | 13781 | IOU | 03360167 | 7.616 | Solar |  |  | Interconnected | Trade Secret | Trade | RLK | RLK066 | Residential | Solar*Rewards | Trade Secret | 2019 | 2020
20252-215912-02 | Xcel Energy | 85 | 13781 | IOU | 03360394 | 7.616 | Solar |  |  | Interconnected | Trade Secret | Trade | DND | DND071 | Residential | Solar*Rewards | Trade Secret | 2019 | 2020
20252-215912-02 | Xcel Energy | 85 | 13781 | IOU | 03363180 | 9.994 | Solar |  |  | Interconnected | Trade Secret | Trade | HUG | HUG322 | Residential | Solar*Rewards | Trade Secret | 2019 | 2020
20252-215912-02 | Xcel Energy | 85 | 13781 | IOU | 03366667 | 6.72 | Solar |  |  | Withdrawn | Trade Secret | Trade |  |  | Residential | Solar*Rewards | Trade Secret | 2019
20252-215912-02 | Xcel Energy | 85 | 13781 | IOU | 03366810 | 3.6 | Solar |  |  | Interconnected | Trade Secret | Trade | OPK | OPK072 | Residential | Solar*Rewards | Trade Secret | 2019 | 2020
20252-215912-02 | Xcel Energy | 85 | 13781 | IOU | 03366916 | 410.04 | Solar |  |  | Withdrawn | Trade Secret | Trade | MRN | MRN021 | Residential |  | Trade Secret | 2019
20252-215912-02 | Xcel Energy | 85 | 13781 | IOU | 03366925 | 7.616 | Solar |  |  | Active Application | Trade Secret | Trade |  |  | Residential | Solar*Rewards | Trade Secret | 2019
20252-215912-02 | Xcel Energy | 85 | 13781 | IOU | 03367769 | 3.747 | Solar |  |  | Active Application | Trade Secret | Trade |  |  | Residential | Solar*Rewards | Trade Secret | 2019
20252-215912-02 | Xcel Energy | 85 | 13781 | IOU | 03372168 | 3.48 | Solar |  |  | Interconnected | Trade Secret | Trade | UPP | UPP082 | Residential | Solar*Rewards | Trade Secret | 2019 | 2020
20252-215912-02 | Xcel Energy | 85 | 13781 | IOU | 03373061 | 4.64 | Solar |  |  | Interconnected | Trade Secret | Trade | SHP | SHP061 | Residential | Solar*Rewards | Trade Secret | 2019 | 2020
20252-215912-02 | Xcel Energy | 85 | 13781 | IOU | 03374495 |  | Solar |  |  | Withdrawn | Trade Secret | Trade | ALD | ALD076 | Residential | Solar*Rewards | Trade Secret | 2019
20252-215912-02 | Xcel Energy | 85 | 13781 | IOU | 03375941 | 3.747 | Solar |  |  | Interconnected | Trade Secret | Trade | SLP | SLP082 | Residential | Solar*Rewards | Trade Secret | 2019 | 2020
20252-215912-02 | Xcel Energy | 85 | 13781 | IOU | 03376272 | 6 | Solar |  |  | Interconnected | Trade Secret | Trade | AFT | AFT314 | Residential | Solar*Rewards | Trade Secret | 2019 | 2020
20252-215912-02 | Xcel Energy | 85 | 13781 | IOU | 03376282 | 1500 | Wind |  |  | Interconnected | Trade Secret | Trade | ALT | ALT021 | Residential |  | Trade Secret | 2019 | 2021
20252-215912-02 | Xcel Energy | 85 | 13781 | IOU | 03387450 | 9.994 | Solar |  |  | Interconnected | Trade Secret | Trade | HUG | HUG322 | Residential | Solar*Rewards | Trade Secret | 2019 | 2020
20252-215912-02 | Xcel Energy | 85 | 13781 | IOU | 03387491 | 5 | Solar |  |  | Interconnected | Trade Secret | Trade | IDA | IDA061 | Residential | Solar*Rewards | Trade Secret | 2019 | 2020
20252-215912-02 | Xcel Energy | 85 | 13781 | IOU | 03388451 | 2.835 | Solar |  |  | Interconnected | Trade Secret | Trade | SOU | SOU075 | Residential | Solar*Rewards | Trade Secret | 2019 | 2020
20252-215912-02 | Xcel Energy | 85 | 13781 | IOU | 03388652 | 19.988 | Solar |  |  | Interconnected | Trade Secret | Trade | WSG | WSG362 | Residential | Solar*Rewards | Trade Secret | 2019 | 2020
20252-215912-02 | Xcel Energy | 85 | 13781 | IOU | 03390086 | 6 | Solar |  |  | Active Application | Trade Secret | Trade |  |  | Residential | Solar*Rewards | Trade Secret | 2019
20252-215912-02 | Xcel Energy | 85 | 13781 | IOU | 03390524 | 300 | Solar |  |  | Interconnected | Trade Secret | Trade | ORO | ORO062 | Commercial |  | Trade Secret | 2019 | 2020
20252-215912-02 | Xcel Energy | 85 | 13781 | IOU | 03390578 | 3.747 | Solar |  |  | Interconnected | Trade Secret | Trade | SOU | SOU079 | Residential | Solar*Rewards | Trade Secret | 2019 | 2020
20252-215912-02 | Xcel Energy | 85 | 13781 | IOU | 03390603 | 199.8 | Solar |  |  | Interconnected | Trade Secret | Trade | WIL | WIL079 | Commercial |  | Trade Secret | 2019 | 2020
20252-215912-02 | Xcel Energy | 85 | 13781 | IOU | 03390911 |  | Solar |  |  | Withdrawn | Trade Secret | Trade |  |  | Residential | Solar*Rewards | Trade Secret | 2019
20252-215912-02 | Xcel Energy | 85 | 13781 | IOU | 03390974 | 0.247 | Solar |  |  | Active Application | Trade Secret | Trade |  |  | Residential | Solar*Rewards | Trade Secret | 2019
20252-215912-02 | Xcel Energy | 85 | 13781 | IOU | 03391375 | 11.39 | Solar |  |  | Interconnected | Trade Secret | Trade | MRN | MRN021 | Residential | Solar*Rewards | Trade Secret | 2019 | 2020
20252-215912-02 | Xcel Energy | 85 | 13781 | IOU | 03392140 | 19.999 | Solar |  |  | Interconnected | Trade Secret | Trade | SIP | SIP061 | Commercial | Solar*Rewards | Trade Secret | 2019 | 2020
20252-215912-02 | Xcel Energy | 85 | 13781 | IOU | 03392151 | 9.994 | Solar |  |  | Interconnected | Trade Secret | Trade | MST | MST070 | Residential | Solar*Rewards | Trade Secret | 2019 | 2020
20252-215912-02 | Xcel Energy | 85 | 13781 | IOU | 03392705 | 7.616 | Solar |  |  | Interconnected | Trade Secret | Trade | LOK | LOK061 | Residential | Solar*Rewards | Trade Secret | 2019 | 2020
20252-215912-02 | Xcel Energy | 85 | 13781 | IOU | 03393603 | 6 | Solar |  |  | Interconnected | Trade Secret | Trade | TWL | TWL062 | Residential | Solar*Rewards | Trade Secret | 2019 | 2020
20252-215912-02 | Xcel Energy | 85 | 13781 | IOU | 03397736 | 3.747 | Solar |  |  | Interconnected | Trade Secret | Trade | MDT | MDT077 | Residential | Solar*Rewards | Trade Secret | 2019 | 2020
20252-215912-02 | Xcel Energy | 85 | 13781 | IOU | 03397867 | 9.994 | Solar |  |  | Interconnected | Trade Secret | Trade | ALD | ALD084 | Residential | Solar*Rewards | Trade Secret | 2019 | 2020
20252-215912-02 | Xcel Energy | 85 | 13781 | IOU | 03397983 | 15.232 | Solar |  |  | Interconnected | Trade Secret | Trade | RVA | RVA061 | Residential | Solar*Rewards | Trade Secret | 2019 | 2020
20252-215912-02 | Xcel Energy | 85 | 13781 | IOU | 03400003 | 23.564 | Solar |  |  | Interconnected | Trade Secret | Trade | RPO | RPO312 | Residential | Solar*Rewards | Trade Secret | 2019 | 2020
20252-215912-02 | Xcel Energy | 85 | 13781 | IOU | 03400070 | 2.03 | Solar |  |  | Interconnected | Trade Secret | Trade | UPP | UPP063 | Residential | Solar*Rewards | Trade Secret | 2019 | 2020
20252-215912-02 | Xcel Energy | 85 | 13781 | IOU | 03400526 | 9.994 | Solar |  |  | Interconnected | Trade Secret | Trade | LEX | LEX332 | Residential | Solar*Rewards | Trade Secret | 2019 | 2020
20252-215912-02 | Xcel Energy | 85 | 13781 | IOU | 03400632 | 5 | Solar |  |  | Interconnected | Trade Secret | Trade | BCR | BCR083 | Residential | Solar*Rewards | Trade Secret | 2019 | 2020
20252-215912-02 | Xcel Energy | 85 | 13781 | IOU | 03400718 | 6.09 | Solar |  |  | Interconnected | Trade Secret | Trade | MPK | MPK063 | Residential | Solar*Rewards | Trade Secret | 2019 | 2020
20252-215912-02 | Xcel Energy | 85 | 13781 | IOU | 03400872 | 17.61 | Solar |  |  | Interconnected | Trade Secret | Trade | ALD | ALD088 | Residential | Solar*Rewards | Trade Secret | 2019 | 2020
20252-215912-02 | Xcel Energy | 85 | 13781 | IOU | 03403668 | 5 | Solar |  |  | Interconnected | Trade Secret | Trade | MND | MND062 | Residential | Solar*Rewards | Trade Secret | 2019 | 2020
20252-215912-02 | Xcel Energy | 85 | 13781 | IOU | 03404188 | 9.994 | Solar |  |  | Interconnected | Trade Secret | Trade | ALB | ALB022 | Residential | Solar*Rewards | Trade Secret | 2019 | 2020
20252-215912-02 | Xcel Energy | 85 | 13781 | IOU | 03404209 | 7.616 | Solar |  |  | Interconnected | Trade Secret | Trade | WES | WES073 | Residential | Solar*Rewards | Trade Secret | 2019 | 2020
20252-215912-02 | Xcel Energy | 85 | 13781 | IOU | 03404671 | 2.962 | Solar |  |  | Interconnected | Trade Secret | Trade | HWW | HWW073 | Residential | Solar*Rewards | Trade Secret | 2019 | 2020
20252-215912-02 | Xcel Energy | 85 | 13781 | IOU | 03404955 | 5.48 | Solar |  |  | Interconnected | Trade Secret | Trade | ALD | ALD076 | Residential | Solar*Rewards | Trade Secret | 2019 | 2020
20252-215912-02 | Xcel Energy | 85 | 13781 | IOU | 03405130 | 7.616 | Solar |  |  | Interconnected | Trade Secret | Trade | WYO | WYO033 | Residential | Solar*Rewards | Trade Secret | 2019 | 2020
20252-215912-02 | Xcel Energy | 85 | 13781 | IOU | 03405258 | 3.747 | Solar |  |  | Interconnected | Trade Secret | Trade | ECK | ECK321 | Residential | Solar*Rewards | Trade Secret | 2019 | 2020
20252-215912-02 | Xcel Energy | 85 | 13781 | IOU | 03406550 | 3.48 | Solar |  |  | Interconnected | Trade Secret | Trade | AFT | AFT314 | Residential | Solar*Rewards | Trade Secret | 2019 | 2020
20252-215912-02 | Xcel Energy | 85 | 13781 | IOU | 03408259 | 7.616 | Solar |  |  | Interconnected | Trade Secret | Trade | LEX | LEX332 | Residential | Solar*Rewards | Trade Secret | 2019 | 2020
20252-215912-02 | Xcel Energy | 85 | 13781 | IOU | 03408295 | 9.994 | Solar |  |  | Interconnected | Trade Secret | Trade | CHE | CHE076 | Residential | Solar*Rewards | Trade Secret | 2019 | 2020
20252-215912-02 | Xcel Energy | 85 | 13781 | IOU | 03408928 | 19.72 | Solar |  |  | Interconnected | Trade Secret | Trade | WCS | WCS064 | Commercial | Solar*Rewards | Trade Secret | 2019 | 2020
20252-215912-02 | Xcel Energy | 85 | 13781 | IOU | 03410194 | 11.39 | Solar |  |  | Interconnected | Trade Secret | Trade | WAT | WAT021 | Residential | Solar*Rewards | Trade Secret | 2019 | 2021
20252-215912-02 | Xcel Energy | 85 | 13781 | IOU | 03411175 | 9.28 | Solar |  |  | Interconnected | Trade Secret | Trade | HSN | HSN321 | Residential | Solar*Rewards | Trade Secret | 2019 | 2020
20252-215912-02 | Xcel Energy | 85 | 13781 | IOU | 03411287 | 5 | Solar |  |  | Interconnected | Trade Secret | Trade | WYO | WYO032 | Residential | Solar*Rewards | Trade Secret | 2019 | 2020
20252-215912-02 | Xcel Energy | 85 | 13781 | IOU | 03413957 | 23.99 | Solar |  |  | Active Application | Trade Secret | Trade | RWD | RWD082 | Residential | Solar*Rewards | Trade Secret | 2019
20252-215912-02 | Xcel Energy | 85 | 13781 | IOU | 03414262 | 6.09 | Solar |  |  | Interconnected | Trade Secret | Trade | SOU | SOU077 | Residential | Solar*Rewards | Trade Secret | 2019 | 2020
20252-215912-02 | Xcel Energy | 85 | 13781 | IOU | 03414444 | 970.8 | Solar |  |  | Interconnected | Trade Secret | Trade | WIL | WIL093 | Commercial |  | Trade Secret | 2019 | 2021
20252-215912-02 | Xcel Energy | 85 | 13781 | IOU | 03415015 | 5 | Solar |  |  | Interconnected | Trade Secret | Trade | WIL | WIL063 | Residential | Solar*Rewards | Trade Secret | 2019 | 2020
20252-215912-02 | Xcel Energy | 85 | 13781 | IOU | 03415140 | 7.616 | Solar |  |  | Interconnected | Trade Secret | Trade | LEX | LEX074 | Residential | Solar*Rewards | Trade Secret | 2019 | 2020
20252-215912-02 | Xcel Energy | 85 | 13781 | IOU | 03415234 | 8.12 | Solar |  |  | Interconnected | Trade Secret | Trade | HWW | HWW074 | Residential | Solar*Rewards | Trade Secret | 2019 | 2020
20252-215912-02 | Xcel Energy | 85 | 13781 | IOU | 03415642 | 7.616 | Solar |  |  | Interconnected | Trade Secret | Trade | MEL | MEL061 | Residential | Solar*Rewards | Trade Secret | 2019 | 2020
20252-215912-02 | Xcel Energy | 85 | 13781 | IOU | 03415930 | 6.028 | Solar |  |  | Interconnected | Trade Secret | Trade | LOK | LOK062 | Residential | Solar*Rewards | Trade Secret | 2019 | 2020
20252-215912-02 | Xcel Energy | 85 | 13781 | IOU | 03416775 | 6 | Solar |  |  | Interconnected | Trade Secret | Trade | IDA | IDA064 | Residential | Solar*Rewards | Trade Secret | 2019 | 2020
20252-215912-02 | Xcel Energy | 85 | 13781 | IOU | 03416813 | 7.616 | Solar |  |  | Interconnected | Trade Secret | Trade | RAM | RAM062 | Residential | Solar*Rewards | Trade Secret | 2019 | 2020
20252-215912-02 | Xcel Energy | 85 | 13781 | IOU | 03418332 | 6 | Solar |  |  | Interconnected | Trade Secret | Trade | MEL | MEL068 | Residential | Solar*Rewards | Trade Secret | 2019 | 2020
20252-215912-02 | Xcel Energy | 85 | 13781 | IOU | 03419563 | 8.41 | Solar |  |  | Interconnected | Trade Secret | Trade | HUG | HUG321 | Residential | Solar*Rewards | Trade Secret | 2019 | 2020
20252-215912-02 | Xcel Energy | 85 | 13781 | IOU | 03419628 | 2.61 | Solar |  |  | Interconnected | Trade Secret | Trade | TER | TER062 | Commercial | Solar*Rewards | Trade Secret | 2019 | 2020
20252-215912-02 | Xcel Energy | 85 | 13781 | IOU | 03420478 | 4.93 | Solar |  |  | Interconnected | Trade Secret | Trade | ALD | ALD076 | Residential | Solar*Rewards | Trade Secret | 2019 | 2020
20252-215912-02 | Xcel Energy | 85 | 13781 | IOU | 03420767 | 9.994 | Solar |  |  | Interconnected | Trade Secret | Trade | MEL | MEL087 | Residential | Solar*Rewards | Trade Secret | 2019 | 2020
20252-215912-02 | Xcel Energy | 85 | 13781 | IOU | 03421108 | 139.898 | Solar |  |  | Interconnected | Trade Secret | Trade | PKL | PKL071 | Commercial |  | Trade Secret | 2019 | 2020
20252-215912-02 | Xcel Energy | 85 | 13781 | IOU | 03421167 | 139.898 | Solar |  |  | Interconnected | Trade Secret | Trade | CNC | CNC062 | Commercial |  | Trade Secret | 2019 | 2020
20252-215912-02 | Xcel Energy | 85 | 13781 | IOU | 03423963 | 3.48 | Solar |  |  | Interconnected | Trade Secret | Trade | MPK | MPK065 | Residential | Solar*Rewards | Trade Secret | 2019 | 2020
20252-215912-02 | Xcel Energy | 85 | 13781 | IOU | 03424116 | 5 | Solar |  |  | Interconnected | Trade Secret | Trade | MOL | MOL071 | Residential | Solar*Rewards | Trade Secret | 2019 | 2020
20252-215912-02 | Xcel Energy | 85 | 13781 | IOU | 03424119 | 9.994 | Solar |  |  | Interconnected | Trade Secret | Trade | MTR | MTR021 | Residential | Solar*Rewards | Trade Secret | 2019 | 2020
20252-215912-02 | Xcel Energy | 85 | 13781 | IOU | 03424556 | 39.73 | Solar |  |  | Interconnected | Trade Secret | Trade | HUG | HUG321 | Residential | Solar*Rewards | Trade Secret | 2019 | 2021
20252-215912-02 | Xcel Energy | 85 | 13781 | IOU | 03424594 | 3.747 | Solar |  |  | Interconnected | Trade Secret | Trade | NOF | NOF071 | Residential | Solar*Rewards | Trade Secret | 2019 | 2020
20252-215912-02 | Xcel Energy | 85 | 13781 | IOU | 03424837 | 100 | Solar |  |  | Interconnected | Trade Secret | Trade | ALD | ALD098 | Commercial |  | Trade Secret | 2019 | 2020
20252-215912-02 | Xcel Energy | 85 | 13781 | IOU | 03425078 | 8.7 | Solar |  |  | Interconnected | Trade Secret | Trade | APA | APA076 | Residential | Solar*Rewards | Trade Secret | 2019 | 2020
20252-215912-02 | Xcel Energy | 85 | 13781 | IOU | 03426158 | 9.994 | Solar |  |  | Interconnected | Trade Secret | Trade | LEX | LEX075 | Residential | Solar*Rewards | Trade Secret | 2019 | 2020
20252-215912-02 | Xcel Energy | 85 | 13781 | IOU | 03426169 | 1000 | Solar |  |  | Interconnected | Waseca | Trade | WAS | WAS092 | Community Solar Garden | Solar*Rewards Community | Trade Secret | 2019 | 2022
20252-215912-02 | Xcel Energy | 85 | 13781 | IOU | 03426260 | 1000 | Solar |  |  | Interconnected | Zumbrota | Trade | ZUM | ZUM022 | Community Solar Garden | Solar*Rewards Community | Trade Secret | 2019 | 2021
20252-215912-02 | Xcel Energy | 85 | 13781 | IOU | 03426296 | 7.1 | Solar |  |  | Interconnected | Trade Secret | Trade | CNC | CNC073 | Residential | Solar*Rewards | Trade Secret | 2019 | 2020
20252-215912-02 | Xcel Energy | 85 | 13781 | IOU | 03426316 |  | Solar |  |  | Withdrawn | Trade Secret | Trade |  |  | Residential | Solar*Rewards | Trade Secret | 2019
20252-215912-02 | Xcel Energy | 85 | 13781 | IOU | 03426436 | 6 | Solar |  |  | Interconnected | Trade Secret | Trade | RAM | RAM062 | Residential | Solar*Rewards | Trade Secret | 2019 | 2020
20252-215912-02 | Xcel Energy | 85 | 13781 | IOU | 03426640 | 6 | Solar |  |  | Interconnected | Trade Secret | Trade | GLK | GLK071 | Residential | Solar*Rewards | Trade Secret | 2019 | 2020
20252-215912-02 | Xcel Energy | 85 | 13781 | IOU | 03427438 | 15.232 | Solar |  |  | Interconnected | Trade Secret | Trade | WAB | WAB021 | Residential | Solar*Rewards | Trade Secret | 2019 | 2020
20252-215912-02 | Xcel Energy | 85 | 13781 | IOU | 03428603 | 9.994 | Solar |  |  | Interconnected | Trade Secret | Trade | FRO | FRO021 | Residential | Solar*Rewards | Trade Secret | 2019 | 2020
20252-215912-02 | Xcel Energy | 85 | 13781 | IOU | 03428727 |  | Solar |  |  | Withdrawn | Trade Secret | Trade |  |  | Residential | Solar*Rewards | Trade Secret | 2019
20252-215912-02 | Xcel Energy | 85 | 13781 | IOU | 03429419 | 11.39 | Solar |  |  | Interconnected | Trade Secret | Trade | ZUM | ZUM021 | Residential | Solar*Rewards | Trade Secret | 2019 | 2020
20252-215912-02 | Xcel Energy | 85 | 13781 | IOU | 03429969 | 3.747 | Solar |  |  | Interconnected | Trade Secret | Trade | REW | REW023 | Residential | Solar*Rewards | Trade Secret | 2019 | 2020
20252-215912-02 | Xcel Energy | 85 | 13781 | IOU | 03430707 | 453 | Solar |  |  | Interconnected | Osakis | Trade | DGC | DGC061 | Community Solar Garden | Solar*Rewards Community | Trade Secret | 2019 | 2022
20252-215912-02 | Xcel Energy | 85 | 13781 | IOU | 03431664 | 7.616 | Solar |  |  | Interconnected | Trade Secret | Trade | UPP | UPP082 | Residential | Solar*Rewards | Trade Secret | 2019 | 2020
20252-215912-02 | Xcel Energy | 85 | 13781 | IOU | 03431971 |  | Solar |  |  | Withdrawn | Trade Secret | Trade | APA | APA073 | Residential | Solar*Rewards | Trade Secret | 2019
20252-215912-02 | Xcel Energy | 85 | 13781 | IOU | 03432095 | 1.16 | Solar |  |  | Active Application | Trade Secret | Trade |  |  | Residential | Solar*Rewards | Trade Secret | 2019
20252-215912-02 | Xcel Energy | 85 | 13781 | IOU | 03432108 | 5 | Solar |  |  | Interconnected | Trade Secret | Trade | AFT | AFT321 | Residential | Solar*Rewards | Trade Secret | 2019 | 2020
20252-215912-02 | Xcel Energy | 85 | 13781 | IOU | 03439493 | 1000 | Solar |  |  | Interconnected | Mazeppa | Trade | MAZ | MAZ021 | Community Solar Garden | Solar*Rewards Community | Trade Secret | 2019 | 2022
20252-215912-02 | Xcel Energy | 85 | 13781 | IOU | 03440547 | 8.99 | Solar |  |  | Interconnected | Trade Secret | Trade | MPK | MPK064 | Residential | Solar*Rewards | Trade Secret | 2019 | 2020
20252-215912-02 | Xcel Energy | 85 | 13781 | IOU | 03440631 | 5 | Solar |  |  | Interconnected | Trade Secret | Trade | WCR | WCR322 | Residential | Solar*Rewards | Trade Secret | 2019 | 2020
20252-215912-02 | Xcel Energy | 85 | 13781 | IOU | 03441210 | 4.35 | Solar |  |  | Interconnected | Trade Secret | Trade | MPK | MPK074 | Residential | Solar*Rewards | Trade Secret | 2019 | 2020
20252-215912-02 | Xcel Energy | 85 | 13781 | IOU | 03441234 | 1000 | Solar |  |  | Interconnected | Renville | Trade | RNV | RNV021 | Community Solar Garden | Solar*Rewards Community | Trade Secret | 2019 | 2023
20252-215912-02 | Xcel Energy | 85 | 13781 | IOU | 03441403 | 29.982 | Solar |  |  | Interconnected | Trade Secret | Trade | OPK | OPK077 | Commercial | Solar*Rewards | Trade Secret | 2019 | 2020
20252-215912-02 | Xcel Energy | 85 | 13781 | IOU | 03441989 |  | Solar |  |  | Withdrawn | Trade Secret | Trade |  |  | Residential | Solar*Rewards | Trade Secret | 2019
20252-215912-02 | Xcel Energy | 85 | 13781 | IOU | 03441990 |  | Solar |  |  | Withdrawn | Trade Secret | Trade | APA | APA073 | Residential | Solar*Rewards | Trade Secret | 2019
20252-215912-02 | Xcel Energy | 85 | 13781 | IOU | 03442095 | 10.4 | Solar |  |  | Interconnected | Trade Secret | Trade | WCR | WCR311 | Residential | Solar*Rewards | Trade Secret | 2019 | 2020
20252-215912-02 | Xcel Energy | 85 | 13781 | IOU | 03443029 | 600 | Solar |  |  | Interconnected | Trade Secret | Trade | RIV | RIV066 | Commercial |  | Trade Secret | 2019 | 2021
20252-215912-02 | Xcel Energy | 85 | 13781 | IOU | 03443039 | 7.54 | Solar |  |  | Interconnected | Trade Secret | Trade | SOU | SOU075 | Residential | Solar*Rewards | Trade Secret | 2019 | 2020
20252-215912-02 | Xcel Energy | 85 | 13781 | IOU | 03443163 | 15 | Solar |  |  | Interconnected | Trade Secret | Trade | DOC | DOC031 | Residential | Solar*Rewards | Trade Secret | 2019 | 2021
20252-215912-02 | Xcel Energy | 85 | 13781 | IOU | 03443489 | 11.39 | Solar |  |  | Interconnected | Trade Secret | Trade | GSL | GSL074 | Residential | Solar*Rewards | Trade Secret | 2019 | 2020
20252-215912-02 | Xcel Energy | 85 | 13781 | IOU | 03443520 | 11.39 | Solar |  |  | Interconnected | Trade Secret | Trade | HUG | HUG321 | Residential | Solar*Rewards | Trade Secret | 2019 | 2020
20252-215912-02 | Xcel Energy | 85 | 13781 | IOU | 03446498 | 7.616 | Solar |  |  | Interconnected | Trade Secret | Trade | CGR | CGR071 | Residential | Solar*Rewards | Trade Secret | 2019 | 2020
20252-215912-02 | Xcel Energy | 85 | 13781 | IOU | 03446615 | 3.747 | Solar |  |  | Interconnected | Trade Secret | Trade | CHE | CHE076 | Residential | Solar*Rewards | Trade Secret | 2019 | 2020
20252-215912-02 | Xcel Energy | 85 | 13781 | IOU | 03446765 | 14.79 | Solar |  |  | Interconnected | Trade Secret | Trade | MEL | MEL075 | Commercial | Solar*Rewards | Trade Secret | 2019 | 2020
20252-215912-02 | Xcel Energy | 85 | 13781 | IOU | 03446776 | 11.39 | Solar |  |  | Interconnected | Trade Secret | Trade | MND | MND063 | Residential | Solar*Rewards | Trade Secret | 2019 | 2020
20252-215912-02 | Xcel Energy | 85 | 13781 | IOU | 03446893 | 5 | Solar |  |  | Interconnected | Trade Secret | Trade | WES | WES073 | Residential | Solar*Rewards | Trade Secret | 2019 | 2020