20252-215912-02 | Xcel Energy | 85 | 13781 | IOU | 03451911 | 7.616 | Solar |  |  | Interconnected | Trade Secret | Trade | HYL | HYL064 | Residential | Solar*Rewards | Trade Secret | 2019 | 2020
20252-215912-02 | Xcel Energy | 85 | 13781 | IOU | 03451983 | 7.616 | Solar |  |  | Interconnected | Trade Secret | Trade | CTR | CTR031 | Residential | Solar*Rewards | Trade Secret | 2019 | 2020
20252-215912-02 | Xcel Energy | 85 | 13781 | IOU | 03452388 | 3.49 | Solar |  |  | Interconnected | Trade Secret | Trade | STY | STY062 | Residential | Solar*Rewards | Trade Secret | 2019 | 2020
20252-215912-02 | Xcel Energy | 85 | 13781 | IOU | 03452392 | 7.616 | Solar |  |  | Interconnected | Trade Secret | Trade | APA | APA068 | Residential | Solar*Rewards | Trade Secret | 2019 | 2020
20252-215912-02 | Xcel Energy | 85 | 13781 | IOU | 03452398 | 9.994 | Solar |  |  | Interconnected | Trade Secret | Trade | EXC | EXC062 | Residential | Solar*Rewards | Trade Secret | 2019 | 2020
20252-215912-02 | Xcel Energy | 85 | 13781 | IOU | 03459697 | 9.995 | Solar |  |  | Interconnected | Trade Secret | Trade | DOC | DOC031 | Residential | Solar*Rewards | Trade Secret | 2019 | 2021
20252-215912-02 | Xcel Energy | 85 | 13781 | IOU | 03459753 | 11.39 | Solar |  |  | Interconnected | Trade Secret | Trade | MOL | MOL072 | Residential | Solar*Rewards | Trade Secret | 2019 | 2020
20252-215912-02 | Xcel Energy | 85 | 13781 | IOU | 03460565 | 15.66 | Solar |  |  | Interconnected | Trade Secret | Trade | LAB | LAB312 | Residential | Solar*Rewards | Trade Secret | 2019 | 2020
20252-215912-02 | Xcel Energy | 85 | 13781 | IOU | 03460586 | 8.12 | Solar |  |  | Interconnected | Trade Secret | Trade | SOU | SOU075 | Residential | Solar*Rewards | Trade Secret | 2019 | 2020
20252-215912-02 | Xcel Energy | 85 | 13781 | IOU | 03460715 | 6 | Solar |  |  | Interconnected | Trade Secret | Trade | WES | WES076 | Residential | Solar*Rewards | Trade Secret | 2019 | 2020
20252-215912-02 | Xcel Energy | 85 | 13781 | IOU | 03460837 | 9.28 | Solar |  |  | Interconnected | Trade Secret | Trade | WSG | WSG066 | Residential | Solar*Rewards | Trade Secret | 2019 | 2020
20252-215912-02 | Xcel Energy | 85 | 13781 | IOU | 03464665 | 7.25 | Solar |  |  | Interconnected | Trade Secret | Trade | WES | WES074 | Residential | Solar*Rewards | Trade Secret | 2019 | 2020
20252-215912-02 | Xcel Energy | 85 | 13781 | IOU | 03464746 | 5.8 | Solar |  |  | Interconnected | Trade Secret | Trade | RAM | RAM064 | Residential | Solar*Rewards | Trade Secret | 2019 | 2020
20252-215912-02 | Xcel Energy | 85 | 13781 | IOU | 03464837 | 5 | Solar |  |  | Interconnected | Trade Secret | Trade | WIL | WIL063 | Residential | Solar*Rewards | Trade Secret | 2019 | 2020
20252-215912-02 | Xcel Energy | 85 | 13781 | IOU | 03465906 | 10.08 | Solar |  |  | Interconnected | Trade Secret | Trade | SLP | SLP073 | Commercial | Solar*Rewards | Trade Secret | 2019 | 2020
20252-215912-02 | Xcel Energy | 85 | 13781 | IOU | 03466044 | 39.998 | Solar |  |  | Interconnected | Trade Secret | Trade | RED | RED091 | Commercial | Solar*Rewards | Trade Secret | 2019 | 2021
20252-215912-02 | Xcel Energy | 85 | 13781 | IOU | 03472790 | 4.93 | Solar |  |  | Interconnected | Trade Secret | Trade | MEL | MEL087 | Residential | Solar*Rewards | Trade Secret | 2019 | 2020
20252-215912-02 | Xcel Energy | 85 | 13781 | IOU | 03474746 | 6.24 | Solar |  |  | Interconnected | Trade Secret | Trade | LAB | LAB312 | Residential | Solar*Rewards | Trade Secret | 2019 | 2020
20252-215912-02 | Xcel Energy | 85 | 13781 | IOU | 03474754 | 9.28 | Solar |  |  | Interconnected | Trade Secret | Trade | GNL | GNL071 | Residential | Solar*Rewards | Trade Secret | 2019 | 2020
20252-215912-02 | Xcel Energy | 85 | 13781 | IOU | 03476855 | 25 | Solar |  |  | Interconnected | Trade Secret | Trade | BTF | BTF021 | Commercial | Solar*Rewards | Trade Secret | 2019 | 2020
20252-215912-02 | Xcel Energy | 85 | 13781 | IOU | 03476985 | 3.19 | Solar |  |  | Interconnected | Trade Secret | Trade | GLK | GLK065 | Residential | Solar*Rewards | Trade Secret | 2019 | 2020
20252-215912-02 | Xcel Energy | 85 | 13781 | IOU | 03478150 | 6 | Solar |  |  | Interconnected | Trade Secret | Trade | MPK | MPK071 | Residential | Solar*Rewards | Trade Secret | 2019 | 2020
20252-215912-02 | Xcel Energy | 85 | 13781 | IOU | 03478956 | 9.86 | Solar |  |  | Interconnected | Trade Secret | Trade | RLK | RLK066 | Residential | Solar*Rewards | Trade Secret | 2019 | 2020
20252-215912-02 | Xcel Energy | 85 | 13781 | IOU | 03479461 | 2.9 | Solar |  |  | Interconnected | Trade Secret | Trade | HWW | HWW062 | Residential | Solar*Rewards | Trade Secret | 2019 | 2020
20252-215912-02 | Xcel Energy | 85 | 13781 | IOU | 03482299 | 23.2 | Solar |  |  | Interconnected | Trade Secret | Trade | ALD | ALD092 | Commercial | Solar*Rewards | Trade Secret | 2019 | 2020
20252-215912-02 | Xcel Energy | 85 | 13781 | IOU | 03482956 |  | Solar |  |  | Withdrawn | Trade Secret | Trade |  |  | Residential | Solar*Rewards | Trade Secret | 2019
20252-215912-02 | Xcel Energy | 85 | 13781 | IOU | 03482991 |  | Solar |  |  | Withdrawn | Trade Secret | Trade |  |  | Residential | Solar*Rewards | Trade Secret | 2019
20252-215912-02 | Xcel Energy | 85 | 13781 | IOU | 03493607 | 2.61 | Solar |  |  | Interconnected | Trade Secret | Trade | CHE | CHE076 | Residential | Solar*Rewards | Trade Secret | 2019 | 2020
20252-215912-02 | Xcel Energy | 85 | 13781 | IOU | 03493612 | 4.06 | Solar |  |  | Interconnected | Trade Secret | Trade | SOU | SOU069 | Residential | Solar*Rewards | Trade Secret | 2019 | 2020
20252-215912-02 | Xcel Energy | 85 | 13781 | IOU | 03493661 | 4.93 | Solar |  |  | Interconnected | Trade Secret | Trade | RPL | RPL063 | Residential | Solar*Rewards | Trade Secret | 2019 | 2020
20252-215912-02 | Xcel Energy | 85 | 13781 | IOU | 03493705 | 7.83 | Solar |  |  | Interconnected | Trade Secret | Trade | MDT | MDT073 | Residential | Solar*Rewards | Trade Secret | 2019 | 2024
20252-215912-02 | Xcel Energy | 85 | 13781 | IOU | 03493720 | 2.03 | Solar |  |  | Active Application | Trade Secret | Trade | APA | APA073 | Residential | Solar*Rewards | Trade Secret | 2019
20252-215912-02 | Xcel Energy | 85 | 13781 | IOU | 03493778 | 2.32 | Solar |  |  | Interconnected | Trade Secret | Trade | MPK | MPK063 | Residential | Solar*Rewards | Trade Secret | 2019 | 2023
20252-215912-02 | Xcel Energy | 85 | 13781 | IOU | 03493788 | 11.39 | Solar |  |  | Interconnected | Trade Secret | Trade | WSG | WSG076 | Residential | Solar*Rewards | Trade Secret | 2019 | 2020
20252-215912-02 | Xcel Energy | 85 | 13781 | IOU | 03493818 | 5.8 | Solar |  |  | Interconnected | Trade Secret | Trade | SOU | SOU063 | Residential | Solar*Rewards | Trade Secret | 2019 | 2020
20252-215912-02 | Xcel Energy | 85 | 13781 | IOU | 03495536 | 9.994 | Solar |  |  | Interconnected | Trade Secret | Trade | SOU | SOU072 | Residential | Solar*Rewards | Trade Secret | 2019 | 2020
20252-215912-02 | Xcel Energy | 85 | 13781 | IOU | 03495696 |  | Solar |  |  | Active Application | Trade Secret | Trade |  |  | Residential | Solar*Rewards | Trade Secret | 2019
20252-215912-02 | Xcel Energy | 85 | 13781 | IOU | 03495700 | 2.32 | Solar |  |  | Interconnected | Trade Secret | Trade | UPP | UPP085 | Residential | Solar*Rewards | Trade Secret | 2019 | 2020
20252-215912-02 | Xcel Energy | 85 | 13781 | IOU | 03495706 | 5.22 | Solar |  |  | Interconnected | Trade Secret | Trade | GLK | GLK064 | Residential | Solar*Rewards | Trade Secret | 2019 | 2020
20252-215912-02 | Xcel Energy | 85 | 13781 | IOU | 03495716 | 5.8 | Solar |  |  | Interconnected | Trade Secret | Trade | CGR | CGR061 | Residential | Solar*Rewards | Trade Secret | 2019 | 2020
20252-215912-02 | Xcel Energy | 85 | 13781 | IOU | 03496160 | 29.982 | Solar |  |  | Active Application | Trade Secret | Trade | MEL | MEL073 | Commercial | Solar*Rewards | Trade Secret | 2019
20252-215912-02 | Xcel Energy | 85 | 13781 | IOU | 03496802 | 99.9 | Solar |  |  | Interconnected | Trade Secret | Trade | MPK | MPK076 | Commercial |  | Trade Secret | 2019 | 2020
20252-215912-02 | Xcel Energy | 85 | 13781 | IOU | 03496863 | 250 | Solar |  |  | Interconnected | Trade Secret | Trade | PKL | PKL062 | Commercial |  | Trade Secret | 2019 | 2024
20252-215912-02 | Xcel Energy | 85 | 13781 | IOU | 03496962 | 6.96 | Solar |  |  | Interconnected | Trade Secret | Trade | CRL | CRL033 | Residential | Solar*Rewards | Trade Secret | 2019 | 2020
20252-215912-02 | Xcel Energy | 85 | 13781 | IOU | 03496987 | 5.8 | Solar |  |  | Interconnected | Trade Secret | Trade | WSG | WSG362 | Residential | Solar*Rewards | Trade Secret | 2019 | 2020
20252-215912-02 | Xcel Energy | 85 | 13781 | IOU | 03497353 | 33.3 | Solar |  |  | Active Application | Trade Secret | Trade | KIM | KIM021 | Commercial | Solar*Rewards | Trade Secret | 2019
20252-215912-02 | Xcel Energy | 85 | 13781 | IOU | 03497548 | 3.8 | Solar |  |  | Interconnected | Trade Secret | Trade | SHP | SHP062 | Residential | Solar*Rewards | Trade Secret | 2019 | 2020
20252-215912-02 | Xcel Energy | 85 | 13781 | IOU | 03497583 | 7.616 | Solar |  |  | Interconnected | Trade Secret | Trade | LAP | LAP311 | Residential | Solar*Rewards | Trade Secret | 2019 | 2020
20252-215912-02 | Xcel Energy | 85 | 13781 | IOU | 03497699 |  | Solar |  |  | Active Application | Trade Secret | Trade | HWW | HWW072 | Residential | Solar*Rewards | Trade Secret | 2019
20252-215912-02 | Xcel Energy | 85 | 13781 | IOU | 03498357 | 23.51 | Solar |  |  | Interconnected | Trade Secret | Trade | MPK | MPK062 | Commercial | Solar*Rewards | Trade Secret | 2019 | 2020
20252-215912-02 | Xcel Energy | 85 | 13781 | IOU | 03498555 | 937.5 | Solar |  |  | Interconnected | Trade Secret | Trade | PKL | PKL062 | Commercial |  | Trade Secret | 2019 | 2020
20252-215912-02 | Xcel Energy | 85 | 13781 | IOU | 03498562 | 115.42 | Solar |  |  | Interconnected | Trade Secret | Trade | GNL | GNL072 | Commercial |  | Trade Secret | 2019 | 2021
20252-215912-02 | Xcel Energy | 85 | 13781 | IOU | 03498645 |  | Solar |  |  | Active Application | Trade Secret | Trade |  |  | Residential | Solar*Rewards | Trade Secret | 2019
20252-215912-02 | Xcel Energy | 85 | 13781 | IOU | 03498651 | 4.35 | Solar |  |  | Withdrawn | Trade Secret | Trade | BLC | BLC062 | Residential | Solar*Rewards | Trade Secret | 2019
20252-215912-02 | Xcel Energy | 85 | 13781 | IOU | 03498665 | 7.25 | Solar |  |  | Interconnected | Trade Secret | Trade | NOF | NOF071 | Residential | Solar*Rewards | Trade Secret | 2019 | 2020
20252-215912-02 | Xcel Energy | 85 | 13781 | IOU | 03499634 | 12 | Solar |  |  | Active Application | Trade Secret | Trade | BEL | BEL061 | Residential | Solar*Rewards | Trade Secret | 2019
20252-215912-02 | Xcel Energy | 85 | 13781 | IOU | 03500054 | 11.02 | Solar |  |  | Interconnected | Trade Secret | Trade | HSN | HSN311 | Residential | Solar*Rewards | Trade Secret | 2019 | 2020
20252-215912-02 | Xcel Energy | 85 | 13781 | IOU | 03501377 | 39.998 | Solar |  |  | Interconnected | Trade Secret | Trade | YAM | YAM021 | Commercial | Solar*Rewards | Trade Secret | 2019 | 2021
20252-215912-02 | Xcel Energy | 85 | 13781 | IOU | 03501667 | 4.35 | Solar |  |  | Interconnected | Trade Secret | Trade | SLP | SLP092 | Residential | Solar*Rewards | Trade Secret | 2019 | 2020
20252-215912-02 | Xcel Energy | 85 | 13781 | IOU | 03502100 | 9.28 | Solar |  |  | Interconnected | Trade Secret | Trade | APA | APA071 | Residential | Solar*Rewards | Trade Secret | 2019 | 2020
20252-215912-02 | Xcel Energy | 85 | 13781 | IOU | 03502272 | 39.998 | Solar |  |  | Active Application | Trade Secret | Trade | TWL | TWL065 | Commercial | Solar*Rewards | Trade Secret | 2019
20252-215912-02 | Xcel Energy | 85 | 13781 | IOU | 03503123 | 1000 | Solar |  |  | Active Application | Trade Secret | Trade | AVR | AVR081 | Community Solar Garden | Solar*Rewards Community | Trade Secret | 2021
20252-215912-02 | Xcel Energy | 85 | 13781 | IOU | 03503146 | 1000 | Solar |  |  | Active Application | Trade Secret | Trade | AVR | AVR081 | Community Solar Garden | Solar*Rewards Community | Trade Secret | 2020
20252-215912-02 | Xcel Energy | 85 | 13781 | IOU | 03503157 | 1000 | Solar |  |  | Active Application | Trade Secret | Trade | AVR | AVR081 | Community Solar Garden | Solar*Rewards Community | Trade Secret | 2024
20252-215912-02 | Xcel Energy | 85 | 13781 | IOU | 03503171 | 1000 | Solar |  |  | Active Application | Trade Secret | Trade | AVR | AVR081 | Community Solar Garden | Solar*Rewards Community | Trade Secret | 2022
20252-215912-02 | Xcel Energy | 85 | 13781 | IOU | 03503187 | 1000 | Solar |  |  | Active Application | Trade Secret | Trade | AVR | AVR081 | Community Solar Garden | Solar*Rewards Community | Trade Secret | 2024
20252-215912-02 | Xcel Energy | 85 | 13781 | IOU | 03503200 | 33.3 | Solar |  |  | Interconnected | Trade Secret | Trade | CEL | CEL064 | Commercial | Solar*Rewards | Trade Secret | 2019 | 2021
20252-215912-02 | Xcel Energy | 85 | 13781 | IOU | 03503307 | 5 | Solar |  |  | Interconnected | Trade Secret | Trade | NOF | NOF061 | Residential | Solar*Rewards | Trade Secret | 2019 | 2020
20252-215912-02 | Xcel Energy | 85 | 13781 | IOU | 03503312 | 1000 | Solar |  |  | Interconnected | Clarkfield | Trade | MNV | MNV211 | Community Solar Garden | Solar*Rewards Community | Trade Secret | 2020 | 2022
20252-215912-02 | Xcel Energy | 85 | 13781 | IOU | 03503343 | 13.63 | Solar |  |  | Interconnected | Trade Secret | Trade | LEX | LEX075 | Residential | Solar*Rewards | Trade Secret | 2019 | 2020
20252-215912-02 | Xcel Energy | 85 | 13781 | IOU | 03503347 | 1000 | Solar |  |  | Interconnected | Cottonwood | Trade | YLM | YLM211 | Community Solar Garden | Solar*Rewards Community | Trade Secret | 2020 | 2022
20252-215912-02 | Xcel Energy | 85 | 13781 | IOU | 03503403 | 1000 | Solar |  |  | Active Application | Trade Secret | Trade | YLM | YLM212 | Community Solar Garden | Solar*Rewards Community | Trade Secret | 2022
20252-215912-02 | Xcel Energy | 85 | 13781 | IOU | 03503433 | 1000 | Solar |  |  | Interconnected | Belview | Trade | SCH | SCH211 | Community Solar Garden | Solar*Rewards Community | Trade Secret | 2021 | 2024
20252-215912-02 | Xcel Energy | 85 | 13781 | IOU | 03503470 | 1000 | Solar |  |  | Withdrawn | Trade Secret | Trade | AVR | AVR081 | Community Solar Garden | Solar*Rewards Community | Trade Secret | 2020
20252-215912-02 | Xcel Energy | 85 | 13781 | IOU | 03503489 | 1000 | Solar |  |  | Withdrawn | Trade Secret | Trade | PAT | PAT312 | Community Solar Garden | Solar*Rewards Community | Trade Secret | 2019
20252-215912-02 | Xcel Energy | 85 | 13781 | IOU | 03503514 | 1000 | Solar |  |  | Withdrawn | Trade Secret | Trade | PAT | PAT312 | Community Solar Garden | Solar*Rewards Community | Trade Secret | 2020
20252-215912-02 | Xcel Energy | 85 | 13781 | IOU | 03503541 | 1000 | Solar |  |  | Withdrawn | Trade Secret | Trade | PAT | PAT312 | Community Solar Garden | Solar*Rewards Community | Trade Secret | 2020
20252-215912-02 | Xcel Energy | 85 | 13781 | IOU | 03503740 | 5.22 | Solar |  |  | Interconnected | Trade Secret | Trade | UPP | UPP085 | Residential | Solar*Rewards | Trade Secret | 2019 | 2020
20252-215912-02 | Xcel Energy | 85 | 13781 | IOU | 03503773 | 1000 | Solar |  |  | Active Application | Trade Secret | Trade | AVR | AVR081 | Community Solar Garden | Solar*Rewards Community | Trade Secret | 2024
20252-215912-02 | Xcel Energy | 85 | 13781 | IOU | 03503792 | 1000 | Solar |  |  | Withdrawn | Trade Secret | Trade | FAB | FAB063 | Community Solar Garden | Solar*Rewards Community | Trade Secret | 2020
20252-215912-02 | Xcel Energy | 85 | 13781 | IOU | 03503845 | 8.7 | Solar |  |  | Interconnected | Trade Secret | Trade | WES | WES076 | Residential | Solar*Rewards | Trade Secret | 2019 | 2020
20252-215912-02 | Xcel Energy | 85 | 13781 | IOU | 03503892 | 6.96 | Solar |  |  | Interconnected | Trade Secret | Trade | UPP | UPP082 | Residential | Solar*Rewards | Trade Secret | 2019 | 2021
20252-215912-02 | Xcel Energy | 85 | 13781 | IOU | 03503921 | 1000 | Solar |  |  | Withdrawn | Trade Secret | Trade | PAT | PAT312 | Community Solar Garden | Solar*Rewards Community | Trade Secret | 2020
20252-215912-02 | Xcel Energy | 85 | 13781 | IOU | 03503925 | 3.6 | Solar |  |  | Interconnected | Trade Secret | Trade | MPK | MPK071 | Residential | Solar*Rewards | Trade Secret | 2019 | 2020
20252-215912-02 | Xcel Energy | 85 | 13781 | IOU | 03503946 | 6.09 | Solar |  |  | Interconnected | Trade Secret | Trade | MPK | MPK082 | Residential | Solar*Rewards | Trade Secret | 2019 | 2020
20252-215912-02 | Xcel Energy | 85 | 13781 | IOU | 03503958 | 6.96 | Solar |  |  | Withdrawn | Trade Secret | Trade | EDA | EDA074 | Residential | Solar*Rewards | Trade Secret | 2019
20252-215912-02 | Xcel Energy | 85 | 13781 | IOU | 03504140 | 19.99 | Solar |  |  | Interconnected | Trade Secret | Trade | DGC | DGC061 | Commercial | Solar*Rewards | Trade Secret | 2020 | 2021
20252-215912-02 | Xcel Energy | 85 | 13781 | IOU | 03504465 | 1000 | Solar |  |  | Active Application | Trade Secret | Trade | MNV | MNV211 | Community Solar Garden | Solar*Rewards Community | Trade Secret | 2021
20252-215912-02 | Xcel Energy | 85 | 13781 | IOU | 03504490 | 1000 | Solar |  |  | Interconnected | Cold Spring | Trade | BLH | BLH061 | Community Solar Garden | Solar*Rewards Community | Trade Secret | 2021 | 2024
20252-215912-02 | Xcel Energy | 85 | 13781 | IOU | 03504506 | 1000 | Solar |  |  | Withdrawn | Trade Secret | Trade | WSD | WSD061 | Community Solar Garden | Solar*Rewards Community | Trade Secret | 2019
20252-215912-02 | Xcel Energy | 85 | 13781 | IOU | 03504918 | 1000 | Solar |  |  | Withdrawn | Trade Secret | Trade | YLM | YLM211 | Community Solar Garden | Solar*Rewards Community | Trade Secret | 2020
20252-215912-02 | Xcel Energy | 85 | 13781 | IOU | 03504940 | 2.32 | Solar |  |  | Interconnected | Trade Secret | Trade | HWW | HWW074 | Residential | Solar*Rewards | Trade Secret | 2019 | 2020
20252-215912-02 | Xcel Energy | 85 | 13781 | IOU | 03504976 | 5 | Solar |  |  | Interconnected | Trade Secret | Trade | UPP | UPP063 | Residential | Solar*Rewards | Trade Secret | 2019 | 2020
20252-215912-02 | Xcel Energy | 85 | 13781 | IOU | 03504977 | 8.7 | Solar |  |  | Interconnected | Trade Secret | Trade | HUG | HUG321 | Residential | Solar*Rewards | Trade Secret | 2019 | 2020
20252-215912-02 | Xcel Energy | 85 | 13781 | IOU | 03505028 | 9.994 | Solar |  |  | Active Application | Trade Secret | Trade | MST | MST075 | Commercial | Solar*Rewards | Trade Secret | 2019
20252-215912-02 | Xcel Energy | 85 | 13781 | IOU | 03505116 | 8.12 | Solar |  |  | Interconnected | Trade Secret | Trade | HYL | HYL061 | Residential | Solar*Rewards | Trade Secret | 2019 | 2020
20252-215912-02 | Xcel Energy | 85 | 13781 | IOU | 03505123 | 10.44 | Solar |  |  | Interconnected | Trade Secret | Trade | RLK | RLK065 | Residential | Solar*Rewards | Trade Secret | 2019 | 2020
20252-215912-02 | Xcel Energy | 85 | 13781 | IOU | 03505259 | 9.28 | Solar |  |  | Interconnected | Trade Secret | Trade | OPK | OPK073 | Residential | Solar*Rewards | Trade Secret | 2019 | 2020
20252-215912-02 | Xcel Energy | 85 | 13781 | IOU | 03505322 |  | Solar |  |  | Withdrawn | Trade Secret | Trade |  |  | Residential | Solar*Rewards | Trade Secret | 2019
20252-215912-02 | Xcel Energy | 85 | 13781 | IOU | 03505422 | 12 | Solar |  |  | Active Application | Trade Secret | Trade | MST | MST069 | Commercial | Solar*Rewards | Trade Secret | 2019
20252-215912-02 | Xcel Energy | 85 | 13781 | IOU | 03505453 | 9.994 | Solar |  |  | Interconnected | Trade Secret | Trade | MEL | MEL073 | Residential | Solar*Rewards | Trade Secret | 2019 | 2020
20252-215912-02 | Xcel Energy | 85 | 13781 | IOU | 03505466 | 39.998 | Solar |  |  | Active Application | Trade Secret | Trade | WIL | WIL072 | Commercial | Solar*Rewards | Trade Secret | 2019
20252-215912-02 | Xcel Energy | 85 | 13781 | IOU | 03506128 | 32 | Solar |  | X | Active Application | Trade Secret | Trade | MTR | MTR021 | Residential | Solar*Rewards | Trade Secret | 2019
20252-215912-02 | Xcel Energy | 85 | 13781 | IOU | 03506241 | 8.12 | Solar |  |  | Interconnected | Trade Secret | Trade | MEL | MEL068 | Residential | Solar*Rewards | Trade Secret | 2019 | 2020
20252-215912-02 | Xcel Energy | 85 | 13781 | IOU | 03506245 | 100 | Solar |  |  | Active Application | Trade Secret | Trade | MTV | MTV022 | Commercial | Solar*Rewards | Trade Secret | 2019
20252-215912-02 | Xcel Energy | 85 | 13781 | IOU | 03506516 | 33.3 | Solar |  |  | Active Application | Trade Secret | Trade | RPL | RPL074 | Commercial | Solar*Rewards | Trade Secret | 2019
20252-215912-02 | Xcel Energy | 85 | 13781 | IOU | 03506996 | 5 | Solar |  |  | Interconnected | Trade Secret | Trade | GLK | GLK063 | Residential | Solar*Rewards | Trade Secret | 2019 | 2020
20252-215912-02 | Xcel Energy | 85 | 13781 | IOU | 03507153 | 14.51 | Solar |  |  | Interconnected | Trade Secret | Trade | RLK | RLK069 | Commercial | Solar*Rewards | Trade Secret | 2019 | 2021
20252-215912-02 | Xcel Energy | 85 | 13781 | IOU | 03507571 | 12.96 | Solar |  | X | Interconnected | Trade Secret | Trade | LLK | LLK071 | Residential | Solar*Rewards | Trade Secret | 2019 | 2020
20252-215912-02 | Xcel Energy | 85 | 13781 | IOU | 03507608 | 9.28 | Solar |  |  | Interconnected | Trade Secret | Trade | WSG | WSG071 | Residential | Solar*Rewards | Trade Secret | 2019 | 2020
20252-215912-02 | Xcel Energy | 85 | 13781 | IOU | 03507643 | 6.96 | Solar |  |  | Interconnected | Trade Secret | Trade | LLK | LLK061 | Residential | Solar*Rewards | Trade Secret | 2019 | 2020
20252-215912-02 | Xcel Energy | 85 | 13781 | IOU | 03507760 | 3.48 | Solar |  |  | Interconnected | Trade Secret | Trade | MST | MST076 | Residential | Solar*Rewards | Trade Secret | 2019 | 2020
20252-215912-02 | Xcel Energy | 85 | 13781 | IOU | 03507766 | 9.86 | Solar |  | X | Interconnected | Trade Secret | Trade | DPN | DPN072 | Residential | Solar*Rewards | Trade Secret | 2019 | 2020
20252-215912-02 | Xcel Energy | 85 | 13781 | IOU | 03508036 | 15 | Solar |  |  | Active Application | Trade Secret | Trade | FST | FST003 | Commercial | Solar*Rewards | Trade Secret | 2019
20252-215912-02 | Xcel Energy | 85 | 13781 | IOU | 03508371 | 11.995 | Solar |  |  | Interconnected | Trade Secret | Trade | DGC | DGC061 | Residential | Solar*Rewards | Trade Secret | 2020 | 2021
20252-215912-02 | Xcel Energy | 85 | 13781 | IOU | 03508393 |  | Solar |  |  | Withdrawn | Trade Secret | Trade |  |  | Residential | Solar*Rewards | Trade Secret | 2019
20252-215912-02 | Xcel Energy | 85 | 13781 | IOU | 03508419 | 3200 | Other |  |  | Active Application | Trade Secret | Trade | MDT | MDT061 | Commercial |  | Trade Secret | 2019
20252-215912-02 | Xcel Energy | 85 | 13781 | IOU | 03509284 | 3.747 | Solar |  |  | Interconnected | Trade Secret | Trade | SOU | SOU064 | Residential | Solar*Rewards | Trade Secret | 2019 | 2020
20252-215912-02 | Xcel Energy | 85 | 13781 | IOU | 03509361 | 9.57 | Solar |  |  | Interconnected | Trade Secret | Trade | SLP | SLP092 | Residential | Solar*Rewards | Trade Secret | 2019 | 2020
20252-215912-02 | Xcel Energy | 85 | 13781 | IOU | 03509424 | 5 | Solar |  |  | Active Application | Trade Secret | Trade | CHI | CHI311 | Residential | Solar*Rewards | Trade Secret | 2019
20252-215912-02 | Xcel Energy | 85 | 13781 | IOU | 03509492 | 6.96 | Solar |  |  | Interconnected | Trade Secret | Trade | NOF | NOF061 | Residential | Solar*Rewards | Trade Secret | 2019 | 2020
20252-215912-02 | Xcel Energy | 85 | 13781 | IOU | 03509500 | 4.64 | Solar |  |  | Withdrawn | Trade Secret | Trade | SOU | SOU061 | Residential | Solar*Rewards | Trade Secret | 2019
20252-215912-02 | Xcel Energy | 85 | 13781 | IOU | 03509528 | 5 | Solar |  |  | Interconnected | Trade Secret | Trade | SOU | SOU061 | Residential | Solar*Rewards | Trade Secret | 2019 | 2020
20252-215912-02 | Xcel Energy | 85 | 13781 | IOU | 03509533 | 7.616 | Solar |  |  | Interconnected | Trade Secret | Trade | SOH | SOH001 | Residential | Solar*Rewards | Trade Secret | 2020 | 2021
20252-215912-02 | Xcel Energy | 85 | 13781 | IOU | 03509566 | 5 | Solar |  |  | Interconnected | Trade Secret | Trade | WIL | WIL063 | Residential | Solar*Rewards | Trade Secret | 2019 | 2020
20252-215912-02 | Xcel Energy | 85 | 13781 | IOU | 03509605 |  | Solar |  |  | Active Application | Trade Secret | Trade |  |  | Residential | Solar*Rewards | Trade Secret | 2019
20252-215912-02 | Xcel Energy | 85 | 13781 | IOU | 03509609 | 149.999 | Solar |  |  | Withdrawn | Trade Secret | Trade | SDX | SDX312 | Commercial |  | Trade Secret | 2019
20252-215912-02 | Xcel Energy | 85 | 13781 | IOU | 03509624 | 8.7 | Solar |  |  | Interconnected | Trade Secret | Trade | MPK | MPK084 | Residential | Solar*Rewards | Trade Secret | 2019 | 2020
20252-215912-02 | Xcel Energy | 85 | 13781 | IOU | 03509654 | 7.2 | Solar |  |  | Interconnected | Trade Secret | Trade | WIL | WIL082 | Commercial | Solar*Rewards | Trade Secret | 2019 | 2020
20252-215912-02 | Xcel Energy | 85 | 13781 | IOU | 03509662 | 6 | Solar |  |  | Interconnected | Trade Secret | Trade | FRM | FRM061 | Residential | Solar*Rewards | Trade Secret | 2019 | 2020
20252-215912-02 | Xcel Energy | 85 | 13781 | IOU | 03509738 | 3.84 | Solar |  |  | Interconnected | Trade Secret | Trade | WES | WES074 | Residential | Solar*Rewards | Trade Secret | 2019 | 2020
20252-215912-02 | Xcel Energy | 85 | 13781 | IOU | 03509754 | 6.09 | Solar |  |  | Interconnected | Trade Secret | Trade | SCL | SCL322 | Residential | Solar*Rewards | Trade Secret | 2019 | 2020
20252-215912-02 | Xcel Energy | 85 | 13781 | IOU | 03509761 | 11.6 | Solar |  |  | Interconnected | Trade Secret | Trade | MOL | MOL072 | Residential | Solar*Rewards | Trade Secret | 2019 | 2020
20252-215912-02 | Xcel Energy | 85 | 13781 | IOU | 03509773 | 5.51 | Solar |  |  | Interconnected | Trade Secret | Trade | NMC | NMC083 | Residential | Solar*Rewards | Trade Secret | 2019 | 2020
20252-215912-02 | Xcel Energy | 85 | 13781 | IOU | 03510117 | 29.02 | Solar |  |  | Active Application | Trade Secret | Trade | DND | DND071 | Commercial | Solar*Rewards | Trade Secret | 2019
20252-215912-02 | Xcel Energy | 85 | 13781 | IOU | 03510159 |  | Solar |  |  | Active Application | Trade Secret | Trade | WIL | WIL079 | Residential | Solar*Rewards | Trade Secret | 2019
20252-215912-02 | Xcel Energy | 85 | 13781 | IOU | 03510219 | 439.998 | Solar |  |  | Active Application | Trade Secret | Trade | PAT | PAT314 | Commercial |  | Trade Secret | 2019
20252-215912-02 | Xcel Energy | 85 | 13781 | IOU | 03510251 | 300 | Solar |  |  | Interconnected | Trade Secret | Trade | GRC | GRC311 | Commercial |  | Trade Secret | 2019 | 2021
20252-215912-02 | Xcel Energy | 85 | 13781 | IOU | 03510266 | 37.598 | Solar |  |  | Active Application | Trade Secret | Trade | MPK | MPK063 | Commercial | Solar*Rewards | Trade Secret | 2019
20252-215912-02 | Xcel Energy | 85 | 13781 | IOU | 03510958 |  | Solar |  |  | Active Application | Trade Secret | Trade |  |  | Residential | Solar*Rewards | Trade Secret | 2019
20252-215912-02 | Xcel Energy | 85 | 13781 | IOU | 03510959 | 10 | Solar |  |  | Interconnected | Trade Secret | Trade | TWL | TWL066 | Residential | Solar*Rewards | Trade Secret | 2019 | 2020
20252-215912-02 | Xcel Energy | 85 | 13781 | IOU | 03511036 | 24 | Solar |  |  | Interconnected | Trade Secret | Trade | YAM | YAM031 | Commercial | Solar*Rewards | Trade Secret | 2019 | 2020
20252-215912-02 | Xcel Energy | 85 | 13781 | IOU | 03511202 | 1000 | Solar |  |  | Active Application | Trade Secret | Trade | WAS | WAS091 | Community Solar Garden | Solar*Rewards Community | Trade Secret | 2023
20252-215912-02 | Xcel Energy | 85 | 13781 | IOU | 03511290 | 7.616 | Solar |  |  | Interconnected | Trade Secret | Trade | CEL | CEL064 | Residential | Solar*Rewards | Trade Secret | 2019 | 2020
20252-215912-02 | Xcel Energy | 85 | 13781 | IOU | 03511338 | 5 | Solar |  |  | Interconnected | Trade Secret | Trade | SLP | SLP075 | Residential | Solar*Rewards | Trade Secret | 2019 | 2020
20252-215912-02 | Xcel Energy | 85 | 13781 | IOU | 03511404 | 8.7 | Solar |  |  | Interconnected | Trade Secret | Trade | EDA | EDA067 | Residential | Solar*Rewards | Trade Secret | 2019 | 2020
20252-215912-02 | Xcel Energy | 85 | 13781 | IOU | 03511458 | 33.3 | Solar |  |  | Interconnected | Trade Secret | Trade | RAM | RAM073 | Commercial | Solar*Rewards | Trade Secret | 2019 | 2020
20252-215912-02 | Xcel Energy | 85 | 13781 | IOU | 03511992 | 6 | Solar |  |  | Interconnected | Trade Secret | Trade | OAD | OAD061 | Residential | Solar*Rewards | Trade Secret | 2019 | 2020
20252-215912-02 | Xcel Energy | 85 | 13781 | IOU | 03512021 | 5 | Solar |  |  | Interconnected | Trade Secret | Trade | SOU | SOU075 | Residential | Solar*Rewards | Trade Secret | 2019 | 2020
20252-215912-02 | Xcel Energy | 85 | 13781 | IOU | 03512067 | 6.09 | Solar |  |  | Interconnected | Trade Secret | Trade | WCR | WCR322 | Residential | Solar*Rewards | Trade Secret | 2019 | 2020
20252-215912-02 | Xcel Energy | 85 | 13781 | IOU | 03512232 |  |  |  |  | Withdrawn | Trade Secret | Trade |  |  | Residential |  | Trade Secret | 2019
20252-215912-02 | Xcel Energy | 85 | 13781 | IOU | 03512246 | 14.994 | Solar |  |  | Interconnected | Trade Secret | Trade | SLP | SLP082 | Residential | Solar*Rewards | Trade Secret | 2019 | 2020
20252-215912-02 | Xcel Energy | 85 | 13781 | IOU | 03512275 | 9.994 | Solar |  |  | Interconnected | Trade Secret | Trade | MTR | MTR021 | Residential | Solar*Rewards | Trade Secret | 2019 | 2020
20252-215912-02 | Xcel Energy | 85 | 13781 | IOU | 03512289 | 3.747 | Solar |  |  | Interconnected | Trade Secret | Trade | GNL | GNL071 | Residential | Solar*Rewards | Trade Secret | 2019 | 2020
20252-215912-02 | Xcel Energy | 85 | 13781 | IOU | 03512349 | 6 | Solar |  |  | Interconnected | Trade Secret | Trade | SOU | SOU086 | Residential | Solar*Rewards | Trade Secret | 2019 | 2020
20252-215912-02 | Xcel Energy | 85 | 13781 | IOU | 03512391 | 11.39 | Solar |  |  | Interconnected | Trade Secret | Trade | PIL | PIL022 | Residential | Solar*Rewards | Trade Secret | 2019 | 2020
20252-215912-02 | Xcel Energy | 85 | 13781 | IOU | 03512405 | 6.38 | Solar |  |  | Interconnected | Trade Secret | Trade | APA | APA067 | Residential | Solar*Rewards | Trade Secret | 2019 | 2020
20252-215912-02 | Xcel Energy | 85 | 13781 | IOU | 03512426 | 3.48 | Solar |  |  | Interconnected | Trade Secret | Trade | SLP | SLP082 | Residential | Solar*Rewards | Trade Secret | 2019 | 2020
20252-215912-02 | Xcel Energy | 85 | 13781 | IOU | 03512479 | 3.747 | Solar |  |  | Interconnected | Trade Secret | Trade | SLP | SLP076 | Residential | Solar*Rewards | Trade Secret | 2019 | 2020
20252-215912-02 | Xcel Energy | 85 | 13781 | IOU | 03512493 | 3.19 | Solar |  |  | Interconnected | Trade Secret | Trade | TER | TER071 | Residential | Solar*Rewards | Trade Secret | 2019 | 2020
20252-215912-02 | Xcel Energy | 85 | 13781 | IOU | 03512532 | 7.616 | Solar |  |  | Withdrawn | Trade Secret | Trade | MPK | MPK087 | Residential | Solar*Rewards | Trade Secret | 2019
20252-215912-02 | Xcel Energy | 85 | 13781 | IOU | 03512557 | 3.747 | Solar |  |  | Active Application | Trade Secret | Trade | HWW | HWW062 | Residential | Solar*Rewards | Trade Secret | 2019
20252-215912-02 | Xcel Energy | 85 | 13781 | IOU | 03512748 | 7.44 | Solar |  |  | Interconnected | Trade Secret | Trade | WWK | WWK311 | Commercial | Solar*Rewards | Trade Secret | 2019 | 2020
20252-215912-02 | Xcel Energy | 85 | 13781 | IOU | 03512849 | 9.994 | Solar |  |  | Interconnected | Trade Secret | Trade | WES | WES074 | Residential | Solar*Rewards | Trade Secret | 2019 | 2020
20252-215912-02 | Xcel Energy | 85 | 13781 | IOU | 03512865 | 5 | Solar |  |  | Interconnected | Trade Secret | Trade | SLP | SLP076 | Residential | Solar*Rewards | Trade Secret | 2019 | 2020
20252-215912-02 | Xcel Energy | 85 | 13781 | IOU | 03512895 | 16.752 | Solar |  |  | Interconnected | Trade Secret | Trade | LCR | LCR311 | Residential | Solar*Rewards | Trade Secret | 2019 | 2020
20252-215912-02 | Xcel Energy | 85 | 13781 | IOU | 03513002 | 7.616 | Solar |  |  | Active Application | Trade Secret | Trade | PKL | PKL064 | Residential | Solar*Rewards | Trade Secret | 2019
20252-215912-02 | Xcel Energy | 85 | 13781 | IOU | 03513331 | 5 | Solar |  |  | Interconnected | Trade Secret | Trade | WIN | WIN042 | Residential | Solar*Rewards | Trade Secret | 2020 | 2020
20252-215912-02 | Xcel Energy | 85 | 13781 | IOU | 03513339 | 0.005 | Solar |  |  | Interconnected | Trade Secret | Trade | LAC | LAC062 | Residential | Solar*Rewards | Trade Secret | 2020 | 2021
20252-215912-02 | Xcel Energy | 85 | 13781 | IOU | 03513658 | 24 | Solar |  |  | Interconnected | Trade Secret | Trade | YAM | YAM031 | Commercial | Solar*Rewards | Trade Secret | 2019 | 2020
20252-215912-02 | Xcel Energy | 85 | 13781 | IOU | 03513860 | 7.616 | Solar |  |  | Interconnected | Trade Secret | Trade | LIN | LIN031 | Residential | Solar*Rewards | Trade Secret | 2019 | 2020
20252-215912-02 | Xcel Energy | 85 | 13781 | IOU | 03514161 | 39.998 | Solar |  |  | Interconnected | Trade Secret | Trade | WSG | WSG351 | Commercial | Solar*Rewards | Trade Secret | 2019 | 2020
20252-215912-02 | Xcel Energy | 85 | 13781 | IOU | 03514212 | 15 | Solar |  |  | Interconnected | Trade Secret | Trade | GLK | GLK071 | Commercial | Solar*Rewards | Trade Secret | 2020 | 2020
20252-215912-02 | Xcel Energy | 85 | 13781 | IOU | 03514278 | 3.3 | Solar |  |  | Interconnected | Trade Secret | Trade | HWW | HWW074 | Residential | Solar*Rewards | Trade Secret | 2019 | 2020
20252-215912-02 | Xcel Energy | 85 | 13781 | IOU | 03514374 | 9.994 | Solar |  |  | Interconnected | Trade Secret | Trade | GLK | GLK072 | Residential | Solar*Rewards | Trade Secret | 2019 | 2020
20252-215912-02 | Xcel Energy | 85 | 13781 | IOU | 03514435 | 13.53 | Solar |  |  | Interconnected | Trade Secret | Trade | ALT | ALT021 | Residential | Solar*Rewards | Trade Secret | 2020 | 2021
20252-215912-02 | Xcel Energy | 85 | 13781 | IOU | 03514519 | 6.96 | Solar |  |  | Interconnected | Trade Secret | Trade | PKL | PKL085 | Residential | Solar*Rewards | Trade Secret | 2019 | 2020
20252-215912-02 | Xcel Energy | 85 | 13781 | IOU | 03514533 | 2.9 | Solar |  |  | Interconnected | Trade Secret | Trade | IDA | IDA071 | Residential | Solar*Rewards | Trade Secret | 2019 | 2020
20252-215912-02 | Xcel Energy | 85 | 13781 | IOU | 03514669 | 5.51 | Solar |  |  | Interconnected | Trade Secret | Trade | SHP | SHP072 | Residential | Solar*Rewards | Trade Secret | 2019 | 2020
20252-215912-02 | Xcel Energy | 85 | 13781 | IOU | 03514833 | 39.976 | Solar |  |  | Active Application | Trade Secret | Trade | TWL | TWL071 | Commercial | Solar*Rewards | Trade Secret | 2019
20252-215912-02 | Xcel Energy | 85 | 13781 | IOU | 03515251 | 5 | Solar |  |  | Interconnected | Trade Secret | Trade | UPP | UPP082 | Residential | Solar*Rewards | Trade Secret | 2019 | 2020
20252-215912-02 | Xcel Energy | 85 | 13781 | IOU | 03515313 | 11.02 | Solar |  |  | Interconnected | Trade Secret | Trade | BCH | BCH311 | Residential | Solar*Rewards | Trade Secret | 2019 | 2020
20252-215912-02 | Xcel Energy | 85 | 13781 | IOU | 03515576 | 38.02 | Solar |  |  | Interconnected | Trade Secret | Trade | PRR | PRR061 | Commercial | Solar*Rewards | Trade Secret | 2021 | 2021
20252-215912-02 | Xcel Energy | 85 | 13781 | IOU | 03515580 | 7.616 | Solar |  |  | Interconnected | Trade Secret | Trade | AFT | AFT314 | Residential | Solar*Rewards | Trade Secret | 2019 | 2020
20252-215912-02 | Xcel Energy | 85 | 13781 | IOU | 03515632 | 38.02 | Solar |  |  | Interconnected | Trade Secret | Trade | PRR | PRR061 | Commercial | Solar*Rewards | Trade Secret | 2021 | 2021
20252-215912-02 | Xcel Energy | 85 | 13781 | IOU | 03515661 | 7.009 | Solar |  |  | Interconnected | Trade Secret | Trade | EBL | EBL084 | Residential | Solar*Rewards | Trade Secret | 2019 | 2020
20252-215912-02 | Xcel Energy | 85 | 13781 | IOU | 03515731 | 9.995 | Solar |  |  | Interconnected | Trade Secret | Trade | KAN | KAN022 | Residential | Solar*Rewards | Trade Secret | 2020 | 2021
20252-215912-02 | Xcel Energy | 85 | 13781 | IOU | 03515736 | 39.976 | Solar |  |  | Interconnected | Trade Secret | Trade | MEL | MEL073 | Commercial | Solar*Rewards | Trade Secret | 2020 | 2021
20252-215912-02 | Xcel Energy | 85 | 13781 | IOU | 03516378 | 2.192 | Solar |  |  | Interconnected | Trade Secret | Trade | ALD | ALD085 | Residential | Solar*Rewards | Trade Secret | 2020 | 2021
20252-215912-02 | Xcel Energy | 85 | 13781 | IOU | 03516639 | 9.995 | Solar |  |  | Active Application | Trade Secret | Trade | HOW | HOW061 | Commercial | Solar*Rewards | Trade Secret | 2020
20252-215912-02 | Xcel Energy | 85 | 13781 | IOU | 03518452 | 6.96 | Solar |  |  | Interconnected | Trade Secret | Trade | SOU | SOU064 | Residential | Solar*Rewards | Trade Secret | 2020 | 2020
20252-215912-02 | Xcel Energy | 85 | 13781 | IOU | 03518513 | 3.77 | Solar |  |  | Interconnected | Trade Secret | Trade | WSG | WSG352 | Residential | Solar*Rewards | Trade Secret | 2020 | 2020
20252-215912-02 | Xcel Energy | 85 | 13781 | IOU | 03518646 | 3.747 | Solar |  |  | Active Application | Trade Secret | Trade | ECK | ECK321 | Residential | Solar*Rewards | Trade Secret | 2020
20252-215912-02 | Xcel Energy | 85 | 13781 | IOU | 03518662 | 3.747 | Solar |  |  | Active Application | Trade Secret | Trade | ECK | ECK321 | Residential | Solar*Rewards | Trade Secret | 2020
20252-215912-02 | Xcel Energy | 85 | 13781 | IOU | 03519656 | 38.02 | Solar |  |  | Interconnected | Trade Secret | Trade | MDT | MDT071 | Commercial | Solar*Rewards | Trade Secret | 2020 | 2021
20252-215912-02 | Xcel Energy | 85 | 13781 | IOU | 03519845 | 39.998 | Solar |  |  | Interconnected | Trade Secret | Trade | TWL | TWL065 | Commercial | Solar*Rewards | Trade Secret | 2020 | 2020
20252-215912-02 | Xcel Energy | 85 | 13781 | IOU | 03519875 | 39.998 | Solar |  |  | Interconnected | Trade Secret | Trade | WIL | WIL072 | Commercial | Solar*Rewards | Trade Secret | 2020 | 2020
20252-215912-02 | Xcel Energy | 85 | 13781 | IOU | 03519897 | 33.3 | Solar |  |  | Active Application | Trade Secret | Trade | MDT | MDT071 | Commercial | Solar*Rewards | Trade Secret | 2020
20252-215912-02 | Xcel Energy | 85 | 13781 | IOU | 03519917 | 39.998 | Solar |  |  | Active Application | Trade Secret | Trade | TER | TER062 | Commercial | Solar*Rewards | Trade Secret | 2020
20252-215912-02 | Xcel Energy | 85 | 13781 | IOU | 03519933 | 33.3 | Solar |  |  | Active Application | Trade Secret | Trade | TER | TER061 | Commercial | Solar*Rewards | Trade Secret | 2020
20252-215912-02 | Xcel Energy | 85 | 13781 | IOU | 03519976 | 2.9 | Solar |  |  | Interconnected | Trade Secret | Trade | SOU | SOU079 | Residential | Solar*Rewards | Trade Secret | 2020 | 2020
20252-215912-02 | Xcel Energy | 85 | 13781 | IOU | 03520007 | 36 | Solar |  |  | Interconnected | Trade Secret | Trade | EDA | EDA077 | Commercial | Solar*Rewards | Trade Secret | 2020 | 2021
20252-215912-02 | Xcel Energy | 85 | 13781 | IOU | 03520008 | 3.77 | Solar |  |  | Active Application | Trade Secret | Trade | MST | MST071 | Residential | Solar*Rewards | Trade Secret | 2020
20252-215912-02 | Xcel Energy | 85 | 13781 | IOU | 03520221 | 1000 | Solar |  |  | Active Application | Trade Secret | Trade | AVN | AVN021 | Community Solar Garden | Solar*Rewards Community | Trade Secret | 2021
20252-215912-02 | Xcel Energy | 85 | 13781 | IOU | 03520232 | 14.4 | Solar |  |  | Interconnected | Trade Secret | Trade | UPP | UPP086 | Commercial | Solar*Rewards | Trade Secret | 2020 | 2020
20252-215912-02 | Xcel Energy | 85 | 13781 | IOU | 03520699 | 15.26 | Solar |  |  | Interconnected | Trade Secret | Trade | TWL | TWL078 | Commercial | Solar*Rewards | Trade Secret | 2021 | 2024
20252-215912-02 | Xcel Energy | 85 | 13781 | IOU | 03521021 | 29.982 | Solar |  |  | Interconnected | Trade Secret | Trade | ELP | ELP062 | Commercial | Solar*Rewards | Trade Secret | 2021 | 2023
20252-215912-02 | Xcel Energy | 85 | 13781 | IOU | 03521043 | 7.25 | Solar |  |  | Interconnected | Trade Secret | Trade | IDA | IDA073 | Residential | Solar*Rewards | Trade Secret | 2020 | 2020
20252-215912-02 | Xcel Energy | 85 | 13781 | IOU | 03521055 | 22.78 | Solar |  |  | Interconnected | Trade Secret | Trade | RIV | RIV062 | Commercial | Solar*Rewards | Trade Secret | 2020 | 2020
20252-215912-02 | Xcel Energy | 85 | 13781 | IOU | 03521162 | 8.7 | Solar |  |  | Interconnected | Trade Secret | Trade | LOK | LOK062 | Residential | Solar*Rewards | Trade Secret | 2020 | 2020
20252-215912-02 | Xcel Energy | 85 | 13781 | IOU | 03521214 | 4800 | Natural Gas |  |  | Active Application | Trade Secret | Trade | MDT | MDT061 | Commercial |  | Trade Secret | 2020
20252-215912-02 | Xcel Energy | 85 | 13781 | IOU | 03521601 | 3.8 | Solar |  |  | Withdrawn | Trade Secret | Trade | SOU | SOU081 | Residential | Solar*Rewards | Trade Secret | 2020
20252-215912-02 | Xcel Energy | 85 | 13781 | IOU | 03522108 | 38.02 | Solar |  |  | Interconnected | Trade Secret | Trade | MPK | MPK068 | Commercial | Solar*Rewards | Trade Secret | 2020 | 2020
20252-215912-02 | Xcel Energy | 85 | 13781 | IOU | 03523140 | 23.51 | Solar |  |  | Interconnected | Trade Secret | Trade | TWL | TWL074 | Commercial | Solar*Rewards | Trade Secret | 2020 | 2020
20252-215912-02 | Xcel Energy | 85 | 13781 | IOU | 03523223 | 3.19 | Solar |  |  | Interconnected | Trade Secret | Trade | WES | WES074 | Residential | Solar*Rewards | Trade Secret | 2020 | 2020
20252-215912-02 | Xcel Energy | 85 | 13781 | IOU | 03523601 | 10.44 | Solar |  |  | Interconnected | Trade Secret | Trade | MEL | MEL079 | Residential | Solar*Rewards | Trade Secret | 2020 | 2020
20252-215912-02 | Xcel Energy | 85 | 13781 | IOU | 03525030 |  |  |  |  | Active Application | Trade Secret | Trade | LEX | LEX075 | Residential |  | Trade Secret | 2020
20252-215912-02 | Xcel Energy | 85 | 13781 | IOU | 03525235 | 3.288 | Solar |  |  | Interconnected | Trade Secret | Trade | APA | APA075 | Residential | Solar*Rewards | Trade Secret | 2020 | 2020
20252-215912-02 | Xcel Energy | 85 | 13781 | IOU | 03525737 | 39.998 | Solar |  |  | Active Application | Trade Secret | Trade | MEL | MEL082 | Commercial | Solar*Rewards | Trade Secret | 2020
20252-215912-02 | Xcel Energy | 85 | 13781 | IOU | 03525753 | 39.998 | Solar |  |  | Active Application | Trade Secret | Trade | TWL | TWL064 | Commercial | Solar*Rewards | Trade Secret | 2020
20252-215912-02 | Xcel Energy | 85 | 13781 | IOU | 03525764 | 39.998 | Solar |  |  | Active Application | Trade Secret | Trade | TWL | TWL072 | Commercial | Solar*Rewards | Trade Secret | 2020
20252-215912-02 | Xcel Energy | 85 | 13781 | IOU | 03525774 | 39.998 | Solar |  |  | Active Application | Trade Secret | Trade | TWL | TWL073 | Commercial | Solar*Rewards | Trade Secret | 2020
20252-215912-02 | Xcel Energy | 85 | 13781 | IOU | 03525779 | 39.998 | Solar |  |  | Active Application | Trade Secret | Trade | OSS | OSS077 | Commercial | Solar*Rewards | Trade Secret | 2020
20252-215912-02 | Xcel Energy | 85 | 13781 | IOU | 03525794 | 39.998 | Solar |  |  | Active Application | Trade Secret | Trade | MEL | MEL075 | Commercial | Solar*Rewards | Trade Secret | 2020
20252-215912-02 | Xcel Energy | 85 | 13781 | IOU | 03525800 | 39.998 | Solar |  |  | Active Application | Trade Secret | Trade | IDA | IDA061 | Commercial | Solar*Rewards | Trade Secret | 2020
20252-215912-02 | Xcel Energy | 85 | 13781 | IOU | 03525806 | 39.998 | Solar |  |  | Active Application | Trade Secret | Trade | TWL | TWL074 | Commercial | Solar*Rewards | Trade Secret | 2020
20252-215912-02 | Xcel Energy | 85 | 13781 | IOU | 03525812 | 39.998 | Solar |  |  | Active Application | Trade Secret | Trade | IDA | IDA074 | Commercial | Solar*Rewards | Trade Secret | 2020
20252-215912-02 | Xcel Energy | 85 | 13781 | IOU | 03525817 | 39.998 | Solar |  |  | Active Application | Trade Secret | Trade | MEL | MEL075 | Commercial | Solar*Rewards | Trade Secret | 2020
20252-215912-02 | Xcel Energy | 85 | 13781 | IOU | 03525821 | 39.998 | Solar |  |  | Active Application | Trade Secret | Trade | MEL | MEL072 | Commercial | Solar*Rewards | Trade Secret | 2020
20252-215912-02 | Xcel Energy | 85 | 13781 | IOU | 03525997 |  | Solar |  |  | Active Application | Trade Secret | Trade |  |  | Residential | Solar*Rewards | Trade Secret | 2020
20252-215912-02 | Xcel Energy | 85 | 13781 | IOU | 03526001 |  | Solar |  |  | Active Application | Trade Secret | Trade |  |  | Residential | Solar*Rewards | Trade Secret | 2020
20252-215912-02 | Xcel Energy | 85 | 13781 | IOU | 03526599 | 1000 | Solar |  |  | Interconnected | Taylors Falls | Trade | LCR | LCR311 | Community Solar Garden | Solar*Rewards Community | Trade Secret | 2020 | 2022
20252-215912-02 | Xcel Energy | 85 | 13781 | IOU | 03527287 | 5.48 | Solar |  |  | Interconnected | Trade Secret | Trade | HWW | HWW071 | Residential | Solar*Rewards | Trade Secret | 2020 | 2020
20252-215912-02 | Xcel Energy | 85 | 13781 | IOU | 03527601 |  | Solar |  |  | Active Application | Trade Secret | Trade | UPP | UPP083 | Residential | Solar*Rewards | Trade Secret | 2020
20252-215912-02 | Xcel Energy | 85 | 13781 | IOU | 03528310 | 230 | Solar |  |  | Interconnected | Trade Secret | Trade | RIV | RIV063 | Commercial |  | Trade Secret | 2020 | 2020
20252-215912-02 | Xcel Energy | 85 | 13781 | IOU | 03528429 | 60 | Solar |  |  | Interconnected | Trade Secret | Trade | AHI | AHI022 | Commercial |  | Trade Secret | 2020 | 2020
20252-215912-02 | Xcel Energy | 85 | 13781 | IOU | 03529177 | 1000 | Solar |  |  | Withdrawn | Trade Secret | Trade | SWN | SWN022 | Community Solar Garden | Solar*Rewards Community | Trade Secret | 2020
20252-215912-02 | Xcel Energy | 85 | 13781 | IOU | 03529341 | 8.12 | Solar |  |  | Interconnected | Trade Secret | Trade | AFT | AFT314 | Residential | Solar*Rewards | Trade Secret | 2020 | 2020
20252-215912-02 | Xcel Energy | 85 | 13781 | IOU | 03530019 | 4.64 | Solar |  |  | Interconnected | Trade Secret | Trade | RPL | RPL074 | Residential | Solar*Rewards | Trade Secret | 2020 | 2020
20252-215912-02 | Xcel Energy | 85 | 13781 | IOU | 03530542 | 1000 | Solar |  |  | Interconnected | Starbuck | Trade | LOW | LOW021 | Community Solar Garden | Solar*Rewards Community | Trade Secret | 2022 | 2023
20252-215912-02 | Xcel Energy | 85 | 13781 | IOU | 03530629 | 133.2 | Solar |  |  | Active Application | Trade Secret | Trade | GNL | GNL072 | Commercial |  | Trade Secret | 2020
20252-215912-02 | Xcel Energy | 85 | 13781 | IOU | 03535332 | 35.985 | Solar |  |  | Interconnected | Trade Secret | Trade | LEX | LEX061 | Commercial | Solar*Rewards | Trade Secret | 2020 | 2020
20252-215912-02 | Xcel Energy | 85 | 13781 | IOU | 03535538 | 3.747 | Solar |  |  | Active Application | Trade Secret | Trade | ALD | ALD076 | Residential | Solar*Rewards | Trade Secret | 2020
20252-215912-02 | Xcel Energy | 85 | 13781 | IOU | 03535705 | 166.6 | Solar |  |  | Interconnected | Trade Secret | Trade | FSL | FSL312 | Commercial |  | Trade Secret | 2020 | 2020
20252-215912-02 | Xcel Energy | 85 | 13781 | IOU | 03535727 | 239.998 | Solar |  |  | Interconnected | Trade Secret | Trade | MDT | MDT062 | Commercial |  | Trade Secret | 2020 | 2021
20252-215912-02 | Xcel Energy | 85 | 13781 | IOU | 03535795 | 15.52 | Solar |  |  | Active Application | Trade Secret | Trade | HUG | HUG321 | Residential | Solar*Rewards | Trade Secret | 2020
20252-215912-02 | Xcel Energy | 85 | 13781 | IOU | 03546606 | 3.36 | Solar |  |  | Interconnected | Trade Secret | Trade | ALD | ALD085 | Commercial | Solar*Rewards | Trade Secret | 2020 | 2020
20252-215912-02 | Xcel Energy | 85 | 13781 | IOU | 03547753 | 2.64 | Solar |  |  | Interconnected | Trade Secret | Trade | ALD | ALD095 | Commercial | Solar*Rewards | Trade Secret | 2020 | 2020
20252-215912-02 | Xcel Energy | 85 | 13781 | IOU | 03551708 | 3.19 | Solar |  |  | Interconnected | Trade Secret | Trade | UPP | UPP084 | Residential | Solar*Rewards | Trade Secret | 2020 | 2020
20252-215912-02 | Xcel Energy | 85 | 13781 | IOU | 03551938 | 6.09 | Solar |  |  | Interconnected | Trade Secret | Trade | SOU | SOU075 | Residential | Solar*Rewards | Trade Secret | 2020 | 2020
20252-215912-02 | Xcel Energy | 85 | 13781 | IOU | 03554031 | 25.23 | Solar |  |  | Interconnected | Trade Secret | Trade | LSP | LSP021 | Commercial | Solar*Rewards | Trade Secret | 2020 | 2021
20252-215912-02 | Xcel Energy | 85 | 13781 | IOU | 03557126 | 5 | Solar |  |  | Interconnected | Trade Secret | Trade | IDA | IDA064 | Residential | Solar*Rewards | Trade Secret | 2020 | 2020
20252-215912-02 | Xcel Energy | 85 | 13781 | IOU | 03558327 | 3.84 | Solar |  |  | Interconnected | Trade Secret | Trade | SLP | SLP092 | Residential | Solar*Rewards | Trade Secret | 2020 | 2020
20252-215912-02 | Xcel Energy | 85 | 13781 | IOU | 03559053 | 4.35 | Solar |  |  | Interconnected | Trade Secret | Trade | SLP | SLP092 | Residential | Solar*Rewards | Trade Secret | 2020 | 2020
20252-215912-02 | Xcel Energy | 85 | 13781 | IOU | 03560092 | 1000 | Solar |  |  | Withdrawn | Trade Secret | Trade | CLC | CLC221 | Community Solar Garden | Solar*Rewards Community | Trade Secret | 2020
20252-215912-02 | Xcel Energy | 85 | 13781 | IOU | 03560099 | 1000 | Solar |  |  | Withdrawn | Trade Secret | Trade | YLM | YLM211 | Community Solar Garden | Solar*Rewards Community | Trade Secret | 2020
20252-215912-02 | Xcel Energy | 85 | 13781 | IOU | 03560146 | 1000 | Solar |  |  | Active Application | Trade Secret | Trade | CLC | CLC221 | Community Solar Garden | Solar*Rewards Community | Trade Secret | 2023
20252-215912-02 | Xcel Energy | 85 | 13781 | IOU | 03560149 | 11.39 | Solar |  |  | Interconnected | Trade Secret | Trade | MPK | MPK086 | Residential | Solar*Rewards | Trade Secret | 2020 | 2021
20252-215912-02 | Xcel Energy | 85 | 13781 | IOU | 03560238 | 5.51 | Solar |  |  | Interconnected | Trade Secret | Trade | HYL | HYL063 | Residential | Solar*Rewards | Trade Secret | 2020 | 2020
20252-215912-02 | Xcel Energy | 85 | 13781 | IOU | 03560342 | 3.48 | Solar |  |  | Interconnected | Trade Secret | Trade | SOU | SOU064 | Residential | Solar*Rewards | Trade Secret | 2020 | 2020
20252-215912-02 | Xcel Energy | 85 | 13781 | IOU | 03560546 | 73.298 | Solar |  |  | Interconnected | Trade Secret | Trade | WES | WES075 | Commercial |  | Trade Secret | 2020 | 2021
20252-215912-02 | Xcel Energy | 85 | 13781 | IOU | 03560749 | 1000 | Solar |  |  | Active Application | Trade Secret | Trade | CLC | CLC221 | Community Solar Garden | Solar*Rewards Community | Trade Secret | 2023
20252-215912-02 | Xcel Energy | 85 | 13781 | IOU | 03563249 | 9.994 | Solar |  |  | Interconnected | Trade Secret | Trade | SOU | SOU061 | Residential | Solar*Rewards | Trade Secret | 2021 | 2021
20252-215912-02 | Xcel Energy | 85 | 13781 | IOU | 03564323 | 11.39 | Solar |  |  | Interconnected | Trade Secret | Trade | EDA | EDA074 | Residential | Solar*Rewards | Trade Secret | 2020 | 2020
20252-215912-02 | Xcel Energy | 85 | 13781 | IOU | 03564330 | 4.06 | Solar |  |  | Interconnected | Trade Secret | Trade | RPO | RPO311 | Residential | Solar*Rewards | Trade Secret | 2020 | 2020
20252-215912-02 | Xcel Energy | 85 | 13781 | IOU | 03564334 | 7.83 | Solar |  |  | Interconnected | Trade Secret | Trade | ALD | ALD076 | Residential | Solar*Rewards | Trade Secret | 2020 | 2020
20252-215912-02 | Xcel Energy | 85 | 13781 | IOU | 03564708 | 139.998 | Solar |  |  | Interconnected | Trade Secret | Trade | WSG | WSG351 | Commercial |  | Trade Secret | 2020 | 2021
20252-215912-02 | Xcel Energy | 85 | 13781 | IOU | 03564724 | 29.02 | Solar |  |  | Interconnected | Trade Secret | Trade | PRR | PRR061 | Commercial | Solar*Rewards | Trade Secret | 2020 | 2020
20252-215912-02 | Xcel Energy | 85 | 13781 | IOU | 03564781 | 99.9 | Solar |  |  | Interconnected | Trade Secret | Trade | WSG | WSG351 | Commercial |  | Trade Secret | 2020 | 2020
20252-215912-02 | Xcel Energy | 85 | 13781 | IOU | 03565035 | 11.52 | Solar |  |  | Interconnected | Trade Secret | Trade | RVA | RVA061 | Residential | Solar*Rewards | Trade Secret | 2020 | 2020
20252-215912-02 | Xcel Energy | 85 | 13781 | IOU | 03565087 | 6.96 | Solar |  |  | Interconnected | Trade Secret | Trade | SLP | SLP076 | Residential | Solar*Rewards | Trade Secret | 2020 | 2020
20252-215912-02 | Xcel Energy | 85 | 13781 | IOU | 03565112 | 10 | Storage |  |  | Interconnected | Trade Secret | Trade | LEX | LEX075 | Residential |  | Trade Secret | 2020 | 2019
20252-215912-02 | Xcel Energy | 85 | 13781 | IOU | 03565635 | 79.98 | Solar |  |  | Interconnected | Trade Secret | Trade | LOK | LOK093 | Commercial |  | Trade Secret | 2020 | 2020
20252-215912-02 | Xcel Energy | 85 | 13781 | IOU | 03566334 | 1000 | Solar |  |  | Interconnected | Monticello | Trade | LAP | LAP311 | Community Solar Garden | Solar*Rewards Community | Trade Secret | 2021 | 2023
20252-215912-02 | Xcel Energy | 85 | 13781 | IOU | 03566389 |  | Solar |  |  | Active Application | Trade Secret | Trade |  |  | Residential | Solar*Rewards | Trade Secret | 2020
20252-215912-02 | Xcel Energy | 85 | 13781 | IOU | 03566408 | 9.864 | Solar |  |  | Interconnected | Trade Secret | Trade | RIV | RIV062 | Residential | Solar*Rewards | Trade Secret | 2020 | 2020
20252-215912-02 | Xcel Energy | 85 | 13781 | IOU | 03566432 | 39.998 | Solar |  |  | Interconnected | Trade Secret | Trade | WCR | WCR322 | Commercial | Solar*Rewards | Trade Secret | 2020 | 2020
20252-215912-02 | Xcel Energy | 85 | 13781 | IOU | 03566447 | 1000 | Solar |  |  | Withdrawn | Trade Secret | Trade | LAK | LAK032 | Community Solar Garden | Solar*Rewards Community | Trade Secret | 2020
20252-215912-02 | Xcel Energy | 85 | 13781 | IOU | 03566544 | 12.76 | Solar |  |  | Interconnected | Trade Secret | Trade | EDA | EDA084 | Residential | Solar*Rewards | Trade Secret | 2020 | 2020
20252-215912-02 | Xcel Energy | 85 | 13781 | IOU | 03566564 | 18 | Solar |  |  | Interconnected | Trade Secret | Trade | CNC | CNC063 | Commercial | Solar*Rewards | Trade Secret | 2020 | 2020
20252-215912-02 | Xcel Energy | 85 | 13781 | IOU | 03566612 | 594 | Solar |  |  | Active Application | Trade Secret | Trade | ZUM | ZUM022 | Community Solar Garden | Solar*Rewards Community | Trade Secret | 2024
20252-215912-02 | Xcel Energy | 85 | 13781 | IOU | 03566671 | 180 | Solar |  |  | Interconnected | Trade Secret | Trade | ALD | ALD094 | Commercial |  | Trade Secret | 2020 | 2020
20252-215912-02 | Xcel Energy | 85 | 13781 | IOU | 03566774 | 7.616 | Solar |  |  | Interconnected | Trade Secret | Trade | IDA | IDA073 | Residential | Solar*Rewards | Trade Secret | 2020 | 2020
20252-215912-02 | Xcel Energy | 85 | 13781 | IOU | 03566875 | 18.27 | Solar |  |  | Interconnected | Trade Secret | Trade | ECK | ECK322 | Residential | Solar*Rewards | Trade Secret | 2020 | 2020
20252-215912-02 | Xcel Energy | 85 | 13781 | IOU | 03567012 | 4.06 | Solar |  |  | Interconnected | Trade Secret | Trade | HWW | HWW074 | Residential |  | Trade Secret | 2020 | 2020
20252-215912-02 | Xcel Energy | 85 | 13781 | IOU | 03567314 | 32.51 | Solar |  |  | Interconnected | Trade Secret | Trade | HWW | HWW074 | Commercial |  | Trade Secret | 2020 | 2018
20252-215912-02 | Xcel Energy | 85 | 13781 | IOU | 03567784 | 2.4 | Solar |  |  | Interconnected | Trade Secret | Trade | SOU | SOU081 | Residential | Solar*Rewards | Trade Secret | 2020 | 2020
20252-215912-02 | Xcel Energy | 85 | 13781 | IOU | 03568648 | 39.998 | Solar |  |  | Interconnected | Trade Secret | Trade | WRR | WRR075 | Commercial | Solar*Rewards | Trade Secret | 2020 | 2021
20252-215912-02 | Xcel Energy | 85 | 13781 | IOU | 03569430 | 119.999 | Solar |  |  | Interconnected | Trade Secret | Trade | AHI | AHI025 | Commercial |  | Trade Secret | 2020 | 2021
20252-215912-02 | Xcel Energy | 85 | 13781 | IOU | 03569571 | 3.77 | Solar |  |  | Interconnected | Trade Secret | Trade | MPK | MPK082 | Residential | Solar*Rewards | Trade Secret | 2020 | 2020
20252-215912-02 | Xcel Energy | 85 | 13781 | IOU | 03569695 | 5 | Solar |  |  | Interconnected | Trade Secret | Trade | DBL | DBL063 | Residential | Solar*Rewards | Trade Secret | 2020 | 2020
20252-215912-02 | Xcel Energy | 85 | 13781 | IOU | 03569745 | 2.32 | Solar |  |  | Interconnected | Trade Secret | Trade | SOU | SOU075 | Residential | Solar*Rewards | Trade Secret | 2020 | 2020
20252-215912-02 | Xcel Energy | 85 | 13781 | IOU | 03572330 | 1000 | Solar |  |  | Withdrawn | Trade Secret | Trade | WEF | WEF071 | Community Solar Garden | Solar*Rewards Community | Trade Secret | 2020
20252-215912-02 | Xcel Energy | 85 | 13781 | IOU | 03572348 | 1000 | Solar |  |  | Withdrawn | Trade Secret | Trade | ALB | ALB021 | Community Solar Garden | Solar*Rewards Community | Trade Secret | 2020
20252-215912-02 | Xcel Energy | 85 | 13781 | IOU | 03572473 | 1000 | Solar |  |  | Withdrawn | Trade Secret | Trade | WEF | WEF071 | Community Solar Garden | Solar*Rewards Community | Trade Secret | 2020
20252-215912-02 | Xcel Energy | 85 | 13781 | IOU | 03573220 | 1000 | Solar |  |  | Interconnected | Clear Lake | Trade | SDX | SDX311 | Community Solar Garden | Solar*Rewards Community | Trade Secret | 2020 | 2022
20252-215912-02 | Xcel Energy | 85 | 13781 | IOU | 03574763 | 3.48 | Solar |  |  | Interconnected | Trade Secret | Trade | SOU | SOU079 | Residential | Solar*Rewards | Trade Secret | 2020 | 2020
20252-215912-02 | Xcel Energy | 85 | 13781 | IOU | 03574773 | 30.4 | Solar |  |  | Active Application | Trade Secret | Trade | KEN | KEN021 | Commercial | Solar*Rewards | Trade Secret | 2020
20252-215912-02 | Xcel Energy | 85 | 13781 | IOU | 03575484 | 19.988 | Solar |  |  | Interconnected | Trade Secret | Trade | LIN | LIN022 | Commercial | Solar*Rewards | Trade Secret | 2020 | 2021
20252-215912-02 | Xcel Energy | 85 | 13781 | IOU | 03575853 | 375 | Solar |  |  | Withdrawn | Trade Secret | Trade | DOC | DOC211 | Community Solar Garden | Solar*Rewards Community | Trade Secret | 2020
20252-215912-02 | Xcel Energy | 85 | 13781 | IOU | 03576088 | 3.48 | Solar |  |  | Interconnected | Trade Secret | Trade | XRD | XRD076 | Residential | Solar*Rewards | Trade Secret | 2020 | 2020
20252-215912-02 | Xcel Energy | 85 | 13781 | IOU | 03576207 | 13.05 | Solar |  |  | Interconnected | Trade Secret | Trade | GSL | GSL341 | Residential | Solar*Rewards | Trade Secret | 2020 | 2020
20252-215912-02 | Xcel Energy | 85 | 13781 | IOU | 03577210 | 6.38 | Solar |  |  | Interconnected | Trade Secret | Trade | WIL | WIL061 | Residential | Solar*Rewards | Trade Secret | 2020 | 2020
20252-215912-02 | Xcel Energy | 85 | 13781 | IOU | 03577263 | 2.9 | Solar |  |  | Interconnected | Trade Secret | Trade | SOU | SOU066 | Residential | Solar*Rewards | Trade Secret | 2020 | 2020
20252-215912-02 | Xcel Energy | 85 | 13781 | IOU | 03578048 | 4.35 | Solar |  |  | Interconnected | Trade Secret | Trade | HWW | HWW062 | Residential | Solar*Rewards | Trade Secret | 2020 | 2020
20252-215912-02 | Xcel Energy | 85 | 13781 | IOU | 03578148 | 3.8 | Solar |  |  | Interconnected | Trade Secret | Trade | SLP | SLP096 | Residential | Solar*Rewards | Trade Secret | 2020 | 2020
20252-215912-02 | Xcel Energy | 85 | 13781 | IOU | 03578628 | 21.46 | Solar |  |  | Interconnected | Trade Secret | Trade | WCS | WCS064 | Commercial | Solar*Rewards | Trade Secret | 2020 | 2020
20252-215912-02 | Xcel Energy | 85 | 13781 | IOU | 03579106 | 4.93 | Solar |  |  | Active Application | Trade Secret | Trade | AFT | AFT322 | Residential | Solar*Rewards | Trade Secret | 2020
20252-215912-02 | Xcel Energy | 85 | 13781 | IOU | 03579187 | 1000 | Solar |  |  | Withdrawn | Trade Secret | Trade | GAY | GAY002 | Community Solar Garden | Solar*Rewards Community | Trade Secret | 2020
20252-215912-02 | Xcel Energy | 85 | 13781 | IOU | 03579212 | 1000 | Solar |  |  | Interconnected | Wabasha | Trade | WAB | WAB031 | Community Solar Garden | Solar*Rewards Community | Trade Secret | 2021 | 2022
20252-215912-02 | Xcel Energy | 85 | 13781 | IOU | 03579239 | 1000 | Solar |  |  | Withdrawn | Trade Secret | Trade | CHI | CHI311 | Community Solar Garden | Solar*Rewards Community | Trade Secret | 2020
20252-215912-02 | Xcel Energy | 85 | 13781 | IOU | 03579534 | 33.3 | Solar |  |  | Active Application | Trade Secret | Trade | RAM | RAM073 | Commercial | Solar*Rewards | Trade Secret | 2020
20252-215912-02 | Xcel Energy | 85 | 13781 | IOU | 03579574 | 1000 | Solar |  |  | Interconnected | Waseca | Trade | WAS | WAS092 | Community Solar Garden | Solar*Rewards Community | Trade Secret | 2021 | 2023
20252-215912-02 | Xcel Energy | 85 | 13781 | IOU | 03579586 | 999 | Solar |  |  | Interconnected | Lester Prairie | Trade | LSP | LSP021 | Community Solar Garden | Solar*Rewards Community | Trade Secret | 2021 | 2023
20252-215912-02 | Xcel Energy | 85 | 13781 | IOU | 03579627 | 1000 | Solar |  |  | Withdrawn | Trade Secret | Trade | WAT | WAT021 | Community Solar Garden | Solar*Rewards Community | Trade Secret | 2021
20252-215912-02 | Xcel Energy | 85 | 13781 | IOU | 03579691 | 290 | Solar |  |  | Interconnected | Trade Secret | Trade | TER | TER086 | Commercial |  | Trade Secret | 2020 | 2020
20252-215912-02 | Xcel Energy | 85 | 13781 | IOU | 03579822 | 1000 | Solar |  |  | Withdrawn | Trade Secret | Trade | KAN | KAN031 | Community Solar Garden | Solar*Rewards Community | Trade Secret | 2021
20252-215912-02 | Xcel Energy | 85 | 13781 | IOU | 03579835 | 1000 | Solar |  |  | Withdrawn | Trade Secret | Trade | KAN | KAN031 | Community Solar Garden | Solar*Rewards Community | Trade Secret | 2022
20252-215912-02 | Xcel Energy | 85 | 13781 | IOU | 03579859 | 7.616 | Solar |  |  | Active Application | Trade Secret | Trade | ALD | ALD085 | Residential | Solar*Rewards | Trade Secret | 2020
20252-215912-02 | Xcel Energy | 85 | 13781 | IOU | 03579868 | 999 | Solar |  |  | Interconnected | Kellogg | Trade | WAB | WAB031 | Community Solar Garden | Solar*Rewards Community | Trade Secret | 2022 | 2023
20252-215912-02 | Xcel Energy | 85 | 13781 | IOU | 03579892 | 999 | Solar |  |  | Interconnected | Altura | Trade | ALT | ALT021 | Community Solar Garden | Solar*Rewards Community | Trade Secret | 2020 | 2023
20252-215912-02 | Xcel Energy | 85 | 13781 | IOU | 03580277 | 4.932 | Solar |  |  | Interconnected | Trade Secret | Trade | IDA | IDA072 | Commercial | Solar*Rewards | Trade Secret | 2020 | 2020
20252-215912-02 | Xcel Energy | 85 | 13781 | IOU | 03580454 | 6.96 |  |  |  | Active Application | Trade Secret | Trade | SLW | SLW062 | Residential |  | Trade Secret | 2020
20252-215912-02 | Xcel Energy | 85 | 13781 | IOU | 03580626 | 18 | Solar |  |  | Interconnected | Trade Secret | Trade | XRD | XRD076 | Commercial |  | Trade Secret | 2020 | 2020
20252-215912-02 | Xcel Energy | 85 | 13781 | IOU | 03580890 | 6.96 | Solar |  |  | Interconnected | Trade Secret | Trade | SLW | SLW062 | Residential |  | Trade Secret | 2020 | 2020
20252-215912-02 | Xcel Energy | 85 | 13781 | IOU | 03580915 |  | Solar |  |  | Active Application | Trade Secret | Trade | WIL | WIL079 | Residential | Solar*Rewards | Trade Secret | 2020
20252-215912-02 | Xcel Energy | 85 | 13781 | IOU | 03580931 | 1000 | Solar |  |  | Interconnected | Danube | Trade | DAN | DAN021 | Community Solar Garden | Solar*Rewards Community | Trade Secret | 2021 | 2021
20252-215912-02 | Xcel Energy | 85 | 13781 | IOU | 03581048 | 1000 | Solar |  |  | Interconnected | Villard | Trade | VIL | VIL021 | Community Solar Garden | Solar*Rewards Community | Trade Secret | 2020 | 2021
20252-215912-02 | Xcel Energy | 85 | 13781 | IOU | 03581109 | 7.25 | Solar |  |  | Interconnected | Trade Secret | Trade | SCL | SCL312 | Residential | Solar*Rewards | Trade Secret | 2020 | 2020
20252-215912-02 | Xcel Energy | 85 | 13781 | IOU | 03581126 | 1000 | Solar |  |  | Withdrawn | Trade Secret | Trade | FAB | FAB063 | Community Solar Garden | Solar*Rewards Community | Trade Secret | 2020
20252-215912-02 | Xcel Energy | 85 | 13781 | IOU | 03581199 |  | Solar |  |  | Active Application | Trade Secret | Trade |  |  | Residential | Solar*Rewards | Trade Secret | 2020
20252-215912-02 | Xcel Energy | 85 | 13781 | IOU | 03581268 | 1000 | Solar |  |  | Withdrawn | Trade Secret | Trade | FSL | FSL311 | Community Solar Garden | Solar*Rewards Community | Trade Secret | 2021
20252-215912-02 | Xcel Energy | 85 | 13781 | IOU | 03581288 | 1000 | Solar |  |  | Interconnected | Foley | Trade | MHW | MHW311 | Community Solar Garden | Solar*Rewards Community | Trade Secret | 2021 | 2022
20252-215912-02 | Xcel Energy | 85 | 13781 | IOU | 03581290 | 1000 | Solar |  |  | Interconnected | Monticello | Trade | LAP | LAP311 | Community Solar Garden | Solar*Rewards Community | Trade Secret | 2021 | 2021
20252-215912-02 | Xcel Energy | 85 | 13781 | IOU | 03581298 | 1000 | Solar |  |  | Withdrawn | Trade Secret | Trade | CHI | CHI311 | Community Solar Garden | Solar*Rewards Community | Trade Secret | 2020
20252-215912-02 | Xcel Energy | 85 | 13781 | IOU | 03581302 | 1000 | Solar |  |  | Withdrawn | Trade Secret | Trade | CHI | CHI311 | Community Solar Garden | Solar*Rewards Community | Trade Secret | 2020
20252-215912-02 | Xcel Energy | 85 | 13781 | IOU | 03581305 | 1000 | Solar |  |  | Withdrawn | Trade Secret | Trade | MHW | MHW311 | Community Solar Garden | Solar*Rewards Community | Trade Secret | 2021
20252-215912-02 | Xcel Energy | 85 | 13781 | IOU | 03581348 |  | Solar |  |  | Active Application | Trade Secret | Trade | WES | WES072 | Residential | Solar*Rewards | Trade Secret | 2020
20252-215912-02 | Xcel Energy | 85 | 13781 | IOU | 03581784 | 312.5 | Solar |  |  | Interconnected | Trade Secret | Trade | STY | STY072 | Commercial |  | Trade Secret | 2020 | 2021
20252-215912-02 | Xcel Energy | 85 | 13781 | IOU | 03582318 | 459.997 | Solar |  |  | Interconnected | Trade Secret | Trade | MAP | MAP061 | Commercial |  | Trade Secret | 2020 | 2022
20252-215912-02 | Xcel Energy | 85 | 13781 | IOU | 03582375 | 99.9 | Solar |  |  | Interconnected | Trade Secret | Trade | WSG | WSG063 | Commercial |  | Trade Secret | 2020 | 2021
20252-215912-02 | Xcel Energy | 85 | 13781 | IOU | 03582387 | 300 | Solar |  |  | Interconnected | Trade Secret | Trade | WSG | WSG065 | Commercial |  | Trade Secret | 2020 | 2021
20252-215912-02 | Xcel Energy | 85 | 13781 | IOU | 03582426 | 888.889 | Solar |  |  | Interconnected | Maynard | Trade | MYN | MYN021 | Community Solar Garden | Solar*Rewards Community | Trade Secret | 2021 | 2023
20252-215912-02 | Xcel Energy | 85 | 13781 | IOU | 03583167 | 2.88 | Solar |  |  | Interconnected | Trade Secret | Trade | MPK | MPK071 | Residential | Solar*Rewards | Trade Secret | 2020 | 2020
20252-215912-02 | Xcel Energy | 85 | 13781 | IOU | 03583193 | 20.15 | Solar |  |  | Interconnected | Trade Secret | Trade | HWW | HWW075 | Commercial | Solar*Rewards | Trade Secret | 2020 | 2020
20252-215912-02 | Xcel Energy | 85 | 13781 | IOU | 03583640 | 6.38 | Solar |  |  | Interconnected | Trade Secret | Trade | SOU | SOU072 | Residential | Solar*Rewards | Trade Secret | 2020 | 2020
20252-215912-02 | Xcel Energy | 85 | 13781 | IOU | 03583647 | 4.8 | Solar |  |  | Interconnected | Trade Secret | Trade | WIL | WIL079 | Residential | Solar*Rewards | Trade Secret | 2020 | 2020
20252-215912-02 | Xcel Energy | 85 | 13781 | IOU | 03588384 | 3.836 | Solar |  |  | Interconnected | Trade Secret | Trade | SLP | SLP092 | Residential | Solar*Rewards | Trade Secret | 2020 | 2020
20252-215912-02 | Xcel Energy | 85 | 13781 | IOU | 03589115 | 5.51 | Solar |  |  | Interconnected | Trade Secret | Trade | MDT | MDT071 | Residential | Solar*Rewards | Trade Secret | 2020 | 2020
20252-215912-02 | Xcel Energy | 85 | 13781 | IOU | 03589458 | 43.2 | Solar |  |  | Interconnected | Trade Secret | Trade | OSS | OSS066 | Commercial | Solar*Rewards | Trade Secret | 2020 | 2020
20252-215912-02 | Xcel Energy | 85 | 13781 | IOU | 03589824 | 24 | Solar |  |  | Active Application | Trade Secret | Trade | YAM | YAM031 | Commercial | Solar*Rewards | Trade Secret | 2020
20252-215912-02 | Xcel Energy | 85 | 13781 | IOU | 03590129 | 24 | Solar |  |  | Active Application | Trade Secret | Trade | YAM | YAM031 | Commercial | Solar*Rewards | Trade Secret | 2020
20252-215912-02 | Xcel Energy | 85 | 13781 | IOU | 03590166 |  | Solar |  |  | Active Application | Trade Secret | Trade | MPK | MPK086 | Residential | Solar*Rewards | Trade Secret | 2020
20252-215912-02 | Xcel Energy | 85 | 13781 | IOU | 03590386 | 6 | Solar |  |  | Active Application | Trade Secret | Trade | MPK | MPK082 | Residential | Solar*Rewards | Trade Secret | 2020
20252-215912-02 | Xcel Energy | 85 | 13781 | IOU | 03590416 | 6 | Solar |  |  | Active Application | Trade Secret | Trade | MPK | MPK082 | Residential | Solar*Rewards | Trade Secret | 2020
20252-215912-02 | Xcel Energy | 85 | 13781 | IOU | 03590793 | 100 | Solar |  |  | Withdrawn | Trade Secret | Trade | MTV | MTV022 | Commercial |  | Trade Secret | 2020
20252-215912-02 | Xcel Energy | 85 | 13781 | IOU | 03591708 | 7.616 | Solar |  |  | Interconnected | Trade Secret | Trade | SCL | SCL312 | Residential | Solar*Rewards | Trade Secret | 2020 | 2020
20252-215912-02 | Xcel Energy | 85 | 13781 | IOU | 03591839 | 100 | Solar |  |  | Interconnected | Trade Secret | Trade | MEL | MEL088 | Commercial |  | Trade Secret | 2020 | 2020
20252-215912-02 | Xcel Energy | 85 | 13781 | IOU | 03591894 | 7.7 | Solar |  |  | Interconnected | Trade Secret | Trade | AHI | AHI063 | Residential | Solar*Rewards | Trade Secret | 2020 | 2020
20252-215912-02 | Xcel Energy | 85 | 13781 | IOU | 03591926 | 4.93 | Solar |  |  | Interconnected | Trade Secret | Trade | MST | MST071 | Residential | Solar*Rewards | Trade Secret | 2020 | 2020
20252-215912-02 | Xcel Energy | 85 | 13781 | IOU | 03592238 | 1000 | Solar |  |  | Interconnected | Gaylord | Trade | GAY | GAY002 | Community Solar Garden | Solar*Rewards Community | Trade Secret | 2022 | 2023
20252-215912-02 | Xcel Energy | 85 | 13781 | IOU | 03592269 | 219.999 | Solar |  |  | Interconnected | Trade Secret | Trade | PAT | PAT314 | Commercial |  | Trade Secret | 2020 | 2021
20252-215912-02 | Xcel Energy | 85 | 13781 | IOU | 03592325 | 1000 | Solar |  |  | Active Application | Trade Secret | Trade | PAT | PAT312 | Community Solar Garden | Solar*Rewards Community | Trade Secret | 2022
20252-215912-02 | Xcel Energy | 85 | 13781 | IOU | 03592342 | 1000 | Solar |  |  | Interconnected | Eden Valley | Trade | PAT | PAT312 | Community Solar Garden | Solar*Rewards Community | Trade Secret | 2022 | 2024
20252-215912-02 | Xcel Energy | 85 | 13781 | IOU | 03592367 | 219.999 | Solar |  |  | Interconnected | Trade Secret | Trade | PAT | PAT314 | Commercial |  | Trade Secret | 2020 | 2021
20252-215912-02 | Xcel Energy | 85 | 13781 | IOU | 03592497 | 19.99 | Solar |  |  | Active Application | Trade Secret | Trade | CTF | CTF021 | Commercial |  | Trade Secret | 2020
20252-215912-02 | Xcel Energy | 85 | 13781 | IOU | 03592975 | 6.67 | Solar |  |  | Interconnected | Trade Secret | Trade | MPK | MPK085 | Residential | Solar*Rewards | Trade Secret | 2020 | 2020
20252-215912-02 | Xcel Energy | 85 | 13781 | IOU | 03593329 | 32.51 | Solar |  |  | Interconnected | Trade Secret | Trade | SOU | SOU085 | Commercial | Solar*Rewards | Trade Secret | 2021 | 2021
20252-215912-02 | Xcel Energy | 85 | 13781 | IOU | 03593410 | 300 | Solar |  |  | Interconnected | Trade Secret | Trade | HYL | HYL063 | Commercial |  | Trade Secret | 2020 | 2024
20252-215912-02 | Xcel Energy | 85 | 13781 | IOU | 03593444 | 166.6 | Solar |  |  | Interconnected | Trade Secret | Trade | WIL | WIL089 | Commercial |  | Trade Secret | 2020 | 2020
20252-215912-02 | Xcel Energy | 85 | 13781 | IOU | 03593973 | 19.999 | Solar |  |  | Interconnected | Trade Secret | Trade | APA | APA072 | Commercial | Solar*Rewards | Trade Secret | 2020 | 2020
20252-215912-02 | Xcel Energy | 85 | 13781 | IOU | 03593992 | 19.999 | Solar |  |  | Interconnected | Trade Secret | Trade | MOL | MOL073 | Commercial | Solar*Rewards | Trade Secret | 2020 | 2020
20252-215912-02 | Xcel Energy | 85 | 13781 | IOU | 03594805 | 24 | Solar |  |  | Active Application | Trade Secret | Trade | PAT | PAT312 | Residential | Solar*Rewards | Trade Secret | 2020
20252-215912-02 | Xcel Energy | 85 | 13781 | IOU | 03595411 | 32.8 | Solar |  |  | Interconnected | Trade Secret | Trade | WAT | WAT081 | Commercial | Solar*Rewards | Trade Secret | 2020 | 2021
20252-215912-02 | Xcel Energy | 85 | 13781 | IOU | 03599413 | 10.71 | Solar |  |  | Interconnected | Trade Secret | Trade | LOK | LOK062 | Residential | Solar*Rewards | Trade Secret | 2020 | 2020
20252-215912-02 | Xcel Energy | 85 | 13781 | IOU | 03601385 |  |  |  |  | Active Application | Trade Secret | Trade |  |  | Residential |  | Trade Secret | 2020
20252-215912-02 | Xcel Energy | 85 | 13781 | IOU | 03601848 | 9.423 | Solar |  |  | Interconnected | Trade Secret | Trade | GNL | GNL072 | Residential | Solar*Rewards | Trade Secret | 2020 | 2020
20252-215912-02 | Xcel Energy | 85 | 13781 | IOU | 03602084 | 5.28 | Solar |  |  | Interconnected | Trade Secret | Trade | AFT | AFT322 | Residential | Solar*Rewards | Trade Secret | 2020 | 2020
20252-215912-02 | Xcel Energy | 85 | 13781 | IOU | 03602247 | 8.12 | Solar |  |  | Interconnected | Trade Secret | Trade | CGR | CGR061 | Residential | Solar*Rewards | Trade Secret | 2020 | 2020
20252-215912-02 | Xcel Energy | 85 | 13781 | IOU | 03602294 | 19.988 | Solar |  |  | Interconnected | Trade Secret | Trade | CNC | CNC063 | Residential | Solar*Rewards | Trade Secret | 2020 | 2020
20252-215912-02 | Xcel Energy | 85 | 13781 | IOU | 03602412 | 3.839 | Solar |  |  | Interconnected | Trade Secret | Trade | CRL | CRL033 | Residential | Solar*Rewards | Trade Secret | 2020 | 2020
20252-215912-02 | Xcel Energy | 85 | 13781 | IOU | 03606456 | 7.616 | Solar |  |  | Active Application | Trade Secret | Trade | HWW | HWW062 | Residential | Solar*Rewards | Trade Secret | 2020
20252-215912-02 | Xcel Energy | 85 | 13781 | IOU | 03606584 | 100 | Solar |  |  | Withdrawn | Trade Secret | Trade | MTV | MTV022 | Residential |  | Trade Secret | 2020
20252-215912-02 | Xcel Energy | 85 | 13781 | IOU | 03607178 | 29.02 | Solar |  |  | Active Application | Trade Secret | Trade | GSL | GSL065 | Commercial | Solar*Rewards | Trade Secret | 2020
20252-215912-02 | Xcel Energy | 85 | 13781 | IOU | 03609722 | 6.96 | Solar |  |  | Interconnected | Trade Secret | Trade | AFT | AFT314 | Residential | Solar*Rewards | Trade Secret | 2020 | 2020
20252-215912-02 | Xcel Energy | 85 | 13781 | IOU | 03609886 | 1000 | Solar |  |  | Withdrawn | Trade Secret | Trade | ATW | ATW061 | Community Solar Garden | Solar*Rewards Community | Trade Secret | 2020
20252-215912-02 | Xcel Energy | 85 | 13781 | IOU | 03609925 | 1000 | Solar |  |  | Withdrawn | Trade Secret | Trade | NOF | NOF061 | Community Solar Garden | Solar*Rewards Community | Trade Secret | 2020
20252-215912-02 | Xcel Energy | 85 | 13781 | IOU | 03610315 | 39.998 | Solar |  |  | Interconnected | Trade Secret | Trade | SCL | SCL312 | Commercial | Solar*Rewards | Trade Secret | 2020 | 2020
20252-215912-02 | Xcel Energy | 85 | 13781 | IOU | 03610430 | 3.84 | Solar |  |  | Interconnected | Trade Secret | Trade | GNL | GNL071 | Residential | Solar*Rewards | Trade Secret | 2020 | 2020
20252-215912-02 | Xcel Energy | 85 | 13781 | IOU | 03610539 | 11.39 | Solar |  |  | Interconnected | Trade Secret | Trade | SLP | SLP084 | Commercial | Solar*Rewards | Trade Secret | 2020 | 2020
20252-215912-02 | Xcel Energy | 85 | 13781 | IOU | 03614624 | 3.836 | Solar |  |  | Interconnected | Trade Secret | Trade | WIL | WIL061 | Residential | Solar*Rewards | Trade Secret | 2020 | 2020
20252-215912-02 | Xcel Energy | 85 | 13781 | IOU | 03614677 | 43.2 | Solar |  |  | Interconnected | Trade Secret | Trade | NMC | NMC082 | Commercial | Solar*Rewards | Trade Secret | 2020 | 2021
20252-215912-02 | Xcel Energy | 85 | 13781 | IOU | 03614876 | 3 | Solar |  |  | Interconnected | Trade Secret | Trade | MPK | MPK078 | Residential | Solar*Rewards | Trade Secret | 2020 | 2020
20252-215912-02 | Xcel Energy | 85 | 13781 | IOU | 03614881 | 780 | Solar |  |  | Interconnected | Eden Prairie | Trade | WSG | WSG352 | Community Solar Garden | Solar*Rewards Community | Trade Secret | 2021 | 2024
20252-215912-02 | Xcel Energy | 85 | 13781 | IOU | 03614946 | 12.956 | Solar |  |  | Active Application | Trade Secret | Trade | MDT | MDT073 | Commercial | Solar*Rewards | Trade Secret | 2020
20252-215912-02 | Xcel Energy | 85 | 13781 | IOU | 03615346 | 6.96 | Solar |  |  | Interconnected | Trade Secret | Trade | NOF | NOF072 | Residential | Solar*Rewards | Trade Secret | 2020 | 2024
20252-215912-02 | Xcel Energy | 85 | 13781 | IOU | 03615360 | 8.7 | Solar |  |  | Interconnected | Trade Secret | Trade | SOU | SOU077 | Residential | Solar*Rewards | Trade Secret | 2020 | 2020
20252-215912-02 | Xcel Energy | 85 | 13781 | IOU | 03615472 |  |  |  |  | Active Application | Trade Secret | Trade |  |  | Residential |  | Trade Secret | 2020
20252-215912-02 | Xcel Energy | 85 | 13781 | IOU | 03615473 | 3.48 | Solar |  |  | Interconnected | Trade Secret | Trade | APA | APA073 | Residential |  | Trade Secret | 2021 | 2023
20252-215912-02 | Xcel Energy | 85 | 13781 | IOU | 03615519 | 1000 | Solar |  |  | Withdrawn | Trade Secret | Trade | WAS | WAS091 | Community Solar Garden | Solar*Rewards Community | Trade Secret | 2020
20252-215912-02 | Xcel Energy | 85 | 13781 | IOU | 03615614 |  | Solar |  |  | Active Application | Trade Secret | Trade |  |  | Residential | Solar*Rewards | Trade Secret | 2020
20252-215912-02 | Xcel Energy | 85 | 13781 | IOU | 03616028 | 39.998 | Solar |  |  | Active Application | Trade Secret | Trade | WIL | WIL089 | Commercial | Solar*Rewards | Trade Secret | 2020
20252-215912-02 | Xcel Energy | 85 | 13781 | IOU | 03616229 | 10.15 | Solar |  |  | Interconnected | Trade Secret | Trade | LEX | LEX061 | Residential | Solar*Rewards | Trade Secret | 2020 | 2020
20252-215912-02 | Xcel Energy | 85 | 13781 | IOU | 03616316 |  |  |  |  | Active Application | Trade Secret | Trade |  |  | Residential |  | Trade Secret | 2020
20252-215912-02 | Xcel Energy | 85 | 13781 | IOU | 03616326 |  |  |  |  | Active Application | Trade Secret | Trade |  |  | Residential |  | Trade Secret | 2020
20252-215912-02 | Xcel Energy | 85 | 13781 | IOU | 03616334 | 975 | Solar |  |  | Interconnected | Plato | Trade | PLA | PLA023 | Community Solar Garden | Solar*Rewards Community | Trade Secret | 2021 | 2025
20252-215912-02 | Xcel Energy | 85 | 13781 | IOU | 03619754 | 8.027 | Solar |  |  | Interconnected | Trade Secret | Trade | GLK | GLK073 | Residential | Solar*Rewards | Trade Secret | 2020 | 2020
20252-215912-02 | Xcel Energy | 85 | 13781 | IOU | 03620225 | 2.4 | Solar |  |  | Interconnected | Trade Secret | Trade | SLP | SLP083 | Residential | Solar*Rewards | Trade Secret | 2020 | 2020
20252-215912-02 | Xcel Energy | 85 | 13781 | IOU | 03620394 | 1000 | Solar |  |  | Interconnected | Waseca | Trade | WAS | WAS091 | Community Solar Garden | Solar*Rewards Community | Trade Secret | 2021 | 2022
20252-215912-02 | Xcel Energy | 85 | 13781 | IOU | 03620403 | 1000 | Solar |  |  | Interconnected | Winsted | Trade | WSD | WSD061 | Community Solar Garden | Solar*Rewards Community | Trade Secret | 2021 | 2023
20252-215912-02 | Xcel Energy | 85 | 13781 | IOU | 03620407 | 1000 | Solar |  |  | Withdrawn | Trade Secret | Trade | GLD | GLD021 | Community Solar Garden | Solar*Rewards Community | Trade Secret | 2020
20252-215912-02 | Xcel Energy | 85 | 13781 | IOU | 03620672 | 4.35 | Solar |  |  | Interconnected | Trade Secret | Trade | ALD | ALD095 | Residential | Solar*Rewards | Trade Secret | 2020 | 2020
20252-215912-02 | Xcel Energy | 85 | 13781 | IOU | 03621324 | 7.25 | Solar |  |  | Interconnected | Trade Secret | Trade | SLP | SLP084 | Residential | Solar*Rewards | Trade Secret | 2020 | 2020
20252-215912-02 | Xcel Energy | 85 | 13781 | IOU | 03621547 | 1000 | Solar |  |  | Withdrawn | Trade Secret | Trade | PLA | PLA022 | Community Solar Garden | Solar*Rewards Community | Trade Secret | 2020
20252-215912-02 | Xcel Energy | 85 | 13781 | IOU | 03621621 | 11.866 | Solar |  |  | Interconnected | Trade Secret | Trade | LIN | LIN031 | Residential | Solar*Rewards | Trade Secret | 2020 | 2020
20252-215912-02 | Xcel Energy | 85 | 13781 | IOU | 03621656 | 5.584 | Solar |  |  | Interconnected | Trade Secret | Trade | UPP | UPP084 | Residential | Solar*Rewards | Trade Secret | 2020 | 2020
20252-215912-02 | Xcel Energy | 85 | 13781 | IOU | 03621765 | 10.44 | Solar |  |  | Interconnected | Trade Secret | Trade | HYL | HYL061 | Residential | Solar*Rewards | Trade Secret | 2020 | 2020
20252-215912-02 | Xcel Energy | 85 | 13781 | IOU | 03621903 | 7.616 | Solar |  |  | Interconnected | Trade Secret | Trade | WOB | WOB021 | Residential | Solar*Rewards | Trade Secret | 2020 | 2020
20252-215912-02 | Xcel Energy | 85 | 13781 | IOU | 03621968 | 6.96 | Solar |  |  | Active Application | Trade Secret | Trade | HWW | HWW074 | Residential | Solar*Rewards | Trade Secret | 2020
20252-215912-02 | Xcel Energy | 85 | 13781 | IOU | 03621987 | 3.77 | Solar |  |  | Interconnected | Trade Secret | Trade | HWW | HWW074 | Residential | Solar*Rewards | Trade Secret | 2020 | 2021
20252-215912-02 | Xcel Energy | 85 | 13781 | IOU | 03622051 | 6.72 | Solar |  |  | Interconnected | Trade Secret | Trade | AFT | AFT315 | Residential | Solar*Rewards | Trade Secret | 2020 | 2021
20252-215912-02 | Xcel Energy | 85 | 13781 | IOU | 03622292 | 6.98 | Solar |  |  | Interconnected | Trade Secret | Trade | MOL | MOL071 | Residential | Solar*Rewards | Trade Secret | 2020 | 2020
20252-215912-02 | Xcel Energy | 85 | 13781 | IOU | 03622708 | 990 | Solar |  |  | Withdrawn | Trade Secret | Trade | CHI | CHI311 | Community Solar Garden | Solar*Rewards Community | Trade Secret | 2020
20252-215912-02 | Xcel Energy | 85 | 13781 | IOU | 03622923 | 990 | Solar |  |  | Interconnected | Clara City | Trade | CLC | CLC022 | Community Solar Garden | Solar*Rewards Community | Trade Secret | 2021 | 2024
20252-215912-02 | Xcel Energy | 85 | 13781 | IOU | 03622954 | 3.747 | Solar |  |  | Interconnected | Trade Secret | Trade | HUG | HUG321 | Residential | Solar*Rewards | Trade Secret | 2020 | 2020
20252-215912-02 | Xcel Energy | 85 | 13781 | IOU | 03623198 | 6.028 | Solar |  |  | Interconnected | Trade Secret | Trade | WES | WES065 | Residential | Solar*Rewards | Trade Secret | 2020 | 2020
20252-215912-02 | Xcel Energy | 85 | 13781 | IOU | 03626008 | 33.3 | Solar |  |  | Interconnected | Trade Secret | Trade | GVW | GVW022 | Commercial | Solar*Rewards | Trade Secret | 2020 | 2021
20252-215912-02 | Xcel Energy | 85 | 13781 | IOU | 03626101 | 5.22 | Solar |  |  | Interconnected | Trade Secret | Trade | WSG | WSG362 | Residential | Solar*Rewards | Trade Secret | 2020 | 2020
20252-215912-02 | Xcel Energy | 85 | 13781 | IOU | 03626161 | 2.64 | Solar |  |  | Interconnected | Trade Secret | Trade | RVA | RVA061 | Residential | Solar*Rewards | Trade Secret | 2020 | 2020
20252-215912-02 | Xcel Energy | 85 | 13781 | IOU | 03626562 | 10.15 | Solar |  |  | Interconnected | Trade Secret | Trade | MEL | MEL073 | Residential | Solar*Rewards | Trade Secret | 2020 | 2020
20252-215912-02 | Xcel Energy | 85 | 13781 | IOU | 03626691 | 36 | Solar |  |  | Active Application | Trade Secret | Trade | YLM | YLM211 | Commercial | Solar*Rewards | Trade Secret | 2020
20252-215912-02 | Xcel Energy | 85 | 13781 | IOU | 03628010 | 19.006 | Solar |  | X | Interconnected | Trade Secret | Trade | WES | WES072 | Residential | Solar*Rewards | Trade Secret | 2020 | 2020
20252-215912-02 | Xcel Energy | 85 | 13781 | IOU | 03629878 | 39.976 | Solar |  |  | Active Application | Trade Secret | Trade | ELP | ELP084 | Commercial | Solar*Rewards | Trade Secret | 2020
20252-215912-02 | Xcel Energy | 85 | 13781 | IOU | 03630080 | 3.49 | Solar |  |  | Interconnected | Trade Secret | Trade | WES | WES073 | Residential | Solar*Rewards | Trade Secret | 2021 | 2021
20252-215912-02 | Xcel Energy | 85 | 13781 | IOU | 03630179 | 6.96 | Solar |  |  | Interconnected | Trade Secret | Trade | RWD | RWD062 | Residential | Solar*Rewards | Trade Secret | 2020 | 2020
20252-215912-02 | Xcel Energy | 85 | 13781 | IOU | 03630228 |  |  |  |  | Withdrawn | Trade Secret | Trade |  |  | Residential |  | Trade Secret | 2020
20252-215912-02 | Xcel Energy | 85 | 13781 | IOU | 03630233 |  | Solar |  |  | Withdrawn | Trade Secret | Trade |  |  | Residential | Solar*Rewards | Trade Secret | 2020
20252-215912-02 | Xcel Energy | 85 | 13781 | IOU | 03630249 | 7.25 | Solar |  |  | Interconnected | Trade Secret | Trade | WCS | WCS064 | Residential | Solar*Rewards | Trade Secret | 2020 | 2020
20252-215912-02 | Xcel Energy | 85 | 13781 | IOU | 03630574 | 34.982 | Solar |  |  | Active Application | Trade Secret | Trade | HWW | HWW071 | Commercial | Solar*Rewards | Trade Secret | 2020
20252-215912-02 | Xcel Energy | 85 | 13781 | IOU | 03630854 | 39.976 | Solar |  |  | Active Application | Trade Secret | Trade | MST | MST075 | Commercial | Solar*Rewards | Trade Secret | 2020
20252-215912-02 | Xcel Energy | 85 | 13781 | IOU | 03630871 | 3 | Solar |  |  | Active Application | Trade Secret | Trade | TWL | TWL063 | Commercial | Solar*Rewards | Trade Secret | 2020
20252-215912-02 | Xcel Energy | 85 | 13781 | IOU | 03630892 | 39.976 | Solar |  |  | Withdrawn | Trade Secret | Trade | RIV | RIV063 | Commercial | Solar*Rewards | Trade Secret | 2020
20252-215912-02 | Xcel Energy | 85 | 13781 | IOU | 03630901 | 39.976 | Solar |  |  | Active Application | Trade Secret | Trade | WRR | WRR064 | Commercial | Solar*Rewards | Trade Secret | 2020
20252-215912-02 | Xcel Energy | 85 | 13781 | IOU | 03630913 | 7.616 | Solar |  |  | Active Application | Trade Secret | Trade | ALD | ALD076 | Commercial | Solar*Rewards | Trade Secret | 2020
20252-215912-02 | Xcel Energy | 85 | 13781 | IOU | 03630957 | 9.994 | Solar |  |  | Active Application | Trade Secret | Trade | ALD | ALD076 | Commercial | Solar*Rewards | Trade Secret | 2020
20252-215912-02 | Xcel Energy | 85 | 13781 | IOU | 03630963 | 16.616 | Solar |  |  | Active Application | Trade Secret | Trade | ALD | ALD076 | Commercial | Solar*Rewards | Trade Secret | 2020
20252-215912-02 | Xcel Energy | 85 | 13781 | IOU | 03630992 | 3 | Solar |  |  | Active Application | Trade Secret | Trade | TWL | TWL063 | Commercial | Solar*Rewards | Trade Secret | 2020
20252-215912-02 | Xcel Energy | 85 | 13781 | IOU | 03631089 | 3 | Solar |  |  | Active Application | Trade Secret | Trade | ALD | ALD076 | Commercial | Solar*Rewards | Trade Secret | 2020
20252-215912-02 | Xcel Energy | 85 | 13781 | IOU | 03631542 | 3.36 | Solar |  |  | Interconnected | Trade Secret | Trade | WES | WES073 | Residential | Solar*Rewards | Trade Secret | 2020 | 2020
20252-215912-02 | Xcel Energy | 85 | 13781 | IOU | 03631869 | 1000 | Solar |  |  | Withdrawn | Trade Secret | Trade | ATW | ATW061 | Community Solar Garden | Solar*Rewards Community | Trade Secret | 2020
20252-215912-02 | Xcel Energy | 85 | 13781 | IOU | 03631999 | 9.994 | Solar |  |  | Active Application | Trade Secret | Trade | IDA | IDA072 | Commercial | Solar*Rewards | Trade Secret | 2020
20252-215912-02 | Xcel Energy | 85 | 13781 | IOU | 03632070 | 12.18 | Solar |  |  | Active Application | Trade Secret | Trade | VMR | VMR062 | Residential | Solar*Rewards | Trade Secret | 2020
20252-215912-02 | Xcel Energy | 85 | 13781 | IOU | 03632223 | 7.616 | Solar |  |  | Interconnected | Trade Secret | Trade | ALD | ALD093 | Residential | Solar*Rewards | Trade Secret | 2020 | 2020
20252-215912-02 | Xcel Energy | 85 | 13781 | IOU | 03632247 | 19.99 | Solar |  |  | Interconnected | Trade Secret | Trade | HUG | HUG312 | Commercial | Solar*Rewards | Trade Secret | 2020 | 2020
20252-215912-02 | Xcel Energy | 85 | 13781 | IOU | 03632303 |  | Solar |  |  | Active Application | Trade Secret | Trade |  |  | Residential | Solar*Rewards | Trade Secret | 2020
20252-215912-02 | Xcel Energy | 85 | 13781 | IOU | 03632316 | 7.2 | Solar |  |  | Interconnected | Trade Secret | Trade | APA | APA067 | Residential | Solar*Rewards | Trade Secret | 2020 | 2020
20252-215912-02 | Xcel Energy | 85 | 13781 | IOU | 03632340 | 8.16 | Solar |  |  | Withdrawn | Trade Secret | Trade | SAK | SAK312 | Residential | Solar*Rewards | Trade Secret | 2020
20252-215912-02 | Xcel Energy | 85 | 13781 | IOU | 03632406 | 5.51 | Solar |  |  | Interconnected | Trade Secret | Trade | CGR | CGR072 | Residential | Solar*Rewards | Trade Secret | 2020 | 2020
20252-215912-02 | Xcel Energy | 85 | 13781 | IOU | 03632670 | 5 | Solar |  |  | Active Application | Trade Secret | Trade | IDA | IDA072 | Commercial | Solar*Rewards | Trade Secret | 2020
20252-215912-02 | Xcel Energy | 85 | 13781 | IOU | 03632690 | 6 | Solar |  |  | Active Application | Trade Secret | Trade | IDA | IDA072 | Commercial | Solar*Rewards | Trade Secret | 2020
20252-215912-02 | Xcel Energy | 85 | 13781 | IOU | 03632694 | 3.747 | Solar |  |  | Withdrawn | Trade Secret | Trade | SOU | SOU064 | Residential | Solar*Rewards | Trade Secret | 2020
20252-215912-02 | Xcel Energy | 85 | 13781 | IOU | 03632800 | 23.788 | Solar |  |  | Withdrawn | Trade Secret | Trade | HWW | HWW071 | Commercial | Solar*Rewards | Trade Secret | 2020
20252-215912-02 | Xcel Energy | 85 | 13781 | IOU | 03633182 | 1000 | Solar |  |  | Active Application | Trade Secret | Trade | CLC | CLC221 | Community Solar Garden | Solar*Rewards Community | Trade Secret | 2023
20252-215912-02 | Xcel Energy | 85 | 13781 | IOU | 03633221 | 1000 | Solar |  |  | Withdrawn | Trade Secret | Trade | ATW | ATW061 | Community Solar Garden | Solar*Rewards Community | Trade Secret | 2020
20252-215912-02 | Xcel Energy | 85 | 13781 | IOU | 03633226 | 9.994 | Solar |  |  | Interconnected | Trade Secret | Trade | RMT | RMT321 | Residential | Solar*Rewards | Trade Secret | 2020 | 2020
20252-215912-02 | Xcel Energy | 85 | 13781 | IOU | 03633309 | 3.49 | Solar |  |  | Interconnected | Trade Secret | Trade | WRR | WRR075 | Residential | Solar*Rewards | Trade Secret | 2020 | 2020
20252-215912-02 | Xcel Energy | 85 | 13781 | IOU | 03633445 | 999 | Solar |  |  | Interconnected | Waseca | Trade | WAS | WAS092 | Community Solar Garden | Solar*Rewards Community | Trade Secret | 2022 | 2024
20252-215912-02 | Xcel Energy | 85 | 13781 | IOU | 03633903 | 9.994 | Solar |  |  | Interconnected | Trade Secret | Trade | HYL | HYL073 | Residential | Solar*Rewards | Trade Secret | 2020 | 2020
20252-215912-02 | Xcel Energy | 85 | 13781 | IOU | 03633975 | 14.995 | Solar |  |  | Withdrawn | Trade Secret | Trade | HWW | HWW072 | Commercial | Solar*Rewards | Trade Secret | 2020
20252-215912-02 | Xcel Energy | 85 | 13781 | IOU | 03634074 |  |  |  |  | Active Application | Trade Secret | Trade |  |  | Residential |  | Trade Secret | 2020
20252-215912-02 | Xcel Energy | 85 | 13781 | IOU | 03634078 |  |  |  |  | Active Application | Trade Secret | Trade |  |  | Residential |  | Trade Secret | 2020
20252-215912-02 | Xcel Energy | 85 | 13781 | IOU | 03634175 | 6.67 | Solar |  |  | Interconnected | Trade Secret | Trade | STY | STY061 | Residential | Solar*Rewards | Trade Secret | 2020 | 2020
20252-215912-02 | Xcel Energy | 85 | 13781 | IOU | 03635337 |  | Solar |  |  | Active Application | Trade Secret | Trade | HWW | HWW074 | Residential | Solar*Rewards | Trade Secret | 2020
20252-215912-02 | Xcel Energy | 85 | 13781 | IOU | 03635570 | 1000 | Solar |  |  | Interconnected | Gaylord | Trade | GAY | GAY002 | Community Solar Garden | Solar*Rewards Community | Trade Secret | 2020 | 2022
20252-215912-02 | Xcel Energy | 85 | 13781 | IOU | 03635588 | 9.994 | Solar |  |  | Interconnected | Trade Secret | Trade | LEX | LEX071 | Residential | Solar*Rewards | Trade Secret | 2020 | 2020
20252-215912-02 | Xcel Energy | 85 | 13781 | IOU | 03635766 | 5 | Solar |  |  | Interconnected | Trade Secret | Trade | VES | VES021 | Residential | Solar*Rewards | Trade Secret | 2020 | 2021
20252-215912-02 | Xcel Energy | 85 | 13781 | IOU | 03636269 | 7.616 | Solar |  |  | Active Application | Trade Secret | Trade | MDT | MDT073 | Commercial | Solar*Rewards | Trade Secret | 2020
20252-215912-02 | Xcel Energy | 85 | 13781 | IOU | 03636542 | 9.994 | Solar |  |  | Interconnected | Trade Secret | Trade | WYO | WYO031 | Commercial | Solar*Rewards | Trade Secret | 2020 | 2020
20252-215912-02 | Xcel Energy | 85 | 13781 | IOU | 03636728 | 6 | Solar |  |  | Active Application | Trade Secret | Trade | MDT | MDT073 | Commercial | Solar*Rewards | Trade Secret | 2020
20252-215912-02 | Xcel Energy | 85 | 13781 | IOU | 03636771 | 6.09 | Solar |  |  | Interconnected | Trade Secret | Trade | WIL | WIL062 | Residential | Solar*Rewards | Trade Secret | 2020 | 2021
20252-215912-02 | Xcel Energy | 85 | 13781 | IOU | 03645656 | 5.5 | Solar |  |  | Interconnected | Trade Secret | Trade | WSG | WSG066 | Residential | Solar*Rewards | Trade Secret | 2020 | 2020
20252-215912-02 | Xcel Energy | 85 | 13781 | IOU | 03645761 | 9.994 | Solar |  |  | Interconnected | Trade Secret | Trade | OPK | OPK073 | Residential | Solar*Rewards | Trade Secret | 2020 | 2020
20252-215912-02 | Xcel Energy | 85 | 13781 | IOU | 03645766 | 7.616 | Solar |  |  | Interconnected | Trade Secret | Trade | WIL | WIL063 | Residential | Solar*Rewards | Trade Secret | 2020 | 2020
20252-215912-02 | Xcel Energy | 85 | 13781 | IOU | 03645772 | 1.44 | Solar |  |  | Interconnected | Trade Secret | Trade | AHI | AHI022 | Residential | Solar*Rewards | Trade Secret | 2020 | 2020
20252-215912-02 | Xcel Energy | 85 | 13781 | IOU | 03645775 | 6 | Solar |  |  | Interconnected | Trade Secret | Trade | LEX | LEX074 | Residential | Solar*Rewards | Trade Secret | 2020 | 2020
20252-215912-02 | Xcel Energy | 85 | 13781 | IOU | 03646722 | 11.39 | Solar |  |  | Interconnected | Trade Secret | Trade | HYL | HYL063 | Residential | Solar*Rewards | Trade Secret | 2020 | 2020
20252-215912-02 | Xcel Energy | 85 | 13781 | IOU | 03646727 |  |  |  |  | Active Application | Trade Secret | Trade |  |  | Residential |  | Trade Secret | 2020
20252-215912-02 | Xcel Energy | 85 | 13781 | IOU | 03647070 | 9.994 | Solar |  |  | Interconnected | Trade Secret | Trade | WYO | WYO031 | Commercial | Solar*Rewards | Trade Secret | 2020 | 2020
20252-215912-02 | Xcel Energy | 85 | 13781 | IOU | 03647134 | 3.19 | Solar |  |  | Interconnected | Trade Secret | Trade | DBL | DBL065 | Residential | Solar*Rewards | Trade Secret | 2020 | 2020
20252-215912-02 | Xcel Energy | 85 | 13781 | IOU | 03647283 | 9.994 | Solar |  |  | Interconnected | Trade Secret | Trade | SOU | SOU077 | Residential | Solar*Rewards | Trade Secret | 2020 | 2020
20252-215912-02 | Xcel Energy | 85 | 13781 | IOU | 03647346 | 1000 | Solar |  |  | Interconnected | Shafer | Trade | LCR | LCR311 | Community Solar Garden | Solar*Rewards Community | Trade Secret | 2021 | 2023
20252-215912-02 | Xcel Energy | 85 | 13781 | IOU | 03647984 | 8.2 | Solar |  |  | Active Application | Trade Secret | Trade | GLD | GLD031 | Commercial | Solar*Rewards | Trade Secret | 2020
20252-215912-02 | Xcel Energy | 85 | 13781 | IOU | 03648062 | 9.994 | Solar |  |  | Interconnected | Trade Secret | Trade | SLP | SLP072 | Residential | Solar*Rewards | Trade Secret | 2020 | 2020
20252-215912-02 | Xcel Energy | 85 | 13781 | IOU | 03648541 | 7.54 | Solar |  |  | Interconnected | Trade Secret | Trade | OPK | OPK073 | Residential | Solar*Rewards | Trade Secret | 2020 | 2020
20252-215912-02 | Xcel Energy | 85 | 13781 | IOU | 03648671 | 799.96 | Solar |  |  | Interconnected | Center City | Trade | LCR | LCR311 | Community Solar Garden | Solar*Rewards Community | Trade Secret | 2021 | 2023
20252-215912-02 | Xcel Energy | 85 | 13781 | IOU | 03648690 | 1000 | Solar |  |  | Interconnected | Center City | Trade | LCR | LCR311 | Community Solar Garden | Solar*Rewards Community | Trade Secret | 2021 | 2024
20252-215912-02 | Xcel Energy | 85 | 13781 | IOU | 03648694 | 1000 | Solar |  |  | Interconnected | Mankato | Trade | SMT | SMT072 | Community Solar Garden | Solar*Rewards Community | Trade Secret | 2020 | 2023
20252-215912-02 | Xcel Energy | 85 | 13781 | IOU | 03648700 | 1000 | Solar |  |  | Interconnected | Winsted | Trade | WSD | WSD061 | Community Solar Garden | Solar*Rewards Community | Trade Secret | 2022 | 2024
20252-215912-02 | Xcel Energy | 85 | 13781 | IOU | 03648704 | 1000 | Solar |  |  | Interconnected | Mankato | Trade | SMT | SMT072 | Community Solar Garden | Solar*Rewards Community | Trade Secret | 2021 | 2022
20252-215912-02 | Xcel Energy | 85 | 13781 | IOU | 03648707 | 1000 | Solar |  |  | Withdrawn | Trade Secret | Trade | MAZ | MAZ021 | Community Solar Garden | Solar*Rewards Community | Trade Secret | 2021
20252-215912-02 | Xcel Energy | 85 | 13781 | IOU | 03648711 | 1000 | Solar |  |  | Interconnected | Hadley | Trade | HAD | HAD021 | Community Solar Garden | Solar*Rewards Community | Trade Secret | 2020 | 2022
20252-215912-02 | Xcel Energy | 85 | 13781 | IOU | 03648927 | 2.64 | Solar |  |  | Interconnected | Trade Secret | Trade | ALD | ALD073 | Residential | Solar*Rewards | Trade Secret | 2020 | 2020
20252-215912-02 | Xcel Energy | 85 | 13781 | IOU | 03649556 | 4.64 | Solar |  |  | Interconnected | Trade Secret | Trade | MPK | MPK085 | Residential | Solar*Rewards | Trade Secret | 2020 | 2020
20252-215912-02 | Xcel Energy | 85 | 13781 | IOU | 03649834 | 6 | Solar |  |  | Interconnected | Trade Secret | Trade | MEL | MEL069 | Residential | Solar*Rewards | Trade Secret | 2020 | 2020
20252-215912-02 | Xcel Energy | 85 | 13781 | IOU | 03650115 | 5 | Solar |  |  | Interconnected | Trade Secret | Trade | PIL | PIL022 | Residential | Solar*Rewards | Trade Secret | 2020 | 2020
20252-215912-02 | Xcel Energy | 85 | 13781 | IOU | 03650122 | 5 | Solar |  |  | Active Application | Trade Secret | Trade | LAP | LAP311 | Residential | Solar*Rewards | Trade Secret | 2020
20252-215912-02 | Xcel Energy | 85 | 13781 | IOU | 03650254 | 8.768 | Solar |  |  | Interconnected | Trade Secret | Trade | MND | MND072 | Residential | Solar*Rewards | Trade Secret | 2020 | 2020
20252-215912-02 | Xcel Energy | 85 | 13781 | IOU | 03650574 | 9.074 | Solar |  |  | Interconnected | Trade Secret | Trade | HUG | HUG321 | Residential | Solar*Rewards | Trade Secret | 2020 | 2020
20252-215912-02 | Xcel Energy | 85 | 13781 | IOU | 03650902 | 6 | Solar |  |  | Active Application | Trade Secret | Trade | MPK | MPK086 | Residential | Solar*Rewards | Trade Secret | 2020
20252-215912-02 | Xcel Energy | 85 | 13781 | IOU | 03651411 | 1000 | Solar |  |  | Interconnected | Wabasha | Trade | WAB | WAB031 | Community Solar Garden | Solar*Rewards Community | Trade Secret | 2021 | 2023
20252-215912-02 | Xcel Energy | 85 | 13781 | IOU | 03651857 | 14.995 | Solar |  |  | Active Application | Trade Secret | Trade | WEL | WEL021 | Commercial | Solar*Rewards | Trade Secret | 2020
20252-215912-02 | Xcel Energy | 85 | 13781 | IOU | 03651880 | 14.995 | Solar |  |  | Active Application | Trade Secret | Trade | WEL | WEL021 | Commercial | Solar*Rewards | Trade Secret | 2020
20252-215912-02 | Xcel Energy | 85 | 13781 | IOU | 03656138 | 14.994 | Solar |  |  | Interconnected | Trade Secret | Trade | MOL | MOL073 | Residential | Solar*Rewards | Trade Secret | 2020 | 2020
20252-215912-02 | Xcel Energy | 85 | 13781 | IOU | 03656298 | 7.54 | Solar |  |  | Interconnected | Trade Secret | Trade | KOL | KOL073 | Residential | Solar*Rewards | Trade Secret | 2020 | 2020
20252-215912-02 | Xcel Energy | 85 | 13781 | IOU | 03656426 | 2.4 | Solar |  |  | Interconnected | Trade Secret | Trade | CHE | CHE065 | Residential | Solar*Rewards | Trade Secret | 2020 | 2021
20252-215912-02 | Xcel Energy | 85 | 13781 | IOU | 03657264 | 38.012 | Solar |  |  | Interconnected | Trade Secret | Trade | WAB | WAB021 | Residential | Solar*Rewards | Trade Secret | 2020 | 2022
20252-215912-02 | Xcel Energy | 85 | 13781 | IOU | 03657404 | 5 | Storage |  |  | Interconnected | Trade Secret | Trade | SOU | SOU083 | Residential |  | Trade Secret | 2020 | 2022
20252-215912-02 | Xcel Energy | 85 | 13781 | IOU | 03657553 | 19.99 | Solar |  |  | Active Application | Trade Secret | Trade | VIL | VIL021 | Residential | Solar*Rewards | Trade Secret | 2020
20252-215912-02 | Xcel Energy | 85 | 13781 | IOU | 03657641 | 6 | Solar |  |  | Active Application | Trade Secret | Trade | WAS | WAS092 | Residential | Solar*Rewards | Trade Secret | 2020
20252-215912-02 | Xcel Energy | 85 | 13781 | IOU | 03657762 | 5.48 | Solar |  |  | Interconnected | Trade Secret | Trade | IDA | IDA073 | Commercial | Solar*Rewards | Trade Secret | 2020 | 2020
20252-215912-02 | Xcel Energy | 85 | 13781 | IOU | 03657868 | 5.8 | Solar |  |  | Interconnected | Trade Secret | Trade | ALD | ALD085 | Residential | Solar*Rewards | Trade Secret | 2020 | 2020
20252-215912-02 | Xcel Energy | 85 | 13781 | IOU | 03658040 | 6 | Solar |  |  | Active Application | Trade Secret | Trade | HWW | HWW071 | Commercial | Solar*Rewards | Trade Secret | 2020
20252-215912-02 | Xcel Energy | 85 | 13781 | IOU | 03658051 | 29.982 | Solar |  |  | Active Application | Trade Secret | Trade | ELP | ELP062 | Commercial | Solar*Rewards | Trade Secret | 2020
20252-215912-02 | Xcel Energy | 85 | 13781 | IOU | 03658054 |  | Solar |  |  | Active Application | Trade Secret | Trade |  |  | Residential | Solar*Rewards | Trade Secret | 2020
20252-215912-02 | Xcel Energy | 85 | 13781 | IOU | 03658055 |  | Solar |  |  | Active Application | Trade Secret | Trade |  |  | Residential | Solar*Rewards | Trade Secret | 2020
20252-215912-02 | Xcel Energy | 85 | 13781 | IOU | 03658057 |  | Solar |  |  | Active Application | Trade Secret | Trade |  |  | Residential | Solar*Rewards | Trade Secret | 2020
20252-215912-02 | Xcel Energy | 85 | 13781 | IOU | 03658058 |  | Solar |  |  | Active Application | Trade Secret | Trade |  |  | Residential | Solar*Rewards | Trade Secret | 2020
20252-215912-02 | Xcel Energy | 85 | 13781 | IOU | 03658723 | 12 | Solar |  | X | Active Application | Trade Secret | Trade | KOL | KOL063 | Residential | Solar*Rewards | Trade Secret | 2020
20252-215912-02 | Xcel Energy | 85 | 13781 | IOU | 03659239 | 4.32 | Solar |  |  | Interconnected | Trade Secret | Trade | UPP | UPP083 | Residential | Solar*Rewards | Trade Secret | 2020 | 2020
20252-215912-02 | Xcel Energy | 85 | 13781 | IOU | 03659242 | 6.09 | Solar |  |  | Active Application | Trade Secret | Trade | MPK | MPK065 | Residential | Solar*Rewards | Trade Secret | 2020
20252-215912-02 | Xcel Energy | 85 | 13781 | IOU | 03661278 | 3.3 | Solar |  |  | Interconnected | Trade Secret | Trade | MDT | MDT073 | Residential | Solar*Rewards | Trade Secret | 2020 | 2020
20252-215912-02 | Xcel Energy | 85 | 13781 | IOU | 03661305 | 6.38 | Solar |  |  | Interconnected | Trade Secret | Trade | BCH | BCH311 | Residential | Solar*Rewards | Trade Secret | 2020 | 2020
20252-215912-02 | Xcel Energy | 85 | 13781 | IOU | 03661438 | 8.376 | Solar |  |  | Interconnected | Trade Secret | Trade | ALD | ALD088 | Residential | Solar*Rewards | Trade Secret | 2020 | 2020
20252-215912-02 | Xcel Energy | 85 | 13781 | IOU | 03661729 | 7.678 | Solar |  |  | Interconnected | Trade Secret | Trade | LCR | LCR311 | Residential | Solar*Rewards | Trade Secret | 2020 | 2021
20252-215912-02 | Xcel Energy | 85 | 13781 | IOU | 03661787 | 5.933 | Solar |  |  | Active Application | Trade Secret | Trade | JOR | JOR022 | Commercial | Solar*Rewards | Trade Secret | 2020
20252-215912-02 | Xcel Energy | 85 | 13781 | IOU | 03661916 | 4.8 | Solar |  |  | Interconnected | Trade Secret | Trade | MPK | MPK065 | Residential | Solar*Rewards | Trade Secret | 2020 | 2020
20252-215912-02 | Xcel Energy | 85 | 13781 | IOU | 03662525 |  | Solar |  |  | Active Application | Trade Secret | Trade |  |  | Residential | Solar*Rewards | Trade Secret | 2020
20252-215912-02 | Xcel Energy | 85 | 13781 | IOU | 03662613 | 5.584 | Solar |  |  | Interconnected | Trade Secret | Trade | NMC | NMC082 | Residential | Solar*Rewards | Trade Secret | 2020 | 2020
20252-215912-02 | Xcel Energy | 85 | 13781 | IOU | 03662632 | 7.25 | Solar |  |  | Interconnected | Trade Secret | Trade | LIN | LIN022 | Residential | Solar*Rewards | Trade Secret | 2020 | 2020
20252-215912-02 | Xcel Energy | 85 | 13781 | IOU | 03662643 | 3.48 | Solar |  |  | Active Application | Trade Secret | Trade | TER | TER062 | Residential | Solar*Rewards | Trade Secret | 2020
20252-215912-02 | Xcel Energy | 85 | 13781 | IOU | 03662680 | 12.48 | Solar |  |  | Interconnected | Trade Secret | Trade | LEX | LEX074 | Residential | Solar*Rewards | Trade Secret | 2020 | 2020
20252-215912-02 | Xcel Energy | 85 | 13781 | IOU | 03663175 | 1000 | Solar |  |  | Interconnected | Sauk Rapids | Trade | MHW | MHW311 | Community Solar Garden | Solar*Rewards Community | Trade Secret | 2022 | 2024
20252-215912-02 | Xcel Energy | 85 | 13781 | IOU | 03663275 | 5 | Storage |  |  | Interconnected | Trade Secret | Trade | MND | MND072 | Residential |  | Trade Secret | 2020 | 2020
20252-215912-02 | Xcel Energy | 85 | 13781 | IOU | 03663281 | 2.4 | Solar |  |  | Interconnected | Trade Secret | Trade | FAB | FAB071 | Residential | Solar*Rewards | Trade Secret | 2020 | 2020
20252-215912-02 | Xcel Energy | 85 | 13781 | IOU | 03663356 | 2.88 | Solar |  |  | Interconnected | Trade Secret | Trade | RLK | RLK064 | Residential | Solar*Rewards | Trade Secret | 2020 | 2020
20252-215912-02 | Xcel Energy | 85 | 13781 | IOU | 03663435 | 2.4 | Solar |  |  | Interconnected | Trade Secret | Trade | SOU | SOU078 | Residential | Solar*Rewards | Trade Secret | 2020 | 2020
20252-215912-02 | Xcel Energy | 85 | 13781 | IOU | 03664114 | 4.188 | Solar |  |  | Interconnected | Trade Secret | Trade | HWW | HWW061 | Residential | Solar*Rewards | Trade Secret | 2020 | 2020
20252-215912-02 | Xcel Energy | 85 | 13781 | IOU | 03664123 | 5.04 | Solar |  |  | Interconnected | Trade Secret | Trade | PKL | PKL085 | Residential | Solar*Rewards | Trade Secret | 2020 | 2020
20252-215912-02 | Xcel Energy | 85 | 13781 | IOU | 03664152 | 6.631 | Solar |  |  | Interconnected | Trade Secret | Trade | ALD | ALD076 | Residential | Solar*Rewards | Trade Secret | 2020 | 2020
20252-215912-02 | Xcel Energy | 85 | 13781 | IOU | 03664187 | 2.16 | Solar |  |  | Interconnected | Trade Secret | Trade | WES | WES073 | Residential | Solar*Rewards | Trade Secret | 2020 | 2020
20252-215912-02 | Xcel Energy | 85 | 13781 | IOU | 03664253 | 13.611 | Solar |  |  | Interconnected | Trade Secret | Trade | APA | APA075 | Residential |  | Trade Secret | 2020 | 2020
20252-215912-02 | Xcel Energy | 85 | 13781 | IOU | 03664258 | 3.84 | Solar |  |  | Interconnected | Trade Secret | Trade | WES | WES062 | Residential | Solar*Rewards | Trade Secret | 2020 | 2020
20252-215912-02 | Xcel Energy | 85 | 13781 | IOU | 03664648 | 1000 | Solar |  |  | Withdrawn | Trade Secret | Trade | PAT | PAT312 | Community Solar Garden | Solar*Rewards Community | Trade Secret | 2020
20252-215912-02 | Xcel Energy | 85 | 13781 | IOU | 03664656 | 880 | Solar |  |  | Interconnected | Sacred Heart | Trade | SCH | SCH211 | Community Solar Garden | Solar*Rewards Community | Trade Secret | 2021 | 2023
20252-215912-02 | Xcel Energy | 85 | 13781 | IOU | 03665043 | 6.631 | Solar |  |  | Interconnected | Trade Secret | Trade | AHI | AHI022 | Commercial | Solar*Rewards | Trade Secret | 2020 | 2020
20252-215912-02 | Xcel Energy | 85 | 13781 | IOU | 03665241 | 9.28 | Solar |  |  | Interconnected | Trade Secret | Trade | UPP | UPP068 | Residential | Solar*Rewards | Trade Secret | 2020 | 2020
20252-215912-02 | Xcel Energy | 85 | 13781 | IOU | 03665251 | 6 | Solar |  |  | Interconnected | Trade Secret | Trade | DPN | DPN071 | Residential | Solar*Rewards | Trade Secret | 2020 | 2020
20252-215912-02 | Xcel Energy | 85 | 13781 | IOU | 03665489 |  | Solar |  |  | Active Application | Trade Secret | Trade |  |  | Residential | Solar*Rewards | Trade Secret | 2020
20252-215912-02 | Xcel Energy | 85 | 13781 | IOU | 03665513 | 3.48 | Solar |  |  | Interconnected | Trade Secret | Trade | TER | TER062 | Residential | Solar*Rewards | Trade Secret | 2020 | 2020
20252-215912-02 | Xcel Energy | 85 | 13781 | IOU | 03665519 | 9.994 | Solar |  |  | Interconnected | Trade Secret | Trade | BEL | BEL061 | Residential | Solar*Rewards | Trade Secret | 2020 | 2020
20252-215912-02 | Xcel Energy | 85 | 13781 | IOU | 03665564 | 9.86 | Solar |  |  | Interconnected | Trade Secret | Trade | AHI | AHI022 | Residential | Solar*Rewards | Trade Secret | 2020 | 2020
20252-215912-02 | Xcel Energy | 85 | 13781 | IOU | 03665863 | 11.508 | Solar |  |  | Interconnected | Trade Secret | Trade | GLK | GLK072 | Residential | Solar*Rewards | Trade Secret | 2020 | 2020
20252-215912-02 | Xcel Energy | 85 | 13781 | IOU | 03666302 |  | Solar |  |  | Active Application | Trade Secret | Trade |  |  | Residential | Solar*Rewards | Trade Secret | 2020
20252-215912-02 | Xcel Energy | 85 | 13781 | IOU | 03667186 | 6 | Solar |  |  | Interconnected | Trade Secret | Trade | ECK | ECK063 | Residential | Solar*Rewards | Trade Secret | 2020 | 2020
20252-215912-02 | Xcel Energy | 85 | 13781 | IOU | 03667769 | 66.6 | Solar |  |  | Interconnected | Trade Secret | Trade | GRC | GRC062 | Commercial |  | Trade Secret | 2020 | 2021
20252-215912-02 | Xcel Energy | 85 | 13781 | IOU | 03668160 |  |  |  |  | Active Application | Trade Secret | Trade |  |  | Residential |  | Trade Secret | 2020
20252-215912-02 | Xcel Energy | 85 | 13781 | IOU | 03668940 | 68.4 | Solar |  |  | Interconnected | Trade Secret | Trade | FST | FST024 | Commercial |  | Trade Secret | 2020 | 2021
20252-215912-02 | Xcel Energy | 85 | 13781 | IOU | 03668945 | 4.188 | Solar |  |  | Interconnected | Trade Secret | Trade | LOK | LOK093 | Residential | Solar*Rewards | Trade Secret | 2020 | 2020
20252-215912-02 | Xcel Energy | 85 | 13781 | IOU | 03669052 | 2000 | Hydro |  |  | Active Application | Trade Secret | Trade | CTF | CTF021 | Commercial |  | Trade Secret | 2020
20252-215912-02 | Xcel Energy | 85 | 13781 | IOU | 03669113 | 4.93 | Solar |  |  | Interconnected | Trade Secret | Trade | SOU | SOU075 | Residential | Solar*Rewards | Trade Secret | 2020 | 2020
20252-215912-02 | Xcel Energy | 85 | 13781 | IOU | 03669937 | 7.68 | Solar |  |  | Interconnected | Trade Secret | Trade | SAR | SAR021 | Residential | Solar*Rewards | Trade Secret | 2020 | 2020
20252-215912-02 | Xcel Energy | 85 | 13781 | IOU | 03670599 | 166.6 | Solar |  |  | Interconnected | Trade Secret | Trade | SAK | SAK312 | Commercial |  | Trade Secret | 2020 | 2021
20252-215912-02 | Xcel Energy | 85 | 13781 | IOU | 03670825 | 2.962 | Solar |  |  | Interconnected | Trade Secret | Trade | WSG | WSG063 | Residential |  | Trade Secret | 2020 | 2020
20252-215912-02 | Xcel Energy | 85 | 13781 | IOU | 03670945 | 1.92 | Solar |  |  | Interconnected | Trade Secret | Trade | SOU | SOU069 | Residential | Solar*Rewards | Trade Secret | 2020 | 2020
20252-215912-02 | Xcel Energy | 85 | 13781 | IOU | 03671219 | 4.64 | Solar |  |  | Interconnected | Trade Secret | Trade | SOU | SOU081 | Residential |  | Trade Secret | 2020 | 2020
20252-215912-02 | Xcel Energy | 85 | 13781 | IOU | 03671547 | 4.64 | Solar |  |  | Interconnected | Trade Secret | Trade | SCL | SCL311 | Residential | Solar*Rewards | Trade Secret | 2020 | 2020
20252-215912-02 | Xcel Energy | 85 | 13781 | IOU | 03674266 | 11.025 | Solar |  |  | Active Application | Trade Secret | Trade | RLK | RLK065 | Residential | Solar*Rewards | Trade Secret | 2020
20252-215912-02 | Xcel Energy | 85 | 13781 | IOU | 03675029 | 14.4 | Solar |  |  | Interconnected | Trade Secret | Trade | AFT | AFT314 | Residential | Solar*Rewards | Trade Secret | 2020 | 2020
20252-215912-02 | Xcel Energy | 85 | 13781 | IOU | 03677887 | 4.06 | Solar |  |  | Interconnected | Trade Secret | Trade | TLK | TLK067 | Residential | Solar*Rewards | Trade Secret | 2020 | 2021
20252-215912-02 | Xcel Energy | 85 | 13781 | IOU | 03677888 | 3.19 | Solar |  | X | Active Application | Trade Secret | Trade | SOU | SOU083 | Residential | Solar*Rewards | Trade Secret | 2020
20252-215912-02 | Xcel Energy | 85 | 13781 | IOU | 03677890 | 4.93 | Solar |  |  | Interconnected | Trade Secret | Trade | APA | APA074 | Residential | Solar*Rewards | Trade Secret | 2020 | 2021
20252-215912-02 | Xcel Energy | 85 | 13781 | IOU | 03677893 | 4.93 | Solar |  |  | Interconnected | Trade Secret | Trade | WSG | WSG076 | Residential | Solar*Rewards | Trade Secret | 2020 | 2021
20252-215912-02 | Xcel Energy | 85 | 13781 | IOU | 03679074 |  |  |  |  | Active Application | Trade Secret | Trade |  |  | Residential |  | Trade Secret | 2020
20252-215912-02 | Xcel Energy | 85 | 13781 | IOU | 03679439 | 10.819 | Solar |  |  | Interconnected | Trade Secret | Trade | CTF | CTF021 | Residential | Solar*Rewards | Trade Secret | 2020 | 2020
20252-215912-02 | Xcel Energy | 85 | 13781 | IOU | 03679530 | 7.54 | Solar |  |  | Withdrawn | Trade Secret | Trade | WTN | WTN061 | Residential | Solar*Rewards | Trade Secret | 2020
20252-215912-02 | Xcel Energy | 85 | 13781 | IOU | 03679535 | 4.64 | Solar |  |  | Withdrawn | Trade Secret | Trade | WTN | WTN061 | Commercial | Solar*Rewards | Trade Secret | 2020
20252-215912-02 | Xcel Energy | 85 | 13781 | IOU | 03680307 | 5 | Solar |  |  | Interconnected | Trade Secret | Trade | HWW | HWW062 | Residential | Solar*Rewards | Trade Secret | 2020 | 2020
20252-215912-02 | Xcel Energy | 85 | 13781 | IOU | 03682738 | 2.88 | Solar |  |  | Interconnected | Trade Secret | Trade | IDA | IDA071 | Residential | Solar*Rewards | Trade Secret | 2020 | 2020
20252-215912-02 | Xcel Energy | 85 | 13781 | IOU | 03682809 | 6.09 | Solar |  |  | Interconnected | Trade Secret | Trade | HYL | HYL074 | Residential | Solar*Rewards | Trade Secret | 2020 | 2020
20252-215912-02 | Xcel Energy | 85 | 13781 | IOU | 03683308 | 3.48 | Solar |  |  | Active Application | Trade Secret | Trade | ALD | ALD082 | Residential | Solar*Rewards | Trade Secret | 2020
20252-215912-02 | Xcel Energy | 85 | 13781 | IOU | 03683386 | 4.64 | Solar |  |  | Interconnected | Trade Secret | Trade | GSL | GSL065 | Residential | Solar*Rewards | Trade Secret | 2020 | 2020
20252-215912-02 | Xcel Energy | 85 | 13781 | IOU | 03684379 | 1000 | Solar |  |  | Withdrawn | Trade Secret | Trade | MHW | MHW311 | Community Solar Garden | Solar*Rewards Community | Trade Secret | 2023
20252-215912-02 | Xcel Energy | 85 | 13781 | IOU | 03684801 | 1000 | Solar |  |  | Interconnected | Clear Lake | Trade | SDX | SDX311 | Community Solar Garden | Solar*Rewards Community | Trade Secret | 2021 | 2023
20252-215912-02 | Xcel Energy | 85 | 13781 | IOU | 03684818 | 1000 | Solar |  |  | Interconnected | Danube | Trade | DAN | DAN021 | Community Solar Garden | Solar*Rewards Community | Trade Secret | 2021 | 2022
20252-215912-02 | Xcel Energy | 85 | 13781 | IOU | 03684820 | 1000 | Solar |  |  | Interconnected | Morgan | Trade | MGN | MGN211 | Community Solar Garden | Solar*Rewards Community | Trade Secret | 2021 | 2022
20252-215912-02 | Xcel Energy | 85 | 13781 | IOU | 03684826 | 1000 | Solar |  |  | Interconnected | Goodhue | Trade | WEL | WEL021 | Community Solar Garden | Solar*Rewards Community | Trade Secret | 2021 | 2021
20252-215912-02 | Xcel Energy | 85 | 13781 | IOU | 03684989 | 3.36 | Solar |  |  | Interconnected | Trade Secret | Trade | WSG | WSG064 | Residential | Solar*Rewards | Trade Secret | 2020 | 2020
20252-215912-02 | Xcel Energy | 85 | 13781 | IOU | 03686115 | 625 | Solar |  |  | Interconnected | Trade Secret | Trade | HOL | HOL062 | Commercial |  | Trade Secret | 2020 | 2021
20252-215912-02 | Xcel Energy | 85 | 13781 | IOU | 03686390 | 5.76 | Solar |  |  | Interconnected | Trade Secret | Trade | WSG | WSG071 | Residential | Solar*Rewards | Trade Secret | 2020 | 2021
20252-215912-02 | Xcel Energy | 85 | 13781 | IOU | 03686876 | 9.994 | Solar |  |  | Interconnected | Trade Secret | Trade | APA | APA073 | Residential | Solar*Rewards | Trade Secret | 2020 | 2020
20252-215912-02 | Xcel Energy | 85 | 13781 | IOU | 03686927 | 6.576 | Solar |  |  | Interconnected | Trade Secret | Trade | IDA | IDA073 | Residential | Solar*Rewards | Trade Secret | 2020 | 2020
20252-215912-02 | Xcel Energy | 85 | 13781 | IOU | 03687629 | 66.6 | Solar |  |  | Interconnected | Trade Secret | Trade | SCL | SCL312 | Commercial |  | Trade Secret | 2020 | 2020
20252-215912-02 | Xcel Energy | 85 | 13781 | IOU | 03688494 | 7.678 | Solar |  |  | Interconnected | Trade Secret | Trade | AFT | AFT314 | Residential | Solar*Rewards | Trade Secret | 2020 | 2020
20252-215912-02 | Xcel Energy | 85 | 13781 | IOU | 03689210 | 9.994 | Solar |  |  | Interconnected | Trade Secret | Trade | CGR | CGR071 | Residential | Solar*Rewards | Trade Secret | 2020 | 2020
20252-215912-02 | Xcel Energy | 85 | 13781 | IOU | 03690110 | 840 | Solar |  |  | Active Application | Trade Secret | Trade | WAT | WAT221 | Community Solar Garden | Solar*Rewards Community | Trade Secret | 2022
20252-215912-02 | Xcel Energy | 85 | 13781 | IOU | 03690492 |  |  |  |  | Active Application | Trade Secret | Trade |  |  | Residential |  | Trade Secret | 2020
20252-215912-02 | Xcel Energy | 85 | 13781 | IOU | 03691128 | 5.8 | Solar |  |  | Interconnected | Trade Secret | Trade | MPK | MPK084 | Residential | Solar*Rewards | Trade Secret | 2020 | 2020
20252-215912-02 | Xcel Energy | 85 | 13781 | IOU | 03691158 | 3.747 | Solar |  |  | Interconnected | Trade Secret | Trade | MST | MST068 | Residential | Solar*Rewards | Trade Secret | 2020 | 2020
20252-215912-02 | Xcel Energy | 85 | 13781 | IOU | 03691441 | 6 | Solar |  |  | Interconnected | Trade Secret | Trade | CAF | CAF021 | Residential | Solar*Rewards | Trade Secret | 2020 | 2021
20252-215912-02 | Xcel Energy | 85 | 13781 | IOU | 03691470 | 633.2 | Solar |  |  | Interconnected | Trade Secret | Trade | PRR | PRR062 | Commercial |  | Trade Secret | 2020 | 2024
20252-215912-02 | Xcel Energy | 85 | 13781 | IOU | 03691609 | 7.83 | Solar |  |  | Interconnected | Trade Secret | Trade | NOF | NOF072 | Residential | Solar*Rewards | Trade Secret | 2020 | 2021
20252-215912-02 | Xcel Energy | 85 | 13781 | IOU | 03691656 | 3.839 | Solar |  |  | Interconnected | Trade Secret | Trade | ALK | ALK072 | Residential | Solar*Rewards | Trade Secret | 2020 | 2020
20252-215912-02 | Xcel Energy | 85 | 13781 | IOU | 03692321 | 2.792 | Solar |  |  | Interconnected | Trade Secret | Trade | WAB | WAB021 | Residential | Solar*Rewards | Trade Secret | 2020 | 2024
20252-215912-02 | Xcel Energy | 85 | 13781 | IOU | 03692793 | 10.395 | Solar |  |  | Interconnected | Trade Secret | Trade | APA | APA068 | Residential | Solar*Rewards | Trade Secret | 2020 | 2020
20252-215912-02 | Xcel Energy | 85 | 13781 | IOU | 03693142 | 14.5 | Solar |  |  | Active Application | Trade Secret | Trade | MTR | MTR021 | Residential | Solar*Rewards | Trade Secret | 2020
20252-215912-02 | Xcel Energy | 85 | 13781 | IOU | 03696312 |  | Solar |  |  | Active Application | Trade Secret | Trade |  |  | Residential | Solar*Rewards | Trade Secret | 2020
20252-215912-02 | Xcel Energy | 85 | 13781 | IOU | 03696328 | 3.19 | Solar |  |  | Interconnected | Trade Secret | Trade | UPP | UPP084 | Residential | Solar*Rewards | Trade Secret | 2020 | 2020
20252-215912-02 | Xcel Energy | 85 | 13781 | IOU | 03696676 | 2.88 | Solar |  |  | Interconnected | Trade Secret | Trade | CGR | CGR072 | Residential | Solar*Rewards | Trade Secret | 2020 | 2020
20252-215912-02 | Xcel Energy | 85 | 13781 | IOU | 03697015 | 6.15 | Solar |  |  | Interconnected | Trade Secret | Trade | GNL | GNL071 | Residential | Solar*Rewards | Trade Secret | 2020 | 2021
20252-215912-02 | Xcel Energy | 85 | 13781 | IOU | 03697167 | 19.88 | Solar |  |  | Active Application | Trade Secret | Trade | CEL | CEL064 | Commercial | Solar*Rewards | Trade Secret | 2020
20252-215912-02 | Xcel Energy | 85 | 13781 | IOU | 03697171 |  | Solar |  |  | Active Application | Trade Secret | Trade |  |  | Residential | Solar*Rewards | Trade Secret | 2020
20252-215912-02 | Xcel Energy | 85 | 13781 | IOU | 03697206 | 19.88 | Solar |  |  | Active Application | Trade Secret | Trade | CEL | CEL064 | Commercial | Solar*Rewards | Trade Secret | 2020
20252-215912-02 | Xcel Energy | 85 | 13781 | IOU | 03698055 | 4.32 | Solar |  |  | Interconnected | Trade Secret | Trade | SCL | SCL322 | Residential | Solar*Rewards | Trade Secret | 2020 | 2020
20252-215912-02 | Xcel Energy | 85 | 13781 | IOU | 03698759 | 1000 | Solar |  |  | Interconnected | Lake Lillian | Trade | LIL | LIL021 | Community Solar Garden | Solar*Rewards Community | Trade Secret | 2022 | 2024
20252-215912-02 | Xcel Energy | 85 | 13781 | IOU | 03702737 | 5.933 | Solar |  |  | Interconnected | Trade Secret | Trade | MPK | MPK065 | Residential | Solar*Rewards | Trade Secret | 2020 | 2020
20252-215912-02 | Xcel Energy | 85 | 13781 | IOU | 03704511 | 6.282 | Solar |  |  | Interconnected | Trade Secret | Trade | MDT | MDT074 | Residential | Solar*Rewards | Trade Secret | 2020 | 2020
20252-215912-02 | Xcel Energy | 85 | 13781 | IOU | 03704608 | 11.43 | Solar |  |  | Interconnected | Trade Secret | Trade | HSN | HSN321 | Residential | Solar*Rewards | Trade Secret | 2020 | 2020
20252-215912-02 | Xcel Energy | 85 | 13781 | IOU | 03704774 | 15.232 | Solar |  |  | Active Application | Trade Secret | Trade | AFT | AFT314 | Residential | Solar*Rewards | Trade Secret | 2020
20252-215912-02 | Xcel Energy | 85 | 13781 | IOU | 03704865 | 3.747 | Solar |  |  | Interconnected | Trade Secret | Trade | WCR | WCR322 | Residential | Solar*Rewards | Trade Secret | 2020 | 2020
20252-215912-02 | Xcel Energy | 85 | 13781 | IOU | 03706093 | 2.64 | Solar |  |  | Interconnected | Trade Secret | Trade | RIV | RIV063 | Residential | Solar*Rewards | Trade Secret | 2020 | 2020
20252-215912-02 | Xcel Energy | 85 | 13781 | IOU | 03706416 | 1000 | Solar |  |  | Interconnected | Owatonna | Trade | MDF | MDF021 | Community Solar Garden | Solar*Rewards Community | Trade Secret | 2021 | 2023
20252-215912-02 | Xcel Energy | 85 | 13781 | IOU | 03706524 | 560 | Solar |  |  | Withdrawn | Trade Secret | Trade | WAT | WAT021 | Community Solar Garden | Solar*Rewards Community | Trade Secret | 2022
20252-215912-02 | Xcel Energy | 85 | 13781 | IOU | 03706926 | 1000 | Solar |  |  | Active Application | Trade Secret | Trade | CLC | CLC221 | Community Solar Garden | Solar*Rewards Community | Trade Secret | 2023
20252-215912-02 | Xcel Energy | 85 | 13781 | IOU | 03707316 | 1000 | Solar |  |  | Withdrawn | Trade Secret | Trade | WAT | WAT081 | Community Solar Garden | Solar*Rewards Community | Trade Secret | 2020
20252-215912-02 | Xcel Energy | 85 | 13781 | IOU | 03707358 | 1000 | Solar |  |  | Withdrawn | Trade Secret | Trade | ALB | ALB022 | Community Solar Garden | Solar*Rewards Community | Trade Secret | 2020
20252-215912-02 | Xcel Energy | 85 | 13781 | IOU | 03707477 | 1000 | Solar |  |  | Withdrawn | Trade Secret | Trade | ALB | ALB022 | Community Solar Garden | Solar*Rewards Community | Trade Secret | 2020
20252-215912-02 | Xcel Energy | 85 | 13781 | IOU | 03707626 | 3.747 | Solar |  |  | Interconnected | Trade Secret | Trade | BRP | BRP063 | Residential | Solar*Rewards | Trade Secret | 2020 | 2021
20252-215912-02 | Xcel Energy | 85 | 13781 | IOU | 03707679 | 5 | Solar |  |  | Interconnected | Trade Secret | Trade | MHW | MHW311 | Residential | Solar*Rewards | Trade Secret | 2020 | 2021
20252-215912-02 | Xcel Energy | 85 | 13781 | IOU | 03708075 | 7.616 | Solar |  |  | Interconnected | Trade Secret | Trade | WCR | WCR311 | Residential | Solar*Rewards | Trade Secret | 2020 | 2020
20252-215912-02 | Xcel Energy | 85 | 13781 | IOU | 03708124 | 9.994 | Solar |  |  | Interconnected | Trade Secret | Trade | WSG | WSG076 | Residential | Solar*Rewards | Trade Secret | 2020 | 2020
20252-215912-02 | Xcel Energy | 85 | 13781 | IOU | 03708312 | 5 | Solar |  |  | Interconnected | Trade Secret | Trade | WEB | WEB021 | Residential | Solar*Rewards | Trade Secret | 2020 | 2021
20252-215912-02 | Xcel Energy | 85 | 13781 | IOU | 03708942 | 4.64 | Solar |  |  | Interconnected | Trade Secret | Trade | SLP | SLP082 | Residential | Solar*Rewards | Trade Secret | 2020 | 2020
20252-215912-02 | Xcel Energy | 85 | 13781 | IOU | 03709002 |  | Solar |  |  | Active Application | Trade Secret | Trade | TWL | TWL068 | Residential | Solar*Rewards | Trade Secret | 2020
20252-215912-02 | Xcel Energy | 85 | 13781 | IOU | 03709194 | 5.04 | Solar |  |  | Interconnected | Trade Secret | Trade | TWL | TWL075 | Residential | Solar*Rewards | Trade Secret | 2020 | 2020
20252-215912-02 | Xcel Energy | 85 | 13781 | IOU | 03709440 | 6.67 | Solar |  |  | Interconnected | Trade Secret | Trade | MEL | MEL087 | Residential | Solar*Rewards | Trade Secret | 2020 | 2021
20252-215912-02 | Xcel Energy | 85 | 13781 | IOU | 03710165 | 400 | Solar |  |  | Interconnected | Trade Secret | Trade | GRC | GRC311 | Commercial |  | Trade Secret | 2020 | 2021
20252-215912-02 | Xcel Energy | 85 | 13781 | IOU | 03710352 | 3.48 | Solar |  |  | Interconnected | Trade Secret | Trade | WIL | WIL061 | Residential | Solar*Rewards | Trade Secret | 2020 | 2020
20252-215912-02 | Xcel Energy | 85 | 13781 | IOU | 03716391 | 11.39 | Solar |  |  | Interconnected | Trade Secret | Trade | MHW | MHW311 | Residential | Solar*Rewards | Trade Secret | 2020 | 2021
20252-215912-02 | Xcel Energy | 85 | 13781 | IOU | 03716638 | 8.41 | Solar |  |  | Interconnected | Trade Secret | Trade | CHE | CHE075 | Residential | Solar*Rewards | Trade Secret | 2020 | 2021
20252-215912-02 | Xcel Energy | 85 | 13781 | IOU | 03716848 | 3.19 | Solar |  |  | Active Application | Trade Secret | Trade | SOU | SOU083 | Residential | Solar*Rewards | Trade Secret | 2020
20252-215912-02 | Xcel Energy | 85 | 13781 | IOU | 03719182 | 10.47 | Solar |  |  | Interconnected | Trade Secret | Trade | AFT | AFT315 | Commercial |  | Trade Secret | 2020 | 2020
20252-215912-02 | Xcel Energy | 85 | 13781 | IOU | 03726563 | 7.616 | Solar |  |  | Interconnected | Trade Secret | Trade | HUG | HUG321 | Residential | Solar*Rewards | Trade Secret | 2020 | 2021
20252-215912-02 | Xcel Energy | 85 | 13781 | IOU | 03727118 | 7.616 | Solar |  |  | Interconnected | Trade Secret | Trade | DOC | DOC031 | Residential | Solar*Rewards | Trade Secret | 2020 | 2021
20252-215912-02 | Xcel Energy | 85 | 13781 | IOU | 03727125 | 1000 | Solar |  |  | Withdrawn | Trade Secret | Trade | COK | COK061 | Community Solar Garden | Solar*Rewards Community | Trade Secret | 2022
20252-215912-02 | Xcel Energy | 85 | 13781 | IOU | 03727495 | 9.074 | Solar |  |  | Interconnected | Trade Secret | Trade | RIV | RIV063 | Residential | Solar*Rewards | Trade Secret | 2020 | 2020
20252-215912-02 | Xcel Energy | 85 | 13781 | IOU | 03729854 | 6.09 | Solar |  |  | Interconnected | Trade Secret | Trade | DBL | DBL073 | Residential | Solar*Rewards | Trade Secret | 2020 | 2020
20252-215912-02 | Xcel Energy | 85 | 13781 | IOU | 03729972 | 13.84 | Solar |  |  | Interconnected | Trade Secret | Trade | HUG | HUG321 | Residential | Solar*Rewards | Trade Secret | 2020 | 2021
20252-215912-02 | Xcel Energy | 85 | 13781 | IOU | 03730101 | 960 | Solar |  |  | Active Application | Trade Secret | Trade | PAT | PAT312 | Community Solar Garden | Solar*Rewards Community | Trade Secret | 2024
20252-215912-02 | Xcel Energy | 85 | 13781 | IOU | 03730535 | 19.988 | Solar |  |  | Interconnected | Trade Secret | Trade | WRR | WRR075 | Commercial | Solar*Rewards | Trade Secret | 2020 | 2021
20252-215912-02 | Xcel Energy | 85 | 13781 | IOU | 03730600 | 6.72 | Solar |  |  | Interconnected | Trade Secret | Trade | HSN | HSN321 | Residential | Solar*Rewards | Trade Secret | 2020 | 2020
20252-215912-02 | Xcel Energy | 85 | 13781 | IOU | 03730603 | 10.47 | Solar |  |  | Interconnected | Trade Secret | Trade | VMR | VMR062 | Residential | Solar*Rewards | Trade Secret | 2020 | 2020
20252-215912-02 | Xcel Energy | 85 | 13781 | IOU | 03731103 | 4.188 | Solar |  |  | Interconnected | Trade Secret | Trade | SOU | SOU077 | Residential | Solar*Rewards | Trade Secret | 2020 | 2020
20252-215912-02 | Xcel Energy | 85 | 13781 | IOU | 03731157 | 6.24 | Solar |  |  | Interconnected | Trade Secret | Trade | CHE | CHE065 | Residential | Solar*Rewards | Trade Secret | 2020 | 2020
20252-215912-02 | Xcel Energy | 85 | 13781 | IOU | 03733347 | 5.52 | Solar |  |  | Interconnected | Trade Secret | Trade | FRM | FRM071 | Residential | Solar*Rewards | Trade Secret | 2020 | 2020
20252-215912-02 | Xcel Energy | 85 | 13781 | IOU | 03733914 |  | Solar |  |  | Active Application | Trade Secret | Trade |  |  | Residential | Solar*Rewards | Trade Secret | 2020
20252-215912-02 | Xcel Energy | 85 | 13781 | IOU | 03734030 | 7.678 | Solar |  |  | Active Application | Trade Secret | Trade | XRD | XRD062 | Residential | Solar*Rewards | Trade Secret | 2020
20252-215912-02 | Xcel Energy | 85 | 13781 | IOU | 03734343 | 6.05 | Solar |  |  | Interconnected | Trade Secret | Trade | HWW | HWW074 | Residential | Solar*Rewards | Trade Secret | 2020 | 2020
20252-215912-02 | Xcel Energy | 85 | 13781 | IOU | 03734377 |  | Solar |  |  | Active Application | Trade Secret | Trade | XRD | XRD062 | Residential | Solar*Rewards | Trade Secret | 2020
20252-215912-02 | Xcel Energy | 85 | 13781 | IOU | 03734561 | 6.96 | Solar |  |  | Interconnected | Trade Secret | Trade | HWW | HWW062 | Residential | Solar*Rewards | Trade Secret | 2020 | 2020
20252-215912-02 | Xcel Energy | 85 | 13781 | IOU | 03734716 | 6.24 | Solar |  |  | Interconnected | Trade Secret | Trade | SLP | SLP084 | Residential | Solar*Rewards | Trade Secret | 2020 | 2020
20252-215912-02 | Xcel Energy | 85 | 13781 | IOU | 03734933 | 11.377 | Solar |  |  | Interconnected | Trade Secret | Trade | FIC | FIC031 | Residential | Solar*Rewards | Trade Secret | 2020 | 2020
20252-215912-02 | Xcel Energy | 85 | 13781 | IOU | 03735399 | 9.94 | Solar |  |  | Interconnected | Trade Secret | Trade | SDX | SDX312 | Commercial | Solar*Rewards | Trade Secret | 2020 | 2021
20252-215912-02 | Xcel Energy | 85 | 13781 | IOU | 03735588 | 10.15 | Solar |  |  | Interconnected | Trade Secret | Trade | SLP | SLP092 | Residential | Solar*Rewards | Trade Secret | 2020 | 2020
20252-215912-02 | Xcel Energy | 85 | 13781 | IOU | 03735840 | 1000 | Solar |  |  | Active Application | Trade Secret | Trade | WAB | WAB031 | Community Solar Garden | Solar*Rewards Community | Trade Secret | 2023
20252-215912-02 | Xcel Energy | 85 | 13781 | IOU | 03735946 | 960 | Solar |  |  | Active Application | Trade Secret | Trade | PAT | PAT312 | Community Solar Garden | Solar*Rewards Community | Trade Secret | 2024
20252-215912-02 | Xcel Energy | 85 | 13781 | IOU | 03736057 | 5.8 | Solar |  |  | Interconnected | Trade Secret | Trade | MPK | MPK087 | Residential | Solar*Rewards | Trade Secret | 2020 | 2020
20252-215912-02 | Xcel Energy | 85 | 13781 | IOU | 03736183 | 6.96 | Solar |  |  | Interconnected | Trade Secret | Trade | MPK | MPK063 | Residential | Solar*Rewards | Trade Secret | 2020 | 2020
20252-215912-02 | Xcel Energy | 85 | 13781 | IOU | 03738380 | 3.36 | Solar |  |  | Interconnected | Trade Secret | Trade | FRM | FRM071 | Residential | Solar*Rewards | Trade Secret | 2020 | 2020
20252-215912-02 | Xcel Energy | 85 | 13781 | IOU | 03739219 | 3.747 | Solar |  |  | Interconnected | Trade Secret | Trade | HWW | HWW074 | Residential | Solar*Rewards | Trade Secret | 2020 | 2021
20252-215912-02 | Xcel Energy | 85 | 13781 | IOU | 03739223 | 3.36 | Solar |  |  | Interconnected | Trade Secret | Trade | HWW | HWW061 | Residential | Solar*Rewards | Trade Secret | 2020 | 2020
20252-215912-02 | Xcel Energy | 85 | 13781 | IOU | 03739248 |  | Solar |  |  | Active Application | Trade Secret | Trade |  |  | Residential | Solar*Rewards | Trade Secret | 2020
20252-215912-02 | Xcel Energy | 85 | 13781 | IOU | 03739253 | 8.12 | Solar |  | X | Interconnected | Trade Secret | Trade | WSG | WSG076 | Residential | Solar*Rewards | Trade Secret | 2020 | 2020
20252-215912-02 | Xcel Energy | 85 | 13781 | IOU | 03739357 | 7.616 | Solar |  |  | Interconnected | Trade Secret | Trade | IDA | IDA072 | Residential | Solar*Rewards | Trade Secret | 2020 | 2020
20252-215912-02 | Xcel Energy | 85 | 13781 | IOU | 03739412 | 9.772 | Solar |  |  | Interconnected | Trade Secret | Trade | BRP | BRP063 | Residential | Solar*Rewards | Trade Secret | 2020 | 2020
20252-215912-02 | Xcel Energy | 85 | 13781 | IOU | 03739455 | 5.5 | Solar |  |  | Interconnected | Trade Secret | Trade | SLP | SLP092 | Residential | Solar*Rewards | Trade Secret | 2020 | 2020
20252-215912-02 | Xcel Energy | 85 | 13781 | IOU | 03739458 | 9.28 | Solar |  |  | Interconnected | Trade Secret | Trade | BYT | BYT072 | Residential | Solar*Rewards | Trade Secret | 2020 | 2020
20252-215912-02 | Xcel Energy | 85 | 13781 | IOU | 03739630 | 9 | Solar |  |  | Withdrawn | Trade Secret | Trade | IDA | IDA072 | Commercial | Solar*Rewards | Trade Secret | 2020
20252-215912-02 | Xcel Energy | 85 | 13781 | IOU | 03739684 | 3.48 | Solar |  |  | Interconnected | Trade Secret | Trade | MST | MST071 | Residential | Solar*Rewards | Trade Secret | 2020 | 2020
20252-215912-02 | Xcel Energy | 85 | 13781 | IOU | 03740188 | 4.64 | Solar |  |  | Interconnected | Trade Secret | Trade | WIL | WIL073 | Residential | Solar*Rewards | Trade Secret | 2020 | 2020
20252-215912-02 | Xcel Energy | 85 | 13781 | IOU | 03740351 | 6.67 | Solar |  |  | Interconnected | Trade Secret | Trade | RIV | RIV061 | Residential | Solar*Rewards | Trade Secret | 2020 | 2020
20252-215912-02 | Xcel Energy | 85 | 13781 | IOU | 03740366 | 11.39 | Solar |  |  | Interconnected | Trade Secret | Trade | WYO | WYO021 | Residential | Solar*Rewards | Trade Secret | 2020 | 2020
20252-215912-02 | Xcel Energy | 85 | 13781 | IOU | 03740390 | 15.048 | Solar |  |  | Interconnected | Trade Secret | Trade | LCR | LCR311 | Residential | Solar*Rewards | Trade Secret | 2020 | 2021
20252-215912-02 | Xcel Energy | 85 | 13781 | IOU | 03740423 | 4.35 | Solar |  |  | Interconnected | Trade Secret | Trade | TLK | TLK064 | Residential | Solar*Rewards | Trade Secret | 2020 | 2020
20252-215912-02 | Xcel Energy | 85 | 13781 | IOU | 03740551 | 11.866 | Solar |  |  | Interconnected | Trade Secret | Trade | DND | DND072 | Residential | Solar*Rewards | Trade Secret | 2020 | 2024
20252-215912-02 | Xcel Energy | 85 | 13781 | IOU | 03740639 | 166.5 | Solar |  |  | Interconnected | Trade Secret | Trade | EDA | EDA078 | Commercial |  | Trade Secret | 2020 | 2020
20252-215912-02 | Xcel Energy | 85 | 13781 | IOU | 03740727 | 3.84 | Solar |  |  | Interconnected | Trade Secret | Trade | MOL | MOL072 | Residential | Solar*Rewards | Trade Secret | 2020 | 2020
20252-215912-02 | Xcel Energy | 85 | 13781 | IOU | 03740799 | 9.994 | Solar |  |  | Interconnected | Trade Secret | Trade | SLP | SLP082 | Residential | Solar*Rewards | Trade Secret | 2020 | 2020
20252-215912-02 | Xcel Energy | 85 | 13781 | IOU | 03740892 | 4.188 | Solar |  |  | Interconnected | Trade Secret | Trade | EDA | EDA067 | Residential | Solar*Rewards | Trade Secret | 2020 | 2020
20252-215912-02 | Xcel Energy | 85 | 13781 | IOU | 03740917 | 6.38 | Solar |  |  | Interconnected | Trade Secret | Trade | ECK | ECK063 | Residential | Solar*Rewards | Trade Secret | 2020 | 2020
20252-215912-02 | Xcel Energy | 85 | 13781 | IOU | 03740938 | 4.35 | Solar |  |  | Interconnected | Trade Secret | Trade | TER | TER062 | Residential | Solar*Rewards | Trade Secret | 2020 | 2020
20252-215912-02 | Xcel Energy | 85 | 13781 | IOU | 03741041 | 4.8 | Solar |  |  | Interconnected | Trade Secret | Trade | RMT | RMT321 | Residential | Solar*Rewards | Trade Secret | 2020 | 2020
20252-215912-02 | Xcel Energy | 85 | 13781 | IOU | 03741114 | 4.06 | Solar |  |  | Interconnected | Trade Secret | Trade | HYL | HYL064 | Residential | Solar*Rewards | Trade Secret | 2020 | 2020
20252-215912-02 | Xcel Energy | 85 | 13781 | IOU | 03741172 | 2.32 | Solar |  |  | Interconnected | Trade Secret | Trade | SOU | SOU061 | Residential | Solar*Rewards | Trade Secret | 2020 | 2020
20252-215912-02 | Xcel Energy | 85 | 13781 | IOU | 03741218 | 4.188 | Solar |  |  | Interconnected | Trade Secret | Trade | MPK | MPK076 | Residential | Solar*Rewards | Trade Secret | 2020 | 2020
20252-215912-02 | Xcel Energy | 85 | 13781 | IOU | 03741408 | 7.329 | Solar |  |  | Interconnected | Trade Secret | Trade | OSS | OSS077 | Residential | Solar*Rewards | Trade Secret | 2020 | 2020
20252-215912-02 | Xcel Energy | 85 | 13781 | IOU | 03741971 | 9.94 | Solar |  |  | Withdrawn | Trade Secret | Trade | PIL | PIL022 | Commercial | Solar*Rewards | Trade Secret | 2020
20252-215912-02 | Xcel Energy | 85 | 13781 | IOU | 03742373 | 7.54 | Solar |  |  | Interconnected | Trade Secret | Trade | IDA | IDA061 | Residential | Solar*Rewards | Trade Secret | 2020 | 2020
20252-215912-02 | Xcel Energy | 85 | 13781 | IOU | 03742703 | 8.12 | Solar |  |  | Interconnected | Trade Secret | Trade | DBL | DBL074 | Residential | Solar*Rewards | Trade Secret | 2020 | 2020
20252-215912-02 | Xcel Energy | 85 | 13781 | IOU | 03742895 | 1000 | Solar |  |  | Withdrawn | Trade Secret | Trade | WAT | WAT081 | Community Solar Garden | Solar*Rewards Community | Trade Secret | 2020
20252-215912-02 | Xcel Energy | 85 | 13781 | IOU | 03743218 | 4.93 | Solar |  | X | Interconnected | Trade Secret | Trade | GLK | GLK073 | Residential | Solar*Rewards | Trade Secret | 2020 | 2020
20252-215912-02 | Xcel Energy | 85 | 13781 | IOU | 03743324 | 6.67 | Solar |  |  | Interconnected | Trade Secret | Trade | AFT | AFT314 | Residential | Solar*Rewards | Trade Secret | 2020 | 2020
20252-215912-02 | Xcel Energy | 85 | 13781 | IOU | 03744333 | 13.741 | Solar |  |  | Interconnected | Trade Secret | Trade | GRC | GRC313 | Residential | Solar*Rewards | Trade Secret | 2020 | 2020
20252-215912-02 | Xcel Energy | 85 | 13781 | IOU | 03744780 | 6.96 | Solar |  |  | Interconnected | Trade Secret | Trade | MPK | MPK068 | Commercial | Solar*Rewards | Trade Secret | 2020 | 2020
20252-215912-02 | Xcel Energy | 85 | 13781 | IOU | 03744805 | 5 | Solar |  |  | Interconnected | Trade Secret | Trade | LEX | LEX332 | Residential | Solar*Rewards | Trade Secret | 2020 | 2020
20252-215912-02 | Xcel Energy | 85 | 13781 | IOU | 03745579 | 7.83 | Solar |  |  | Interconnected | Trade Secret | Trade | SLP | SLP077 | Residential | Solar*Rewards | Trade Secret | 2020 | 2020
20252-215912-02 | Xcel Energy | 85 | 13781 | IOU | 03745807 | 9.994 | Solar |  |  | Active Application | Trade Secret | Trade | GSL | GSL341 | Residential | Solar*Rewards | Trade Secret | 2020
20252-215912-02 | Xcel Energy | 85 | 13781 | IOU | 03745881 | 166.6 | Solar |  |  | Withdrawn | Trade Secret | Trade | HAS | HAS032 | Commercial |  | Trade Secret | 2020
20252-215912-02 | Xcel Energy | 85 | 13781 | IOU | 03745916 | 66.6 | Solar |  |  | Active Application | Trade Secret | Trade | IDA | IDA073 | Commercial |  | Trade Secret | 2020
20252-215912-02 | Xcel Energy | 85 | 13781 | IOU | 03745924 | 99 | Solar |  |  | Active Application | Trade Secret | Trade | MPK | MPK083 | Commercial |  | Trade Secret | 2020
20252-215912-02 | Xcel Energy | 85 | 13781 | IOU | 03745928 | 166.6 | Solar |  |  | Interconnected | Trade Secret | Trade | GNL | GNL062 | Commercial |  | Trade Secret | 2020 | 2022
20252-215912-02 | Xcel Energy | 85 | 13781 | IOU | 03746284 | 14.5 | Solar |  |  | Active Application | Trade Secret | Trade | WYO | WYO022 | Residential | Solar*Rewards | Trade Secret | 2020
20252-215912-02 | Xcel Energy | 85 | 13781 | IOU | 03746304 | 7.616 | Solar |  |  | Active Application | Trade Secret | Trade | APA | APA077 | Residential | Solar*Rewards | Trade Secret | 2020
20252-215912-02 | Xcel Energy | 85 | 13781 | IOU | 03746354 |  | Solar |  |  | Active Application | Trade Secret | Trade |  |  | Residential | Solar*Rewards | Trade Secret | 2020
20252-215912-02 | Xcel Energy | 85 | 13781 | IOU | 03746358 | 34.17 | Solar |  |  | Active Application | Trade Secret | Trade | HWW | HWW063 | Commercial | Solar*Rewards | Trade Secret | 2020
20252-215912-02 | Xcel Energy | 85 | 13781 | IOU | 03746430 | 2.962 | Solar |  |  | Interconnected | Trade Secret | Trade | HWW | HWW074 | Residential | Solar*Rewards | Trade Secret | 2020 | 2020
20252-215912-02 | Xcel Energy | 85 | 13781 | IOU | 03746521 | 11.39 | Solar |  |  | Interconnected | Trade Secret | Trade | NOF | NOF061 | Residential | Solar*Rewards | Trade Secret | 2020 | 2021
20252-215912-02 | Xcel Energy | 85 | 13781 | IOU | 03746561 | 6 | Solar |  |  | Interconnected | Trade Secret | Trade | AHI | AHI022 | Residential | Solar*Rewards | Trade Secret | 2020 | 2020
20252-215912-02 | Xcel Energy | 85 | 13781 | IOU | 03746886 | 3.747 | Solar |  |  | Interconnected | Trade Secret | Trade | WTN | WTN061 | Residential | Solar*Rewards | Trade Secret | 2020 | 2021
20252-215912-02 | Xcel Energy | 85 | 13781 | IOU | 03747603 | 1000 | Solar |  |  | Withdrawn | Trade Secret | Trade | PAT | PAT312 | Community Solar Garden | Solar*Rewards Community | Trade Secret | 2020
20252-215912-02 | Xcel Energy | 85 | 13781 | IOU | 03747630 | 6 | Solar |  |  | Active Application | Trade Secret | Trade | WAS | WAS092 | Commercial | Solar*Rewards | Trade Secret | 2020
20252-215912-02 | Xcel Energy | 85 | 13781 | IOU | 03747722 | 6 | Solar |  |  | Active Application | Trade Secret | Trade | WAS | WAS092 | Commercial | Solar*Rewards | Trade Secret | 2020
20252-215912-02 | Xcel Energy | 85 | 13781 | IOU | 03747760 | 6 | Solar |  |  | Active Application | Trade Secret | Trade | WAS | WAS092 | Residential | Solar*Rewards | Trade Secret | 2020
20252-215912-02 | Xcel Energy | 85 | 13781 | IOU | 03747793 | 12 | Solar |  |  | Active Application | Trade Secret | Trade | WAS | WAS092 | Residential | Solar*Rewards | Trade Secret | 2020
20252-215912-02 | Xcel Energy | 85 | 13781 | IOU | 03747821 | 2.4 | Solar |  |  | Interconnected | Trade Secret | Trade | MOL | MOL079 | Residential | Solar*Rewards | Trade Secret | 2020 | 2021
20252-215912-02 | Xcel Energy | 85 | 13781 | IOU | 03747848 | 6 | Solar |  |  | Active Application | Trade Secret | Trade | WAS | WAS092 | Commercial | Solar*Rewards | Trade Secret | 2020
20252-215912-02 | Xcel Energy | 85 | 13781 | IOU | 03747958 | 8.12 | Solar |  |  | Interconnected | Trade Secret | Trade | ECK | ECK082 | Residential | Solar*Rewards | Trade Secret | 2020 | 2020
20252-215912-02 | Xcel Energy | 85 | 13781 | IOU | 03748090 | 4.93 | Solar |  |  | Interconnected | Trade Secret | Trade | EDA | EDA067 | Residential | Solar*Rewards | Trade Secret | 2020 | 2020
20252-215912-02 | Xcel Energy | 85 | 13781 | IOU | 03748104 |  | Solar |  |  | Active Application | Trade Secret | Trade |  |  | Residential | Solar*Rewards | Trade Secret | 2020
20252-215912-02 | Xcel Energy | 85 | 13781 | IOU | 03748192 | 1000 | Solar |  |  | Withdrawn | Trade Secret | Trade | FSL | FSL311 | Community Solar Garden | Solar*Rewards Community | Trade Secret | 2021
20252-215912-02 | Xcel Energy | 85 | 13781 | IOU | 03748253 |  | Solar |  |  | Active Application | Trade Secret | Trade |  |  | Residential | Solar*Rewards | Trade Secret | 2020
20252-215912-02 | Xcel Energy | 85 | 13781 | IOU | 03748572 | 1000 | Solar |  |  | Withdrawn | Trade Secret | Trade | MAZ | MAZ021 | Community Solar Garden | Solar*Rewards Community | Trade Secret | 2020
20252-215912-02 | Xcel Energy | 85 | 13781 | IOU | 03748789 | 6.09 | Solar |  |  | Interconnected | Trade Secret | Trade | MPK | MPK076 | Residential | Solar*Rewards | Trade Secret | 2020 | 2020
20252-215912-02 | Xcel Energy | 85 | 13781 | IOU | 03749225 | 38.02 | Solar |  |  | Interconnected | Trade Secret | Trade | MST | MST075 | Commercial | Solar*Rewards | Trade Secret | 2020 | 2021
20252-215912-02 | Xcel Energy | 85 | 13781 | IOU | 03749450 | 23.51 | Solar |  |  | Interconnected | Trade Secret | Trade | MST | MST075 | Commercial |  | Trade Secret | 2020 | 2021
20252-215912-02 | Xcel Energy | 85 | 13781 | IOU | 03749485 | 39.998 | Solar |  |  | Interconnected | Trade Secret | Trade | MST | MST075 | Commercial | Solar*Rewards | Trade Secret | 2020 | 2021
20252-215912-02 | Xcel Energy | 85 | 13781 | IOU | 03749487 | 7.616 | Solar |  |  | Interconnected | Trade Secret | Trade | SLP | SLP095 | Residential | Solar*Rewards | Trade Secret | 2020 | 2021
20252-215912-02 | Xcel Energy | 85 | 13781 | IOU | 03749511 | 60 | Solar |  |  | Interconnected | Trade Secret | Trade | MST | MST075 | Commercial |  | Trade Secret | 2020 | 2021
20252-215912-02 | Xcel Energy | 85 | 13781 | IOU | 03749531 | 34.17 | Solar |  |  | Interconnected | Trade Secret | Trade | HWW | HWW063 | Commercial | Solar*Rewards | Trade Secret | 2020 | 2021
20252-215912-02 | Xcel Energy | 85 | 13781 | IOU | 03749598 | 39.17 | Solar |  |  | Interconnected | Trade Secret | Trade | HWW | HWW063 | Commercial | Solar*Rewards | Trade Secret | 2020 | 2021
20252-215912-02 | Xcel Energy | 85 | 13781 | IOU | 03749655 | 6.98 | Solar |  |  | Interconnected | Trade Secret | Trade | WWK | WWK311 | Residential | Solar*Rewards | Trade Secret | 2020 | 2020
20252-215912-02 | Xcel Energy | 85 | 13781 | IOU | 03749667 | 5.04 | Solar |  |  | Active Application | Trade Secret | Trade | REW | REW033 | Residential | Solar*Rewards | Trade Secret | 2020
20252-215912-02 | Xcel Energy | 85 | 13781 | IOU | 03749704 | 9.28 | Solar |  |  | Interconnected | Trade Secret | Trade | LOK | LOK062 | Residential | Solar*Rewards | Trade Secret | 2020 | 2020
20252-215912-02 | Xcel Energy | 85 | 13781 | IOU | 03750373 | 8.88 | Solar |  |  | Interconnected | Trade Secret | Trade | ALK | ALK063 | Residential | Solar*Rewards | Trade Secret | 2020 | 2020
20252-215912-02 | Xcel Energy | 85 | 13781 | IOU | 03750390 | 4.64 | Solar |  |  | Interconnected | Trade Secret | Trade | WCS | WCS064 | Commercial | Solar*Rewards | Trade Secret | 2020 | 2021
20252-215912-02 | Xcel Energy | 85 | 13781 | IOU | 03750668 | 29.982 | Solar |  |  | Interconnected | Trade Secret | Trade | HWW | HWW063 | Commercial | Solar*Rewards | Trade Secret | 2020 | 2021
20252-215912-02 | Xcel Energy | 85 | 13781 | IOU | 03750675 | 17.4 | Solar |  |  | Interconnected | Trade Secret | Trade | WSG | WSG352 | Residential | Solar*Rewards | Trade Secret | 2020 | 2020
20252-215912-02 | Xcel Energy | 85 | 13781 | IOU | 03750812 | 34.17 | Solar |  |  | Interconnected | Trade Secret | Trade | HWW | HWW063 | Commercial | Solar*Rewards | Trade Secret | 2020 | 2021
20252-215912-02 | Xcel Energy | 85 | 13781 | IOU | 03750837 | 1000 | Solar |  |  | Withdrawn | Trade Secret | Trade | SCH | SCH211 | Community Solar Garden | Solar*Rewards Community | Trade Secret | 2020
20252-215912-02 | Xcel Energy | 85 | 13781 | IOU | 03750893 | 34.17 | Solar |  |  | Interconnected | Trade Secret | Trade | HWW | HWW063 | Commercial | Solar*Rewards | Trade Secret | 2020 | 2021
20252-215912-02 | Xcel Energy | 85 | 13781 | IOU | 03751067 | 375 | Solar |  |  | Interconnected | Trade Secret | Trade | YLM | YLM211 | Commercial |  | Trade Secret | 2020 | 2024
20252-215912-02 | Xcel Energy | 85 | 13781 | IOU | 03752204 | 5.51 | Solar |  |  | Interconnected | Trade Secret | Trade | SDX | SDX312 | Residential | Solar*Rewards | Trade Secret | 2020 | 2020
20252-215912-02 | Xcel Energy | 85 | 13781 | IOU | 03752820 | 43.53 | Solar |  |  | Interconnected | Trade Secret | Trade | MPK | MPK068 | Commercial |  | Trade Secret | 2020 | 2021
20252-215912-02 | Xcel Energy | 85 | 13781 | IOU | 03752962 | 6 | Solar |  |  | Interconnected | Trade Secret | Trade | RIV | RIV061 | Residential | Solar*Rewards | Trade Secret | 2020 | 2020
20252-215912-02 | Xcel Energy | 85 | 13781 | IOU | 03753460 | 100 | Solar |  |  | Interconnected | Trade Secret | Trade | ALD | ALD082 | Commercial |  | Trade Secret | 2020 | 2021
20252-215912-02 | Xcel Energy | 85 | 13781 | IOU | 03753759 | 1000 | Solar |  |  | Withdrawn | Trade Secret | Trade | PAT | PAT312 | Community Solar Garden | Solar*Rewards Community | Trade Secret | 2020
20252-215912-02 | Xcel Energy | 85 | 13781 | IOU | 03753778 | 9.994 | Solar |  |  | Interconnected | Trade Secret | Trade | KOL | KOL074 | Residential | Solar*Rewards | Trade Secret | 2020 | 2020
20252-215912-02 | Xcel Energy | 85 | 13781 | IOU | 03753787 | 1000 | Solar |  |  | Withdrawn | Trade Secret | Trade | MNV | MNV211 | Community Solar Garden | Solar*Rewards Community | Trade Secret | 2020
20252-215912-02 | Xcel Energy | 85 | 13781 | IOU | 03753789 | 3.48 | Solar |  |  | Interconnected | Trade Secret | Trade | SLP | SLP092 | Residential | Solar*Rewards | Trade Secret | 2020 | 2020
20252-215912-02 | Xcel Energy | 85 | 13781 | IOU | 03753805 | 1000 | Solar |  |  | Withdrawn | Trade Secret | Trade | AVR | AVR081 | Community Solar Garden | Solar*Rewards Community | Trade Secret | 2020
20252-215912-02 | Xcel Energy | 85 | 13781 | IOU | 03753896 | 6.09 | Solar |  |  | Interconnected | Trade Secret | Trade | CGR | CGR063 | Residential | Solar*Rewards | Trade Secret | 2020 | 2020
20252-215912-02 | Xcel Energy | 85 | 13781 | IOU | 03754090 | 9.423 | Solar |  |  | Interconnected | Trade Secret | Trade | OAD | OAD073 | Residential | Solar*Rewards | Trade Secret | 2020 | 2020
20252-215912-02 | Xcel Energy | 85 | 13781 | IOU | 03754114 | 12 | Solar |  |  | Active Application | Trade Secret | Trade | WAS | WAS092 | Commercial | Solar*Rewards | Trade Secret | 2020
20252-215912-02 | Xcel Energy | 85 | 13781 | IOU | 03754162 | 6.96 | Solar |  |  | Interconnected | Trade Secret | Trade | UPP | UPP082 | Residential | Solar*Rewards | Trade Secret | 2020 | 2020
20252-215912-02 | Xcel Energy | 85 | 13781 | IOU | 03755029 | 9.772 | Solar |  |  | Active Application | Trade Secret | Trade | WWK | WWK311 | Residential | Solar*Rewards | Trade Secret | 2020
20252-215912-02 | Xcel Energy | 85 | 13781 | IOU | 03757486 | 9.28 | Solar |  |  | Interconnected | Trade Secret | Trade | RLK | RLK065 | Residential | Solar*Rewards | Trade Secret | 2020 | 2020
20252-215912-02 | Xcel Energy | 85 | 13781 | IOU | 03758375 | 9.994 | Solar |  |  | Interconnected | Trade Secret | Trade | SOU | SOU081 | Residential | Solar*Rewards | Trade Secret | 2020 | 2020
20252-215912-02 | Xcel Energy | 85 | 13781 | IOU | 03758408 | 1000 | Solar |  |  | Withdrawn | Trade Secret | Trade | YLM | YLM211 | Community Solar Garden | Solar*Rewards Community | Trade Secret | 2020
20252-215912-02 | Xcel Energy | 85 | 13781 | IOU | 03758414 | 6 | Solar |  |  | Interconnected | Trade Secret | Trade | LEX | LEX071 | Residential | Solar*Rewards | Trade Secret | 2020 | 2020
20252-215912-02 | Xcel Energy | 85 | 13781 | IOU | 03758428 | 1000 | Solar |  |  | Withdrawn | Trade Secret | Trade | NOF | NOF061 | Community Solar Garden | Solar*Rewards Community | Trade Secret | 2020
20252-215912-02 | Xcel Energy | 85 | 13781 | IOU | 03758704 | 11.39 | Solar |  |  | Interconnected | Trade Secret | Trade | AFT | AFT314 | Residential | Solar*Rewards | Trade Secret | 2020 | 2021
20252-215912-02 | Xcel Energy | 85 | 13781 | IOU | 03758880 |  | Solar |  |  | Active Application | Trade Secret | Trade |  |  | Residential | Solar*Rewards | Trade Secret | 2020
20252-215912-02 | Xcel Energy | 85 | 13781 | IOU | 03759033 | 5 | Solar |  |  | Withdrawn | Trade Secret | Trade | MHW | MHW311 | Residential | Solar*Rewards | Trade Secret | 2020
20252-215912-02 | Xcel Energy | 85 | 13781 | IOU | 03759581 | 9.994 | Solar |  |  | Interconnected | Trade Secret | Trade | WSG | WSG071 | Residential | Solar*Rewards | Trade Secret | 2020 | 2020
20252-215912-02 | Xcel Energy | 85 | 13781 | IOU | 03761668 | 1000 | Solar |  |  | Withdrawn | Trade Secret | Trade | SCH | SCH211 | Community Solar Garden | Solar*Rewards Community | Trade Secret | 2020
20252-215912-02 | Xcel Energy | 85 | 13781 | IOU | 03761680 | 1000 | Solar |  |  | Withdrawn | Trade Secret | Trade | SCH | SCH211 | Community Solar Garden | Solar*Rewards Community | Trade Secret | 2020
20252-215912-02 | Xcel Energy | 85 | 13781 | IOU | 03762000 |  | Solar |  |  | Active Application | Trade Secret | Trade |  |  | Residential | Solar*Rewards | Trade Secret | 2020
20252-215912-02 | Xcel Energy | 85 | 13781 | IOU | 03762117 | 10.592 | Solar |  |  | Interconnected | Trade Secret | Trade | RLK | RLK073 | Residential | Solar*Rewards | Trade Secret | 2020 | 2020
20252-215912-02 | Xcel Energy | 85 | 13781 | IOU | 03766558 | 4.64 | Solar |  |  | Interconnected | Trade Secret | Trade | MPK | MPK068 | Residential | Solar*Rewards | Trade Secret | 2020 | 2021
20252-215912-02 | Xcel Energy | 85 | 13781 | IOU | 03766811 | 1000 | Solar |  |  | Interconnected | Balaton | Trade | LAY | LAY061 | Community Solar Garden | Solar*Rewards Community | Trade Secret | 2022 | 2024
20252-215912-02 | Xcel Energy | 85 | 13781 | IOU | 03766969 | 990 | Solar |  |  | Active Application | Trade Secret | Trade | LAY | LAY061 | Community Solar Garden | Solar*Rewards Community | Trade Secret | 2024
20252-215912-02 | Xcel Energy | 85 | 13781 | IOU | 03767492 | 7.616 | Solar |  |  | Interconnected | Trade Secret | Trade | MEL | MEL061 | Residential | Solar*Rewards | Trade Secret | 2020 | 2020
20252-215912-02 | Xcel Energy | 85 | 13781 | IOU | 03767760 | 4.8 | Solar |  |  | Interconnected | Trade Secret | Trade | APA | APA061 | Residential | Solar*Rewards | Trade Secret | 2020 | 2020
20252-215912-02 | Xcel Energy | 85 | 13781 | IOU | 03768067 | 9.57 | Solar |  |  | Interconnected | Trade Secret | Trade | SOU | SOU063 | Residential | Solar*Rewards | Trade Secret | 2020 | 2020
20252-215912-02 | Xcel Energy | 85 | 13781 | IOU | 03769582 | 7.329 | Solar |  |  | Interconnected | Trade Secret | Trade | SOU | SOU083 | Residential | Solar*Rewards | Trade Secret | 2020 | 2020
20252-215912-02 | Xcel Energy | 85 | 13781 | IOU | 03770261 | 6 | Solar |  |  | Interconnected | Trade Secret | Trade | MOL | MOL068 | Residential | Solar*Rewards | Trade Secret | 2020 | 2020
20252-215912-02 | Xcel Energy | 85 | 13781 | IOU | 03770309 | 2.32 | Solar |  |  | Interconnected | Trade Secret | Trade | HWW | HWW074 | Residential | Solar*Rewards | Trade Secret | 2020 | 2020
20252-215912-02 | Xcel Energy | 85 | 13781 | IOU | 03770623 | 9.994 | Solar |  |  | Interconnected | Trade Secret | Trade | DBL | DBL068 | Commercial | Solar*Rewards | Trade Secret | 2020 | 2021
20252-215912-02 | Xcel Energy | 85 | 13781 | IOU | 03770846 | 99 | Solar |  |  | Active Application | Trade Secret | Trade | EDA | EDA066 | Commercial |  | Trade Secret | 2020
20252-215912-02 | Xcel Energy | 85 | 13781 | IOU | 03772803 | 3.747 | Solar |  |  | Interconnected | Trade Secret | Trade | EDA | EDA071 | Residential | Solar*Rewards | Trade Secret | 2020 | 2020
20252-215912-02 | Xcel Energy | 85 | 13781 | IOU | 03773006 | 7.54 | Solar |  |  | Interconnected | Trade Secret | Trade | AFT | AFT314 | Residential | Solar*Rewards | Trade Secret | 2020 | 2020
20252-215912-02 | Xcel Energy | 85 | 13781 | IOU | 03773048 | 9.28 | Solar |  |  | Active Application | Trade Secret | Trade | CHI | CHI311 | Residential | Solar*Rewards | Trade Secret | 2020
20252-215912-02 | Xcel Energy | 85 | 13781 | IOU | 03773177 | 12 | Solar |  |  | Active Application | Trade Secret | Trade | NER | NER021 | Residential | Solar*Rewards | Trade Secret | 2020
20252-215912-02 | Xcel Energy | 85 | 13781 | IOU | 03773313 | 5 | Solar |  |  | Interconnected | Trade Secret | Trade | XRD | XRD077 | Commercial | Solar*Rewards | Trade Secret | 2020 | 2020
20252-215912-02 | Xcel Energy | 85 | 13781 | IOU | 03773457 | 4.93 | Solar |  |  | Interconnected | Trade Secret | Trade | AFT | AFT321 | Residential | Solar*Rewards | Trade Secret | 2020 | 2020
20252-215912-02 | Xcel Energy | 85 | 13781 | IOU | 03773463 | 437.5 | Solar |  |  | Withdrawn | Trade Secret | Trade | GSL | GSL076 | Commercial |  | Trade Secret | 2020
20252-215912-02 | Xcel Energy | 85 | 13781 | IOU | 03773771 | 7.15 | Solar |  |  | Interconnected | Trade Secret | Trade | SLP | SLP071 | Residential | Solar*Rewards | Trade Secret | 2020 | 2020
20252-215912-02 | Xcel Energy | 85 | 13781 | IOU | 03773783 | 8.7 | Solar |  |  | Interconnected | Trade Secret | Trade | WES | WES063 | Residential | Solar*Rewards | Trade Secret | 2020 | 2020
20252-215912-02 | Xcel Energy | 85 | 13781 | IOU | 03773786 | 3.747 | Solar |  |  | Interconnected | Trade Secret | Trade | OPK | OPK077 | Residential | Solar*Rewards | Trade Secret | 2020 | 2020
20252-215912-02 | Xcel Energy | 85 | 13781 | IOU | 03773794 | 3.747 | Solar |  |  | Interconnected | Trade Secret | Trade | ALD | ALD082 | Residential | Solar*Rewards | Trade Secret | 2020 | 2020
20252-215912-02 | Xcel Energy | 85 | 13781 | IOU | 03773852 | 1000 | Solar |  |  | Withdrawn | Trade Secret | Trade | COK | COK061 | Community Solar Garden | Solar*Rewards Community | Trade Secret | 2021
20252-215912-02 | Xcel Energy | 85 | 13781 | IOU | 03773957 | 9.994 | Solar |  |  | Interconnected | Trade Secret | Trade | DBL | DBL068 | Commercial | Solar*Rewards | Trade Secret | 2020 | 2021
20252-215912-02 | Xcel Energy | 85 | 13781 | IOU | 03774022 | 13.741 | Solar |  |  | Interconnected | Trade Secret | Trade | DBL | DBL065 | Commercial | Solar*Rewards | Trade Secret | 2020 | 2021
20252-215912-02 | Xcel Energy | 85 | 13781 | IOU | 03774347 | 3.747 | Solar |  |  | Interconnected | Trade Secret | Trade | TWL | TWL073 | Residential | Solar*Rewards | Trade Secret | 2020 | 2020
20252-215912-02 | Xcel Energy | 85 | 13781 | IOU | 03774476 | 5 | Solar |  |  | Active Application | Trade Secret | Trade | SCL | SCL322 | Residential | Solar*Rewards | Trade Secret | 2020
20252-215912-02 | Xcel Energy | 85 | 13781 | IOU | 03775452 | 43.2 | Solar |  |  | Interconnected | Trade Secret | Trade | KOL | KOL065 | Commercial | Solar*Rewards | Trade Secret | 2020 | 2021
20252-215912-02 | Xcel Energy | 85 | 13781 | IOU | 03775618 | 7.25 | Solar |  | X | Interconnected | Trade Secret | Trade | RAM | RAM071 | Residential | Solar*Rewards | Trade Secret | 2020 | 2020
20252-215912-02 | Xcel Energy | 85 | 13781 | IOU | 03775648 | 999 | Solar |  |  | Interconnected | Clear Lake | Trade | SDX | SDX311 | Community Solar Garden | Solar*Rewards Community | Trade Secret | 2022 | 2024
20252-215912-02 | Xcel Energy | 85 | 13781 | IOU | 03775703 | 5.22 | Solar |  |  | Interconnected | Trade Secret | Trade | SOU | SOU081 | Residential | Solar*Rewards | Trade Secret | 2020 | 2020
20252-215912-02 | Xcel Energy | 85 | 13781 | IOU | 03775782 | 9.57 | Solar |  |  | Interconnected | Trade Secret | Trade | RLK | RLK072 | Residential | Solar*Rewards | Trade Secret | 2020 | 2020
20252-215912-02 | Xcel Energy | 85 | 13781 | IOU | 03775828 | 2.32 | Solar |  |  | Interconnected | Trade Secret | Trade | WES | WES074 | Residential | Solar*Rewards | Trade Secret | 2020 | 2020
20252-215912-02 | Xcel Energy | 85 | 13781 | IOU | 03775871 | 7.616 | Solar |  |  | Active Application | Trade Secret | Trade | SOU | SOU075 | Residential | Solar*Rewards | Trade Secret | 2020
20252-215912-02 | Xcel Energy | 85 | 13781 | IOU | 03775928 | 3.19 | Solar |  |  | Interconnected | Trade Secret | Trade | SOU | SOU064 | Residential | Solar*Rewards | Trade Secret | 2020 | 2020
20252-215912-02 | Xcel Energy | 85 | 13781 | IOU | 03776605 | 6 | Solar |  |  | Active Application | Trade Secret | Trade | MTW | MTW021 | Residential | Solar*Rewards | Trade Secret | 2020
20252-215912-02 | Xcel Energy | 85 | 13781 | IOU | 03776702 | 6 | Solar |  |  | Active Application | Trade Secret | Trade | GFD | GFD021 | Commercial | Solar*Rewards | Trade Secret | 2020
20252-215912-02 | Xcel Energy | 85 | 13781 | IOU | 03776725 | 6 | Solar |  |  | Active Application | Trade Secret | Trade | GFD | GFD021 | Residential | Solar*Rewards | Trade Secret | 2020
20252-215912-02 | Xcel Energy | 85 | 13781 | IOU | 03776758 | 6 | Solar |  |  | Active Application | Trade Secret | Trade | LAP | LAP311 | Residential | Solar*Rewards | Trade Secret | 2020
20252-215912-02 | Xcel Energy | 85 | 13781 | IOU | 03776788 | 6 | Solar |  |  | Active Application | Trade Secret | Trade | LAP | LAP311 | Residential | Solar*Rewards | Trade Secret | 2020
20252-215912-02 | Xcel Energy | 85 | 13781 | IOU | 03776819 | 3.36 | Solar |  |  | Withdrawn | Trade Secret | Trade | SOU | SOU064 | Residential | Solar*Rewards | Trade Secret | 2020
20252-215912-02 | Xcel Energy | 85 | 13781 | IOU | 03776871 | 999 | Solar |  |  | Interconnected | Buffalo Lake | Trade | BFL | BFL021 | Community Solar Garden | Solar*Rewards Community | Trade Secret | 2021 | 2023
20252-215912-02 | Xcel Energy | 85 | 13781 | IOU | 03776964 | 1000 | Solar |  |  | Interconnected | Buffalo Lake | Trade | BFL | BFL021 | Community Solar Garden | Solar*Rewards Community | Trade Secret | 2022 | 2023
20252-215912-02 | Xcel Energy | 85 | 13781 | IOU | 03777099 | 11.31 | Solar |  |  | Interconnected | Trade Secret | Trade | ALD | ALD085 | Residential | Solar*Rewards | Trade Secret | 2020 | 2020
20252-215912-02 | Xcel Energy | 85 | 13781 | IOU | 03777130 | 3.19 | Solar |  |  | Interconnected | Trade Secret | Trade | LEX | LEX071 | Residential | Solar*Rewards | Trade Secret | 2020 | 2020
20252-215912-02 | Xcel Energy | 85 | 13781 | IOU | 03777376 | 5 | Solar |  |  | Active Application | Trade Secret | Trade | AHI | AHI024 | Residential | Solar*Rewards | Trade Secret | 2020
20252-215912-02 | Xcel Energy | 85 | 13781 | IOU | 03778967 | 3.747 | Solar |  |  | Interconnected | Trade Secret | Trade | GNL | GNL072 | Residential | Solar*Rewards | Trade Secret | 2020 | 2021
20252-215912-02 | Xcel Energy | 85 | 13781 | IOU | 03779072 | 6 | Solar |  |  | Active Application | Trade Secret | Trade | HSN | HSN321 | Residential | Solar*Rewards | Trade Secret | 2020
20252-215912-02 | Xcel Energy | 85 | 13781 | IOU | 03779136 | 6.67 | Solar |  |  | Interconnected | Trade Secret | Trade | UPP | UPP082 | Residential | Solar*Rewards | Trade Secret | 2020 | 2020
20252-215912-02 | Xcel Energy | 85 | 13781 | IOU | 03779255 | 7.672 | Solar |  |  | Interconnected | Trade Secret | Trade | EDA | EDA089 | Residential | Solar*Rewards | Trade Secret | 2020 | 2020
20252-215912-02 | Xcel Energy | 85 | 13781 | IOU | 03779912 | 1000 | Solar |  |  | Withdrawn | Trade Secret | Trade | MAZ | MAZ021 | Community Solar Garden | Solar*Rewards Community | Trade Secret | 2020
20252-215912-02 | Xcel Energy | 85 | 13781 | IOU | 03781083 | 15.08 | Solar |  | X | Interconnected | Trade Secret | Trade | LLK | LLK071 | Residential | Solar*Rewards | Trade Secret | 2020 | 2020
20252-215912-02 | Xcel Energy | 85 | 13781 | IOU | 03781335 | 125 | Solar |  |  | Interconnected | Minneapolis | Trade | TER | TER083 | Community Solar Garden | Solar*Rewards Community | Trade Secret | 2021 | 2022
20252-215912-02 | Xcel Energy | 85 | 13781 | IOU | 03781618 | 8.25 | Solar |  |  | Interconnected | Trade Secret | Trade | SLP | SLP071 | Residential | Solar*Rewards | Trade Secret | 2020 | 2020
20252-215912-02 | Xcel Energy | 85 | 13781 | IOU | 03782138 | 7.616 | Solar |  |  | Active Application | Trade Secret | Trade | SOU | SOU075 | Residential | Solar*Rewards | Trade Secret | 2020
20252-215912-02 | Xcel Energy | 85 | 13781 | IOU | 03782206 | 3.77 | Solar |  |  | Active Application | Trade Secret | Trade | MPK | MPK082 | Residential | Solar*Rewards | Trade Secret | 2020
20252-215912-02 | Xcel Energy | 85 | 13781 | IOU | 03782404 | 4.188 | Solar |  |  | Interconnected | Trade Secret | Trade | MPK | MPK086 | Residential | Solar*Rewards | Trade Secret | 2020 | 2020
20252-215912-02 | Xcel Energy | 85 | 13781 | IOU | 03782595 | 6.38 | Solar |  |  | Interconnected | Trade Secret | Trade | MPK | MPK063 | Residential | Solar*Rewards | Trade Secret | 2020 | 2021
20252-215912-02 | Xcel Energy | 85 | 13781 | IOU | 03785429 | 4.95 | Solar |  |  | Interconnected | Trade Secret | Trade | TLK | TLK061 | Residential | Solar*Rewards | Trade Secret | 2020 | 2020
20252-215912-02 | Xcel Energy | 85 | 13781 | IOU | 03785467 | 9.994 | Solar |  |  | Interconnected | Trade Secret | Trade | RPO | RPO312 | Residential | Solar*Rewards | Trade Secret | 2020 | 2020
20252-215912-02 | Xcel Energy | 85 | 13781 | IOU | 03787174 | 6.96 | Solar |  |  | Interconnected | Trade Secret | Trade | ORO | ORO061 | Residential | Solar*Rewards | Trade Secret | 2020 | 2020
20252-215912-02 | Xcel Energy | 85 | 13781 | IOU | 03787860 | 7.25 | Solar |  |  | Interconnected | Trade Secret | Trade | RRK | RRK064 | Residential | Solar*Rewards | Trade Secret | 2020 | 2020
20252-215912-02 | Xcel Energy | 85 | 13781 | IOU | 03787984 |  | Solar |  |  | Active Application | Trade Secret | Trade |  |  | Residential | Solar*Rewards | Trade Secret | 2020
20252-215912-02 | Xcel Energy | 85 | 13781 | IOU | 03788355 | 6 | Solar |  |  | Active Application | Trade Secret | Trade | WCS | WCS064 | Commercial | Solar*Rewards | Trade Secret | 2020
20252-215912-02 | Xcel Energy | 85 | 13781 | IOU | 03788573 | 8.16 | Solar |  |  | Interconnected | Trade Secret | Trade | HYL | HYL074 | Residential | Solar*Rewards | Trade Secret | 2020 | 2020
20252-215912-02 | Xcel Energy | 85 | 13781 | IOU | 03788712 | 6.09 | Solar |  |  | Interconnected | Trade Secret | Trade | KOL | KOL061 | Residential | Solar*Rewards | Trade Secret | 2020 | 2020
20252-215912-02 | Xcel Energy | 85 | 13781 | IOU | 03788736 | 266.6 | Solar |  |  | Interconnected | Trade Secret | Trade | CNC | CNC062 | Commercial |  | Trade Secret | 2020 | 2022
20252-215912-02 | Xcel Energy | 85 | 13781 | IOU | 03789161 |  | Solar |  |  | Active Application | Trade Secret | Trade |  |  | Residential | Solar*Rewards | Trade Secret | 2020
20252-215912-02 | Xcel Energy | 85 | 13781 | IOU | 03789169 | 50 | Solar |  |  | Active Application | Trade Secret | Trade | SLP | SLP082 | Residential | Solar*Rewards | Trade Secret | 2020
20252-215912-02 | Xcel Energy | 85 | 13781 | IOU | 03790075 | 615 | Solar |  |  | Interconnected | Trade Secret | Trade | FIC | FIC022 | Commercial |  | Trade Secret | 2021 | 2023
20252-215912-02 | Xcel Energy | 85 | 13781 | IOU | 03790306 | 6 | Solar |  |  | Active Application | Trade Secret | Trade | WTN | WTN061 | Residential | Solar*Rewards | Trade Secret | 2020
20252-215912-02 | Xcel Energy | 85 | 13781 | IOU | 03790529 | 1000 | Solar |  |  | Interconnected | La Crescent | Trade | LAC | LAC062 | Community Solar Garden | Solar*Rewards Community | Trade Secret | 2021 | 2022
20252-215912-02 | Xcel Energy | 85 | 13781 | IOU | 03791225 | 3.19 | Solar |  |  | Interconnected | Trade Secret | Trade | SAV | SAV071 | Residential | Solar*Rewards | Trade Secret | 2020 | 2021
20252-215912-02 | Xcel Energy | 85 | 13781 | IOU | 03792551 | 998.75 | Solar |  |  | Active Application | Trade Secret | Trade | AFT | AFT314 | Community Solar Garden | Solar*Rewards Community | Trade Secret | 2022
20252-215912-02 | Xcel Energy | 85 | 13781 | IOU | 03792690 | 8.16 | Solar |  |  | Interconnected | Trade Secret | Trade | WIL | WIL082 | Residential | Solar*Rewards | Trade Secret | 2020 | 2020
20252-215912-02 | Xcel Energy | 85 | 13781 | IOU | 03792716 | 999 | Solar |  |  | Interconnected | Mankato | Trade | SMT | SMT072 | Community Solar Garden | Solar*Rewards Community | Trade Secret | 2022 | 2023
20252-215912-02 | Xcel Energy | 85 | 13781 | IOU | 03793295 | 39.976 | Solar |  |  | Interconnected | Trade Secret | Trade | ALD | ALD085 | Commercial | Solar*Rewards | Trade Secret | 2020 | 2021
20252-215912-02 | Xcel Energy | 85 | 13781 | IOU | 03793437 | 6 | Solar |  |  | Interconnected | Trade Secret | Trade | WIL | WIL062 | Residential | Solar*Rewards | Trade Secret | 2020 | 2020
20252-215912-02 | Xcel Energy | 85 | 13781 | IOU | 03793511 |  | Solar |  |  | Active Application | Trade Secret | Trade |  |  | Residential | Solar*Rewards | Trade Secret | 2020
20252-215912-02 | Xcel Energy | 85 | 13781 | IOU | 03793536 | 12 | Solar |  |  | Interconnected | Trade Secret | Trade | HSN | HSN321 | Residential | Solar*Rewards | Trade Secret | 2020 | 2021
20252-215912-02 | Xcel Energy | 85 | 13781 | IOU | 03793554 | 366.6 | Solar |  |  | Interconnected | Trade Secret | Trade | OSS | OSS072 | Commercial |  | Trade Secret | 2020 | 2021
20252-215912-02 | Xcel Energy | 85 | 13781 | IOU | 03793881 | 5.04 | Solar |  |  | Interconnected | Trade Secret | Trade | SOU | SOU063 | Residential | Solar*Rewards | Trade Secret | 2020 | 2023
20252-215912-02 | Xcel Energy | 85 | 13781 | IOU | 03794038 |  | Solar |  |  | Active Application | Trade Secret | Trade |  |  | Residential | Solar*Rewards | Trade Secret | 2020
20252-215912-02 | Xcel Energy | 85 | 13781 | IOU | 03795821 | 266.6 | Solar |  |  | Interconnected | Trade Secret | Trade | OSS | OSS072 | Commercial |  | Trade Secret | 2020 | 2021
20252-215912-02 | Xcel Energy | 85 | 13781 | IOU | 03796066 | 1000 | Solar |  |  | Interconnected | Mazeppa | Trade | MAZ | MAZ021 | Community Solar Garden | Solar*Rewards Community | Trade Secret | 2022 | 2024
20252-215912-02 | Xcel Energy | 85 | 13781 | IOU | 03796094 | 5 | Solar |  |  | Interconnected | Trade Secret | Trade | WIL | WIL061 | Residential | Solar*Rewards | Trade Secret | 2020 | 2021
20252-215912-02 | Xcel Energy | 85 | 13781 | IOU | 03796323 | 10.47 | Solar |  |  | Interconnected | Trade Secret | Trade | LIN | LIN031 | Residential | Solar*Rewards | Trade Secret | 2020 | 2020
20252-215912-02 | Xcel Energy | 85 | 13781 | IOU | 03796392 | 9.994 | Solar |  |  | Interconnected | Trade Secret | Trade | GLK | GLK061 | Residential | Solar*Rewards | Trade Secret | 2020 | 2020
20252-215912-02 | Xcel Energy | 85 | 13781 | IOU | 03796507 | 2.962 | Solar |  |  | Interconnected | Trade Secret | Trade | UPP | UPP084 | Commercial | Solar*Rewards | Trade Secret | 2020 | 2020
20252-215912-02 | Xcel Energy | 85 | 13781 | IOU | 03796806 | 5 | Solar |  |  | Interconnected | Trade Secret | Trade | RAM | RAM072 | Residential | Solar*Rewards | Trade Secret | 2020 | 2024
20252-215912-02 | Xcel Energy | 85 | 13781 | IOU | 03796836 |  | Solar |  |  | Active Application | Trade Secret | Trade |  |  | Residential | Solar*Rewards | Trade Secret | 2020
20252-215912-02 | Xcel Energy | 85 | 13781 | IOU | 03799888 |  | Solar |  |  | Active Application | Trade Secret | Trade |  |  | Residential | Solar*Rewards | Trade Secret | 2020
20252-215912-02 | Xcel Energy | 85 | 13781 | IOU | 03800129 |  | Solar |  |  | Active Application | Trade Secret | Trade |  |  | Residential | Solar*Rewards | Trade Secret | 2020
20252-215912-02 | Xcel Energy | 85 | 13781 | IOU | 03800149 |  | Solar |  |  | Active Application | Trade Secret | Trade |  |  | Residential | Solar*Rewards | Trade Secret | 2020
20252-215912-02 | Xcel Energy | 85 | 13781 | IOU | 03800152 |  | Solar |  |  | Active Application | Trade Secret | Trade |  |  | Residential | Solar*Rewards | Trade Secret | 2020
20252-215912-02 | Xcel Energy | 85 | 13781 | IOU | 03800160 | 1000 | Solar |  |  | Withdrawn | Trade Secret | Trade | MHW | MHW311 | Community Solar Garden | Solar*Rewards Community | Trade Secret | 2020
20252-215912-02 | Xcel Energy | 85 | 13781 | IOU | 03800161 | 15.232 | Solar |  |  | Interconnected | Trade Secret | Trade | HYL | HYL061 | Residential | Solar*Rewards | Trade Secret | 2020 | 2020
20252-215912-02 | Xcel Energy | 85 | 13781 | IOU | 03800166 | 5 | Solar |  |  | Interconnected | Trade Secret | Trade | CHE | CHE076 | Residential | Solar*Rewards | Trade Secret | 2020 | 2020
20252-215912-02 | Xcel Energy | 85 | 13781 | IOU | 03800255 | 3.747 | Solar |  |  | Interconnected | Trade Secret | Trade | HWW | HWW074 | Residential | Solar*Rewards | Trade Secret | 2020 | 2020
20252-215912-02 | Xcel Energy | 85 | 13781 | IOU | 03800393 | 6.09 | Solar |  |  | Interconnected | Trade Secret | Trade | SLP | SLP087 | Residential | Solar*Rewards | Trade Secret | 2020 | 2020
20252-215912-02 | Xcel Energy | 85 | 13781 | IOU | 03800408 | 4.64 | Solar |  |  | Interconnected | Trade Secret | Trade | WIL | WIL062 | Commercial | Solar*Rewards | Trade Secret | 2020 | 2020
20252-215912-02 | Xcel Energy | 85 | 13781 | IOU | 03800421 | 9.52 | Solar |  |  | Interconnected | Trade Secret | Trade | LLK | LLK061 | Residential | Solar*Rewards | Trade Secret | 2020 | 2021
20252-215912-02 | Xcel Energy | 85 | 13781 | IOU | 03800470 |  | Solar |  |  | Active Application | Trade Secret | Trade |  |  | Residential | Solar*Rewards | Trade Secret | 2020
20252-215912-02 | Xcel Energy | 85 | 13781 | IOU | 03800589 | 5 | Solar |  |  | Interconnected | Trade Secret | Trade | TWL | TWL067 | Residential | Solar*Rewards | Trade Secret | 2020 | 2020
20252-215912-02 | Xcel Energy | 85 | 13781 | IOU | 03803017 | 7.54 | Solar |  |  | Interconnected | Trade Secret | Trade | RMT | RMT321 | Residential | Solar*Rewards | Trade Secret | 2020 | 2020
20252-215912-02 | Xcel Energy | 85 | 13781 | IOU | 03803373 | 1000 | Solar |  |  | Active Application | Trade Secret | Trade | WAS | WAS092 | Community Solar Garden | Solar*Rewards Community | Trade Secret | 2020
20252-215912-02 | Xcel Energy | 85 | 13781 | IOU | 03803772 |  | Solar |  |  | Active Application | Trade Secret | Trade |  |  | Residential | Solar*Rewards | Trade Secret | 2020
20252-215912-02 | Xcel Energy | 85 | 13781 | IOU | 03804216 | 1000 | Solar |  |  | Interconnected | Goodhue | Trade | WEL | WEL021 | Community Solar Garden | Solar*Rewards Community | Trade Secret | 2021 | 2022
20252-215912-02 | Xcel Energy | 85 | 13781 | IOU | 03804226 | 6.282 | Solar |  |  | Interconnected | Trade Secret | Trade | SOU | SOU079 | Residential | Solar*Rewards | Trade Secret | 2020 | 2020
20252-215912-02 | Xcel Energy | 85 | 13781 | IOU | 03805927 | 1000 | Solar |  |  | Withdrawn | Trade Secret | Trade | YLM | YLM212 | Community Solar Garden | Solar*Rewards Community | Trade Secret | 2020
20252-215912-02 | Xcel Energy | 85 | 13781 | IOU | 03806020 | 1000 | Solar |  |  | Active Application | Trade Secret | Trade | RED | RED091 | Community Solar Garden | Solar*Rewards Community | Trade Secret | 2021
20252-215912-02 | Xcel Energy | 85 | 13781 | IOU | 03806043 | 1000 | Solar |  |  | Withdrawn | Trade Secret | Trade | PAT | PAT312 | Community Solar Garden | Solar*Rewards Community | Trade Secret | 2020
20252-215912-02 | Xcel Energy | 85 | 13781 | IOU | 03806974 | 7.616 | Solar |  |  | Interconnected | Trade Secret | Trade | WYO | WYO032 | Residential | Solar*Rewards | Trade Secret | 2020 | 2021
20252-215912-02 | Xcel Energy | 85 | 13781 | IOU | 03808629 | 8.12 | Solar |  |  | Interconnected | Trade Secret | Trade | EDA | EDA075 | Residential | Solar*Rewards | Trade Secret | 2020 | 2020
20252-215912-02 | Xcel Energy | 85 | 13781 | IOU | 03808809 | 250.36 | Solar |  |  | Interconnected | Roseville | Trade | APA | APA078 | Community Solar Garden | Solar*Rewards Community | Trade Secret | 2021 | 2022
20252-215912-02 | Xcel Energy | 85 | 13781 | IOU | 03809157 | 9.994 | Solar |  |  | Interconnected | Trade Secret | Trade | ESW | ESW081 | Residential | Solar*Rewards | Trade Secret | 2020 | 2020
20252-215912-02 | Xcel Energy | 85 | 13781 | IOU | 03809265 | 1000 | Solar |  |  | Interconnected | Clear Lake | Trade | SDX | SDX311 | Community Solar Garden | Solar*Rewards Community | Trade Secret | 2022 | 2024
20252-215912-02 | Xcel Energy | 85 | 13781 | IOU | 03809415 | 5 | Solar |  |  | Interconnected | Trade Secret | Trade | DGC | DGC061 | Residential | Solar*Rewards | Trade Secret | 2020 | 2021
20252-215912-02 | Xcel Energy | 85 | 13781 | IOU | 03809680 | 9.86 | Solar |  |  | Interconnected | Trade Secret | Trade | RAM | RAM064 | Residential | Solar*Rewards | Trade Secret | 2020 | 2020
20252-215912-02 | Xcel Energy | 85 | 13781 | IOU | 03810046 | 4.64 | Solar |  |  | Interconnected | Trade Secret | Trade | AHI | AHI063 | Residential | Solar*Rewards | Trade Secret | 2020 | 2020
20252-215912-02 | Xcel Energy | 85 | 13781 | IOU | 03810106 | 1000 | Solar |  |  | Withdrawn | Trade Secret | Trade | WIN | WIN043 | Community Solar Garden | Solar*Rewards Community | Trade Secret | 2020
20252-215912-02 | Xcel Energy | 85 | 13781 | IOU | 03810786 | 6.67 | Solar |  |  | Interconnected | Trade Secret | Trade | WIL | WIL085 | Residential | Solar*Rewards | Trade Secret | 2020 | 2020
20252-215912-02 | Xcel Energy | 85 | 13781 | IOU | 03810790 | 4.64 | Solar |  |  | Interconnected | Trade Secret | Trade | RLK | RLK071 | Residential | Solar*Rewards | Trade Secret | 2020 | 2021
20252-215912-02 | Xcel Energy | 85 | 13781 | IOU | 03810792 | 9.86 | Solar |  |  | Interconnected | Trade Secret | Trade | HYL | HYL073 | Residential | Solar*Rewards | Trade Secret | 2020 | 2020
20252-215912-02 | Xcel Energy | 85 | 13781 | IOU | 03810797 | 5.22 | Solar |  |  | Interconnected | Trade Secret | Trade | TER | TER071 | Residential | Solar*Rewards | Trade Secret | 2020 | 2021
20252-215912-02 | Xcel Energy | 85 | 13781 | IOU | 03810799 | 6.38 | Solar |  |  | Interconnected | Trade Secret | Trade | UPP | UPP063 | Residential | Solar*Rewards | Trade Secret | 2020 | 2021
20252-215912-02 | Xcel Energy | 85 | 13781 | IOU | 03810814 | 6.09 | Solar |  |  | Active Application | Trade Secret | Trade | ALK | ALK072 | Residential | Solar*Rewards | Trade Secret | 2020
20252-215912-02 | Xcel Energy | 85 | 13781 | IOU | 03812101 | 5 | Solar |  |  | Interconnected | Trade Secret | Trade | UPP | UPP084 | Commercial | Solar*Rewards | Trade Secret | 2020 | 2020
20252-215912-02 | Xcel Energy | 85 | 13781 | IOU | 03812197 | 5 | Solar |  |  | Interconnected | Trade Secret | Trade | MPK | MPK077 | Residential | Solar*Rewards | Trade Secret | 2020 | 2021
20252-215912-02 | Xcel Energy | 85 | 13781 | IOU | 03812470 | 1000 | Solar |  |  | Interconnected | Bird Island | Trade | BIS | BIS001 | Community Solar Garden | Solar*Rewards Community | Trade Secret | 2021 | 2022
20252-215912-02 | Xcel Energy | 85 | 13781 | IOU | 03812485 | 1000 | Solar |  |  | Interconnected | Wood Lake | Trade | YLM | YLM212 | Community Solar Garden | Solar*Rewards Community | Trade Secret | 2021 | 2023
20252-215912-02 | Xcel Energy | 85 | 13781 | IOU | 03812664 | 3.747 | Solar |  |  | Active Application | Trade Secret | Trade | TWL | TWL075 | Residential | Solar*Rewards | Trade Secret | 2020
20252-215912-02 | Xcel Energy | 85 | 13781 | IOU | 03812761 | 7.616 | Solar |  |  | Interconnected | Trade Secret | Trade | SOU | SOU075 | Residential | Solar*Rewards | Trade Secret | 2020 | 2020
20252-215912-02 | Xcel Energy | 85 | 13781 | IOU | 03812782 | 7.616 | Solar |  |  | Interconnected | Trade Secret | Trade | WYO | WYO021 | Residential | Solar*Rewards | Trade Secret | 2020 | 2020
20252-215912-02 | Xcel Energy | 85 | 13781 | IOU | 03812786 | 3.747 | Solar |  |  | Active Application | Trade Secret | Trade | DBL | DBL068 | Residential | Solar*Rewards | Trade Secret | 2020
20252-215912-02 | Xcel Energy | 85 | 13781 | IOU | 03812792 |  | Solar |  |  | Active Application | Trade Secret | Trade |  |  | Residential | Solar*Rewards | Trade Secret | 2020
20252-215912-02 | Xcel Energy | 85 | 13781 | IOU | 03812796 | 3.747 | Solar |  |  | Interconnected | Trade Secret | Trade | MTR | MTR021 | Residential | Solar*Rewards | Trade Secret | 2020 | 2020
20252-215912-02 | Xcel Energy | 85 | 13781 | IOU | 03812910 | 6 | Solar |  |  | Active Application | Trade Secret | Trade | CHI | CHI311 | Commercial | Solar*Rewards | Trade Secret | 2020
20252-215912-02 | Xcel Energy | 85 | 13781 | IOU | 03813866 | 6.282 | Solar |  |  | Interconnected | Trade Secret | Trade | NWA | NWA021 | Residential | Solar*Rewards | Trade Secret | 2020 | 2020
20252-215912-02 | Xcel Energy | 85 | 13781 | IOU | 03813929 | 9.57 | Solar |  |  | Interconnected | Trade Secret | Trade | HAS | HAS021 | Residential | Solar*Rewards | Trade Secret | 2020 | 2020
20252-215912-02 | Xcel Energy | 85 | 13781 | IOU | 03815097 |  | Solar |  |  | Active Application | Trade Secret | Trade |  |  | Residential | Solar*Rewards | Trade Secret | 2020
20252-215912-02 | Xcel Energy | 85 | 13781 | IOU | 03815108 | 7.616 | Solar |  |  | Interconnected | Trade Secret | Trade | GSL | GSL076 | Residential | Solar*Rewards | Trade Secret | 2020 | 2020
20252-215912-02 | Xcel Energy | 85 | 13781 | IOU | 03815288 | 15.007 | Solar |  |  | Interconnected | Trade Secret | Trade | ORO | ORO062 | Residential | Solar*Rewards | Trade Secret | 2020 | 2020
20252-215912-02 | Xcel Energy | 85 | 13781 | IOU | 03815508 | 1000 | Solar |  |  | Withdrawn | Trade Secret | Trade | LAY | LAY061 | Community Solar Garden | Solar*Rewards Community | Trade Secret | 2020
20252-215912-02 | Xcel Energy | 85 | 13781 | IOU | 03815567 | 1000 | Solar |  |  | Withdrawn | Trade Secret | Trade | WEL | WEL021 | Community Solar Garden | Solar*Rewards Community | Trade Secret | 2020
20252-215912-02 | Xcel Energy | 85 | 13781 | IOU | 03815667 | 1000 | Solar |  |  | Withdrawn | Trade Secret | Trade | ALB | ALB022 | Community Solar Garden | Solar*Rewards Community | Trade Secret | 2020
20252-215912-02 | Xcel Energy | 85 | 13781 | IOU | 03815680 | 1000 | Solar |  |  | Interconnected | Greenwald | Trade | MEI | MEI021 | Community Solar Garden | Solar*Rewards Community | Trade Secret | 2021 | 2023
20252-215912-02 | Xcel Energy | 85 | 13781 | IOU | 03816529 | 1000 | Solar |  |  | Withdrawn | Trade Secret | Trade | CHI | CHI311 | Community Solar Garden | Solar*Rewards Community | Trade Secret | 2020
20252-215912-02 | Xcel Energy | 85 | 13781 | IOU | 03817414 | 999 | Solar |  |  | Interconnected | Hamburg | Trade | YAM | YAM031 | Community Solar Garden | Solar*Rewards Community | Trade Secret | 2021 | 2024
20252-215912-02 | Xcel Energy | 85 | 13781 | IOU | 03817448 | 26.92 | Solar |  |  | Interconnected | Trade Secret | Trade | MPK | MPK084 | Commercial | Solar*Rewards | Trade Secret | 2020 | 2020
20252-215912-02 | Xcel Energy | 85 | 13781 | IOU | 03817551 |  | Solar |  |  | Active Application | Trade Secret | Trade |  |  | Residential | Solar*Rewards | Trade Secret | 2020
20252-215912-02 | Xcel Energy | 85 | 13781 | IOU | 03820168 | 1000 | Solar |  |  | Active Application | Trade Secret | Trade | WAS | WAS092 | Community Solar Garden | Solar*Rewards Community | Trade Secret | 2020
20252-215912-02 | Xcel Energy | 85 | 13781 | IOU | 03820549 | 7.616 | Solar |  |  | Interconnected | Trade Secret | Trade | GSL | GSL341 | Residential | Solar*Rewards | Trade Secret | 2020 | 2020
20252-215912-02 | Xcel Energy | 85 | 13781 | IOU | 03820558 | 7.616 | Solar |  |  | Active Application | Trade Secret | Trade | EDA | EDA075 | Residential | Solar*Rewards | Trade Secret | 2020
20252-215912-02 | Xcel Energy | 85 | 13781 | IOU | 03820565 | 15.232 | Solar |  |  | Interconnected | Trade Secret | Trade | WEF | WEF071 | Residential | Solar*Rewards | Trade Secret | 2020 | 2021
20252-215912-02 | Xcel Energy | 85 | 13781 | IOU | 03823829 |  | Solar |  |  | Active Application | Trade Secret | Trade |  |  | Residential | Solar*Rewards | Trade Secret | 2020
20252-215912-02 | Xcel Energy | 85 | 13781 | IOU | 03824104 | 9.994 | Solar |  |  | Interconnected | Trade Secret | Trade | ALD | ALD092 | Residential | Solar*Rewards | Trade Secret | 2020 | 2020
20252-215912-02 | Xcel Energy | 85 | 13781 | IOU | 03824250 | 19.006 | Solar |  |  | Interconnected | Trade Secret | Trade | OPK | OPK073 | Residential | Solar*Rewards | Trade Secret | 2020 | 2020
20252-215912-02 | Xcel Energy | 85 | 13781 | IOU | 03824819 | 6 | Solar |  |  | Active Application | Trade Secret | Trade | CLC | CLC221 | Residential | Solar*Rewards | Trade Secret | 2020
20252-215912-02 | Xcel Energy | 85 | 13781 | IOU | 03824824 |  | Solar |  |  | Active Application | Trade Secret | Trade |  |  | Residential | Solar*Rewards | Trade Secret | 2020
20252-215912-02 | Xcel Energy | 85 | 13781 | IOU | 03824967 |  | Solar |  |  | Active Application | Trade Secret | Trade |  |  | Residential | Solar*Rewards | Trade Secret | 2020
20252-215912-02 | Xcel Energy | 85 | 13781 | IOU | 03826070 | 1000 | Solar |  |  | Withdrawn | Trade Secret | Trade | ALB | ALB021 | Community Solar Garden | Solar*Rewards Community | Trade Secret | 2020
20252-215912-02 | Xcel Energy | 85 | 13781 | IOU | 03826150 | 6 | Solar |  |  | Active Application | Trade Secret | Trade | CLC | CLC221 | Residential | Solar*Rewards | Trade Secret | 2020
20252-215912-02 | Xcel Energy | 85 | 13781 | IOU | 03827523 | 5 | Solar |  |  | Active Application | Trade Secret | Trade | DOC | DOC211 | Residential | Solar*Rewards | Trade Secret | 2020
20252-215912-02 | Xcel Energy | 85 | 13781 | IOU | 03827617 | 8.4 | Solar |  | X | Interconnected | Trade Secret | Trade | WYO | WYO021 | Residential | Solar*Rewards | Trade Secret | 2020 | 2020
20252-215912-02 | Xcel Energy | 85 | 13781 | IOU | 03828237 | 6 | Solar |  |  | Interconnected | Trade Secret | Trade | HYL | HYL073 | Residential | Solar*Rewards | Trade Secret | 2020 | 2020
20252-215912-02 | Xcel Energy | 85 | 13781 | IOU | 03828240 | 12 | Solar |  |  | Active Application | Trade Secret | Trade | HUG | HUG321 | Residential | Solar*Rewards | Trade Secret | 2020
20252-215912-02 | Xcel Energy | 85 | 13781 | IOU | 03828601 | 6 | Solar |  |  | Active Application | Trade Secret | Trade | SCH | SCH211 | Residential | Solar*Rewards | Trade Secret | 2020
20252-215912-02 | Xcel Energy | 85 | 13781 | IOU | 03828679 | 4.188 | Solar |  |  | Interconnected | Trade Secret | Trade | MOL | MOL072 | Residential | Solar*Rewards | Trade Secret | 2020 | 2020
20252-215912-02 | Xcel Energy | 85 | 13781 | IOU | 03828896 | 7.54 | Solar |  |  | Interconnected | Trade Secret | Trade | WYO | WYO022 | Residential | Solar*Rewards | Trade Secret | 2020 | 2021
20252-215912-02 | Xcel Energy | 85 | 13781 | IOU | 03829156 | 5.22 | Solar |  |  | Interconnected | Trade Secret | Trade | SOU | SOU075 | Residential | Solar*Rewards | Trade Secret | 2020 | 2020
20252-215912-02 | Xcel Energy | 85 | 13781 | IOU | 03832574 | 1000 | Solar |  |  | Withdrawn | Trade Secret | Trade | PAT | PAT313 | Community Solar Garden | Solar*Rewards Community | Trade Secret | 2021
20252-215912-02 | Xcel Energy | 85 | 13781 | IOU | 03832835 | 4.64 | Solar |  |  | Interconnected | Trade Secret | Trade | MND | MND063 | Residential | Solar*Rewards | Trade Secret | 2020 | 2020
20252-215912-02 | Xcel Energy | 85 | 13781 | IOU | 03833197 | 4.188 | Solar |  |  | Interconnected | Trade Secret | Trade | MPK | MPK068 | Residential | Solar*Rewards | Trade Secret | 2020 | 2020
20252-215912-02 | Xcel Energy | 85 | 13781 | IOU | 03833427 | 7.92 | Solar |  |  | Interconnected | Trade Secret | Trade | AFT | AFT314 | Residential | Solar*Rewards | Trade Secret | 2020 | 2020
20252-215912-02 | Xcel Energy | 85 | 13781 | IOU | 03835276 | 3.747 | Solar |  |  | Interconnected | Trade Secret | Trade | MOL | MOL071 | Residential | Solar*Rewards | Trade Secret | 2020 | 2021
20252-215912-02 | Xcel Energy | 85 | 13781 | IOU | 03835500 |  | Solar |  |  | Active Application | Trade Secret | Trade |  |  | Residential | Solar*Rewards | Trade Secret | 2020
20252-215912-02 | Xcel Energy | 85 | 13781 | IOU | 03835502 |  | Solar |  |  | Active Application | Trade Secret | Trade |  |  | Residential | Solar*Rewards | Trade Secret | 2020
20252-215912-02 | Xcel Energy | 85 | 13781 | IOU | 03835560 | 120 | Solar |  |  | Interconnected | Trade Secret | Trade | TWL | TWL079 | Commercial |  | Trade Secret | 2021 | 2021
20252-215912-02 | Xcel Energy | 85 | 13781 | IOU | 03835653 |  |  |  |  | Active Application | Trade Secret | Trade |  |  | Residential |  | Trade Secret | 2020
20252-215912-02 | Xcel Energy | 85 | 13781 | IOU | 03835681 |  |  |  |  | Active Application | Trade Secret | Trade |  |  | Residential |  | Trade Secret | 2020
20252-215912-02 | Xcel Energy | 85 | 13781 | IOU | 03836129 | 3.747 | Solar |  |  | Interconnected | Trade Secret | Trade | STY | STY075 | Residential | Solar*Rewards | Trade Secret | 2020 | 2020
20252-215912-02 | Xcel Energy | 85 | 13781 | IOU | 03836287 | 3.36 | Solar |  |  | Interconnected | Trade Secret | Trade | SOU | SOU069 | Residential | Solar*Rewards | Trade Secret | 2020 | 2020
20252-215912-02 | Xcel Energy | 85 | 13781 | IOU | 03836336 | 11.39 | Solar |  |  | Interconnected | Trade Secret | Trade | PBE | PBE061 | Residential | Solar*Rewards | Trade Secret | 2020 | 2020
20252-215912-02 | Xcel Energy | 85 | 13781 | IOU | 03836477 | 11.39 | Solar |  |  | Interconnected | Trade Secret | Trade | WSG | WSG361 | Residential | Solar*Rewards | Trade Secret | 2020 | 2020
20252-215912-02 | Xcel Energy | 85 | 13781 | IOU | 03836591 | 34.17 | Solar |  |  | Interconnected | Trade Secret | Trade | AVN | AVN021 | Residential | Solar*Rewards | Trade Secret | 2020 | 2021
20252-215912-02 | Xcel Energy | 85 | 13781 | IOU | 03836612 | 24 | Solar |  |  | Active Application | Trade Secret | Trade | SCH | SCH211 | Commercial | Solar*Rewards | Trade Secret | 2020
20252-215912-02 | Xcel Energy | 85 | 13781 | IOU | 03836749 | 3.747 | Solar |  |  | Interconnected | Trade Secret | Trade | REW | REW031 | Residential | Solar*Rewards | Trade Secret | 2020 | 2021
20252-215912-02 | Xcel Energy | 85 | 13781 | IOU | 03836828 | 5 | Solar |  |  | Interconnected | Trade Secret | Trade | SOU | SOU081 | Residential | Solar*Rewards | Trade Secret | 2020 | 2020
20252-215912-02 | Xcel Energy | 85 | 13781 | IOU | 03836847 | 14.4 | Solar |  |  | Interconnected | Trade Secret | Trade | AFT | AFT314 | Residential | Solar*Rewards | Trade Secret | 2020 | 2020
20252-215912-02 | Xcel Energy | 85 | 13781 | IOU | 03840523 | 9.994 | Solar |  |  | Interconnected | Trade Secret | Trade | SCL | SCL322 | Residential | Solar*Rewards | Trade Secret | 2020 | 2020
20252-215912-02 | Xcel Energy | 85 | 13781 | IOU | 03840869 | 17.98 | Solar |  |  | Interconnected | Trade Secret | Trade | WSG | WSG362 | Residential | Solar*Rewards | Trade Secret | 2020 | 2021
20252-215912-02 | Xcel Energy | 85 | 13781 | IOU | 03840952 | 4.8 | Solar |  |  | Interconnected | Trade Secret | Trade | MPK | MPK078 | Commercial | Solar*Rewards | Trade Secret | 2020 | 2020
20252-215912-02 | Xcel Energy | 85 | 13781 | IOU | 03841365 | 7.616 | Solar |  |  | Interconnected | Trade Secret | Trade | ECK | ECK063 | Residential | Solar*Rewards | Trade Secret | 2020 | 2021
20252-215912-02 | Xcel Energy | 85 | 13781 | IOU | 03841390 | 5 | Solar |  |  | Interconnected | Trade Secret | Trade | WIL | WIL073 | Residential | Solar*Rewards | Trade Secret | 2020 | 2021
20252-215912-02 | Xcel Energy | 85 | 13781 | IOU | 03841796 |  | Solar |  |  | Active Application | Trade Secret | Trade |  |  | Residential | Solar*Rewards | Trade Secret | 2020
20252-215912-02 | Xcel Energy | 85 | 13781 | IOU | 03842404 | 700 | Solar |  |  | Interconnected | Trade Secret | Trade | MHW | MHW312 | Commercial |  | Trade Secret | 2020 | 2021
20252-215912-02 | Xcel Energy | 85 | 13781 | IOU | 03842612 | 19.988 | Solar |  |  | Active Application | Trade Secret | Trade | MEL | MEL073 | Commercial | Solar*Rewards | Trade Secret | 2020
20252-215912-02 | Xcel Energy | 85 | 13781 | IOU | 03842725 | 19.988 | Solar |  |  | Interconnected | Trade Secret | Trade | MEL | MEL073 | Commercial | Solar*Rewards | Trade Secret | 2020 | 2021
20252-215912-02 | Xcel Energy | 85 | 13781 | IOU | 03842835 | 1000 | Solar |  |  | Interconnected | Belle Plaine | Trade | BEL | BEL061 | Community Solar Garden | Solar*Rewards Community | Trade Secret | 2022 | 2024
20252-215912-02 | Xcel Energy | 85 | 13781 | IOU | 03843091 | 8.99 | Solar |  |  | Interconnected | Trade Secret | Trade | ECK | ECK322 | Residential | Solar*Rewards | Trade Secret | 2020 | 2020
20252-215912-02 | Xcel Energy | 85 | 13781 | IOU | 03843470 | 6.96 | Solar |  |  | Interconnected | Trade Secret | Trade | HYL | HYL062 | Residential | Solar*Rewards | Trade Secret | 2020 | 2020
20252-215912-02 | Xcel Energy | 85 | 13781 | IOU | 03843509 | 7.616 | Solar |  |  | Active Application | Trade Secret | Trade | AFT | AFT321 | Residential | Solar*Rewards | Trade Secret | 2020
20252-215912-02 | Xcel Energy | 85 | 13781 | IOU | 03844026 | 900 | Solar |  |  | Interconnected | Trade Secret | Trade | BCR | BCR062 | Commercial |  | Trade Secret | 2020 | 2022
20252-215912-02 | Xcel Energy | 85 | 13781 | IOU | 03844162 | 166.6 | Solar |  |  | Active Application | Trade Secret | Trade | LEX | LEX061 | Commercial |  | Trade Secret | 2020
20252-215912-02 | Xcel Energy | 85 | 13781 | IOU | 03844271 | 5 | Solar |  |  | Interconnected | Trade Secret | Trade | MPK | MPK076 | Residential |  | Trade Secret | 2021 | 2021
20252-215912-02 | Xcel Energy | 85 | 13781 | IOU | 03844702 | 9.994 | Solar |  |  | Interconnected | Trade Secret | Trade | SCA | SCA021 | Residential | Solar*Rewards | Trade Secret | 2020 | 2021
20252-215912-02 | Xcel Energy | 85 | 13781 | IOU | 03844805 | 9.994 | Solar |  |  | Interconnected | Trade Secret | Trade | HYL | HYL075 | Residential | Solar*Rewards | Trade Secret | 2020 | 2020
20252-215912-02 | Xcel Energy | 85 | 13781 | IOU | 03844866 | 5 | Solar |  |  | Interconnected | Trade Secret | Trade | OSS | OSS076 | Residential | Solar*Rewards | Trade Secret | 2020 | 2020
20252-215912-02 | Xcel Energy | 85 | 13781 | IOU | 03844903 | 5 | Solar |  |  | Active Application | Trade Secret | Trade | WRR | WRR064 | Residential | Solar*Rewards | Trade Secret | 2020
20252-215912-02 | Xcel Energy | 85 | 13781 | IOU | 03845051 | 9.994 | Solar |  |  | Interconnected | Trade Secret | Trade | RRK | RRK064 | Residential | Solar*Rewards | Trade Secret | 2020 | 2020
20252-215912-02 | Xcel Energy | 85 | 13781 | IOU | 03845237 | 3.84 | Solar |  |  | Interconnected | Trade Secret | Trade | WCR | WCR062 | Residential | Solar*Rewards | Trade Secret | 2020 | 2020
20252-215912-02 | Xcel Energy | 85 | 13781 | IOU | 03845344 | 3.84 | Solar |  |  | Active Application | Trade Secret | Trade | LIN | LIN031 | Residential | Solar*Rewards | Trade Secret | 2020
20252-215912-02 | Xcel Energy | 85 | 13781 | IOU | 03845639 |  | Solar |  |  | Active Application | Trade Secret | Trade | SMT | SMT061 | Residential | Solar*Rewards | Trade Secret | 2020
20252-215912-02 | Xcel Energy | 85 | 13781 | IOU | 03848139 | 5 | Storage |  |  | Interconnected | Trade Secret | Trade | UPP | UPP084 | Residential |  | Trade Secret | 2020 | 2020
20252-215912-02 | Xcel Energy | 85 | 13781 | IOU | 03848278 | 2.16 | Solar |  | X | Interconnected | Trade Secret | Trade | HWW | HWW074 | Residential | Solar*Rewards | Trade Secret | 2020 | 2020
20252-215912-02 | Xcel Energy | 85 | 13781 | IOU | 03853098 |  |  |  |  | Active Application | Trade Secret | Trade |  |  | Residential |  | Trade Secret | 2020
20252-215912-02 | Xcel Energy | 85 | 13781 | IOU | 03853819 | 7.678 | Solar |  |  | Interconnected | Trade Secret | Trade | ALD | ALD076 | Residential | Solar*Rewards | Trade Secret | 2020 | 2020
20252-215912-02 | Xcel Energy | 85 | 13781 | IOU | 03856614 | 3.839 | Solar |  |  | Interconnected | Trade Secret | Trade | WIL | WIL063 | Residential | Solar*Rewards | Trade Secret | 2020 | 2020
20252-215912-02 | Xcel Energy | 85 | 13781 | IOU | 03856616 | 2.88 | Solar |  | X | Interconnected | Trade Secret | Trade | HWW | HWW074 | Residential | Solar*Rewards | Trade Secret | 2020 | 2020
20252-215912-02 | Xcel Energy | 85 | 13781 | IOU | 03856627 | 4.537 | Solar |  |  | Interconnected | Trade Secret | Trade | GPH | GPH061 | Residential | Solar*Rewards | Trade Secret | 2020 | 2021
20252-215912-02 | Xcel Energy | 85 | 13781 | IOU | 03856795 | 43.2 | Solar |  |  | Interconnected | Trade Secret | Trade | ALT | ALT021 | Commercial | Solar*Rewards | Trade Secret | 2020 | 2021
20252-215912-02 | Xcel Energy | 85 | 13781 | IOU | 03859071 | 3.48 | Solar |  |  | Interconnected | Trade Secret | Trade | RRK | RRK082 | Residential | Solar*Rewards | Trade Secret | 2020 | 2021
20252-215912-02 | Xcel Energy | 85 | 13781 | IOU | 03859073 | 5.8 | Solar |  |  | Interconnected | Trade Secret | Trade | HWW | HWW062 | Residential | Solar*Rewards | Trade Secret | 2020 | 2021
20252-215912-02 | Xcel Energy | 85 | 13781 | IOU | 03859078 | 3.36 | Solar |  |  | Interconnected | Trade Secret | Trade | EDA | EDA067 | Residential | Solar*Rewards | Trade Secret | 2020 | 2021
20252-215912-02 | Xcel Energy | 85 | 13781 | IOU | 03859270 | 6.24 | Solar |  |  | Interconnected | Trade Secret | Trade | TER | TER081 | Residential | Solar*Rewards | Trade Secret | 2020 | 2021
20252-215912-02 | Xcel Energy | 85 | 13781 | IOU | 03859517 | 9.994 | Solar |  |  | Interconnected | Trade Secret | Trade | LEX | LEX071 | Residential | Solar*Rewards | Trade Secret | 2020 | 2020
20252-215912-02 | Xcel Energy | 85 | 13781 | IOU | 03859767 | 3.747 | Solar |  |  | Interconnected | Trade Secret | Trade | WES | WES061 | Residential | Solar*Rewards | Trade Secret | 2020 | 2021
20252-215912-02 | Xcel Energy | 85 | 13781 | IOU | 03859820 | 7.25 | Solar |  |  | Interconnected | Trade Secret | Trade | WSG | WSG066 | Residential | Solar*Rewards | Trade Secret | 2020 | 2021
20252-215912-02 | Xcel Energy | 85 | 13781 | IOU | 03860112 | 7.616 | Solar |  |  | Active Application | Trade Secret | Trade | GAY | GAY002 | Residential | Solar*Rewards | Trade Secret | 2020
20252-215912-02 | Xcel Energy | 85 | 13781 | IOU | 03860883 | 5 | Solar |  |  | Interconnected | Trade Secret | Trade | AHI | AHI024 | Residential | Solar*Rewards | Trade Secret | 2020 | 2020
20252-215912-02 | Xcel Energy | 85 | 13781 | IOU | 03860962 | 5 | Solar |  |  | Interconnected | Trade Secret | Trade | WES | WES074 | Residential | Solar*Rewards | Trade Secret | 2020 | 2020
20252-215912-02 | Xcel Energy | 85 | 13781 | IOU | 03860993 | 3.747 | Solar |  |  | Interconnected | Trade Secret | Trade | CEL | CEL072 | Residential | Solar*Rewards | Trade Secret | 2020 | 2020
20252-215912-02 | Xcel Energy | 85 | 13781 | IOU | 03861303 |  | Solar |  |  | Active Application | Trade Secret | Trade |  |  | Residential | Solar*Rewards | Trade Secret | 2020
20252-215912-02 | Xcel Energy | 85 | 13781 | IOU | 03861306 | 5 | Solar |  |  | Active Application | Trade Secret | Trade | HAS | HAS021 | Residential | Solar*Rewards | Trade Secret | 2020
20252-215912-02 | Xcel Energy | 85 | 13781 | IOU | 03862425 | 9.994 | Solar |  |  | Interconnected | Trade Secret | Trade | WIL | WIL071 | Residential | Solar*Rewards | Trade Secret | 2020 | 2020
20252-215912-02 | Xcel Energy | 85 | 13781 | IOU | 03862685 | 22.78 | Solar |  |  | Interconnected | Trade Secret | Trade | AFT | AFT314 | Residential | Solar*Rewards | Trade Secret | 2020 | 2020
20252-215912-02 | Xcel Energy | 85 | 13781 | IOU | 03862837 | 3.12 | Solar |  |  | Active Application | Trade Secret | Trade | TER | TER081 | Residential | Solar*Rewards | Trade Secret | 2020
20252-215912-02 | Xcel Energy | 85 | 13781 | IOU | 03863274 | 1000 | Solar |  |  | Withdrawn | Trade Secret | Trade | WEL | WEL021 | Community Solar Garden | Solar*Rewards Community | Trade Secret | 2020
20252-215912-02 | Xcel Energy | 85 | 13781 | IOU | 03863296 | 5 | Solar |  |  | Withdrawn | Trade Secret | Trade | EDA | EDA067 | Residential | Solar*Rewards | Trade Secret | 2020
20252-215912-02 | Xcel Energy | 85 | 13781 | IOU | 03863651 | 7.616 | Solar |  |  | Interconnected | Trade Secret | Trade | WES | WES064 | Residential | Solar*Rewards | Trade Secret | 2020 | 2021
20252-215912-02 | Xcel Energy | 85 | 13781 | IOU | 03863776 | 14.658 | Solar |  |  | Interconnected | Trade Secret | Trade | SMT | SMT072 | Residential | Solar*Rewards | Trade Secret | 2020 | 2021
20252-215912-02 | Xcel Energy | 85 | 13781 | IOU | 03864200 |  | Solar |  |  | Active Application | Trade Secret | Trade |  |  | Residential | Solar*Rewards | Trade Secret | 2020
20252-215912-02 | Xcel Energy | 85 | 13781 | IOU | 03865386 | 1000 | Solar |  |  | Withdrawn | Trade Secret | Trade | SCH | SCH001 | Community Solar Garden | Solar*Rewards Community | Trade Secret | 2020
20252-215912-02 | Xcel Energy | 85 | 13781 | IOU | 03865721 | 3.747 | Solar |  |  | Interconnected | Trade Secret | Trade | ALD | ALD076 | Residential | Solar*Rewards | Trade Secret | 2020 | 2021
20252-215912-02 | Xcel Energy | 85 | 13781 | IOU | 03866953 | 1000 | Solar |  |  | Withdrawn | Trade Secret | Trade | YLM | YLM212 | Community Solar Garden | Solar*Rewards Community | Trade Secret | 2020
20252-215912-02 | Xcel Energy | 85 | 13781 | IOU | 03867033 | 1000 | Solar |  |  | Withdrawn | Trade Secret | Trade | AVR | AVR081 | Community Solar Garden | Solar*Rewards Community | Trade Secret | 2020
20252-215912-02 | Xcel Energy | 85 | 13781 | IOU | 03867105 | 1000 | Solar |  |  | Active Application | Trade Secret | Trade | MHW | MHW311 | Community Solar Garden | Solar*Rewards Community | Trade Secret | 2020
20252-215912-02 | Xcel Energy | 85 | 13781 | IOU | 03867248 | 5 | Solar |  |  | Interconnected | Trade Secret | Trade | RAM | RAM073 | Residential | Solar*Rewards | Trade Secret | 2020 | 2021
20252-215912-02 | Xcel Energy | 85 | 13781 | IOU | 03867363 | 5 | Solar |  |  | Interconnected | Trade Secret | Trade | ALK | ALK063 | Residential | Solar*Rewards | Trade Secret | 2020 | 2021
20252-215912-02 | Xcel Energy | 85 | 13781 | IOU | 03867967 | 4.64 | Solar |  |  | Interconnected | Trade Secret | Trade | RAM | RAM064 | Residential | Solar*Rewards | Trade Secret | 2020 | 2020
20252-215912-02 | Xcel Energy | 85 | 13781 | IOU | 03868507 | 7.616 | Solar |  |  | Interconnected | Trade Secret | Trade | MST | MST071 | Residential | Solar*Rewards | Trade Secret | 2020 | 2024
20252-215912-02 | Xcel Energy | 85 | 13781 | IOU | 03868598 | 11.39 | Solar |  |  | Interconnected | Trade Secret | Trade | LIL | LIL021 | Residential | Solar*Rewards | Trade Secret | 2020 | 2020
20252-215912-02 | Xcel Energy | 85 | 13781 | IOU | 03869971 | 7.56 | Solar |  |  | Interconnected | Trade Secret | Trade | WES | WES065 | Residential |  | Trade Secret | 2020 | 2021
20252-215912-02 | Xcel Energy | 85 | 13781 | IOU | 03870027 |  | Solar |  |  | Active Application | Trade Secret | Trade |  |  | Residential | Solar*Rewards | Trade Secret | 2020
20252-215912-02 | Xcel Energy | 85 | 13781 | IOU | 03870200 | 1000 | Solar |  |  | Interconnected | Mankato | Trade | RAP | RAP081 | Community Solar Garden | Solar*Rewards Community | Trade Secret | 2021 | 2022
20252-215912-02 | Xcel Energy | 85 | 13781 | IOU | 03871504 | 1000 | Solar |  |  | Withdrawn | Trade Secret | Trade | ATW | ATW061 | Community Solar Garden | Solar*Rewards Community | Trade Secret | 2020
20252-215912-02 | Xcel Energy | 85 | 13781 | IOU | 03871791 | 9.994 | Solar |  |  | Interconnected | Trade Secret | Trade | GAY | GAY002 | Residential | Solar*Rewards | Trade Secret | 2020 | 2020
20252-215912-02 | Xcel Energy | 85 | 13781 | IOU | 03872133 | 5.235 | Solar |  |  | Withdrawn | Trade Secret | Trade | EDA | EDA067 | Residential | Solar*Rewards | Trade Secret | 2020
20252-215912-02 | Xcel Energy | 85 | 13781 | IOU | 03872378 | 9.28 | Solar |  |  | Interconnected | Trade Secret | Trade | RPO | RPO311 | Residential | Solar*Rewards | Trade Secret | 2020 | 2020
20252-215912-02 | Xcel Energy | 85 | 13781 | IOU | 03872394 | 8.99 | Solar |  |  | Interconnected | Trade Secret | Trade | STY | STY071 | Residential | Solar*Rewards | Trade Secret | 2020 | 2020
20252-215912-02 | Xcel Energy | 85 | 13781 | IOU | 03872646 | 7.616 | Solar |  |  | Interconnected | Trade Secret | Trade | AFT | AFT321 | Residential | Solar*Rewards | Trade Secret | 2020 | 2020
20252-215912-02 | Xcel Energy | 85 | 13781 | IOU | 03872803 | 6 | Solar |  |  | Active Application | Trade Secret | Trade | MRN | MRN021 | Residential | Solar*Rewards | Trade Secret | 2020
20252-215912-02 | Xcel Energy | 85 | 13781 | IOU | 03872854 | 6 | Solar |  |  | Active Application | Trade Secret | Trade | MRN | MRN021 | Residential | Solar*Rewards | Trade Secret | 2020
20252-215912-02 | Xcel Energy | 85 | 13781 | IOU | 03872877 | 6 | Solar |  |  | Active Application | Trade Secret | Trade | MRN | MRN021 | Residential | Solar*Rewards | Trade Secret | 2020
20252-215912-02 | Xcel Energy | 85 | 13781 | IOU | 03872969 | 6 | Solar |  |  | Active Application | Trade Secret | Trade | WCS | WCS071 | Residential | Solar*Rewards | Trade Secret | 2020
20252-215912-02 | Xcel Energy | 85 | 13781 | IOU | 03875160 |  | Solar |  |  | Active Application | Trade Secret | Trade |  |  | Residential | Solar*Rewards | Trade Secret | 2020
20252-215912-02 | Xcel Energy | 85 | 13781 | IOU | 03875848 | 6.282 | Solar |  | X | Interconnected | Trade Secret | Trade | ALD | ALD088 | Residential | Solar*Rewards | Trade Secret | 2020 | 2020
20252-215912-02 | Xcel Energy | 85 | 13781 | IOU | 03875854 | 149.999 | Solar |  |  | Interconnected | Trade Secret | Trade | KOL | KOL061 | Commercial |  | Trade Secret | 2020 | 2021
20252-215912-02 | Xcel Energy | 85 | 13781 | IOU | 03876093 | 6.09 | Solar |  |  | Interconnected | Trade Secret | Trade | WSG | WSG362 | Residential | Solar*Rewards | Trade Secret | 2020 | 2021
20252-215912-02 | Xcel Energy | 85 | 13781 | IOU | 03876398 | 5.22 | Solar |  |  | Interconnected | Trade Secret | Trade | SOU | SOU069 | Residential | Solar*Rewards | Trade Secret | 2020 | 2020
20252-215912-02 | Xcel Energy | 85 | 13781 | IOU | 03876415 | 6.72 | Solar |  |  | Interconnected | Trade Secret | Trade | LAY | LAY061 | Residential | Solar*Rewards | Trade Secret | 2020 | 2020
20252-215912-02 | Xcel Energy | 85 | 13781 | IOU | 03876470 | 7.616 | Solar |  |  | Active Application | Trade Secret | Trade | SLP | SLP095 | Residential | Solar*Rewards | Trade Secret | 2020
20252-215912-02 | Xcel Energy | 85 | 13781 | IOU | 03876505 | 4.32 | Solar |  |  | Interconnected | Trade Secret | Trade | PIL | PIL021 | Residential | Solar*Rewards | Trade Secret | 2020 | 2020
20252-215912-02 | Xcel Energy | 85 | 13781 | IOU | 03876745 | 4.64 | Solar |  |  | Interconnected | Trade Secret | Trade | ECK | ECK062 | Residential | Solar*Rewards | Trade Secret | 2020 | 2020
20252-215912-02 | Xcel Energy | 85 | 13781 | IOU | 03876858 | 3.48 | Solar |  |  | Interconnected | Trade Secret | Trade | HUG | HUG322 | Residential | Solar*Rewards | Trade Secret | 2020 | 2020
20252-215912-02 | Xcel Energy | 85 | 13781 | IOU | 03877604 | 6 | Solar |  |  | Active Application | Trade Secret | Trade | HSN | HSN321 | Residential | Solar*Rewards | Trade Secret | 2020
20252-215912-02 | Xcel Energy | 85 | 13781 | IOU | 03878308 | 6.96 | Solar |  |  | Interconnected | Trade Secret | Trade | MEL | MEL069 | Residential | Solar*Rewards | Trade Secret | 2020 | 2020
20252-215912-02 | Xcel Energy | 85 | 13781 | IOU | 03878317 | 8.99 | Solar |  |  | Interconnected | Trade Secret | Trade | HSN | HSN321 | Residential | Solar*Rewards | Trade Secret | 2020 | 2020
20252-215912-02 | Xcel Energy | 85 | 13781 | IOU | 03878328 |  | Solar |  |  | Active Application | Trade Secret | Trade |  |  | Residential | Solar*Rewards | Trade Secret | 2020
20252-215912-02 | Xcel Energy | 85 | 13781 | IOU | 03878506 | 3.747 | Solar |  |  | Interconnected | Trade Secret | Trade | AFT | AFT322 | Residential | Solar*Rewards | Trade Secret | 2020 | 2021
20252-215912-02 | Xcel Energy | 85 | 13781 | IOU | 03878512 | 975 | Solar |  |  | Active Application | Trade Secret | Trade | PAT | PAT312 | Community Solar Garden | Solar*Rewards Community | Trade Secret | 2024
20252-215912-02 | Xcel Energy | 85 | 13781 | IOU | 03878843 | 1000 | Solar |  |  | Withdrawn | Trade Secret | Trade | HOW | HOW061 | Community Solar Garden | Solar*Rewards Community | Trade Secret | 2021
20252-215912-02 | Xcel Energy | 85 | 13781 | IOU | 03878934 | 7.2 | Solar |  |  | Interconnected | Trade Secret | Trade | DPN | DPN061 | Residential | Solar*Rewards | Trade Secret | 2020 | 2020
20252-215912-02 | Xcel Energy | 85 | 13781 | IOU | 03879658 | 4.886 | Solar |  |  | Interconnected | Trade Secret | Trade | SOU | SOU087 | Residential | Solar*Rewards | Trade Secret | 2020 | 2020
20252-215912-02 | Xcel Energy | 85 | 13781 | IOU | 03879699 | 7.25 | Solar |  |  | Interconnected | Trade Secret | Trade | LLK | LLK061 | Residential | Solar*Rewards | Trade Secret | 2020 | 2020
20252-215912-02 | Xcel Energy | 85 | 13781 | IOU | 03880022 | 43.2 | Solar |  |  | Interconnected | Trade Secret | Trade | WWK | WWK311 | Commercial | Solar*Rewards | Trade Secret | 2020 | 2021
20252-215912-02 | Xcel Energy | 85 | 13781 | IOU | 03880070 | 9.994 | Solar |  |  | Interconnected | Trade Secret | Trade | GSL | GSL341 | Residential | Solar*Rewards | Trade Secret | 2020 | 2020
20252-215912-02 | Xcel Energy | 85 | 13781 | IOU | 03881075 | 3.747 | Solar |  |  | Interconnected | Trade Secret | Trade | TWL | TWL075 | Residential | Solar*Rewards | Trade Secret | 2020 | 2020
20252-215912-02 | Xcel Energy | 85 | 13781 | IOU | 03881131 | 6 | Solar |  |  | Active Application | Trade Secret | Trade | SED | SED061 | Residential | Solar*Rewards | Trade Secret | 2020
20252-215912-02 | Xcel Energy | 85 | 13781 | IOU | 03881226 | 42.35 | Solar |  |  | Interconnected | Trade Secret | Trade | SOU | SOU087 | Commercial |  | Trade Secret | 2020 | 2021
20252-215912-02 | Xcel Energy | 85 | 13781 | IOU | 03881240 | 19.988 | Solar |  |  | Interconnected | Trade Secret | Trade | HWW | HWW073 | Commercial | Solar*Rewards | Trade Secret | 2020 | 2020
20252-215912-02 | Xcel Energy | 85 | 13781 | IOU | 03881254 | 7.616 | Solar |  |  | Active Application | Trade Secret | Trade | CHI | CHI311 | Residential | Solar*Rewards | Trade Secret | 2020
20252-215912-02 | Xcel Energy | 85 | 13781 | IOU | 03881294 | 6.96 | Solar |  |  | Interconnected | Trade Secret | Trade | TER | TER071 | Residential | Solar*Rewards | Trade Secret | 2020 | 2020
20252-215912-02 | Xcel Energy | 85 | 13781 | IOU | 03881399 | 67.47 | Solar |  |  | Interconnected | Trade Secret | Trade | MST | MST075 | Commercial |  | Trade Secret | 2020 | 2024
20252-215912-02 | Xcel Energy | 85 | 13781 | IOU | 03881581 | 6 | Solar |  |  | Interconnected | Trade Secret | Trade | RAM | RAM073 | Residential | Solar*Rewards | Trade Secret | 2020 | 2020
20252-215912-02 | Xcel Energy | 85 | 13781 | IOU | 03885846 | 17.61 | Solar |  |  | Interconnected | Trade Secret | Trade | NER | NER021 | Residential | Solar*Rewards | Trade Secret | 2020 | 2021
20252-215912-02 | Xcel Energy | 85 | 13781 | IOU | 03885989 | 7.616 | Solar |  |  | Interconnected | Trade Secret | Trade | MOL | MOL073 | Residential | Solar*Rewards | Trade Secret | 2020 | 2020
20252-215912-02 | Xcel Energy | 85 | 13781 | IOU | 03886066 | 11.39 | Solar |  |  | Interconnected | Trade Secret | Trade | MTW | MTW021 | Residential | Solar*Rewards | Trade Secret | 2020 | 2021
20252-215912-02 | Xcel Energy | 85 | 13781 | IOU | 03886567 | 9.994 | Solar |  |  | Interconnected | Trade Secret | Trade | FSL | FSL311 | Residential | Solar*Rewards | Trade Secret | 2020 | 2021
20252-215912-02 | Xcel Energy | 85 | 13781 | IOU | 03886651 | 4.56 | Solar |  |  | Interconnected | Trade Secret | Trade | GAY | GAY002 | Residential | Solar*Rewards | Trade Secret | 2020 | 2020
20252-215912-02 | Xcel Energy | 85 | 13781 | IOU | 03886717 | 7.616 | Solar |  |  | Interconnected | Trade Secret | Trade | WCR | WCR322 | Residential | Solar*Rewards | Trade Secret | 2020 | 2020
20252-215912-02 | Xcel Energy | 85 | 13781 | IOU | 03886761 | 3.747 | Solar |  |  | Active Application | Trade Secret | Trade | RIV | RIV073 | Residential | Solar*Rewards | Trade Secret | 2020
20252-215912-02 | Xcel Energy | 85 | 13781 | IOU | 03887861 | 4.188 | Solar |  |  | Interconnected | Trade Secret | Trade | RAM | RAM064 | Residential | Solar*Rewards | Trade Secret | 2020 | 2020
20252-215912-02 | Xcel Energy | 85 | 13781 | IOU | 03891170 | 9.994 | Solar |  |  | Interconnected | Trade Secret | Trade | SOU | SOU064 | Commercial | Solar*Rewards | Trade Secret | 2020 | 2020
20252-215912-02 | Xcel Energy | 85 | 13781 | IOU | 03891884 | 13.05 | Solar |  |  | Interconnected | Trade Secret | Trade | EDA | EDA073 | Residential | Solar*Rewards | Trade Secret | 2020 | 2020
20252-215912-02 | Xcel Energy | 85 | 13781 | IOU | 03891988 | 10.47 | Solar |  |  | Interconnected | Trade Secret | Trade | ESW | ESW081 | Residential | Solar*Rewards | Trade Secret | 2020 | 2020
20252-215912-02 | Xcel Energy | 85 | 13781 | IOU | 03892028 | 9.994 | Solar |  |  | Interconnected | Trade Secret | Trade | BYT | BYT061 | Residential | Solar*Rewards | Trade Secret | 2020 | 2020
20252-215912-02 | Xcel Energy | 85 | 13781 | IOU | 03892141 | 3.747 | Solar |  |  | Interconnected | Trade Secret | Trade | TWL | TWL067 | Residential | Solar*Rewards | Trade Secret | 2020 | 2021
20252-215912-02 | Xcel Energy | 85 | 13781 | IOU | 03892674 | 23.51 | Solar |  |  | Interconnected | Trade Secret | Trade | UPP | UPP085 | Commercial | Solar*Rewards | Trade Secret | 2021 | 2021
20252-215912-02 | Xcel Energy | 85 | 13781 | IOU | 03892742 | 6 | Solar |  |  | Active Application | Trade Secret | Trade | LAP | LAP311 | Commercial | Solar*Rewards | Trade Secret | 2020
20252-215912-02 | Xcel Energy | 85 | 13781 | IOU | 03893953 | 1000 | Solar |  |  | Interconnected | Mankato | Trade | ESW | ESW073 | Community Solar Garden | Solar*Rewards Community | Trade Secret | 2021 | 2022
20252-215912-02 | Xcel Energy | 85 | 13781 | IOU | 03894018 | 7.54 | Solar |  |  | Interconnected | Trade Secret | Trade | IDA | IDA063 | Residential | Solar*Rewards | Trade Secret | 2020 | 2020
20252-215912-02 | Xcel Energy | 85 | 13781 | IOU | 03894255 | 6.96 | Solar |  |  | Interconnected | Trade Secret | Trade | PKL | PKL085 | Residential | Solar*Rewards | Trade Secret | 2020 | 2020
20252-215912-02 | Xcel Energy | 85 | 13781 | IOU | 03894269 | 99 | Solar |  |  | Active Application | Trade Secret | Trade | SOU | SOU086 | Commercial |  | Trade Secret | 2020
20252-215912-02 | Xcel Energy | 85 | 13781 | IOU | 03894314 | 200 | Solar |  |  | Active Application | Trade Secret | Trade | GLK | GLK073 | Commercial |  | Trade Secret | 2020
20252-215912-02 | Xcel Energy | 85 | 13781 | IOU | 03894672 |  | Solar |  |  | Active Application | Trade Secret | Trade | SOU | SOU081 | Residential | Solar*Rewards | Trade Secret | 2020
20252-215912-02 | Xcel Energy | 85 | 13781 | IOU | 03894684 | 5.52 | Solar |  |  | Interconnected | Trade Secret | Trade | WAV | WAV021 | Residential | Solar*Rewards | Trade Secret | 2020 | 2020
20252-215912-02 | Xcel Energy | 85 | 13781 | IOU | 03894730 | 15.37 | Solar |  |  | Interconnected | Trade Secret | Trade | AHI | AHI025 | Residential | Solar*Rewards | Trade Secret | 2020 | 2020
20252-215912-02 | Xcel Energy | 85 | 13781 | IOU | 03894785 |  | Solar |  |  | Active Application | Trade Secret | Trade |  |  | Residential | Solar*Rewards | Trade Secret | 2020
20252-215912-02 | Xcel Energy | 85 | 13781 | IOU | 03895300 | 39.98 | Solar |  |  | Interconnected | Trade Secret | Trade | DPN | DPN063 | Commercial |  | Trade Secret | 2020 | 2022
20252-215912-02 | Xcel Energy | 85 | 13781 | IOU | 03895405 | 999 | Solar |  |  | Interconnected | Goodhue | Trade | WEL | WEL021 | Community Solar Garden | Solar*Rewards Community | Trade Secret | 2022 | 2023
20252-215912-02 | Xcel Energy | 85 | 13781 | IOU | 03895457 | 6 | Solar |  |  | Interconnected | Trade Secret | Trade | WYO | WYO022 | Residential | Solar*Rewards | Trade Secret | 2020 | 2020
20252-215912-02 | Xcel Energy | 85 | 13781 | IOU | 03895472 | 8.12 | Solar |  |  | Interconnected | Trade Secret | Trade | MEL | MEL073 | Residential | Solar*Rewards | Trade Secret | 2020 | 2020
20252-215912-02 | Xcel Energy | 85 | 13781 | IOU | 03896447 | 6 | Solar |  |  | Active Application | Trade Secret | Trade | HSN | HSN321 | Commercial | Solar*Rewards | Trade Secret | 2020
20252-215912-02 | Xcel Energy | 85 | 13781 | IOU | 03896564 | 5 | Storage |  |  | Interconnected | Trade Secret | Trade | SCL | SCL322 | Residential |  | Trade Secret | 2020 | 2020
20252-215912-02 | Xcel Energy | 85 | 13781 | IOU | 03897270 |  | Solar |  |  | Active Application | Trade Secret | Trade | FRM | FRM062 | Residential | Solar*Rewards | Trade Secret | 2020
20252-215912-02 | Xcel Energy | 85 | 13781 | IOU | 03897384 | 3.747 | Solar |  |  | Interconnected | Trade Secret | Trade | PBE | PBE061 | Residential | Solar*Rewards | Trade Secret | 2020 | 2021
20252-215912-02 | Xcel Energy | 85 | 13781 | IOU | 03897439 | 5 | Solar |  |  | Interconnected | Trade Secret | Trade | MDT | MDT062 | Residential | Solar*Rewards | Trade Secret | 2020 | 2020
20252-215912-02 | Xcel Energy | 85 | 13781 | IOU | 03897856 | 7.616 | Solar |  |  | Interconnected | Trade Secret | Trade | HSN | HSN322 | Residential | Solar*Rewards | Trade Secret | 2020 | 2021
20252-215912-02 | Xcel Energy | 85 | 13781 | IOU | 03897946 | 5 | Solar |  |  | Interconnected | Trade Secret | Trade | NOF | NOF071 | Residential | Solar*Rewards | Trade Secret | 2020 | 2021
20252-215912-02 | Xcel Energy | 85 | 13781 | IOU | 03897953 | 39.06 | Solar |  |  | Active Application | Trade Secret | Trade | WIN | WIN034 | Commercial | Solar*Rewards | Trade Secret | 2020
20252-215912-02 | Xcel Energy | 85 | 13781 | IOU | 03898292 | 7.54 | Solar |  |  | Interconnected | Trade Secret | Trade | GNL | GNL071 | Residential | Solar*Rewards | Trade Secret | 2020 | 2020
20252-215912-02 | Xcel Energy | 85 | 13781 | IOU | 03900087 | 1000 | Solar |  |  | Interconnected | Rockville | Trade | SAK | SAK312 | Community Solar Garden | Solar*Rewards Community | Trade Secret | 2021 | 2023
20252-215912-02 | Xcel Energy | 85 | 13781 | IOU | 03900632 | 9.994 | Solar |  |  | Interconnected | Trade Secret | Trade | WIL | WIL073 | Residential | Solar*Rewards | Trade Secret | 2020 | 2020
20252-215912-02 | Xcel Energy | 85 | 13781 | IOU | 03900635 | 6 | Solar |  |  | Interconnected | Trade Secret | Trade | LEX | LEX075 | Residential | Solar*Rewards | Trade Secret | 2020 | 2020
20252-215912-02 | Xcel Energy | 85 | 13781 | IOU | 03900716 | 5 | Solar |  |  | Interconnected | Trade Secret | Trade | LEX | LEX332 | Residential | Solar*Rewards | Trade Secret | 2020 | 2020
20252-215912-02 | Xcel Energy | 85 | 13781 | IOU | 03900823 | 2.16 | Solar |  |  | Interconnected | Trade Secret | Trade | UPP | UPP082 | Residential | Solar*Rewards | Trade Secret | 2020 | 2020
20252-215912-02 | Xcel Energy | 85 | 13781 | IOU | 03900846 | 1000 | Solar |  |  | Withdrawn | Trade Secret | Trade | SRD | SRD211 | Community Solar Garden | Solar*Rewards Community | Trade Secret | 2020
20252-215912-02 | Xcel Energy | 85 | 13781 | IOU | 03901314 | 6 | Solar |  |  | Active Application | Trade Secret | Trade | MYN | MYN021 | Residential | Solar*Rewards | Trade Secret | 2020
20252-215912-02 | Xcel Energy | 85 | 13781 | IOU | 03901337 | 1000 | Solar |  |  | Active Application | Trade Secret | Trade | COK | COK061 | Community Solar Garden | Solar*Rewards Community | Trade Secret | 2023
20252-215912-02 | Xcel Energy | 85 | 13781 | IOU | 03901366 | 6 | Solar |  |  | Interconnected | Trade Secret | Trade | DBL | DBL068 | Residential | Solar*Rewards | Trade Secret | 2020 | 2020
20252-215912-02 | Xcel Energy | 85 | 13781 | IOU | 03901709 | 5.584 | Solar |  |  | Interconnected | Trade Secret | Trade | RAM | RAM064 | Residential | Solar*Rewards | Trade Secret | 2020 | 2020
20252-215912-02 | Xcel Energy | 85 | 13781 | IOU | 03901863 | 9.28 | Solar |  |  | Active Application | Trade Secret | Trade | CHI | CHI311 | Residential | Solar*Rewards | Trade Secret | 2020
20252-215912-02 | Xcel Energy | 85 | 13781 | IOU | 03902319 | 6.24 | Solar |  |  | Interconnected | Trade Secret | Trade | TWL | TWL078 | Residential | Solar*Rewards | Trade Secret | 2020 | 2021
20252-215912-02 | Xcel Energy | 85 | 13781 | IOU | 03902321 | 5.28 | Solar |  |  | Interconnected | Trade Secret | Trade | CEL | CEL064 | Residential | Solar*Rewards | Trade Secret | 2020 | 2020
20252-215912-02 | Xcel Energy | 85 | 13781 | IOU | 03902908 | 7.25 | Solar |  |  | Withdrawn | Trade Secret | Trade | WWK | WWK311 | Residential | Solar*Rewards | Trade Secret | 2020
20252-215912-02 | Xcel Energy | 85 | 13781 | IOU | 03902923 | 5 | Solar |  |  | Interconnected | Trade Secret | Trade | EBL | EBL084 | Residential | Solar*Rewards | Trade Secret | 2020 | 2020
20252-215912-02 | Xcel Energy | 85 | 13781 | IOU | 03902992 |  | Solar |  |  | Active Application | Trade Secret | Trade |  |  | Residential | Solar*Rewards | Trade Secret | 2020
20252-215912-02 | Xcel Energy | 85 | 13781 | IOU | 03903063 | 11.89 | Solar |  |  | Interconnected | Trade Secret | Trade | HUG | HUG312 | Residential | Solar*Rewards | Trade Secret | 2020 | 2020
20252-215912-02 | Xcel Energy | 85 | 13781 | IOU | 03903690 | 7.616 | Solar |  |  | Interconnected | Trade Secret | Trade | SLP | SLP084 | Residential | Solar*Rewards | Trade Secret | 2020 | 2020
20252-215912-02 | Xcel Energy | 85 | 13781 | IOU | 03904233 | 5.52 | Solar |  |  | Interconnected | Trade Secret | Trade | MEL | MEL072 | Residential | Solar*Rewards | Trade Secret | 2020 | 2020
20252-215912-02 | Xcel Energy | 85 | 13781 | IOU | 03904948 | 3.747 | Solar |  |  | Interconnected | Trade Secret | Trade | UPP | UPP063 | Residential | Solar*Rewards | Trade Secret | 2020 | 2021
20252-215912-02 | Xcel Energy | 85 | 13781 | IOU | 03905041 | 7.616 | Solar |  | X | Active Application | Trade Secret | Trade | CHI | CHI311 | Residential | Solar*Rewards | Trade Secret | 2020
20252-215912-02 | Xcel Energy | 85 | 13781 | IOU | 03905052 | 6.67 | Solar |  |  | Interconnected | Trade Secret | Trade | SHP | SHP072 | Residential | Solar*Rewards | Trade Secret | 2020 | 2020
20252-215912-02 | Xcel Energy | 85 | 13781 | IOU | 03905098 | 5 | Solar |  |  | Interconnected | Trade Secret | Trade | MEL | MEL073 | Residential | Solar*Rewards | Trade Secret | 2020 | 2021
20252-215912-02 | Xcel Energy | 85 | 13781 | IOU | 03905204 | 3.747 | Solar |  |  | Active Application | Trade Secret | Trade | APA | APA075 | Residential | Solar*Rewards | Trade Secret | 2020
20252-215912-02 | Xcel Energy | 85 | 13781 | IOU | 03905257 | 7.616 | Solar |  |  | Active Application | Trade Secret | Trade | OAD | OAD071 | Residential | Solar*Rewards | Trade Secret | 2020
20252-215912-02 | Xcel Energy | 85 | 13781 | IOU | 03905335 | 7.616 | Solar |  |  | Interconnected | Trade Secret | Trade | WES | WES074 | Residential | Solar*Rewards | Trade Secret | 2020 | 2021
20252-215912-02 | Xcel Energy | 85 | 13781 | IOU | 03905405 | 3.77 | Solar |  |  | Interconnected | Trade Secret | Trade | MPK | MPK082 | Residential | Solar*Rewards | Trade Secret | 2020 | 2020
20252-215912-02 | Xcel Energy | 85 | 13781 | IOU | 03905421 |  | Solar |  |  | Active Application | Trade Secret | Trade |  |  | Residential | Solar*Rewards | Trade Secret | 2020
20252-215912-02 | Xcel Energy | 85 | 13781 | IOU | 03905689 | 5.8 | Solar |  |  | Interconnected | Trade Secret | Trade | SLP | SLP084 | Residential | Solar*Rewards | Trade Secret | 2020 | 2020
20252-215912-02 | Xcel Energy | 85 | 13781 | IOU | 03905786 | 5 | Solar |  |  | Active Application | Trade Secret | Trade | UPP | UPP084 | Residential | Solar*Rewards | Trade Secret | 2020
20252-215912-02 | Xcel Energy | 85 | 13781 | IOU | 03905967 | 4.64 | Solar |  |  | Interconnected | Trade Secret | Trade | HUG | HUG321 | Residential | Solar*Rewards | Trade Secret | 2020 | 2021
20252-215912-02 | Xcel Energy | 85 | 13781 | IOU | 03907074 | 5 | Solar |  |  | Interconnected | Trade Secret | Trade | SOU | SOU088 | Residential | Solar*Rewards | Trade Secret | 2020 | 2021
20252-215912-02 | Xcel Energy | 85 | 13781 | IOU | 03907375 | 8.88 | Solar |  |  | Interconnected | Trade Secret | Trade | WCR | WCR063 | Residential | Solar*Rewards | Trade Secret | 2020 | 2021
20252-215912-02 | Xcel Energy | 85 | 13781 | IOU | 03907639 | 3.747 | Solar |  |  | Active Application | Trade Secret | Trade | MDT | MDT071 | Residential | Solar*Rewards | Trade Secret | 2020
20252-215912-02 | Xcel Energy | 85 | 13781 | IOU | 03907782 | 13.34 | Solar |  |  | Interconnected | Trade Secret | Trade | CGR | CGR071 | Residential | Solar*Rewards | Trade Secret | 2020 | 2020
20252-215912-02 | Xcel Energy | 85 | 13781 | IOU | 03907884 | 6.98 | Solar |  |  | Active Application | Trade Secret | Trade | LEX | LEX074 | Residential | Solar*Rewards | Trade Secret | 2020
20252-215912-02 | Xcel Energy | 85 | 13781 | IOU | 03908008 | 10.44 | Solar |  |  | Interconnected | Trade Secret | Trade | NOF | NOF061 | Residential | Solar*Rewards | Trade Secret | 2020 | 2021
20252-215912-02 | Xcel Energy | 85 | 13781 | IOU | 03908473 | 5.584 | Solar |  |  | Interconnected | Trade Secret | Trade | OAD | OAD063 | Residential | Solar*Rewards | Trade Secret | 2020 | 2020
20252-215912-02 | Xcel Energy | 85 | 13781 | IOU | 03908710 |  | Solar |  |  | Active Application | Trade Secret | Trade | HWW | HWW074 | Residential | Solar*Rewards | Trade Secret | 2020
20252-215912-02 | Xcel Energy | 85 | 13781 | IOU | 03908987 | 6 | Solar |  |  | Active Application | Trade Secret | Trade | HSN | HSN311 | Commercial | Solar*Rewards | Trade Secret | 2020
20252-215912-02 | Xcel Energy | 85 | 13781 | IOU | 03909060 |  | Solar |  |  | Active Application | Trade Secret | Trade |  |  | Residential | Solar*Rewards | Trade Secret | 2020
20252-215912-02 | Xcel Energy | 85 | 13781 | IOU | 03909645 | 4.886 | Solar |  |  | Interconnected | Trade Secret | Trade | TER | TER062 | Residential | Solar*Rewards | Trade Secret | 2020 | 2020
20252-215912-02 | Xcel Energy | 85 | 13781 | IOU | 03909650 |  | Solar |  |  | Active Application | Trade Secret | Trade |  |  | Residential | Solar*Rewards | Trade Secret | 2020
20252-215912-02 | Xcel Energy | 85 | 13781 | IOU | 03909689 | 7.616 | Solar |  |  | Interconnected | Trade Secret | Trade | SOU | SOU079 | Residential | Solar*Rewards | Trade Secret | 2020 | 2020
20252-215912-02 | Xcel Energy | 85 | 13781 | IOU | 03910173 | 9.994 | Solar |  |  | Interconnected | Trade Secret | Trade | MPK | MPK087 | Residential | Solar*Rewards | Trade Secret | 2020 | 2021
20252-215912-02 | Xcel Energy | 85 | 13781 | IOU | 03910338 | 4.93 | Solar |  |  | Interconnected | Trade Secret | Trade | WES | WES074 | Residential | Solar*Rewards | Trade Secret | 2020 | 2020
20252-215912-02 | Xcel Energy | 85 | 13781 | IOU | 03910685 | 6.282 | Solar |  |  | Interconnected | Trade Secret | Trade | OAD | OAD071 | Residential | Solar*Rewards | Trade Secret | 2020 | 2020
20252-215912-02 | Xcel Energy | 85 | 13781 | IOU | 03913148 | 1000 | Solar |  |  | Withdrawn | Trade Secret | Trade | WEF | WEF071 | Community Solar Garden | Solar*Rewards Community | Trade Secret | 2020
20252-215912-02 | Xcel Energy | 85 | 13781 | IOU | 03913227 | 6.38 | Solar |  |  | Interconnected | Trade Secret | Trade | WIL | WIL062 | Residential | Solar*Rewards | Trade Secret | 2020 | 2021
20252-215912-02 | Xcel Energy | 85 | 13781 | IOU | 03913281 | 6 | Solar |  |  | Active Application | Trade Secret | Trade | PAT | PAT312 | Commercial | Solar*Rewards | Trade Secret | 2020
20252-215912-02 | Xcel Energy | 85 | 13781 | IOU | 03913508 |  | Solar |  |  | Active Application | Trade Secret | Trade |  |  | Residential | Solar*Rewards | Trade Secret | 2020
20252-215912-02 | Xcel Energy | 85 | 13781 | IOU | 03913520 | 3.77 | Solar |  |  | Active Application | Trade Secret | Trade | CRL | CRL033 | Residential | Solar*Rewards | Trade Secret | 2020
20252-215912-02 | Xcel Energy | 85 | 13781 | IOU | 03913564 | 7.54 | Solar |  |  | Interconnected | Trade Secret | Trade | WIL | WIL082 | Residential | Solar*Rewards | Trade Secret | 2020 | 2020
20252-215912-02 | Xcel Energy | 85 | 13781 | IOU | 03913689 | 6.96 | Solar |  |  | Interconnected | Trade Secret | Trade | GLK | GLK074 | Residential | Solar*Rewards | Trade Secret | 2020 | 2020
20252-215912-02 | Xcel Energy | 85 | 13781 | IOU | 03913835 | 6 | Solar |  |  | Interconnected | Trade Secret | Trade | ALD | ALD083 | Residential | Solar*Rewards | Trade Secret | 2020 | 2020
20252-215912-02 | Xcel Energy | 85 | 13781 | IOU | 03913883 | 7.616 | Solar |  |  | Interconnected | Trade Secret | Trade | DBL | DBL066 | Residential | Solar*Rewards | Trade Secret | 2020 | 2021
20252-215912-02 | Xcel Energy | 85 | 13781 | IOU | 03913963 | 4.06 | Solar |  |  | Interconnected | Trade Secret | Trade | TER | TER071 | Residential | Solar*Rewards | Trade Secret | 2020 | 2020
20252-215912-02 | Xcel Energy | 85 | 13781 | IOU | 03914078 | 9.994 | Solar |  |  | Interconnected | Trade Secret | Trade | YAM | YAM021 | Residential | Solar*Rewards | Trade Secret | 2020 | 2020
20252-215912-02 | Xcel Energy | 85 | 13781 | IOU | 03914141 | 7.616 | Solar |  |  | Interconnected | Trade Secret | Trade | PRR | PRR062 | Residential | Solar*Rewards | Trade Secret | 2020 | 2021
20252-215912-02 | Xcel Energy | 85 | 13781 | IOU | 03914145 | 6.98 | Solar |  |  | Interconnected | Trade Secret | Trade | GRC | GRC063 | Residential | Solar*Rewards | Trade Secret | 2020 | 2024
20252-215912-02 | Xcel Energy | 85 | 13781 | IOU | 03918507 |  | Solar |  |  | Active Application | Trade Secret | Trade | FAB | FAB063 | Residential | Solar*Rewards | Trade Secret | 2020
20252-215912-02 | Xcel Energy | 85 | 13781 | IOU | 03918696 | 6.05 | Solar |  |  | Interconnected | Trade Secret | Trade | RMT | RMT321 | Residential | Solar*Rewards | Trade Secret | 2020 | 2021
20252-215912-02 | Xcel Energy | 85 | 13781 | IOU | 03918752 | 3.3 | Solar |  |  | Interconnected | Trade Secret | Trade | RMT | RMT321 | Residential | Solar*Rewards | Trade Secret | 2020 | 2020
20252-215912-02 | Xcel Energy | 85 | 13781 | IOU | 03918775 | 7.7 | Solar |  |  | Interconnected | Trade Secret | Trade | PBE | PBE061 | Residential | Solar*Rewards | Trade Secret | 2020 | 2020
20252-215912-02 | Xcel Energy | 85 | 13781 | IOU | 03919247 | 11 | Solar |  |  | Interconnected | Trade Secret | Trade | PBE | PBE061 | Residential | Solar*Rewards | Trade Secret | 2020 | 2020
20252-215912-02 | Xcel Energy | 85 | 13781 | IOU | 03919379 | 9.12 | Solar |  |  | Interconnected | Trade Secret | Trade | GLK | GLK063 | Residential | Solar*Rewards | Trade Secret | 2020 | 2020
20252-215912-02 | Xcel Energy | 85 | 13781 | IOU | 03920257 | 7.7 | Solar |  |  | Interconnected | Trade Secret | Trade | PBE | PBE061 | Residential | Solar*Rewards | Trade Secret | 2020 | 2020
20252-215912-02 | Xcel Energy | 85 | 13781 | IOU | 03920567 | 3.3 | Solar |  |  | Interconnected | Trade Secret | Trade | PBE | PBE061 | Residential | Solar*Rewards | Trade Secret | 2020 | 2020
20252-215912-02 | Xcel Energy | 85 | 13781 | IOU | 03920603 | 3.3 | Solar |  |  | Interconnected | Trade Secret | Trade | PBE | PBE061 | Residential | Solar*Rewards | Trade Secret | 2020 | 2021
20252-215912-02 | Xcel Energy | 85 | 13781 | IOU | 03920629 | 6.05 | Solar |  |  | Active Application | Trade Secret | Trade | LIN | LIN031 | Residential | Solar*Rewards | Trade Secret | 2020
20252-215912-02 | Xcel Energy | 85 | 13781 | IOU | 03920674 | 9.9 | Solar |  |  | Active Application | Trade Secret | Trade | PBE | PBE061 | Residential | Solar*Rewards | Trade Secret | 2020
20252-215912-02 | Xcel Energy | 85 | 13781 | IOU | 03920724 |  | Solar |  |  | Active Application | Trade Secret | Trade |  |  | Residential | Solar*Rewards | Trade Secret | 2020
20252-215912-02 | Xcel Energy | 85 | 13781 | IOU | 03921020 | 6.05 | Solar |  |  | Interconnected | Trade Secret | Trade | PBE | PBE061 | Residential | Solar*Rewards | Trade Secret | 2020 | 2020
20252-215912-02 | Xcel Energy | 85 | 13781 | IOU | 03921051 | 4.95 | Solar |  |  | Interconnected | Trade Secret | Trade | WSG | WSG362 | Residential | Solar*Rewards | Trade Secret | 2020 | 2021
20252-215912-02 | Xcel Energy | 85 | 13781 | IOU | 03921914 | 6.98 | Solar |  |  | Interconnected | Trade Secret | Trade | TER | TER062 | Residential | Solar*Rewards | Trade Secret | 2020 | 2020
20252-215912-02 | Xcel Energy | 85 | 13781 | IOU | 03923314 | 4.188 | Solar |  |  | Interconnected | Trade Secret | Trade | BLC | BLC062 | Residential | Solar*Rewards | Trade Secret | 2020 | 2020
20252-215912-02 | Xcel Energy | 85 | 13781 | IOU | 03923383 | 7.616 | Solar |  |  | Interconnected | Trade Secret | Trade | WCR | WCR322 | Residential | Solar*Rewards | Trade Secret | 2020 | 2020
20252-215912-02 | Xcel Energy | 85 | 13781 | IOU | 03923471 | 8.027 | Solar |  |  | Interconnected | Trade Secret | Trade | SOU | SOU072 | Residential | Solar*Rewards | Trade Secret | 2020 | 2021
20252-215912-02 | Xcel Energy | 85 | 13781 | IOU | 03924856 | 5 | Solar |  |  | Active Application | Trade Secret | Trade | APA | APA064 | Residential | Solar*Rewards | Trade Secret | 2020
20252-215912-02 | Xcel Energy | 85 | 13781 | IOU | 03925272 | 5.985 | Solar |  |  | Interconnected | Trade Secret | Trade | SAV | SAV069 | Residential | Solar*Rewards | Trade Secret | 2020 | 2023
20252-215912-02 | Xcel Energy | 85 | 13781 | IOU | 03928597 | 9.423 | Solar |  |  | Interconnected | Trade Secret | Trade | MEL | MEL072 | Residential | Solar*Rewards | Trade Secret | 2020 | 2020
20252-215912-02 | Xcel Energy | 85 | 13781 | IOU | 03928643 | 4.188 | Solar |  |  | Interconnected | Trade Secret | Trade | WSG | WSG061 | Residential | Solar*Rewards | Trade Secret | 2020 | 2020
20252-215912-02 | Xcel Energy | 85 | 13781 | IOU | 03929440 | 4.188 | Solar |  |  | Interconnected | Trade Secret | Trade | STY | STY062 | Residential | Solar*Rewards | Trade Secret | 2020 | 2020
20252-215912-02 | Xcel Energy | 85 | 13781 | IOU | 03929473 | 6.09 | Solar |  |  | Interconnected | Trade Secret | Trade | IDA | IDA063 | Residential | Solar*Rewards | Trade Secret | 2020 | 2020
20252-215912-02 | Xcel Energy | 85 | 13781 | IOU | 03929534 | 4.06 | Solar |  |  | Interconnected | Trade Secret | Trade | SLP | SLP082 | Residential | Solar*Rewards | Trade Secret | 2020 | 2021
20252-215912-02 | Xcel Energy | 85 | 13781 | IOU | 03929746 | 3.69 | Solar |  |  | Interconnected | Trade Secret | Trade | IDA | IDA064 | Residential |  | Trade Secret | 2020 | 2021
20252-215912-02 | Xcel Energy | 85 | 13781 | IOU | 03929877 | 8.7 | Solar |  |  | Interconnected | Trade Secret | Trade | BCH | BCH311 | Residential | Solar*Rewards | Trade Secret | 2020 | 2020
20252-215912-02 | Xcel Energy | 85 | 13781 | IOU | 03930062 | 11.39 | Solar |  |  | Interconnected | Trade Secret | Trade | OPK | OPK077 | Residential | Solar*Rewards | Trade Secret | 2020 | 2021
20252-215912-02 | Xcel Energy | 85 | 13781 | IOU | 03930103 | 5 | Solar |  |  | Interconnected | Trade Secret | Trade | WCS | WCS071 | Residential | Solar*Rewards | Trade Secret | 2020 | 2020
20252-215912-02 | Xcel Energy | 85 | 13781 | IOU | 03930205 | 39.998 | Solar |  |  | Interconnected | Trade Secret | Trade | ALD | ALD092 | Commercial | Solar*Rewards | Trade Secret | 2020 | 2021
20252-215912-02 | Xcel Energy | 85 | 13781 | IOU | 03930355 | 200 | Solar |  |  | Interconnected | Trade Secret | Trade | TER | TER066 | Commercial |  | Trade Secret | 2020 | 2021
20252-215912-02 | Xcel Energy | 85 | 13781 | IOU | 03930701 | 15.232 | Solar |  |  | Interconnected | Trade Secret | Trade | MND | MND063 | Residential | Solar*Rewards | Trade Secret | 2020 | 2021
20252-215912-02 | Xcel Energy | 85 | 13781 | IOU | 03932026 | 4.93 | Solar |  |  | Interconnected | Trade Secret | Trade | TLK | TLK067 | Residential | Solar*Rewards | Trade Secret | 2020 | 2020
20252-215912-02 | Xcel Energy | 85 | 13781 | IOU | 03932142 | 6.67 | Solar |  |  | Interconnected | Trade Secret | Trade | SLP | SLP092 | Residential | Solar*Rewards | Trade Secret | 2020 | 2020
20252-215912-02 | Xcel Energy | 85 | 13781 | IOU | 03932485 |  | Solar |  |  | Active Application | Trade Secret | Trade |  |  | Residential | Solar*Rewards | Trade Secret | 2020
20252-215912-02 | Xcel Energy | 85 | 13781 | IOU | 03932891 | 6.24 | Solar |  |  | Interconnected | Trade Secret | Trade | RLK | RLK073 | Residential | Solar*Rewards | Trade Secret | 2020 | 2020
20252-215912-02 | Xcel Energy | 85 | 13781 | IOU | 03932909 | 29.7 | Solar |  |  | Interconnected | Trade Secret | Trade | XRD | XRD062 | Commercial |  | Trade Secret | 2020 | 2021
20252-215912-02 | Xcel Energy | 85 | 13781 | IOU | 03933006 | 6.72 | Solar |  |  | Interconnected | Trade Secret | Trade | WES | WES073 | Residential | Solar*Rewards | Trade Secret | 2020 | 2020
20252-215912-02 | Xcel Energy | 85 | 13781 | IOU | 03933219 | 9.994 | Solar |  |  | Interconnected | Trade Secret | Trade | HUG | HUG321 | Residential | Solar*Rewards | Trade Secret | 2020 | 2020
20252-215912-02 | Xcel Energy | 85 | 13781 | IOU | 03933239 | 5 | Solar |  |  | Interconnected | Trade Secret | Trade | DBL | DBL073 | Residential | Solar*Rewards | Trade Secret | 2020 | 2021
20252-215912-02 | Xcel Energy | 85 | 13781 | IOU | 03933393 | 11.39 | Solar |  |  | Interconnected | Trade Secret | Trade | WIL | WIL073 | Residential | Solar*Rewards | Trade Secret | 2020 | 2020
20252-215912-02 | Xcel Energy | 85 | 13781 | IOU | 03937536 | 6.98 | Solar |  |  | Interconnected | Trade Secret | Trade | IDA | IDA071 | Residential | Solar*Rewards | Trade Secret | 2020 | 2020
20252-215912-02 | Xcel Energy | 85 | 13781 | IOU | 03937680 | 3.6 | Solar |  |  | Interconnected | Trade Secret | Trade | STY | STY072 | Residential | Solar*Rewards | Trade Secret | 2020 | 2020
20252-215912-02 | Xcel Energy | 85 | 13781 | IOU | 03937818 | 5 | Solar |  |  | Interconnected | Trade Secret | Trade | SAR | SAR021 | Residential | Solar*Rewards | Trade Secret | 2020 | 2021
20252-215912-02 | Xcel Energy | 85 | 13781 | IOU | 03938317 | 6 | Solar |  |  | Active Application | Trade Secret | Trade | HSN | HSN321 | Commercial | Solar*Rewards | Trade Secret | 2020
20252-215912-02 | Xcel Energy | 85 | 13781 | IOU | 03938417 | 3.747 | Solar |  |  | Active Application | Trade Secret | Trade | CRL | CRL065 | Residential | Solar*Rewards | Trade Secret | 2020
20252-215912-02 | Xcel Energy | 85 | 13781 | IOU | 03938430 | 3.747 | Solar |  |  | Interconnected | Trade Secret | Trade | WCR | WCR061 | Residential | Solar*Rewards | Trade Secret | 2020 | 2020
20252-215912-02 | Xcel Energy | 85 | 13781 | IOU | 03938550 | 7.329 | Solar |  | X | Active Application | Trade Secret | Trade | ALD | ALD084 | Residential | Solar*Rewards | Trade Secret | 2020
20252-215912-02 | Xcel Energy | 85 | 13781 | IOU | 03938774 | 5.76 | Solar |  |  | Withdrawn | Trade Secret | Trade | GRC | GRC063 | Residential | Solar*Rewards | Trade Secret | 2020
20252-215912-02 | Xcel Energy | 85 | 13781 | IOU | 03939021 | 1000 | Solar |  |  | Withdrawn | Trade Secret | Trade | WTN | WTN062 | Community Solar Garden | Solar*Rewards Community | Trade Secret | 2022
20252-215912-02 | Xcel Energy | 85 | 13781 | IOU | 03941721 | 10.47 | Solar |  |  | Interconnected | Trade Secret | Trade | LOW | LOW021 | Residential | Solar*Rewards | Trade Secret | 2020 | 2021
20252-215912-02 | Xcel Energy | 85 | 13781 | IOU | 03942337 | 7.616 | Solar |  |  | Active Application | Trade Secret | Trade | TLK | TLK061 | Residential | Solar*Rewards | Trade Secret | 2020
20252-215912-02 | Xcel Energy | 85 | 13781 | IOU | 03942363 | 8.41 | Solar |  |  | Interconnected | Trade Secret | Trade | VMR | VMR062 | Residential | Solar*Rewards | Trade Secret | 2020 | 2020
20252-215912-02 | Xcel Energy | 85 | 13781 | IOU | 03942597 | 5 | Solar |  |  | Active Application | Trade Secret | Trade | IDA | IDA072 | Residential | Solar*Rewards | Trade Secret | 2020
20252-215912-02 | Xcel Energy | 85 | 13781 | IOU | 03942612 | 7.616 | Solar |  |  | Interconnected | Trade Secret | Trade | WCR | WCR322 | Residential | Solar*Rewards | Trade Secret | 2020 | 2020
20252-215912-02 | Xcel Energy | 85 | 13781 | IOU | 03942736 | 8.41 | Solar |  |  | Interconnected | Trade Secret | Trade | ALD | ALD088 | Residential | Solar*Rewards | Trade Secret | 2020 | 2020
20252-215912-02 | Xcel Energy | 85 | 13781 | IOU | 03942748 | 9.772 | Solar |  |  | Interconnected | Trade Secret | Trade | LEX | LEX074 | Residential | Solar*Rewards | Trade Secret | 2020 | 2020
20252-215912-02 | Xcel Energy | 85 | 13781 | IOU | 03943002 | 5.584 | Solar |  |  | Interconnected | Trade Secret | Trade | APA | APA065 | Residential | Solar*Rewards | Trade Secret | 2020 | 2020
20252-215912-02 | Xcel Energy | 85 | 13781 | IOU | 03943010 | 5.51 | Solar |  |  | Interconnected | Trade Secret | Trade | DBL | DBL068 | Residential | Solar*Rewards | Trade Secret | 2020 | 2020
20252-215912-02 | Xcel Energy | 85 | 13781 | IOU | 03943013 | 6.09 | Solar |  |  | Interconnected | Trade Secret | Trade | WDY | WDY311 | Residential | Solar*Rewards | Trade Secret | 2020 | 2020
20252-215912-02 | Xcel Energy | 85 | 13781 | IOU | 03943018 | 4.06 | Solar |  |  | Interconnected | Trade Secret | Trade | MPK | MPK087 | Residential | Solar*Rewards | Trade Secret | 2020 | 2020
20252-215912-02 | Xcel Energy | 85 | 13781 | IOU | 03943023 | 2.16 | Solar |  |  | Interconnected | Trade Secret | Trade | SHP | SHP072 | Residential | Solar*Rewards | Trade Secret | 2020 | 2020
20252-215912-02 | Xcel Energy | 85 | 13781 | IOU | 03946151 | 7.25 | Solar |  |  | Interconnected | Trade Secret | Trade | CGR | CGR063 | Residential | Solar*Rewards | Trade Secret | 2020 | 2021
20252-215912-02 | Xcel Energy | 85 | 13781 | IOU | 03946269 | 4.886 | Solar |  |  | Interconnected | Trade Secret | Trade | SOU | SOU081 | Residential | Solar*Rewards | Trade Secret | 2020 | 2020
20252-215912-02 | Xcel Energy | 85 | 13781 | IOU | 03946452 | 4.64 | Solar |  |  | Interconnected | Trade Secret | Trade | WDY | WDY312 | Residential | Solar*Rewards | Trade Secret | 2020 | 2020
20252-215912-02 | Xcel Energy | 85 | 13781 | IOU | 03946470 | 4.886 | Solar |  |  | Interconnected | Trade Secret | Trade | PKL | PKL075 | Residential | Solar*Rewards | Trade Secret | 2020 | 2020
20252-215912-02 | Xcel Energy | 85 | 13781 | IOU | 03946556 | 6 | Solar |  |  | Interconnected | Trade Secret | Trade | AFT | AFT315 | Residential | Solar*Rewards | Trade Secret | 2020 | 2020
20252-215912-02 | Xcel Energy | 85 | 13781 | IOU | 03946721 | 8.7 | Solar |  | X | Interconnected | Trade Secret | Trade | MND | MND062 | Residential | Solar*Rewards | Trade Secret | 2020 | 2021
20252-215912-02 | Xcel Energy | 85 | 13781 | IOU | 03946769 | 8.376 | Solar |  |  | Interconnected | Trade Secret | Trade | WEB | WEB021 | Residential | Solar*Rewards | Trade Secret | 2020 | 2021
20252-215912-02 | Xcel Energy | 85 | 13781 | IOU | 03946771 | 6.72 | Solar |  |  | Interconnected | Trade Secret | Trade | LLK | LLK061 | Residential | Solar*Rewards | Trade Secret | 2020 | 2020
20252-215912-02 | Xcel Energy | 85 | 13781 | IOU | 03946854 | 3.84 | Solar |  |  | Active Application | Trade Secret | Trade | WDY | WDY311 | Residential | Solar*Rewards | Trade Secret | 2020
20252-215912-02 | Xcel Energy | 85 | 13781 | IOU | 03946983 | 4.188 | Solar |  |  | Interconnected | Trade Secret | Trade | SOU | SOU069 | Residential | Solar*Rewards | Trade Secret | 2020 | 2020
20252-215912-02 | Xcel Energy | 85 | 13781 | IOU | 03947317 | 12.47 | Solar |  |  | Interconnected | Trade Secret | Trade | WCR | WCR063 | Residential | Solar*Rewards | Trade Secret | 2020 | 2020
20252-215912-02 | Xcel Energy | 85 | 13781 | IOU | 03947424 | 10.44 | Solar |  |  | Interconnected | Trade Secret | Trade | ECK | ECK341 | Residential | Solar*Rewards | Trade Secret | 2020 | 2020
20252-215912-02 | Xcel Energy | 85 | 13781 | IOU | 03947559 | 9.994 | Solar |  | X | Interconnected | Trade Secret | Trade | RPO | RPO311 | Residential | Solar*Rewards | Trade Secret | 2020 | 2021
20252-215912-02 | Xcel Energy | 85 | 13781 | IOU | 03947573 | 8.12 | Solar |  |  | Interconnected | Trade Secret | Trade | LLK | LLK071 | Residential | Solar*Rewards | Trade Secret | 2020 | 2020
20252-215912-02 | Xcel Energy | 85 | 13781 | IOU | 03947659 | 4.35 | Solar |  |  | Interconnected | Trade Secret | Trade | MPK | MPK068 | Residential | Solar*Rewards | Trade Secret | 2020 | 2020
20252-215912-02 | Xcel Energy | 85 | 13781 | IOU | 03947681 | 7.2 | Solar |  |  | Interconnected | Trade Secret | Trade | LLK | LLK071 | Residential | Solar*Rewards | Trade Secret | 2020 | 2020
20252-215912-02 | Xcel Energy | 85 | 13781 | IOU | 03947753 | 3.6 | Solar |  |  | Interconnected | Trade Secret | Trade | TWL | TWL066 | Residential | Solar*Rewards | Trade Secret | 2020 | 2020
20252-215912-02 | Xcel Energy | 85 | 13781 | IOU | 03947942 | 3.12 | Solar |  |  | Interconnected | Trade Secret | Trade | SHP | SHP072 | Residential | Solar*Rewards | Trade Secret | 2020 | 2020
20252-215912-02 | Xcel Energy | 85 | 13781 | IOU | 03947974 | 15.232 | Solar |  |  | Interconnected | Trade Secret | Trade | HUG | HUG312 | Residential | Solar*Rewards | Trade Secret | 2020 | 2020
20252-215912-02 | Xcel Energy | 85 | 13781 | IOU | 03948047 | 6.09 | Solar |  |  | Interconnected | Trade Secret | Trade | EBL | EBL084 | Residential | Solar*Rewards | Trade Secret | 2020 | 2020
20252-215912-02 | Xcel Energy | 85 | 13781 | IOU | 03948052 | 5.76 | Solar |  |  | Interconnected | Trade Secret | Trade | SOU | SOU081 | Residential | Solar*Rewards | Trade Secret | 2020 | 2020
20252-215912-02 | Xcel Energy | 85 | 13781 | IOU | 03948085 | 6.631 | Solar |  |  | Interconnected | Trade Secret | Trade | IDA | IDA064 | Residential | Solar*Rewards | Trade Secret | 2020 | 2021
20252-215912-02 | Xcel Energy | 85 | 13781 | IOU | 03948138 | 4.93 | Solar |  |  | Interconnected | Trade Secret | Trade | MPK | MPK085 | Residential | Solar*Rewards | Trade Secret | 2020 | 2021
20252-215912-02 | Xcel Energy | 85 | 13781 | IOU | 03948210 |  | Solar |  |  | Active Application | Trade Secret | Trade |  |  | Residential | Solar*Rewards | Trade Secret | 2020
20252-215912-02 | Xcel Energy | 85 | 13781 | IOU | 03949047 |  | Solar |  |  | Active Application | Trade Secret | Trade |  |  | Residential | Solar*Rewards | Trade Secret | 2020
20252-215912-02 | Xcel Energy | 85 | 13781 | IOU | 03949122 | 7.329 | Solar |  |  | Active Application | Trade Secret | Trade | HUG | HUG322 | Residential | Solar*Rewards | Trade Secret | 2020
20252-215912-02 | Xcel Energy | 85 | 13781 | IOU | 03949802 | 1.4 | Solar |  |  | Withdrawn | Trade Secret | Trade | HUG | HUG321 | Residential | Solar*Rewards | Trade Secret | 2020
20252-215912-02 | Xcel Energy | 85 | 13781 | IOU | 03949847 | 9.28 | Solar |  |  | Interconnected | Trade Secret | Trade | OAD | OAD061 | Residential | Solar*Rewards | Trade Secret | 2020 | 2023
20252-215912-02 | Xcel Energy | 85 | 13781 | IOU | 03950330 | 3.77 | Solar |  |  | Interconnected | Trade Secret | Trade | SOU | SOU064 | Residential | Solar*Rewards | Trade Secret | 2020 | 2020
20252-215912-02 | Xcel Energy | 85 | 13781 | IOU | 03950688 | 5 | Solar |  |  | Interconnected | Trade Secret | Trade | DPN | DPN071 | Residential | Solar*Rewards | Trade Secret | 2020 | 2021
20252-215912-02 | Xcel Energy | 85 | 13781 | IOU | 03950783 | 13.05 | Solar |  |  | Interconnected | Trade Secret | Trade | WTN | WTN061 | Residential | Solar*Rewards | Trade Secret | 2020 | 2021
20252-215912-02 | Xcel Energy | 85 | 13781 | IOU | 03951052 | 6.96 | Solar |  |  | Interconnected | Trade Secret | Trade | BCR | BCR061 | Residential | Solar*Rewards | Trade Secret | 2020 | 2020
20252-215912-02 | Xcel Energy | 85 | 13781 | IOU | 03951144 | 3.48 | Solar |  | X | Interconnected | Trade Secret | Trade | SHP | SHP071 | Residential | Solar*Rewards | Trade Secret | 2020 | 2021
20252-215912-02 | Xcel Energy | 85 | 13781 | IOU | 03951167 | 10.819 | Solar |  |  | Interconnected | Trade Secret | Trade | LSP | LSP021 | Commercial | Solar*Rewards | Trade Secret | 2020 | 2021
20252-215912-02 | Xcel Energy | 85 | 13781 | IOU | 03951389 | 9.86 | Solar |  |  | Interconnected | Trade Secret | Trade | RPO | RPO312 | Residential | Solar*Rewards | Trade Secret | 2020 | 2020
20252-215912-02 | Xcel Energy | 85 | 13781 | IOU | 03951696 | 8.99 | Solar |  |  | Interconnected | Trade Secret | Trade | WSG | WSG352 | Residential | Solar*Rewards | Trade Secret | 2020 | 2020
20252-215912-02 | Xcel Energy | 85 | 13781 | IOU | 03952287 | 5.22 | Solar |  |  | Active Application | Trade Secret | Trade | ORO | ORO061 | Residential | Solar*Rewards | Trade Secret | 2020
20252-215912-02 | Xcel Energy | 85 | 13781 | IOU | 03952311 | 10 | Storage |  |  | Interconnected | Trade Secret | Trade | WIN | WIN032 | Residential |  | Trade Secret | 2020 | 2020
20252-215912-02 | Xcel Energy | 85 | 13781 | IOU | 03952403 | 9.36 | Solar |  |  | Interconnected | Trade Secret | Trade | WCR | WCR311 | Residential | Solar*Rewards | Trade Secret | 2020 | 2021
20252-215912-02 | Xcel Energy | 85 | 13781 | IOU | 03952558 | 5.584 | Solar |  |  | Interconnected | Trade Secret | Trade | APA | APA076 | Residential | Solar*Rewards | Trade Secret | 2020 | 2020
20252-215912-02 | Xcel Energy | 85 | 13781 | IOU | 03952582 | 6.282 | Solar |  |  | Interconnected | Trade Secret | Trade | LCR | LCR311 | Residential | Solar*Rewards | Trade Secret | 2020 | 2020
20252-215912-02 | Xcel Energy | 85 | 13781 | IOU | 03953020 | 9.28 | Solar |  |  | Interconnected | Trade Secret | Trade | HYL | HYL074 | Residential | Solar*Rewards | Trade Secret | 2020 | 2020
20252-215912-02 | Xcel Energy | 85 | 13781 | IOU | 03953098 |  | Solar |  |  | Active Application | Trade Secret | Trade |  |  | Residential | Solar*Rewards | Trade Secret | 2020
20252-215912-02 | Xcel Energy | 85 | 13781 | IOU | 03953173 | 3.747 | Solar |  |  | Interconnected | Trade Secret | Trade | TLK | TLK067 | Residential | Solar*Rewards | Trade Secret | 2020 | 2021
20252-215912-02 | Xcel Energy | 85 | 13781 | IOU | 03953468 | 5 | Solar |  |  | Interconnected | Trade Secret | Trade | OAD | OAD072 | Residential | Solar*Rewards | Trade Secret | 2020 | 2021
20252-215912-02 | Xcel Energy | 85 | 13781 | IOU | 03953542 | 8.12 | Solar |  |  | Interconnected | Trade Secret | Trade | TER | TER071 | Residential | Solar*Rewards | Trade Secret | 2020 | 2020
20252-215912-02 | Xcel Energy | 85 | 13781 | IOU | 03954170 | 7.2 | Solar |  |  | Interconnected | Trade Secret | Trade | WSG | WSG064 | Residential | Solar*Rewards | Trade Secret | 2020 | 2020
20252-215912-02 | Xcel Energy | 85 | 13781 | IOU | 03954230 | 9.423 | Solar |  |  | Interconnected | Trade Secret | Trade | RPO | RPO311 | Residential | Solar*Rewards | Trade Secret | 2020 | 2020
20252-215912-02 | Xcel Energy | 85 | 13781 | IOU | 03954265 | 6.38 | Solar |  |  | Interconnected | Trade Secret | Trade | WSG | WSG361 | Residential | Solar*Rewards | Trade Secret | 2020 | 2020
20252-215912-02 | Xcel Energy | 85 | 13781 | IOU | 03954277 | 3.49 | Solar |  |  | Interconnected | Trade Secret | Trade | IDA | IDA064 | Residential | Solar*Rewards | Trade Secret | 2020 | 2020
20252-215912-02 | Xcel Energy | 85 | 13781 | IOU | 03954508 | 4.95 | Solar |  |  | Interconnected | Trade Secret | Trade | PBE | PBE061 | Residential | Solar*Rewards | Trade Secret | 2020 | 2021
20252-215912-02 | Xcel Energy | 85 | 13781 | IOU | 03954512 | 4.32 | Solar |  |  | Active Application | Trade Secret | Trade | CTF | CTF022 | Residential | Solar*Rewards | Trade Secret | 2020
20252-215912-02 | Xcel Energy | 85 | 13781 | IOU | 03954521 | 7.54 | Solar |  |  | Active Application | Trade Secret | Trade | GNL | GNL072 | Residential | Solar*Rewards | Trade Secret | 2020
20252-215912-02 | Xcel Energy | 85 | 13781 | IOU | 03954650 | 3.85 | Solar |  |  | Interconnected | Trade Secret | Trade | VMR | VMR062 | Residential | Solar*Rewards | Trade Secret | 2020 | 2021
20252-215912-02 | Xcel Energy | 85 | 13781 | IOU | 03954658 | 8.376 | Solar |  |  | Interconnected | Trade Secret | Trade | SCA | SCA021 | Residential | Solar*Rewards | Trade Secret | 2020 | 2020
20252-215912-02 | Xcel Energy | 85 | 13781 | IOU | 03954684 | 7.15 | Solar |  |  | Interconnected | Trade Secret | Trade | RMT | RMT321 | Residential | Solar*Rewards | Trade Secret | 2020 | 2020
20252-215912-02 | Xcel Energy | 85 | 13781 | IOU | 03954707 | 6 | Solar |  |  | Interconnected | Trade Secret | Trade | UPP | UPP063 | Residential | Solar*Rewards | Trade Secret | 2020 | 2020
20252-215912-02 | Xcel Energy | 85 | 13781 | IOU | 03954742 | 4.4 | Solar |  |  | Interconnected | Trade Secret | Trade | VMR | VMR062 | Residential | Solar*Rewards | Trade Secret | 2020 | 2021
20252-215912-02 | Xcel Energy | 85 | 13781 | IOU | 03954781 | 8.25 | Solar |  |  | Interconnected | Trade Secret | Trade | VMR | VMR061 | Residential | Solar*Rewards | Trade Secret | 2020 | 2021
20252-215912-02 | Xcel Energy | 85 | 13781 | IOU | 03954811 | 5.76 | Solar |  |  | Interconnected | Trade Secret | Trade | CHE | CHE076 | Residential | Solar*Rewards | Trade Secret | 2020 | 2020
20252-215912-02 | Xcel Energy | 85 | 13781 | IOU | 03954848 |  | Solar |  |  | Active Application | Trade Secret | Trade |  |  | Residential | Solar*Rewards | Trade Secret | 2020
20252-215912-02 | Xcel Energy | 85 | 13781 | IOU | 03954888 | 2.75 | Solar |  |  | Interconnected | Trade Secret | Trade | FRM | FRM062 | Residential | Solar*Rewards | Trade Secret | 2020 | 2021
20252-215912-02 | Xcel Energy | 85 | 13781 | IOU | 03954926 | 7.54 | Solar |  |  | Interconnected | Trade Secret | Trade | WCR | WCR311 | Residential | Solar*Rewards | Trade Secret | 2020 | 2020
20252-215912-02 | Xcel Energy | 85 | 13781 | IOU | 03955005 | 3.85 | Solar |  |  | Interconnected | Trade Secret | Trade | FRM | FRM062 | Residential | Solar*Rewards | Trade Secret | 2020 | 2021
20252-215912-02 | Xcel Energy | 85 | 13781 | IOU | 03955045 | 4.95 | Solar |  |  | Interconnected | Trade Secret | Trade | VMR | VMR062 | Residential | Solar*Rewards | Trade Secret | 2020 | 2020
20252-215912-02 | Xcel Energy | 85 | 13781 | IOU | 03955187 | 7.15 | Solar |  |  | Interconnected | Trade Secret | Trade | FRM | FRM062 | Residential | Solar*Rewards | Trade Secret | 2020 | 2021
20252-215912-02 | Xcel Energy | 85 | 13781 | IOU | 03955228 |  | Solar |  |  | Active Application | Trade Secret | Trade |  |  | Residential | Solar*Rewards | Trade Secret | 2020
20252-215912-02 | Xcel Energy | 85 | 13781 | IOU | 03955238 | 6.6 | Solar |  |  | Active Application | Trade Secret | Trade | VMR | VMR062 | Residential | Solar*Rewards | Trade Secret | 2020
20252-215912-02 | Xcel Energy | 85 | 13781 | IOU | 03955295 | 8.8 | Solar |  |  | Active Application | Trade Secret | Trade | VMR | VMR062 | Residential | Solar*Rewards | Trade Secret | 2020
20252-215912-02 | Xcel Energy | 85 | 13781 | IOU | 03955364 |  | Solar |  |  | Active Application | Trade Secret | Trade |  |  | Residential | Solar*Rewards | Trade Secret | 2020
20252-215912-02 | Xcel Energy | 85 | 13781 | IOU | 03955371 | 6.6 | Solar |  |  | Interconnected | Trade Secret | Trade | PBE | PBE061 | Residential | Solar*Rewards | Trade Secret | 2020 | 2021
20252-215912-02 | Xcel Energy | 85 | 13781 | IOU | 03955378 | 5.22 | Solar |  |  | Withdrawn | Trade Secret | Trade | GVW | GVW031 | Residential | Solar*Rewards | Trade Secret | 2020
20252-215912-02 | Xcel Energy | 85 | 13781 | IOU | 03958272 | 5 | Solar |  |  | Interconnected | Trade Secret | Trade | APA | APA068 | Residential | Solar*Rewards | Trade Secret | 2020 | 2020
20252-215912-02 | Xcel Energy | 85 | 13781 | IOU | 03958326 | 9.86 | Solar |  |  | Active Application | Trade Secret | Trade | EDP | EDP082 | Residential | Solar*Rewards | Trade Secret | 2020
20252-215912-02 | Xcel Energy | 85 | 13781 | IOU | 03958946 | 3.747 | Solar |  |  | Active Application | Trade Secret | Trade | MDT | MDT071 | Residential | Solar*Rewards | Trade Secret | 2020
20252-215912-02 | Xcel Energy | 85 | 13781 | IOU | 03958981 | 9.994 | Solar |  |  | Interconnected | Trade Secret | Trade | SAV | SAV069 | Residential | Solar*Rewards | Trade Secret | 2020 | 2020
20252-215912-02 | Xcel Energy | 85 | 13781 | IOU | 03959166 | 2.61 | Solar |  |  | Interconnected | Trade Secret | Trade | TWL | TWL067 | Residential | Solar*Rewards | Trade Secret | 2020 | 2020
20252-215912-02 | Xcel Energy | 85 | 13781 | IOU | 03959325 | 6 | Solar |  |  | Interconnected | Trade Secret | Trade | VES | VES021 | Residential | Solar*Rewards | Trade Secret | 2020 | 2021
20252-215912-02 | Xcel Energy | 85 | 13781 | IOU | 03959438 | 7.616 | Solar |  |  | Interconnected | Trade Secret | Trade | DHL | DHL061 | Residential | Solar*Rewards | Trade Secret | 2020 | 2021
20252-215912-02 | Xcel Energy | 85 | 13781 | IOU | 03959579 | 8.376 | Solar |  |  | Interconnected | Trade Secret | Trade | MEL | MEL088 | Residential | Solar*Rewards | Trade Secret | 2020 | 2020
20252-215912-02 | Xcel Energy | 85 | 13781 | IOU | 03960431 | 500 | Solar |  |  | Interconnected | Trade Secret | Trade | WCR | WCR321 | Commercial |  | Trade Secret | 2020 | 2021
20252-215912-02 | Xcel Energy | 85 | 13781 | IOU | 03960512 | 4.93 | Solar |  |  | Interconnected | Trade Secret | Trade | HOL | HOL061 | Residential | Solar*Rewards | Trade Secret | 2020 | 2021
20252-215912-02 | Xcel Energy | 85 | 13781 | IOU | 03960787 | 2.9 | Solar |  |  | Interconnected | Trade Secret | Trade | HWW | HWW062 | Residential | Solar*Rewards | Trade Secret | 2020 | 2020
20252-215912-02 | Xcel Energy | 85 | 13781 | IOU | 03964542 | 7.15 | Solar |  |  | Active Application | Trade Secret | Trade | RMT | RMT321 | Residential | Solar*Rewards | Trade Secret | 2020
20252-215912-02 | Xcel Energy | 85 | 13781 | IOU | 03964568 | 7.7 | Solar |  |  | Withdrawn | Trade Secret | Trade | RMT | RMT321 | Residential | Solar*Rewards | Trade Secret | 2020
20252-215912-02 | Xcel Energy | 85 | 13781 | IOU | 03964573 | 6.09 | Solar |  |  | Interconnected | Trade Secret | Trade | SHP | SHP061 | Residential | Solar*Rewards | Trade Secret | 2020 | 2020
20252-215912-02 | Xcel Energy | 85 | 13781 | IOU | 03964577 | 5.28 | Solar |  |  | Interconnected | Trade Secret | Trade | RMT | RMT321 | Residential |  | Trade Secret | 2020 | 2020
20252-215912-02 | Xcel Energy | 85 | 13781 | IOU | 03964617 | 6.6 | Solar |  |  | Active Application | Trade Secret | Trade | FRM | FRM062 | Residential | Solar*Rewards | Trade Secret | 2020
20252-215912-02 | Xcel Energy | 85 | 13781 | IOU | 03964656 | 7.7 | Solar |  |  | Active Application | Trade Secret | Trade | VMR | VMR062 | Residential | Solar*Rewards | Trade Secret | 2020
20252-215912-02 | Xcel Energy | 85 | 13781 | IOU | 03964753 | 4.95 | Solar |  |  | Active Application | Trade Secret | Trade | VMR | VMR062 | Residential | Solar*Rewards | Trade Secret | 2020
20252-215912-02 | Xcel Energy | 85 | 13781 | IOU | 03964908 | 5.28 | Solar |  |  | Interconnected | Trade Secret | Trade | LOK | LOK093 | Residential | Solar*Rewards | Trade Secret | 2020 | 2020
20252-215912-02 | Xcel Energy | 85 | 13781 | IOU | 03965258 | 20.7 | Solar |  |  | Interconnected | Trade Secret | Trade | FAB | FAB063 | Residential | Solar*Rewards | Trade Secret | 2020 | 2024
20252-215912-02 | Xcel Energy | 85 | 13781 | IOU | 03965437 | 9.994 | Solar |  |  | Interconnected | Trade Secret | Trade | CRL | CRL031 | Residential | Solar*Rewards | Trade Secret | 2020 | 2021
20252-215912-02 | Xcel Energy | 85 | 13781 | IOU | 03965736 | 19.14 | Solar |  |  | Interconnected | Trade Secret | Trade | KAN | KAN031 | Residential | Solar*Rewards | Trade Secret | 2020 | 2021
20252-215912-02 | Xcel Energy | 85 | 13781 | IOU | 03966352 | 5 | Solar |  |  | Interconnected | Trade Secret | Trade | WIL | WIL071 | Residential | Solar*Rewards | Trade Secret | 2020 | 2020
20252-215912-02 | Xcel Energy | 85 | 13781 | IOU | 03966382 | 3.747 | Solar |  |  | Interconnected | Trade Secret | Trade | HYL | HYL075 | Residential | Solar*Rewards | Trade Secret | 2020 | 2021
20252-215912-02 | Xcel Energy | 85 | 13781 | IOU | 03966400 | 3.6 | Solar |  |  | Interconnected | Trade Secret | Trade | WYO | WYO032 | Residential | Solar*Rewards | Trade Secret | 2020 | 2020
20252-215912-02 | Xcel Energy | 85 | 13781 | IOU | 03966415 | 15.232 | Solar |  |  | Interconnected | Trade Secret | Trade | STY | STY072 | Residential | Solar*Rewards | Trade Secret | 2020 | 2021
20252-215912-02 | Xcel Energy | 85 | 13781 | IOU | 03966485 | 9.994 | Solar |  |  | Interconnected | Trade Secret | Trade | HUG | HUG321 | Residential | Solar*Rewards | Trade Secret | 2020 | 2021
20252-215912-02 | Xcel Energy | 85 | 13781 | IOU | 03966525 | 3.747 | Solar |  |  | Interconnected | Trade Secret | Trade | UPP | UPP084 | Residential | Solar*Rewards | Trade Secret | 2020 | 2021
20252-215912-02 | Xcel Energy | 85 | 13781 | IOU | 03966555 | 7.616 | Solar |  |  | Interconnected | Trade Secret | Trade | TWL | TWL075 | Residential | Solar*Rewards | Trade Secret | 2020 | 2020
20252-215912-02 | Xcel Energy | 85 | 13781 | IOU | 03966580 | 6.24 | Solar |  |  | Interconnected | Trade Secret | Trade | APA | APA075 | Residential | Solar*Rewards | Trade Secret | 2020 | 2021
20252-215912-02 | Xcel Energy | 85 | 13781 | IOU | 03966997 | 11.89 | Solar |  |  | Withdrawn | Trade Secret | Trade | WCS | WCS064 | Commercial | Solar*Rewards | Trade Secret | 2020
20252-215912-02 | Xcel Energy | 85 | 13781 | IOU | 03967626 | 6.38 | Solar |  |  | Interconnected | Trade Secret | Trade | RLK | RLK073 | Residential | Solar*Rewards | Trade Secret | 2020 | 2020
20252-215912-02 | Xcel Energy | 85 | 13781 | IOU | 03967801 | 7.54 | Solar |  |  | Interconnected | Trade Secret | Trade | UPP | UPP082 | Residential | Solar*Rewards | Trade Secret | 2020 | 2021
20252-215912-02 | Xcel Energy | 85 | 13781 | IOU | 03969245 | 10.44 | Solar |  |  | Interconnected | Trade Secret | Trade | VKG | VKG072 | Residential | Solar*Rewards | Trade Secret | 2020 | 2020
20252-215912-02 | Xcel Energy | 85 | 13781 | IOU | 03969874 | 11.6 | Solar |  |  | Interconnected | Trade Secret | Trade | ALD | ALD076 | Residential | Solar*Rewards | Trade Secret | 2020 | 2021
20252-215912-02 | Xcel Energy | 85 | 13781 | IOU | 03969876 | 8.12 | Solar |  |  | Interconnected | Trade Secret | Trade | WIL | WIL061 | Residential | Solar*Rewards | Trade Secret | 2020 | 2020
20252-215912-02 | Xcel Energy | 85 | 13781 | IOU | 03969889 | 7.794 | Solar |  |  | Interconnected | Trade Secret | Trade | APA | APA077 | Residential | Solar*Rewards | Trade Secret | 2020 | 2020
20252-215912-02 | Xcel Energy | 85 | 13781 | IOU | 03970098 | 6.09 | Solar |  |  | Active Application | Trade Secret | Trade | LEX | LEX074 | Residential | Solar*Rewards | Trade Secret | 2020
20252-215912-02 | Xcel Energy | 85 | 13781 | IOU | 03970154 | 6.96 | Solar |  |  | Interconnected | Trade Secret | Trade | DBL | DBL068 | Residential | Solar*Rewards | Trade Secret | 2020 | 2020
20252-215912-02 | Xcel Energy | 85 | 13781 | IOU | 03970289 | 5.8 | Solar |  |  | Interconnected | Trade Secret | Trade | AFT | AFT322 | Residential | Solar*Rewards | Trade Secret | 2020 | 2020
20252-215912-02 | Xcel Energy | 85 | 13781 | IOU | 03970611 | 1000 | Solar |  |  | Interconnected | Cleveland | Trade | LAE | LAE061 | Community Solar Garden | Solar*Rewards Community | Trade Secret | 2021 | 2022
20252-215912-02 | Xcel Energy | 85 | 13781 | IOU | 03970638 | 11.995 | Solar |  |  | Active Application | Trade Secret | Trade | PLA | PLA022 | Residential | Solar*Rewards | Trade Secret | 2020
20252-215912-02 | Xcel Energy | 85 | 13781 | IOU | 03971719 | 10.44 | Solar |  |  | Interconnected | Trade Secret | Trade | MPK | MPK085 | Residential | Solar*Rewards | Trade Secret | 2020 | 2020
20252-215912-02 | Xcel Energy | 85 | 13781 | IOU | 03972784 | 4.06 | Solar |  |  | Interconnected | Trade Secret | Trade | MOL | MOL071 | Residential | Solar*Rewards | Trade Secret | 2020 | 2020
20252-215912-02 | Xcel Energy | 85 | 13781 | IOU | 03972822 |  | Solar |  |  | Active Application | Trade Secret | Trade |  |  | Residential | Solar*Rewards | Trade Secret | 2020
20252-215912-02 | Xcel Energy | 85 | 13781 | IOU | 03972848 | 9.994 | Solar |  |  | Interconnected | Trade Secret | Trade | MOL | MOL073 | Residential | Solar*Rewards | Trade Secret | 2020 | 2021
20252-215912-02 | Xcel Energy | 85 | 13781 | IOU | 03973307 | 10.15 | Solar |  |  | Interconnected | Trade Secret | Trade | ALK | ALK072 | Residential | Solar*Rewards | Trade Secret | 2020 | 2020
20252-215912-02 | Xcel Energy | 85 | 13781 | IOU | 03973835 | 7.616 | Solar |  |  | Interconnected | Trade Secret | Trade | HSN | HSN321 | Residential | Solar*Rewards | Trade Secret | 2020 | 2021
20252-215912-02 | Xcel Energy | 85 | 13781 | IOU | 03973960 | 5 | Solar |  |  | Interconnected | Trade Secret | Trade | WIL | WIL093 | Residential | Solar*Rewards | Trade Secret | 2020 | 2020
20252-215912-02 | Xcel Energy | 85 | 13781 | IOU | 03974030 | 2.16 | Solar |  |  | Interconnected | Trade Secret | Trade | WES | WES065 | Residential | Solar*Rewards | Trade Secret | 2020 | 2020
20252-215912-02 | Xcel Energy | 85 | 13781 | IOU | 03974057 | 7.616 | Solar |  |  | Interconnected | Trade Secret | Trade | BYT | BYT061 | Residential | Solar*Rewards | Trade Secret | 2020 | 2020
20252-215912-02 | Xcel Energy | 85 | 13781 | IOU | 03974063 | 11.866 | Solar |  |  | Interconnected | Trade Secret | Trade | APA | APA071 | Residential | Solar*Rewards | Trade Secret | 2020 | 2020
20252-215912-02 | Xcel Energy | 85 | 13781 | IOU | 03975159 | 14.21 | Solar |  |  | Interconnected | Trade Secret | Trade | BCH | BCH311 | Residential | Solar*Rewards | Trade Secret | 2020 | 2020
20252-215912-02 | Xcel Energy | 85 | 13781 | IOU | 03975829 | 1000 | Solar |  |  | Withdrawn | Trade Secret | Trade | SCL | SCL322 | Community Solar Garden | Solar*Rewards Community | Trade Secret | 2020
20252-215912-02 | Xcel Energy | 85 | 13781 | IOU | 03975885 | 1000 | Solar |  |  | Interconnected | Stewart | Trade | STW | STW021 | Community Solar Garden | Solar*Rewards Community | Trade Secret | 2021 | 2022
20252-215912-02 | Xcel Energy | 85 | 13781 | IOU | 03975895 | 20.88 | Solar |  |  | Interconnected | Trade Secret | Trade | RPL | RPL061 | Residential | Solar*Rewards | Trade Secret | 2020 | 2021
20252-215912-02 | Xcel Energy | 85 | 13781 | IOU | 03976230 | 5 | Solar |  |  | Interconnected | Trade Secret | Trade | SOU | SOU065 | Residential | Solar*Rewards | Trade Secret | 2020 | 2020
20252-215912-02 | Xcel Energy | 85 | 13781 | IOU | 03976259 | 6.09 | Solar |  |  | Interconnected | Trade Secret | Trade | ALD | ALD084 | Residential | Solar*Rewards | Trade Secret | 2020 | 2020
20252-215912-02 | Xcel Energy | 85 | 13781 | IOU | 03976260 | 7.616 | Solar |  |  | Interconnected | Trade Secret | Trade | APA | APA076 | Residential | Solar*Rewards | Trade Secret | 2020 | 2021
20252-215912-02 | Xcel Energy | 85 | 13781 | IOU | 03976288 | 6 | Solar |  |  | Interconnected | Trade Secret | Trade | GRC | GRC312 | Residential | Solar*Rewards | Trade Secret | 2020 | 2021
20252-215912-02 | Xcel Energy | 85 | 13781 | IOU | 03976449 | 3.84 | Solar |  |  | Interconnected | Trade Secret | Trade | BYT | BYT061 | Residential | Solar*Rewards | Trade Secret | 2020 | 2020
20252-215912-02 | Xcel Energy | 85 | 13781 | IOU | 03980675 | 11.39 | Solar |  |  | Interconnected | Trade Secret | Trade | GVW | GVW021 | Residential | Solar*Rewards | Trade Secret | 2020 | 2020
20252-215912-02 | Xcel Energy | 85 | 13781 | IOU | 03980856 | 7.616 | Solar |  |  | Interconnected | Trade Secret | Trade | OAD | OAD073 | Residential | Solar*Rewards | Trade Secret | 2020 | 2021
20252-215912-02 | Xcel Energy | 85 | 13781 | IOU | 03983734 | 999 | Solar |  |  | Interconnected | Danube | Trade | DAN | DAN021 | Community Solar Garden | Solar*Rewards Community | Trade Secret | 2022 | 2023
20252-215912-02 | Xcel Energy | 85 | 13781 | IOU | 03983799 | 1.68 | Solar |  |  | Interconnected | Trade Secret | Trade | STY | STY061 | Residential | Solar*Rewards | Trade Secret | 2020 | 2020
20252-215912-02 | Xcel Energy | 85 | 13781 | IOU | 03983838 | 9.994 | Solar |  |  | Interconnected | Trade Secret | Trade | RAM | RAM077 | Residential | Solar*Rewards | Trade Secret | 2020 | 2020
20252-215912-02 | Xcel Energy | 85 | 13781 | IOU | 03983930 | 4.06 | Solar |  |  | Interconnected | Trade Secret | Trade | MPK | MPK074 | Residential | Solar*Rewards | Trade Secret | 2020 | 2020
20252-215912-02 | Xcel Energy | 85 | 13781 | IOU | 03983932 | 1000 | Solar |  |  | Withdrawn | Trade Secret | Trade | PAT | PAT312 | Community Solar Garden | Solar*Rewards Community | Trade Secret | 2020
20252-215912-02 | Xcel Energy | 85 | 13781 | IOU | 03984049 | 66.6 | Solar |  |  | Interconnected | Trade Secret | Trade | SLP | SLP322 | Commercial |  | Trade Secret | 2020 | 2021
20252-215912-02 | Xcel Energy | 85 | 13781 | IOU | 03984387 | 5 | Solar |  |  | Interconnected | Trade Secret | Trade | SOU | SOU077 | Residential | Solar*Rewards | Trade Secret | 2020 | 2021
20252-215912-02 | Xcel Energy | 85 | 13781 | IOU | 03984450 | 6 | Solar |  |  | Interconnected | Trade Secret | Trade | MPK | MPK071 | Residential | Solar*Rewards | Trade Secret | 2020 | 2020
20252-215912-02 | Xcel Energy | 85 | 13781 | IOU | 03984687 | 2.962 | Solar |  |  | Interconnected | Trade Secret | Trade | RLK | RLK071 | Residential | Solar*Rewards | Trade Secret | 2020 | 2021
20252-215912-02 | Xcel Energy | 85 | 13781 | IOU | 03984716 | 3.747 | Solar |  |  | Active Application | Trade Secret | Trade | NMC | NMC083 | Residential | Solar*Rewards | Trade Secret | 2020
20252-215912-02 | Xcel Energy | 85 | 13781 | IOU | 03984733 | 29.7 | Solar |  |  | Interconnected | Trade Secret | Trade | XRD | XRD062 | Commercial | Solar*Rewards | Trade Secret | 2020 | 2021
20252-215912-02 | Xcel Energy | 85 | 13781 | IOU | 03984774 | 8.12 | Solar |  |  | Interconnected | Trade Secret | Trade | GRC | GRC311 | Residential | Solar*Rewards | Trade Secret | 2020 | 2020
20252-215912-02 | Xcel Energy | 85 | 13781 | IOU | 03984889 | 6.96 | Solar |  |  | Interconnected | Trade Secret | Trade | GLK | GLK063 | Residential | Solar*Rewards | Trade Secret | 2020 | 2020
20252-215912-02 | Xcel Energy | 85 | 13781 | IOU | 03984968 | 2.962 | Solar |  |  | Interconnected | Trade Secret | Trade | GNL | GNL062 | Residential | Solar*Rewards | Trade Secret | 2020 | 2020
20252-215912-02 | Xcel Energy | 85 | 13781 | IOU | 03984995 | 15.84 | Solar |  |  | Interconnected | Trade Secret | Trade | GSL | GSL075 | Residential | Solar*Rewards | Trade Secret | 2020 | 2021
20252-215912-02 | Xcel Energy | 85 | 13781 | IOU | 03985023 | 9.994 | Solar |  |  | Interconnected | Trade Secret | Trade | HYL | HYL063 | Residential | Solar*Rewards | Trade Secret | 2020 | 2020
20252-215912-02 | Xcel Energy | 85 | 13781 | IOU | 03985233 | 5 | Solar |  |  | Interconnected | Trade Secret | Trade | MEL | MEL074 | Residential | Solar*Rewards | Trade Secret | 2020 | 2020
20252-215912-02 | Xcel Energy | 85 | 13781 | IOU | 03985353 | 3.747 | Solar |  |  | Active Application | Trade Secret | Trade | MDT | MDT071 | Residential | Solar*Rewards | Trade Secret | 2020
20252-215912-02 | Xcel Energy | 85 | 13781 | IOU | 03985521 | 6 | Solar |  |  | Interconnected | Trade Secret | Trade | ZUM | ZUM022 | Residential | Solar*Rewards | Trade Secret | 2020 | 2021
20252-215912-02 | Xcel Energy | 85 | 13781 | IOU | 03986241 | 7.83 | Solar |  |  | Interconnected | Trade Secret | Trade | HUG | HUG312 | Residential | Solar*Rewards | Trade Secret | 2020 | 2020
20252-215912-02 | Xcel Energy | 85 | 13781 | IOU | 03986457 | 7.616 | Solar |  |  | Interconnected | Trade Secret | Trade | MEL | MEL061 | Residential | Solar*Rewards | Trade Secret | 2020 | 2020
20252-215912-02 | Xcel Energy | 85 | 13781 | IOU | 03986561 | 3.747 | Solar |  |  | Interconnected | Trade Secret | Trade | OSS | OSS063 | Residential | Solar*Rewards | Trade Secret | 2020 | 2020
20252-215912-02 | Xcel Energy | 85 | 13781 | IOU | 03986736 | 13.05 | Solar |  |  | Interconnected | Trade Secret | Trade | HUG | HUG312 | Residential | Solar*Rewards | Trade Secret | 2020 | 2020
20252-215912-02 | Xcel Energy | 85 | 13781 | IOU | 03987000 | 5.22 | Solar |  |  | Interconnected | Trade Secret | Trade | FRM | FRM062 | Residential | Solar*Rewards | Trade Secret | 2020 | 2021
20252-215912-02 | Xcel Energy | 85 | 13781 | IOU | 03987148 | 1000 | Solar |  |  | Withdrawn | Trade Secret | Trade | WAT | WAT081 | Community Solar Garden | Solar*Rewards Community | Trade Secret | 2020
20252-215912-02 | Xcel Energy | 85 | 13781 | IOU | 03987276 | 9.86 | Solar |  |  | Interconnected | Trade Secret | Trade | HYL | HYL074 | Residential | Solar*Rewards | Trade Secret | 2020 | 2020
20252-215912-02 | Xcel Energy | 85 | 13781 | IOU | 03987277 |  |  |  |  | Active Application | Trade Secret | Trade |  |  | Residential |  | Trade Secret | 2020
20252-215912-02 | Xcel Energy | 85 | 13781 | IOU | 03987328 | 4.8 | Solar |  |  | Interconnected | Trade Secret | Trade | WIL | WIL078 | Residential | Solar*Rewards | Trade Secret | 2020 | 2020
20252-215912-02 | Xcel Energy | 85 | 13781 | IOU | 03987393 | 7.616 | Solar |  |  | Interconnected | Trade Secret | Trade | WCR | WCR311 | Residential | Solar*Rewards | Trade Secret | 2020 | 2020
20252-215912-02 | Xcel Energy | 85 | 13781 | IOU | 03987513 | 5 | Solar |  |  | Interconnected | Trade Secret | Trade | HWW | HWW074 | Residential | Solar*Rewards | Trade Secret | 2020 | 2021
20252-215912-02 | Xcel Energy | 85 | 13781 | IOU | 03987663 | 9.57 | Solar |  |  | Interconnected | Trade Secret | Trade | LOK | LOK062 | Residential | Solar*Rewards | Trade Secret | 2020 | 2020
20252-215912-02 | Xcel Energy | 85 | 13781 | IOU | 03987875 | 5.51 | Solar |  |  | Interconnected | Trade Secret | Trade | APA | APA069 | Residential | Solar*Rewards | Trade Secret | 2020 | 2020
20252-215912-02 | Xcel Energy | 85 | 13781 | IOU | 03987925 | 6.631 | Solar |  |  | Interconnected | Trade Secret | Trade | SIP | SIP073 | Residential | Solar*Rewards | Trade Secret | 2020 | 2020
20252-215912-02 | Xcel Energy | 85 | 13781 | IOU | 03988183 | 4.8 | Solar |  |  | Interconnected | Trade Secret | Trade | MOL | MOL068 | Residential | Solar*Rewards | Trade Secret | 2020 | 2020
20252-215912-02 | Xcel Energy | 85 | 13781 | IOU | 03988335 | 1000 | Solar |  |  | Withdrawn | Trade Secret | Trade | MHW | MHW311 | Community Solar Garden | Solar*Rewards Community | Trade Secret | 2020
20252-215912-02 | Xcel Energy | 85 | 13781 | IOU | 03988372 | 3.747 | Solar |  |  | Interconnected | Trade Secret | Trade | TLK | TLK061 | Residential | Solar*Rewards | Trade Secret | 2020 | 2021
20252-215912-02 | Xcel Energy | 85 | 13781 | IOU | 03988860 | 3.36 | Solar |  |  | Interconnected | Trade Secret | Trade | SOU | SOU060 | Residential | Solar*Rewards | Trade Secret | 2020 | 2020
20252-215912-02 | Xcel Energy | 85 | 13781 | IOU | 03989028 | 6 | Solar |  |  | Active Application | Trade Secret | Trade | MTW | MTW021 | Residential | Solar*Rewards | Trade Secret | 2020
20252-215912-02 | Xcel Energy | 85 | 13781 | IOU | 03989042 | 4.188 | Solar |  |  | Interconnected | Trade Secret | Trade | SOU | SOU069 | Residential | Solar*Rewards | Trade Secret | 2020 | 2020
20252-215912-02 | Xcel Energy | 85 | 13781 | IOU | 03989072 | 5.8 | Solar |  |  | Active Application | Trade Secret | Trade | LEX | LEX074 | Residential | Solar*Rewards | Trade Secret | 2020
20252-215912-02 | Xcel Energy | 85 | 13781 | IOU | 03989231 | 5 | Solar |  |  | Interconnected | Trade Secret | Trade | BCR | BCR063 | Residential | Solar*Rewards | Trade Secret | 2020 | 2020
20252-215912-02 | Xcel Energy | 85 | 13781 | IOU | 03989280 | 4.886 | Solar |  |  | Interconnected | Trade Secret | Trade | NOF | NOF061 | Residential | Solar*Rewards | Trade Secret | 2020 | 2021
20252-215912-02 | Xcel Energy | 85 | 13781 | IOU | 03989318 | 3.747 | Solar |  |  | Interconnected | Trade Secret | Trade | MDT | MDT071 | Residential | Solar*Rewards | Trade Secret | 2020 | 2021
20252-215912-02 | Xcel Energy | 85 | 13781 | IOU | 03989349 | 13.86 | Solar |  |  | Withdrawn | Trade Secret | Trade | WES | WES073 | Residential | Solar*Rewards | Trade Secret | 2020
20252-215912-02 | Xcel Energy | 85 | 13781 | IOU | 03989355 | 8.376 | Solar |  |  | Interconnected | Trade Secret | Trade | REW | REW023 | Residential | Solar*Rewards | Trade Secret | 2020 | 2020
20252-215912-02 | Xcel Energy | 85 | 13781 | IOU | 03989358 | 8.41 | Solar |  |  | Interconnected | Trade Secret | Trade | EDA | EDA084 | Residential | Solar*Rewards | Trade Secret | 2020 | 2020
20252-215912-02 | Xcel Energy | 85 | 13781 | IOU | 03989596 | 6.282 | Solar |  |  | Interconnected | Trade Secret | Trade | RAM | RAM064 | Residential | Solar*Rewards | Trade Secret | 2020 | 2021
20252-215912-02 | Xcel Energy | 85 | 13781 | IOU | 03989795 | 7.92 | Solar |  |  | Interconnected | Trade Secret | Trade | HUG | HUG321 | Residential | Solar*Rewards | Trade Secret | 2020 | 2020
20252-215912-02 | Xcel Energy | 85 | 13781 | IOU | 03989963 | 4.64 | Solar |  |  | Interconnected | Trade Secret | Trade | SOU | SOU086 | Residential | Solar*Rewards | Trade Secret | 2020 | 2021
20252-215912-02 | Xcel Energy | 85 | 13781 | IOU | 03989979 | 4.64 | Solar |  |  | Interconnected | Trade Secret | Trade | WDY | WDY311 | Residential | Solar*Rewards | Trade Secret | 2020 | 2020
20252-215912-02 | Xcel Energy | 85 | 13781 | IOU | 03990019 |  | Solar |  |  | Active Application | Trade Secret | Trade |  |  | Residential | Solar*Rewards | Trade Secret | 2020
20252-215912-02 | Xcel Energy | 85 | 13781 | IOU | 03990227 | 5.22 | Solar |  |  | Interconnected | Trade Secret | Trade | SLP | SLP082 | Residential | Solar*Rewards | Trade Secret | 2021 | 2021
20252-215912-02 | Xcel Energy | 85 | 13781 | IOU | 03990296 | 6.96 | Solar |  |  | Interconnected | Trade Secret | Trade | TWL | TWL073 | Residential | Solar*Rewards | Trade Secret | 2020 | 2020
20252-215912-02 | Xcel Energy | 85 | 13781 | IOU | 03990345 | 5.584 | Solar |  |  | Interconnected | Trade Secret | Trade | WIL | WIL098 | Residential | Solar*Rewards | Trade Secret | 2020 | 2020
20252-215912-02 | Xcel Energy | 85 | 13781 | IOU | 03990524 | 5.22 | Solar |  |  | Interconnected | Trade Secret | Trade | ORO | ORO061 | Residential | Solar*Rewards | Trade Secret | 2020 | 2020
20252-215912-02 | Xcel Energy | 85 | 13781 | IOU | 03993362 | 9.12 | Solar |  |  | Interconnected | Trade Secret | Trade | HUG | HUG312 | Residential | Solar*Rewards | Trade Secret | 2020 | 2020
20252-215912-02 | Xcel Energy | 85 | 13781 | IOU | 03993435 | 6.6 | Solar |  |  | Interconnected | Trade Secret | Trade | LIN | LIN031 | Residential | Solar*Rewards | Trade Secret | 2020 | 2021
20252-215912-02 | Xcel Energy | 85 | 13781 | IOU | 03993876 | 6 | Solar |  |  | Interconnected | Trade Secret | Trade | ALD | ALD076 | Residential | Solar*Rewards | Trade Secret | 2020 | 2021
20252-215912-02 | Xcel Energy | 85 | 13781 | IOU | 03993993 | 3.48 | Solar |  | X | Interconnected | Trade Secret | Trade | HWW | HWW073 | Residential | Solar*Rewards | Trade Secret | 2020 | 2020
20252-215912-02 | Xcel Energy | 85 | 13781 | IOU | 03994196 | 3.48 | Solar |  |  | Interconnected | Trade Secret | Trade | HWW | HWW074 | Residential | Solar*Rewards | Trade Secret | 2020 | 2021
20252-215912-02 | Xcel Energy | 85 | 13781 | IOU | 03994211 | 15.6 | Solar |  |  | Interconnected | Trade Secret | Trade | SCL | SCL313 | Residential | Solar*Rewards | Trade Secret | 2020 | 2021
20252-215912-02 | Xcel Energy | 85 | 13781 | IOU | 03994364 | 1000 | Solar |  |  | Active Application | Trade Secret | Trade | SIP | SIP073 | Community Solar Garden | Solar*Rewards Community | Trade Secret | 2022
20252-215912-02 | Xcel Energy | 85 | 13781 | IOU | 03994650 | 1000 | Solar |  |  | Active Application | Trade Secret | Trade | CLC | CLC221 | Community Solar Garden | Solar*Rewards Community | Trade Secret | 2023
20252-215912-02 | Xcel Energy | 85 | 13781 | IOU | 03994712 | 9.994 | Solar |  |  | Interconnected | Trade Secret | Trade | MPK | MPK087 | Residential | Solar*Rewards | Trade Secret | 2020 | 2020
20252-215912-02 | Xcel Energy | 85 | 13781 | IOU | 03995208 | 7.616 | Solar |  |  | Interconnected | Trade Secret | Trade | TWL | TWL062 | Residential | Solar*Rewards | Trade Secret | 2020 | 2021
20252-215912-02 | Xcel Energy | 85 | 13781 | IOU | 03995231 | 11.6 | Solar |  |  | Interconnected | Trade Secret | Trade | ALK | ALK063 | Residential | Solar*Rewards | Trade Secret | 2020 | 2020
20252-215912-02 | Xcel Energy | 85 | 13781 | IOU | 03995477 | 6.96 | Solar |  |  | Interconnected | Trade Secret | Trade | SOU | SOU087 | Residential | Solar*Rewards | Trade Secret | 2020 | 2020
20252-215912-02 | Xcel Energy | 85 | 13781 | IOU | 03995579 | 2.32 | Solar |  |  | Interconnected | Trade Secret | Trade | CRL | CRL033 | Residential | Solar*Rewards | Trade Secret | 2020 | 2020
20252-215912-02 | Xcel Energy | 85 | 13781 | IOU | 03995850 | 14.4 | Solar |  |  | Interconnected | Trade Secret | Trade | PIP | PIP062 | Commercial | Solar*Rewards | Trade Secret | 2020 | 2021
20252-215912-02 | Xcel Energy | 85 | 13781 | IOU | 03995884 | 9.994 | Solar |  |  | Active Application | Trade Secret | Trade | GNL | GNL071 | Residential | Solar*Rewards | Trade Secret | 2020
20252-215912-02 | Xcel Energy | 85 | 13781 | IOU | 03997069 | 7.2 | Solar |  |  | Interconnected | Trade Secret | Trade | MPK | MPK071 | Residential | Solar*Rewards | Trade Secret | 2020 | 2020
20252-215912-02 | Xcel Energy | 85 | 13781 | IOU | 03997860 |  |  |  |  | Active Application | Trade Secret | Trade |  |  | Residential |  | Trade Secret | 2020
20252-215912-02 | Xcel Energy | 85 | 13781 | IOU | 03998565 | 12.18 | Solar |  |  | Active Application | Trade Secret | Trade | HOL | HOL061 | Residential | Solar*Rewards | Trade Secret | 2020
20252-215912-02 | Xcel Energy | 85 | 13781 | IOU | 03998649 | 0.72 | Solar |  |  | Active Application | Trade Secret | Trade | TWL | TWL063 | Residential | Solar*Rewards | Trade Secret | 2020
20252-215912-02 | Xcel Energy | 85 | 13781 | IOU | 03998849 | 3.48 | Solar |  |  | Interconnected | Trade Secret | Trade | AFT | AFT322 | Residential | Solar*Rewards | Trade Secret | 2020 | 2020
20252-215912-02 | Xcel Energy | 85 | 13781 | IOU | 03999090 | 7.616 | Solar |  |  | Interconnected | Trade Secret | Trade | WSG | WSG061 | Residential | Solar*Rewards | Trade Secret | 2020 | 2020
20252-215912-02 | Xcel Energy | 85 | 13781 | IOU | 03999155 | 4.35 | Solar |  |  | Interconnected | Trade Secret | Trade | SOU | SOU081 | Residential | Solar*Rewards | Trade Secret | 2020 | 2020
20252-215912-02 | Xcel Energy | 85 | 13781 | IOU | 03999605 | 3.36 | Solar |  |  | Interconnected | Trade Secret | Trade | SOU | SOU083 | Residential | Solar*Rewards | Trade Secret | 2020 | 2020
20252-215912-02 | Xcel Energy | 85 | 13781 | IOU | 03999613 | 5 | Solar |  |  | Interconnected | Trade Secret | Trade | DBL | DBL081 | Residential | Solar*Rewards | Trade Secret | 2020 | 2021
20252-215912-02 | Xcel Energy | 85 | 13781 | IOU | 04002069 | 8.7 | Solar |  |  | Interconnected | Trade Secret | Trade | MPK | MPK063 | Residential | Solar*Rewards | Trade Secret | 2020 | 2020
20252-215912-02 | Xcel Energy | 85 | 13781 | IOU | 04002191 | 3.84 | Solar |  |  | Interconnected | Trade Secret | Trade | KOL | KOL074 | Residential |  | Trade Secret | 2020 | 2021
20252-215912-02 | Xcel Energy | 85 | 13781 | IOU | 04003343 | 6 | Solar |  |  | Interconnected | Trade Secret | Trade | GNL | GNL071 | Residential | Solar*Rewards | Trade Secret | 2020 | 2020
20252-215912-02 | Xcel Energy | 85 | 13781 | IOU | 04003920 |  | Solar |  |  | Active Application | Trade Secret | Trade |  |  | Residential | Solar*Rewards | Trade Secret | 2020
20252-215912-02 | Xcel Energy | 85 | 13781 | IOU | 04004360 | 2.32 | Solar |  |  | Withdrawn | Trade Secret | Trade | UPP | UPP084 | Residential | Solar*Rewards | Trade Secret | 2020
20252-215912-02 | Xcel Energy | 85 | 13781 | IOU | 04004413 | 1000 | Solar |  |  | Interconnected | Saint Cloud | Trade | SAK | SAK312 | Community Solar Garden | Solar*Rewards Community | Trade Secret | 2022 | 2024
20252-215912-02 | Xcel Energy | 85 | 13781 | IOU | 04004601 | 3.48 | Solar |  |  | Interconnected | Trade Secret | Trade | SLP | SLP082 | Residential | Solar*Rewards | Trade Secret | 2020 | 2021
20252-215912-02 | Xcel Energy | 85 | 13781 | IOU | 04004649 | 3.48 | Solar |  |  | Interconnected | Trade Secret | Trade | MPK | MPK082 | Residential | Solar*Rewards | Trade Secret | 2020 | 2020
20252-215912-02 | Xcel Energy | 85 | 13781 | IOU | 04004710 | 6.09 | Solar |  |  | Interconnected | Trade Secret | Trade | RAM | RAM062 | Residential | Solar*Rewards | Trade Secret | 2020 | 2020
20252-215912-02 | Xcel Energy | 85 | 13781 | IOU | 04004913 | 6.38 | Solar |  |  | Interconnected | Trade Secret | Trade | WYO | WYO021 | Residential | Solar*Rewards | Trade Secret | 2020 | 2020
20252-215912-02 | Xcel Energy | 85 | 13781 | IOU | 04004932 | 4.188 | Solar |  |  | Interconnected | Trade Secret | Trade | SOU | SOU082 | Residential | Solar*Rewards | Trade Secret | 2020 | 2020
20252-215912-02 | Xcel Energy | 85 | 13781 | IOU | 04004979 | 100 | Solar |  |  | Interconnected | Trade Secret | Trade | EDP | EDP095 | Commercial |  | Trade Secret | 2020 | 2021
20252-215912-02 | Xcel Energy | 85 | 13781 | IOU | 04005146 | 9.994 | Solar |  |  | Interconnected | Trade Secret | Trade | WWK | WWK311 | Residential | Solar*Rewards | Trade Secret | 2020 | 2020
20252-215912-02 | Xcel Energy | 85 | 13781 | IOU | 04005577 | 1000 | Solar |  |  | Active Application | Trade Secret | Trade | WEF | WEF071 | Community Solar Garden | Solar*Rewards Community | Trade Secret | 2024
20252-215912-02 | Xcel Energy | 85 | 13781 | IOU | 04005859 | 7.616 | Solar |  |  | Interconnected | Trade Secret | Trade | BCR | BCR082 | Residential | Solar*Rewards | Trade Secret | 2020 | 2020
20252-215912-02 | Xcel Energy | 85 | 13781 | IOU | 04005933 | 5.51 | Solar |  |  | Interconnected | Trade Secret | Trade | IDA | IDA072 | Residential | Solar*Rewards | Trade Secret | 2021 | 2021
20252-215912-02 | Xcel Energy | 85 | 13781 | IOU | 04005996 | 3 | Solar |  |  | Interconnected | Trade Secret | Trade | TER | TER081 | Residential | Solar*Rewards | Trade Secret | 2020 | 2021
20252-215912-02 | Xcel Energy | 85 | 13781 | IOU | 04006469 | 100 | Solar |  |  | Interconnected | Trade Secret | Trade | WIL | WIL095 | Commercial |  | Trade Secret | 2020 | 2021
20252-215912-02 | Xcel Energy | 85 | 13781 | IOU | 04006565 | 5.22 | Solar |  |  | Interconnected | Trade Secret | Trade | WDY | WDY312 | Residential | Solar*Rewards | Trade Secret | 2020 | 2020
20252-215912-02 | Xcel Energy | 85 | 13781 | IOU | 04006843 | 11.39 | Solar |  |  | Interconnected | Trade Secret | Trade | LEX | LEX332 | Residential | Solar*Rewards | Trade Secret | 2020 | 2021
20252-215912-02 | Xcel Energy | 85 | 13781 | IOU | 04007137 | 5.04 | Solar |  |  | Interconnected | Trade Secret | Trade | WES | WES074 | Residential | Solar*Rewards | Trade Secret | 2020 | 2021
20252-215912-02 | Xcel Energy | 85 | 13781 | IOU | 04007170 | 4.06 | Solar |  |  | Interconnected | Trade Secret | Trade | MEL | MEL073 | Residential | Solar*Rewards | Trade Secret | 2020 | 2021
20252-215912-02 | Xcel Energy | 85 | 13781 | IOU | 04007276 | 1000 | Solar |  |  | Withdrawn | Trade Secret | Trade | SMT | SMT072 | Community Solar Garden | Solar*Rewards Community | Trade Secret | 2020
20252-215912-02 | Xcel Energy | 85 | 13781 | IOU | 04007827 | 7.329 | Solar |  |  | Withdrawn | Trade Secret | Trade | CGR | CGR072 | Residential | Solar*Rewards | Trade Secret | 2020
20252-215912-02 | Xcel Energy | 85 | 13781 | IOU | 04007972 | 7.616 | Solar |  |  | Interconnected | Trade Secret | Trade | PAT | PAT312 | Residential | Solar*Rewards | Trade Secret | 2020 | 2021
20252-215912-02 | Xcel Energy | 85 | 13781 | IOU | 04008389 | 100 | Solar |  |  | Interconnected | Trade Secret | Trade | EDP | EDP095 | Commercial |  | Trade Secret | 2020 | 2021
20252-215912-02 | Xcel Energy | 85 | 13781 | IOU | 04008503 | 4.06 | Solar |  |  | Interconnected | Trade Secret | Trade | SOU | SOU083 | Residential | Solar*Rewards | Trade Secret | 2020 | 2020
20252-215912-02 | Xcel Energy | 85 | 13781 | IOU | 04008620 | 6.67 | Solar |  |  | Interconnected | Trade Secret | Trade | LEX | LEX075 | Residential | Solar*Rewards | Trade Secret | 2020 | 2021
20252-215912-02 | Xcel Energy | 85 | 13781 | IOU | 04008635 | 15.232 | Solar |  |  | Interconnected | Trade Secret | Trade | SLP | SLP085 | Residential | Solar*Rewards | Trade Secret | 2020 | 2021
20252-215912-02 | Xcel Energy | 85 | 13781 | IOU | 04008642 | 5.51 | Solar |  |  | Interconnected | Trade Secret | Trade | SLP | SLP073 | Residential | Solar*Rewards | Trade Secret | 2020 | 2020
20252-215912-02 | Xcel Energy | 85 | 13781 | IOU | 04009050 |  | Solar |  |  | Active Application | Trade Secret | Trade | HWW | HWW074 | Commercial | Solar*Rewards | Trade Secret | 2020
20252-215912-02 | Xcel Energy | 85 | 13781 | IOU | 04009064 | 7.54 | Solar |  | X | Interconnected | Trade Secret | Trade | PKL | PKL085 | Residential | Solar*Rewards | Trade Secret | 2020 | 2020
20252-215912-02 | Xcel Energy | 85 | 13781 | IOU | 04009203 | 1000 | Solar |  |  | Withdrawn | Trade Secret | Trade | FRA | FRA211 | Community Solar Garden | Solar*Rewards Community | Trade Secret | 2020
20252-215912-02 | Xcel Energy | 85 | 13781 | IOU | 04009386 | 4.8 | Solar |  |  | Interconnected | Trade Secret | Trade | CRL | CRL065 | Residential | Solar*Rewards | Trade Secret | 2020 | 2021
20252-215912-02 | Xcel Energy | 85 | 13781 | IOU | 04009569 | 2.32 | Solar |  |  | Interconnected | Trade Secret | Trade | TER | TER071 | Residential | Solar*Rewards | Trade Secret | 2020 | 2021
20252-215912-02 | Xcel Energy | 85 | 13781 | IOU | 04009725 | 8.99 | Solar |  |  | Interconnected | Trade Secret | Trade | TER | TER081 | Residential | Solar*Rewards | Trade Secret | 2020 | 2023
20252-215912-02 | Xcel Energy | 85 | 13781 | IOU | 04010612 | 1000 | Solar |  |  | Withdrawn | Trade Secret | Trade | WIN | WIN043 | Community Solar Garden | Solar*Rewards Community | Trade Secret | 2020
20252-215912-02 | Xcel Energy | 85 | 13781 | IOU | 04010725 | 1000 | Solar |  |  | Active Application | Trade Secret | Trade | MHW | MHW311 | Community Solar Garden | Solar*Rewards Community | Trade Secret | 2021
20252-215912-02 | Xcel Energy | 85 | 13781 | IOU | 04011188 | 1000 | Solar |  |  | Withdrawn | Trade Secret | Trade | YLM | YLM212 | Community Solar Garden | Solar*Rewards Community | Trade Secret | 2021
20252-215912-02 | Xcel Energy | 85 | 13781 | IOU | 04011352 | 320 | Solar |  |  | Active Application | Trade Secret | Trade | TSS | TSS061 | Community Solar Garden | Solar*Rewards Community | Trade Secret | 2021
20252-215912-02 | Xcel Energy | 85 | 13781 | IOU | 04011461 | 1000 | Solar |  |  | Withdrawn | Trade Secret | Trade | WAT | WAT221 | Community Solar Garden | Solar*Rewards Community | Trade Secret | 2020
20252-215912-02 | Xcel Energy | 85 | 13781 | IOU | 04011489 | 1000 | Solar |  |  | Withdrawn | Trade Secret | Trade | WAT | WAT021 | Community Solar Garden | Solar*Rewards Community | Trade Secret | 2020
20252-215912-02 | Xcel Energy | 85 | 13781 | IOU | 04011543 | 1000 | Solar |  |  | Withdrawn | Trade Secret | Trade | LAY | LAY061 | Community Solar Garden | Solar*Rewards Community | Trade Secret | 2020
20252-215912-02 | Xcel Energy | 85 | 13781 | IOU | 04011588 | 740 | Solar |  |  | Active Application | Trade Secret | Trade | GIB | GIB021 | Community Solar Garden | Solar*Rewards Community | Trade Secret | 2021
20252-215912-02 | Xcel Energy | 85 | 13781 | IOU | 04011674 | 1000 | Solar |  |  | Withdrawn | Trade Secret | Trade | NOF | NOF061 | Community Solar Garden | Solar*Rewards Community | Trade Secret | 2020
20252-215912-02 | Xcel Energy | 85 | 13781 | IOU | 04011775 | 1000 | Solar |  |  | Withdrawn | Trade Secret | Trade | RED | RED091 | Community Solar Garden | Solar*Rewards Community | Trade Secret | 2020
20252-215912-02 | Xcel Energy | 85 | 13781 | IOU | 04014332 |  | Solar |  |  | Active Application | Trade Secret | Trade |  |  | Residential | Solar*Rewards | Trade Secret | 2020
20252-215912-02 | Xcel Energy | 85 | 13781 | IOU | 04015457 | 24.07 | Solar |  |  | Withdrawn | Trade Secret | Trade | AFT | AFT314 | Residential | Solar*Rewards | Trade Secret | 2020
20252-215912-02 | Xcel Energy | 85 | 13781 | IOU | 04015747 |  | Solar |  |  | Active Application | Trade Secret | Trade |  |  | Residential | Solar*Rewards | Trade Secret | 2020
20252-215912-02 | Xcel Energy | 85 | 13781 | IOU | 04015748 | 7.616 | Solar |  |  | Interconnected | Trade Secret | Trade | SOU | SOU079 | Residential | Solar*Rewards | Trade Secret | 2020 | 2020
20252-215912-02 | Xcel Energy | 85 | 13781 | IOU | 04015814 | 5.584 | Solar |  | X | Interconnected | Trade Secret | Trade | SLP | SLP084 | Residential | Solar*Rewards | Trade Secret | 2020 | 2021
20252-215912-02 | Xcel Energy | 85 | 13781 | IOU | 04018748 | 9.28 | Solar |  |  | Interconnected | Trade Secret | Trade | VMR | VMR062 | Residential | Solar*Rewards | Trade Secret | 2020 | 2020
20252-215912-02 | Xcel Energy | 85 | 13781 | IOU | 04018763 | 999 | Solar |  |  | Active Application | Trade Secret | Trade | LAP | LAP311 | Community Solar Garden | Solar*Rewards Community | Trade Secret | 2023
20252-215912-02 | Xcel Energy | 85 | 13781 | IOU | 04019301 | 3.48 | Solar |  |  | Interconnected | Trade Secret | Trade | DBL | DBL068 | Residential | Solar*Rewards | Trade Secret | 2020 | 2020
20252-215912-02 | Xcel Energy | 85 | 13781 | IOU | 04019454 | 15.232 | Solar |  |  | Interconnected | Trade Secret | Trade | LAP | LAP311 | Residential | Solar*Rewards | Trade Secret | 2020 | 2021
20252-215912-02 | Xcel Energy | 85 | 13781 | IOU | 04019493 | 100 | Solar |  |  | Interconnected | Trade Secret | Trade | SDX | SDX312 | Commercial |  | Trade Secret | 2020 | 2021
20252-215912-02 | Xcel Energy | 85 | 13781 | IOU | 04019755 | 3.3 | Solar |  |  | Interconnected | Trade Secret | Trade | WIL | WIL086 | Residential |  | Trade Secret | 2020 | 2021
20252-215912-02 | Xcel Energy | 85 | 13781 | IOU | 04019825 | 1000 | Solar |  |  | Interconnected | Bird Island | Trade | BIS | BIS001 | Community Solar Garden | Solar*Rewards Community | Trade Secret | 2021 | 2023
20252-215912-02 | Xcel Energy | 85 | 13781 | IOU | 04019837 | 4.4 | Solar |  |  | Interconnected | Trade Secret | Trade | VMR | VMR062 | Residential |  | Trade Secret | 2020 | 2021
20252-215912-02 | Xcel Energy | 85 | 13781 | IOU | 04019843 | 9.9 | Solar |  |  | Interconnected | Trade Secret | Trade | ALK | ALK064 | Residential |  | Trade Secret | 2020 | 2021
20252-215912-02 | Xcel Energy | 85 | 13781 | IOU | 04019863 | 11 | Solar |  |  | Interconnected | Trade Secret | Trade | VMR | VMR062 | Residential |  | Trade Secret | 2020 | 2021
20252-215912-02 | Xcel Energy | 85 | 13781 | IOU | 04020026 | 5.22 | Solar |  |  | Withdrawn | Trade Secret | Trade | DBL | DBL063 | Residential | Solar*Rewards | Trade Secret | 2020
20252-215912-02 | Xcel Energy | 85 | 13781 | IOU | 04020703 | 10.08 | Solar |  |  | Active Application | Trade Secret | Trade | MEL | MEL074 | Residential | Solar*Rewards | Trade Secret | 2020
20252-215912-02 | Xcel Energy | 85 | 13781 | IOU | 04021959 | 6.6 | Solar |  |  | Interconnected | Trade Secret | Trade | VMR | VMR062 | Residential |  | Trade Secret | 2020 | 2021
20252-215912-02 | Xcel Energy | 85 | 13781 | IOU | 04022008 | 3.36 | Solar |  |  | Interconnected | Trade Secret | Trade | FSL | FSL311 | Residential |  | Trade Secret | 2021 | 2021
20252-215912-02 | Xcel Energy | 85 | 13781 | IOU | 04022117 |  |  |  |  | Active Application | Trade Secret | Trade |  |  | Residential |  | Trade Secret | 2020
20252-215912-02 | Xcel Energy | 85 | 13781 | IOU | 04022560 | 6.05 | Solar |  |  | Interconnected | Trade Secret | Trade | TWL | TWL066 | Residential |  | Trade Secret | 2020 | 2021
20252-215912-02 | Xcel Energy | 85 | 13781 | IOU | 04022571 | 4.95 | Solar |  |  | Interconnected | Trade Secret | Trade | VMR | VMR062 | Residential |  | Trade Secret | 2020 | 2021
20252-215912-02 | Xcel Energy | 85 | 13781 | IOU | 04022577 | 7.616 | Solar |  |  | Active Application | Trade Secret | Trade | UPP | UPP084 | Residential | Solar*Rewards | Trade Secret | 2020
20252-215912-02 | Xcel Energy | 85 | 13781 | IOU | 04022634 | 14.5 | Solar |  |  | Interconnected | Trade Secret | Trade | RLK | RLK073 | Residential |  | Trade Secret | 2020 | 2021
20252-215912-02 | Xcel Energy | 85 | 13781 | IOU | 04022645 | 15.232 | Solar |  |  | Interconnected | Trade Secret | Trade | WCS | WCS064 | Residential | Solar*Rewards | Trade Secret | 2020 | 2021
20252-215912-02 | Xcel Energy | 85 | 13781 | IOU | 04022701 | 6.09 | Solar |  |  | Interconnected | Trade Secret | Trade | LEX | LEX074 | Residential | Solar*Rewards | Trade Secret | 2020 | 2020
20252-215912-02 | Xcel Energy | 85 | 13781 | IOU | 04022844 | 7.616 | Solar |  |  | Interconnected | Trade Secret | Trade | KOL | KOL074 | Residential | Solar*Rewards | Trade Secret | 2020 | 2021
20252-215912-02 | Xcel Energy | 85 | 13781 | IOU | 04023171 | 3.747 | Solar |  |  | Interconnected | Trade Secret | Trade | RPO | RPO312 | Residential | Solar*Rewards | Trade Secret | 2020 | 2021
20252-215912-02 | Xcel Energy | 85 | 13781 | IOU | 04023190 | 5.28 | Solar |  |  | Interconnected | Trade Secret | Trade | BCH | BCH311 | Residential | Solar*Rewards | Trade Secret | 2020 | 2021
20252-215912-02 | Xcel Energy | 85 | 13781 | IOU | 04023437 | 3.747 | Solar |  |  | Interconnected | Trade Secret | Trade | TWL | TWL063 | Residential | Solar*Rewards | Trade Secret | 2020 | 2021
20252-215912-02 | Xcel Energy | 85 | 13781 | IOU | 04023551 | 3.747 | Solar |  |  | Interconnected | Trade Secret | Trade | XRD | XRD075 | Residential | Solar*Rewards | Trade Secret | 2020 | 2021
20252-215912-02 | Xcel Energy | 85 | 13781 | IOU | 04023713 | 3.747 | Solar |  |  | Interconnected | Trade Secret | Trade | GRC | GRC062 | Residential | Solar*Rewards | Trade Secret | 2020 | 2021
20252-215912-02 | Xcel Energy | 85 | 13781 | IOU | 04023894 | 5 | Solar |  |  | Interconnected | Trade Secret | Trade | GRC | GRC063 | Residential | Solar*Rewards | Trade Secret | 2020 | 2020
20252-215912-02 | Xcel Energy | 85 | 13781 | IOU | 04024021 | 4.35 | Solar |  |  | Interconnected | Trade Secret | Trade | SHP | SHP061 | Residential | Solar*Rewards | Trade Secret | 2020 | 2020
20252-215912-02 | Xcel Energy | 85 | 13781 | IOU | 04024045 | 8.99 | Solar |  |  | Interconnected | Trade Secret | Trade | DND | DND071 | Residential | Solar*Rewards | Trade Secret | 2020 | 2021
20252-215912-02 | Xcel Energy | 85 | 13781 | IOU | 04024095 | 4.93 | Solar |  |  | Interconnected | Trade Secret | Trade | UPP | UPP082 | Residential | Solar*Rewards | Trade Secret | 2021 | 2021
20252-215912-02 | Xcel Energy | 85 | 13781 | IOU | 04024134 | 3.747 | Solar |  |  | Interconnected | Trade Secret | Trade | RWD | RWD063 | Residential | Solar*Rewards | Trade Secret | 2020 | 2021
20252-215912-02 | Xcel Energy | 85 | 13781 | IOU | 04024165 | 3.747 | Solar |  |  | Interconnected | Trade Secret | Trade | TLK | TLK066 | Residential | Solar*Rewards | Trade Secret | 2020 | 2021
20252-215912-02 | Xcel Energy | 85 | 13781 | IOU | 04024218 | 3.747 | Solar |  |  | Interconnected | Trade Secret | Trade | GRC | GRC062 | Residential | Solar*Rewards | Trade Secret | 2020 | 2021
20252-215912-02 | Xcel Energy | 85 | 13781 | IOU | 04024758 | 11.39 | Solar |  |  | Interconnected | Trade Secret | Trade | EDA | EDA067 | Residential | Solar*Rewards | Trade Secret | 2020 | 2021
20252-215912-02 | Xcel Energy | 85 | 13781 | IOU | 04025544 | 3.747 | Solar |  |  | Interconnected | Trade Secret | Trade | SAR | SAR021 | Residential | Solar*Rewards | Trade Secret | 2020 | 2021
20252-215912-02 | Xcel Energy | 85 | 13781 | IOU | 04025647 | 7.616 | Solar |  |  | Interconnected | Trade Secret | Trade | GNL | GNL071 | Residential | Solar*Rewards | Trade Secret | 2020 | 2021
20252-215912-02 | Xcel Energy | 85 | 13781 | IOU | 04025751 | 5 | Solar |  |  | Interconnected | Trade Secret | Trade | DPN | DPN072 | Residential | Solar*Rewards | Trade Secret | 2020 | 2021
20252-215912-02 | Xcel Energy | 85 | 13781 | IOU | 04025807 | 5 | Solar |  |  | Interconnected | Trade Secret | Trade | WSG | WSG352 | Residential | Solar*Rewards | Trade Secret | 2020 | 2021
20252-215912-02 | Xcel Energy | 85 | 13781 | IOU | 04025817 | 5 | Solar |  |  | Interconnected | Trade Secret | Trade | WIL | WIL086 | Residential | Solar*Rewards | Trade Secret | 2020 | 2021
20252-215912-02 | Xcel Energy | 85 | 13781 | IOU | 04025878 | 7.616 | Solar |  |  | Interconnected | Trade Secret | Trade | LEX | LEX333 | Residential | Solar*Rewards | Trade Secret | 2020 | 2021
20252-215912-02 | Xcel Energy | 85 | 13781 | IOU | 04025886 | 6 | Solar |  |  | Interconnected | Trade Secret | Trade | WES | WES076 | Residential | Solar*Rewards | Trade Secret | 2020 | 2020
20252-215912-02 | Xcel Energy | 85 | 13781 | IOU | 04026006 | 3.747 | Solar |  |  | Interconnected | Trade Secret | Trade | MPK | MPK068 | Residential | Solar*Rewards | Trade Secret | 2020 | 2021
20252-215912-02 | Xcel Energy | 85 | 13781 | IOU | 04026134 | 5 | Solar |  |  | Interconnected | Trade Secret | Trade | GRC | GRC312 | Residential | Solar*Rewards | Trade Secret | 2020 | 2021
20252-215912-02 | Xcel Energy | 85 | 13781 | IOU | 04026299 | 5 | Solar |  |  | Active Application | Trade Secret | Trade | PKL | PKL074 | Residential | Solar*Rewards | Trade Secret | 2020
20252-215912-02 | Xcel Energy | 85 | 13781 | IOU | 04026883 | 7.616 | Solar |  |  | Interconnected | Trade Secret | Trade | SCA | SCA021 | Residential | Solar*Rewards | Trade Secret | 2020 | 2020
20252-215912-02 | Xcel Energy | 85 | 13781 | IOU | 04027748 | 3.77 | Solar |  |  | Interconnected | Trade Secret | Trade | SHP | SHP061 | Residential | Solar*Rewards | Trade Secret | 2020 | 2021
20252-215912-02 | Xcel Energy | 85 | 13781 | IOU | 04027777 | 3.48 | Solar |  |  | Interconnected | Trade Secret | Trade | GLK | GLK073 | Residential | Solar*Rewards | Trade Secret | 2020 | 2021
20252-215912-02 | Xcel Energy | 85 | 13781 | IOU | 04027940 | 2.792 | Solar |  |  | Interconnected | Trade Secret | Trade | HSN | HSN312 | Residential | Solar*Rewards | Trade Secret | 2020 | 2021
20252-215912-02 | Xcel Energy | 85 | 13781 | IOU | 04028686 | 6.38 | Solar |  |  | Interconnected | Trade Secret | Trade | COK | COK061 | Residential | Solar*Rewards | Trade Secret | 2020 | 2021
20252-215912-02 | Xcel Energy | 85 | 13781 | IOU | 04029100 | 5.8 | Solar |  |  | Interconnected | Trade Secret | Trade | AFT | AFT322 | Residential | Solar*Rewards | Trade Secret | 2020 | 2021
20252-215912-02 | Xcel Energy | 85 | 13781 | IOU | 04029252 | 6 | Solar |  |  | Interconnected | Trade Secret | Trade | WAV | WAV021 | Residential | Solar*Rewards | Trade Secret | 2020 | 2021
20252-215912-02 | Xcel Energy | 85 | 13781 | IOU | 04029353 | 3.747 | Solar |  |  | Active Application | Trade Secret | Trade | RPO | RPO311 | Residential | Solar*Rewards | Trade Secret | 2020
20252-215912-02 | Xcel Energy | 85 | 13781 | IOU | 04029367 | 5 | Solar |  |  | Interconnected | Trade Secret | Trade | FSL | FSL312 | Residential | Solar*Rewards | Trade Secret | 2020 | 2020
20252-215912-02 | Xcel Energy | 85 | 13781 | IOU | 04030013 |  |  |  |  | Active Application | Trade Secret | Trade |  |  | Residential |  | Trade Secret | 2020
20252-215912-02 | Xcel Energy | 85 | 13781 | IOU | 04030131 | 5 | Storage |  |  | Interconnected | Trade Secret | Trade | CEL | CEL075 | Residential |  | Trade Secret | 2020 | 2020
20252-215912-02 | Xcel Energy | 85 | 13781 | IOU | 04030726 | 39.998 | Solar |  |  | Interconnected | Trade Secret | Trade | MEL | MEL074 | Commercial | Solar*Rewards | Trade Secret | 2020 | 2021
20252-215912-02 | Xcel Energy | 85 | 13781 | IOU | 04030804 | 49.999 | Solar |  |  | Interconnected | Trade Secret | Trade | MEL | MEL074 | Commercial |  | Trade Secret | 2020 | 2022
20252-215912-02 | Xcel Energy | 85 | 13781 | IOU | 04031720 | 6.24 | Solar |  |  | Interconnected | Trade Secret | Trade | SLW | SLW062 | Residential |  | Trade Secret | 2020 | 2021
20252-215912-02 | Xcel Energy | 85 | 13781 | IOU | 04032052 | 621.6 | Solar |  |  | Interconnected | Good Thunder | Trade | RAP | RAP081 | Community Solar Garden | Solar*Rewards Community | Trade Secret | 2022 | 2023
20252-215912-02 | Xcel Energy | 85 | 13781 | IOU | 04032087 | 5.51 | Solar |  |  | Interconnected | Trade Secret | Trade | APA | APA075 | Residential | Solar*Rewards | Trade Secret | 2020 | 2020
20252-215912-02 | Xcel Energy | 85 | 13781 | IOU | 04032252 | 7.25 | Solar |  |  | Interconnected | Trade Secret | Trade | ALK | ALK063 | Residential | Solar*Rewards | Trade Secret | 2020 | 2021
20252-215912-02 | Xcel Energy | 85 | 13781 | IOU | 04032266 | 5.22 | Solar |  |  | Interconnected | Trade Secret | Trade | AHI | AHI063 | Residential | Solar*Rewards | Trade Secret | 2020 | 2021
20252-215912-02 | Xcel Energy | 85 | 13781 | IOU | 04032324 | 7.54 | Solar |  |  | Interconnected | Trade Secret | Trade | HUG | HUG312 | Residential | Solar*Rewards | Trade Secret | 2020 | 2021
20252-215912-02 | Xcel Energy | 85 | 13781 | IOU | 04032333 | 6.67 | Solar |  |  | Interconnected | Trade Secret | Trade | SAV | SAV069 | Residential | Solar*Rewards | Trade Secret | 2020 | 2020
20252-215912-02 | Xcel Energy | 85 | 13781 | IOU | 04032336 | 7.329 | Solar |  |  | Interconnected | Trade Secret | Trade | RPL | RPL063 | Residential | Solar*Rewards | Trade Secret | 2020 | 2020
20252-215912-02 | Xcel Energy | 85 | 13781 | IOU | 04035390 | 4.188 | Solar |  |  | Active Application | Trade Secret | Trade | LEX | LEX074 | Residential | Solar*Rewards | Trade Secret | 2020
20252-215912-02 | Xcel Energy | 85 | 13781 | IOU | 04035758 | 7.616 | Solar |  |  | Interconnected | Trade Secret | Trade | ALK | ALK072 | Residential | Solar*Rewards | Trade Secret | 2021 | 2021
20252-215912-02 | Xcel Energy | 85 | 13781 | IOU | 04035795 | 4.8 | Solar |  |  | Interconnected | Trade Secret | Trade | EDA | EDA075 | Residential | Solar*Rewards | Trade Secret | 2020 | 2021
20252-215912-02 | Xcel Energy | 85 | 13781 | IOU | 04035950 | 8.12 | Solar |  |  | Interconnected | Trade Secret | Trade | WWK | WWK311 | Residential | Solar*Rewards | Trade Secret | 2020 | 2020
20252-215912-02 | Xcel Energy | 85 | 13781 | IOU | 04036278 | 9.994 | Solar |  |  | Interconnected | Trade Secret | Trade | TER | TER081 | Residential | Solar*Rewards | Trade Secret | 2020 | 2020
20252-215912-02 | Xcel Energy | 85 | 13781 | IOU | 04039096 | 38.02 | Solar |  |  | Interconnected | Trade Secret | Trade | TWL | TWL069 | Commercial | Solar*Rewards | Trade Secret | 2020 | 2021
20252-215912-02 | Xcel Energy | 85 | 13781 | IOU | 04040397 |  | Solar |  |  | Active Application | Trade Secret | Trade |  |  | Residential | Solar*Rewards | Trade Secret | 2020
20252-215912-02 | Xcel Energy | 85 | 13781 | IOU | 04040441 | 15.232 | Solar |  |  | Interconnected | Trade Secret | Trade | WAS | WAS092 | Residential | Solar*Rewards | Trade Secret | 2020 | 2021
20252-215912-02 | Xcel Energy | 85 | 13781 | IOU | 04040613 | 1000 | Solar |  |  | Withdrawn | Trade Secret | Trade | ZUM | ZUM022 | Community Solar Garden | Solar*Rewards Community | Trade Secret | 2020
20252-215912-02 | Xcel Energy | 85 | 13781 | IOU | 04040659 | 7.616 | Solar |  |  | Interconnected | Trade Secret | Trade | HUG | HUG312 | Residential | Solar*Rewards | Trade Secret | 2020 | 2021
20252-215912-02 | Xcel Energy | 85 | 13781 | IOU | 04040700 | 1000 | Solar |  |  | Withdrawn | Trade Secret | Trade | LAC | LAC062 | Community Solar Garden | Solar*Rewards Community | Trade Secret | 2021
20252-215912-02 | Xcel Energy | 85 | 13781 | IOU | 04040709 | 5 | Solar |  |  | Interconnected | Trade Secret | Trade | WYO | WYO031 | Residential | Solar*Rewards | Trade Secret | 2020 | 2021
20252-215912-02 | Xcel Energy | 85 | 13781 | IOU | 04040799 | 6.6 | Solar |  |  | Interconnected | Trade Secret | Trade | FRM | FRM062 | Residential | Solar*Rewards | Trade Secret | 2020 | 2021
20252-215912-02 | Xcel Energy | 85 | 13781 | IOU | 04041017 | 7.616 | Solar |  |  | Interconnected | Trade Secret | Trade | OAD | OAD074 | Residential | Solar*Rewards | Trade Secret | 2020 | 2021
20252-215912-02 | Xcel Energy | 85 | 13781 | IOU | 04041202 | 3.85 | Solar |  |  | Interconnected | Trade Secret | Trade | ALK | ALK067 | Residential |  | Trade Secret | 2020 | 2021
20252-215912-02 | Xcel Energy | 85 | 13781 | IOU | 04041205 | 8.12 | Solar |  |  | Interconnected | Trade Secret | Trade | IDA | IDA064 | Residential | Solar*Rewards | Trade Secret | 2020 | 2020
20252-215912-02 | Xcel Energy | 85 | 13781 | IOU | 04041206 | 6.6 | Solar |  |  | Interconnected | Trade Secret | Trade | FRM | FRM062 | Residential | Solar*Rewards | Trade Secret | 2020 | 2021
20252-215912-02 | Xcel Energy | 85 | 13781 | IOU | 04041207 | 6.6 | Solar |  |  | Interconnected | Trade Secret | Trade | LAB | LAB311 | Residential |  | Trade Secret | 2020 | 2021
20252-215912-02 | Xcel Energy | 85 | 13781 | IOU | 04041217 | 7.7 | Solar |  |  | Interconnected | Trade Secret | Trade | VMR | VMR062 | Residential |  | Trade Secret | 2020 | 2021
20252-215912-02 | Xcel Energy | 85 | 13781 | IOU | 04041227 | 3.85 | Solar |  |  | Interconnected | Trade Secret | Trade | ALK | ALK072 | Residential |  | Trade Secret | 2020 | 2021
20252-215912-02 | Xcel Energy | 85 | 13781 | IOU | 04041233 | 6.05 | Solar |  |  | Interconnected | Trade Secret | Trade | ALK | ALK067 | Residential | Solar*Rewards | Trade Secret | 2021 | 2021
20252-215912-02 | Xcel Energy | 85 | 13781 | IOU | 04041236 | 12.1 | Solar |  |  | Interconnected | Trade Secret | Trade | VMR | VMR062 | Residential |  | Trade Secret | 2020 | 2021
20252-215912-02 | Xcel Energy | 85 | 13781 | IOU | 04041240 | 7.7 | Solar |  |  | Interconnected | Trade Secret | Trade | WDY | WDY311 | Residential |  | Trade Secret | 2020 | 2021
20252-215912-02 | Xcel Energy | 85 | 13781 | IOU | 04041245 | 6.6 | Solar |  |  | Interconnected | Trade Secret | Trade | FRM | FRM062 | Residential | Solar*Rewards | Trade Secret | 2021 | 2021
20252-215912-02 | Xcel Energy | 85 | 13781 | IOU | 04041253 | 6.6 | Solar |  |  | Interconnected | Trade Secret | Trade | WIL | WIL091 | Residential |  | Trade Secret | 2020 | 2021
20252-215912-02 | Xcel Energy | 85 | 13781 | IOU | 04041255 | 9.9 | Solar |  |  | Interconnected | Trade Secret | Trade | VMR | VMR062 | Residential | Solar*Rewards | Trade Secret | 2021 | 2021
20252-215912-02 | Xcel Energy | 85 | 13781 | IOU | 04041260 | 4.95 | Solar |  |  | Interconnected | Trade Secret | Trade | WIL | WIL091 | Residential |  | Trade Secret | 2020 | 2021
20252-215912-02 | Xcel Energy | 85 | 13781 | IOU | 04041266 |  |  |  |  | Active Application | Trade Secret | Trade |  |  | Residential |  | Trade Secret | 2020
20252-215912-02 | Xcel Energy | 85 | 13781 | IOU | 04041286 | 2.61 | Solar |  |  | Interconnected | Trade Secret | Trade | RAM | RAM077 | Residential | Solar*Rewards | Trade Secret | 2020 | 2020
20252-215912-02 | Xcel Energy | 85 | 13781 | IOU | 04041307 | 7.7 | Solar |  |  | Interconnected | Trade Secret | Trade | RMT | RMT321 | Residential |  | Trade Secret | 2020 | 2021
20252-215912-02 | Xcel Energy | 85 | 13781 | IOU | 04041315 | 7.7 | Solar |  |  | Interconnected | Trade Secret | Trade | RMT | RMT321 | Residential | Solar*Rewards | Trade Secret | 2020 | 2021
20252-215912-02 | Xcel Energy | 85 | 13781 | IOU | 04041344 | 3.747 | Solar |  |  | Interconnected | Trade Secret | Trade | ALD | ALD088 | Residential | Solar*Rewards | Trade Secret | 2020 | 2021
20252-215912-02 | Xcel Energy | 85 | 13781 | IOU | 04041374 | 6 | Solar |  |  | Interconnected | Trade Secret | Trade | HOL | HOL072 | Residential | Solar*Rewards | Trade Secret | 2020 | 2020
20252-215912-02 | Xcel Energy | 85 | 13781 | IOU | 04041399 |  | Solar |  |  | Active Application | Trade Secret | Trade |  |  | Residential | Solar*Rewards | Trade Secret | 2020
20252-215912-02 | Xcel Energy | 85 | 13781 | IOU | 04041414 | 2.03 | Solar |  |  | Active Application | Trade Secret | Trade | ANN | ANN021 | Residential | Solar*Rewards | Trade Secret | 2020
20252-215912-02 | Xcel Energy | 85 | 13781 | IOU | 04041467 | 7.616 | Solar |  |  | Interconnected | Trade Secret | Trade | TWL | TWL068 | Residential | Solar*Rewards | Trade Secret | 2020 | 2020
20252-215912-02 | Xcel Energy | 85 | 13781 | IOU | 04041499 | 3.19 | Solar |  |  | Interconnected | Trade Secret | Trade | HWW | HWW073 | Residential | Solar*Rewards | Trade Secret | 2020 | 2020
20252-215912-02 | Xcel Energy | 85 | 13781 | IOU | 04041620 | 3.747 | Solar |  |  | Interconnected | Trade Secret | Trade | BRP | BRP063 | Residential | Solar*Rewards | Trade Secret | 2020 | 2020
20252-215912-02 | Xcel Energy | 85 | 13781 | IOU | 04041622 | 4.95 | Solar |  |  | Interconnected | Trade Secret | Trade | ALK | ALK063 | Residential |  | Trade Secret | 2020 | 2021
20252-215912-02 | Xcel Energy | 85 | 13781 | IOU | 04041629 | 4.95 | Solar |  |  | Interconnected | Trade Secret | Trade | ALK | ALK072 | Residential |  | Trade Secret | 2020 | 2021
20252-215912-02 | Xcel Energy | 85 | 13781 | IOU | 04041637 | 7.15 | Solar |  |  | Interconnected | Trade Secret | Trade | ALK | ALK072 | Residential |  | Trade Secret | 2020 | 2021
20252-215912-02 | Xcel Energy | 85 | 13781 | IOU | 04041649 | 8.8 | Solar |  |  | Interconnected | Trade Secret | Trade | ALK | ALK072 | Residential |  | Trade Secret | 2020 | 2021
20252-215912-02 | Xcel Energy | 85 | 13781 | IOU | 04041662 | 7.7 | Solar |  |  | Interconnected | Trade Secret | Trade | WIL | WIL079 | Residential |  | Trade Secret | 2020 | 2021
20252-215912-02 | Xcel Energy | 85 | 13781 | IOU | 04041665 | 7.15 | Solar |  |  | Interconnected | Trade Secret | Trade | ALK | ALK063 | Residential |  | Trade Secret | 2020 | 2021
20252-215912-02 | Xcel Energy | 85 | 13781 | IOU | 04041676 | 8.25 | Solar |  |  | Interconnected | Trade Secret | Trade | VMR | VMR062 | Residential |  | Trade Secret | 2020 | 2021
20252-215912-02 | Xcel Energy | 85 | 13781 | IOU | 04041680 | 5.48 | Solar |  |  | Interconnected | Trade Secret | Trade | LNS | LNS033 | Residential | Solar*Rewards | Trade Secret | 2021 | 2021
20252-215912-02 | Xcel Energy | 85 | 13781 | IOU | 04041683 | 5 | Solar |  |  | Interconnected | Trade Secret | Trade | WIL | WIL098 | Residential | Solar*Rewards | Trade Secret | 2020 | 2020
20252-215912-02 | Xcel Energy | 85 | 13781 | IOU | 04041689 | 4.95 | Solar |  |  | Interconnected | Trade Secret | Trade | VMR | VMR062 | Residential |  | Trade Secret | 2020 | 2021
20252-215912-02 | Xcel Energy | 85 | 13781 | IOU | 04041697 | 3.3 | Solar |  |  | Interconnected | Trade Secret | Trade | VMR | VMR062 | Residential |  | Trade Secret | 2020 | 2021
20252-215912-02 | Xcel Energy | 85 | 13781 | IOU | 04041703 | 5.5 | Solar |  |  | Interconnected | Trade Secret | Trade | VMR | VMR061 | Residential | Solar*Rewards | Trade Secret | 2020 | 2021
20252-215912-02 | Xcel Energy | 85 | 13781 | IOU | 04041708 | 3.3 | Solar |  |  | Interconnected | Trade Secret | Trade | RMT | RMT321 | Residential |  | Trade Secret | 2020 | 2021
20252-215912-02 | Xcel Energy | 85 | 13781 | IOU | 04041877 | 7.616 | Solar |  |  | Active Application | Trade Secret | Trade | KOL | KOL062 | Residential | Solar*Rewards | Trade Secret | 2020
20252-215912-02 | Xcel Energy | 85 | 13781 | IOU | 04042328 | 7.25 | Solar |  |  | Interconnected | Trade Secret | Trade | MOL | MOL079 | Residential | Solar*Rewards | Trade Secret | 2020 | 2020
20252-215912-02 | Xcel Energy | 85 | 13781 | IOU | 04042565 | 8.7 | Solar |  |  | Interconnected | Trade Secret | Trade | WCS | WCS064 | Residential | Solar*Rewards | Trade Secret | 2020 | 2021
20252-215912-02 | Xcel Energy | 85 | 13781 | IOU | 04042661 | 6 | Solar |  |  | Active Application | Trade Secret | Trade | OSS | OSS073 | Residential | Solar*Rewards | Trade Secret | 2020
20252-215912-02 | Xcel Energy | 85 | 13781 | IOU | 04042863 | 3.6 | Solar |  |  | Interconnected | Trade Secret | Trade | SOU | SOU073 | Residential | Solar*Rewards | Trade Secret | 2020 | 2020
20252-215912-02 | Xcel Energy | 85 | 13781 | IOU | 04043188 | 6 | Solar |  |  | Interconnected | Trade Secret | Trade | SMT | SMT061 | Residential | Solar*Rewards | Trade Secret | 2020 | 2021
20252-215912-02 | Xcel Energy | 85 | 13781 | IOU | 04043230 | 1000 | Solar |  |  | Active Application | Trade Secret | Trade | DND | DND071 | Community Solar Garden | Solar*Rewards Community | Trade Secret | 2021
20252-215912-02 | Xcel Energy | 85 | 13781 | IOU | 04043565 | 6.96 | Solar |  |  | Interconnected | Trade Secret | Trade | SLP | SLP082 | Residential | Solar*Rewards | Trade Secret | 2020 | 2020
20252-215912-02 | Xcel Energy | 85 | 13781 | IOU | 04043670 | 7.616 | Solar |  |  | Interconnected | Trade Secret | Trade | TER | TER081 | Residential | Solar*Rewards | Trade Secret | 2020 | 2021
20252-215912-02 | Xcel Energy | 85 | 13781 | IOU | 04043881 | 4.93 | Solar |  |  | Interconnected | Trade Secret | Trade | SCA | SCA021 | Residential | Solar*Rewards | Trade Secret | 2020 | 2021
20252-215912-02 | Xcel Energy | 85 | 13781 | IOU | 04044035 | 12 | Solar |  |  | Active Application | Trade Secret | Trade | HUG | HUG321 | Residential | Solar*Rewards | Trade Secret | 2020
20252-215912-02 | Xcel Energy | 85 | 13781 | IOU | 04044138 | 24 | Solar |  |  | Active Application | Trade Secret | Trade | CHI | CHI311 | Residential | Solar*Rewards | Trade Secret | 2020
20252-215912-02 | Xcel Energy | 85 | 13781 | IOU | 04044200 | 4.95 | Solar |  |  | Interconnected | Trade Secret | Trade | WIL | WIL073 | Residential |  | Trade Secret | 2020 | 2021
20252-215912-02 | Xcel Energy | 85 | 13781 | IOU | 04044209 | 6.6 | Solar |  |  | Interconnected | Trade Secret | Trade | WIL | WIL091 | Residential |  | Trade Secret | 2020 | 2021
20252-215912-02 | Xcel Energy | 85 | 13781 | IOU | 04044699 | 4.8 | Solar |  |  | Interconnected | Trade Secret | Trade | GRC | GRC062 | Residential | Solar*Rewards | Trade Secret | 2020 | 2021
20252-215912-02 | Xcel Energy | 85 | 13781 | IOU | 04045074 | 3.84 | Solar |  |  | Interconnected | Trade Secret | Trade | UPP | UPP082 | Residential | Solar*Rewards | Trade Secret | 2020 | 2020
20252-215912-02 | Xcel Energy | 85 | 13781 | IOU | 04045098 | 8.99 | Solar |  |  | Active Application | Trade Secret | Trade | SHP | SHP061 | Residential | Solar*Rewards | Trade Secret | 2020
20252-215912-02 | Xcel Energy | 85 | 13781 | IOU | 04045165 | 2.9 | Solar |  |  | Interconnected | Trade Secret | Trade | MPK | MPK086 | Residential | Solar*Rewards | Trade Secret | 2020 | 2021
20252-215912-02 | Xcel Energy | 85 | 13781 | IOU | 04045300 | 3.747 | Solar |  |  | Active Application | Trade Secret | Trade | SOU | SOU083 | Residential | Solar*Rewards | Trade Secret | 2020
20252-215912-02 | Xcel Energy | 85 | 13781 | IOU | 04045422 | 4.8 | Solar |  |  | Interconnected | Trade Secret | Trade | CHE | CHE075 | Residential | Solar*Rewards | Trade Secret | 2020 | 2021
20252-215912-02 | Xcel Energy | 85 | 13781 | IOU | 04045730 | 5 | Solar |  |  | Interconnected | Trade Secret | Trade | MPK | MPK063 | Residential | Solar*Rewards | Trade Secret | 2020 | 2021
20252-215912-02 | Xcel Energy | 85 | 13781 | IOU | 04045810 | 6.24 | Solar |  |  | Interconnected | Trade Secret | Trade | AFT | AFT315 | Residential | Solar*Rewards | Trade Secret | 2020 | 2021
20252-215912-02 | Xcel Energy | 85 | 13781 | IOU | 04046552 | 8.25 | Solar |  |  | Interconnected | Trade Secret | Trade | FRM | FRM062 | Residential | Solar*Rewards | Trade Secret | 2020 | 2021
20252-215912-02 | Xcel Energy | 85 | 13781 | IOU | 04046556 | 8.8 | Solar |  |  | Interconnected | Trade Secret | Trade | VMR | VMR062 | Residential |  | Trade Secret | 2020 | 2021
20252-215912-02 | Xcel Energy | 85 | 13781 | IOU | 04046557 | 8.25 | Solar |  |  | Interconnected | Trade Secret | Trade | VMR | VMR062 | Residential |  | Trade Secret | 2020 | 2021
20252-215912-02 | Xcel Energy | 85 | 13781 | IOU | 04046560 | 3.3 | Solar |  |  | Interconnected | Trade Secret | Trade | RMT | RMT321 | Residential |  | Trade Secret | 2020 | 2021
20252-215912-02 | Xcel Energy | 85 | 13781 | IOU | 04046562 | 8.25 | Solar |  |  | Interconnected | Trade Secret | Trade | LOK | LOK093 | Residential | Solar*Rewards | Trade Secret | 2021 | 2021
20252-215912-02 | Xcel Energy | 85 | 13781 | IOU | 04046586 | 43.53 | Solar |  |  | Active Application | Trade Secret | Trade | WRR | WRR064 | Commercial | Solar*Rewards | Trade Secret | 2020
20252-215912-02 | Xcel Energy | 85 | 13781 | IOU | 04046839 | 29.02 | Solar |  |  | Interconnected | Trade Secret | Trade | TER | TER083 | Commercial | Solar*Rewards | Trade Secret | 2020 | 2021
20252-215912-02 | Xcel Energy | 85 | 13781 | IOU | 04046977 | 6 | Solar |  |  | Active Application | Trade Secret | Trade | HSN | HSN311 | Commercial | Solar*Rewards | Trade Secret | 2020
20252-215912-02 | Xcel Energy | 85 | 13781 | IOU | 04047227 | 10.15 | Solar |  |  | Interconnected | Trade Secret | Trade | GLK | GLK074 | Residential | Solar*Rewards | Trade Secret | 2020 | 2021
20252-215912-02 | Xcel Energy | 85 | 13781 | IOU | 04047795 | 7.616 | Solar |  |  | Interconnected | Trade Secret | Trade | HUG | HUG321 | Residential | Solar*Rewards | Trade Secret | 2020 | 2021
20252-215912-02 | Xcel Energy | 85 | 13781 | IOU | 04047864 | 3.15 | Solar |  |  | Interconnected | Trade Secret | Trade | GLK | GLK073 | Residential |  | Trade Secret | 2020 | 2020
20252-215912-02 | Xcel Energy | 85 | 13781 | IOU | 04048063 | 17.61 | Solar |  |  | Active Application | Trade Secret | Trade | YAM | YAM031 | Residential | Solar*Rewards | Trade Secret | 2020
20252-215912-02 | Xcel Energy | 85 | 13781 | IOU | 04048193 | 5 | Solar |  |  | Interconnected | Trade Secret | Trade | MOL | MOL068 | Residential | Solar*Rewards | Trade Secret | 2020 | 2021
20252-215912-02 | Xcel Energy | 85 | 13781 | IOU | 04048322 | 4.35 | Solar |  |  | Interconnected | Trade Secret | Trade | TER | TER071 | Residential | Solar*Rewards | Trade Secret | 2020 | 2021
20252-215912-02 | Xcel Energy | 85 | 13781 | IOU | 04048324 | 3.747 | Solar |  |  | Interconnected | Trade Secret | Trade | MOL | MOL076 | Residential | Solar*Rewards | Trade Secret | 2020 | 2021
20252-215912-02 | Xcel Energy | 85 | 13781 | IOU | 04048793 | 1000 | Solar |  |  | Withdrawn | Trade Secret | Trade | WEF | WEF071 | Community Solar Garden | Solar*Rewards Community | Trade Secret | 2020
20252-215912-02 | Xcel Energy | 85 | 13781 | IOU | 04048806 |  |  |  |  | Active Application | Trade Secret | Trade |  |  | Residential |  | Trade Secret | 2020
20252-215912-02 | Xcel Energy | 85 | 13781 | IOU | 04049095 | 6.96 | Solar |  |  | Interconnected | Trade Secret | Trade | MPK | MPK082 | Residential |  | Trade Secret | 2020 | 2021
20252-215912-02 | Xcel Energy | 85 | 13781 | IOU | 04049349 | 1000 | Solar |  |  | Withdrawn | Trade Secret | Trade | RED | RED091 | Community Solar Garden | Solar*Rewards Community | Trade Secret | 2020
20252-215912-02 | Xcel Energy | 85 | 13781 | IOU | 04049370 | 1000 | Solar |  |  | Withdrawn | Trade Secret | Trade | FAB | FAB063 | Community Solar Garden | Solar*Rewards Community | Trade Secret | 2020
20252-215912-02 | Xcel Energy | 85 | 13781 | IOU | 04049408 | 4.64 | Solar |  |  | Interconnected | Trade Secret | Trade | SOU | SOU084 | Residential | Solar*Rewards | Trade Secret | 2020 | 2020
20252-215912-02 | Xcel Energy | 85 | 13781 | IOU | 04049990 | 6 | Solar |  |  | Active Application | Trade Secret | Trade | DPN | DPN063 | Commercial | Solar*Rewards | Trade Secret | 2020
20252-215912-02 | Xcel Energy | 85 | 13781 | IOU | 04050037 | 10.73 | Solar |  |  | Interconnected | Trade Secret | Trade | EDA | EDA074 | Residential | Solar*Rewards | Trade Secret | 2020 | 2020
20252-215912-02 | Xcel Energy | 85 | 13781 | IOU | 04050156 | 7.7 | Solar |  |  | Interconnected | Trade Secret | Trade | VMR | VMR062 | Residential |  | Trade Secret | 2020 | 2021
20252-215912-02 | Xcel Energy | 85 | 13781 | IOU | 04050163 | 4.4 | Solar |  |  | Interconnected | Trade Secret | Trade | LOK | LOK093 | Residential |  | Trade Secret | 2020 | 2021
20252-215912-02 | Xcel Energy | 85 | 13781 | IOU | 04050167 | 7.15 | Solar |  |  | Interconnected | Trade Secret | Trade | LOK | LOK093 | Residential | Solar*Rewards | Trade Secret | 2021 | 2021
20252-215912-02 | Xcel Energy | 85 | 13781 | IOU | 04050248 | 6 | Solar |  |  | Active Application | Trade Secret | Trade | ECK | ECK081 | Commercial | Solar*Rewards | Trade Secret | 2020
20252-215912-02 | Xcel Energy | 85 | 13781 | IOU | 04050290 | 7.616 | Solar |  |  | Active Application | Trade Secret | Trade | PKL | PKL061 | Commercial | Solar*Rewards | Trade Secret | 2020
20252-215912-02 | Xcel Energy | 85 | 13781 | IOU | 04050327 | 7.616 | Solar |  |  | Active Application | Trade Secret | Trade | AFT | AFT314 | Commercial | Solar*Rewards | Trade Secret | 2020
20252-215912-02 | Xcel Energy | 85 | 13781 | IOU | 04050424 | 7.616 | Solar |  |  | Active Application | Trade Secret | Trade | APA | APA078 | Residential | Solar*Rewards | Trade Secret | 2020
20252-215912-02 | Xcel Energy | 85 | 13781 | IOU | 04050485 | 6 | Solar |  |  | Active Application | Trade Secret | Trade | YAM | YAM031 | Residential | Solar*Rewards | Trade Secret | 2020
20252-215912-02 | Xcel Energy | 85 | 13781 | IOU | 04050500 | 1000 | Solar |  |  | Withdrawn | Trade Secret | Trade | FAB | FAB063 | Community Solar Garden | Solar*Rewards Community | Trade Secret | 2020
20252-215912-02 | Xcel Energy | 85 | 13781 | IOU | 04050690 | 6.96 | Solar |  |  | Interconnected | Trade Secret | Trade | WCR | WCR062 | Residential | Solar*Rewards | Trade Secret | 2020 | 2020
20252-215912-02 | Xcel Energy | 85 | 13781 | IOU | 04050760 | 14.21 | Solar |  |  | Interconnected | Trade Secret | Trade | ALD | ALD073 | Residential | Solar*Rewards | Trade Secret | 2020 | 2021
20252-215912-02 | Xcel Energy | 85 | 13781 | IOU | 04051104 | 1000 | Solar |  |  | Withdrawn | Trade Secret | Trade | ZUM | ZUM021 | Community Solar Garden | Solar*Rewards Community | Trade Secret | 2020
20252-215912-02 | Xcel Energy | 85 | 13781 | IOU | 04051199 | 9.994 | Solar |  |  | Active Application | Trade Secret | Trade | WCR | WCR322 | Residential | Solar*Rewards | Trade Secret | 2020
20252-215912-02 | Xcel Energy | 85 | 13781 | IOU | 04051207 | 3.19 | Solar |  |  | Interconnected | Trade Secret | Trade | SOU | SOU072 | Residential | Solar*Rewards | Trade Secret | 2020 | 2020
20252-215912-02 | Xcel Energy | 85 | 13781 | IOU | 04051391 | 4.93 | Solar |  |  | Interconnected | Trade Secret | Trade | MOL | MOL078 | Residential | Solar*Rewards | Trade Secret | 2020 | 2021
20252-215912-02 | Xcel Energy | 85 | 13781 | IOU | 04051420 |  | Solar |  |  | Active Application | Trade Secret | Trade |  |  | Residential | Solar*Rewards | Trade Secret | 2020
20252-215912-02 | Xcel Energy | 85 | 13781 | IOU | 04051684 | 9.994 | Solar |  |  | Active Application | Trade Secret | Trade | HSN | HSN321 | Residential | Solar*Rewards | Trade Secret | 2020
20252-215912-02 | Xcel Energy | 85 | 13781 | IOU | 04051689 | 7.616 | Solar |  |  | Active Application | Trade Secret | Trade | ECK | ECK063 | Residential | Solar*Rewards | Trade Secret | 2020
20252-215912-02 | Xcel Energy | 85 | 13781 | IOU | 04053022 | 4.64 | Solar |  |  | Interconnected | Trade Secret | Trade | SOU | SOU076 | Residential | Solar*Rewards | Trade Secret | 2020 | 2021
20252-215912-02 | Xcel Energy | 85 | 13781 | IOU | 04053041 | 15.141 | Solar |  |  | Interconnected | Trade Secret | Trade | LAC | LAC063 | Residential | Solar*Rewards | Trade Secret | 2021 | 2021
20252-215912-02 | Xcel Energy | 85 | 13781 | IOU | 04053050 | 7.616 | Solar |  |  | Interconnected | Trade Secret | Trade | MPK | MPK074 | Residential | Solar*Rewards | Trade Secret | 2020 | 2020
20252-215912-02 | Xcel Energy | 85 | 13781 | IOU | 04053611 | 5 | Solar |  |  | Interconnected | Trade Secret | Trade | MDT | MDT074 | Residential | Solar*Rewards | Trade Secret | 2020 | 2020
20252-215912-02 | Xcel Energy | 85 | 13781 | IOU | 04054256 | 5 | Solar |  |  | Interconnected | Trade Secret | Trade | PKL | PKL073 | Residential | Solar*Rewards | Trade Secret | 2020 | 2021
20252-215912-02 | Xcel Energy | 85 | 13781 | IOU | 04054561 | 3.747 | Solar |  |  | Interconnected | Trade Secret | Trade | AFT | AFT322 | Residential | Solar*Rewards | Trade Secret | 2020 | 2021
20252-215912-02 | Xcel Energy | 85 | 13781 | IOU | 04055544 | 5 | Storage |  |  | Interconnected | Trade Secret | Trade | GSL | GSL074 | Residential |  | Trade Secret | 2020 | 2020
20252-215912-02 | Xcel Energy | 85 | 13781 | IOU | 04056113 | 500 | Solar |  |  | Active Application | Trade Secret | Trade | SLW | SLW061 | Community Solar Garden | Solar*Rewards Community | Trade Secret | 2021
20252-215912-02 | Xcel Energy | 85 | 13781 | IOU | 04056191 | 1000 | Solar |  |  | Withdrawn | Trade Secret | Trade | RED | RED091 | Community Solar Garden | Solar*Rewards Community | Trade Secret | 2020
20252-215912-02 | Xcel Energy | 85 | 13781 | IOU | 04056328 | 6 | Solar |  |  | Active Application | Trade Secret | Trade | GLK | GLK074 | Residential | Solar*Rewards | Trade Secret | 2020
20252-215912-02 | Xcel Energy | 85 | 13781 | IOU | 04056466 | 9.994 | Solar |  |  | Interconnected | Trade Secret | Trade | GSL | GSL341 | Residential | Solar*Rewards | Trade Secret | 2020 | 2020
20252-215912-02 | Xcel Energy | 85 | 13781 | IOU | 04056502 | 3.747 | Solar |  |  | Interconnected | Trade Secret | Trade | SOU | SOU064 | Residential | Solar*Rewards | Trade Secret | 2020 | 2021
20252-215912-02 | Xcel Energy | 85 | 13781 | IOU | 04056821 | 39.998 | Solar |  |  | Interconnected | Trade Secret | Trade | HWW | HWW063 | Commercial | Solar*Rewards | Trade Secret | 2020 | 2021
20252-215912-02 | Xcel Energy | 85 | 13781 | IOU | 04056932 | 43.2 | Solar |  |  | Interconnected | Trade Secret | Trade | ALD | ALD096 | Commercial | Solar*Rewards | Trade Secret | 2021 | 2021
20252-215912-02 | Xcel Energy | 85 | 13781 | IOU | 04057160 | 6 | Solar |  |  | Interconnected | Trade Secret | Trade | RPO | RPO312 | Residential | Solar*Rewards | Trade Secret | 2020 | 2021
20252-215912-02 | Xcel Energy | 85 | 13781 | IOU | 04057231 | 100 | Solar |  |  | Active Application | Trade Secret | Trade | MEL | MEL068 | Commercial | Solar*Rewards | Trade Secret | 2020
20252-215912-02 | Xcel Energy | 85 | 13781 | IOU | 04057273 | 12.1 | Solar |  |  | Interconnected | Trade Secret | Trade | RPO | RPO311 | Residential |  | Trade Secret | 2020 | 2021
20252-215912-02 | Xcel Energy | 85 | 13781 | IOU | 04057375 | 99.95 | Solar |  |  | Interconnected | Trade Secret | Trade | MEL | MEL068 | Commercial |  | Trade Secret | 2020 | 2021
20252-215912-02 | Xcel Energy | 85 | 13781 | IOU | 04057514 | 17.61 | Solar |  |  | Interconnected | Trade Secret | Trade | GLK | GLK071 | Residential | Solar*Rewards | Trade Secret | 2020 | 2021
20252-215912-02 | Xcel Energy | 85 | 13781 | IOU | 04057592 | 13.262 | Solar |  |  | Interconnected | Trade Secret | Trade | SOU | SOU063 | Residential | Solar*Rewards | Trade Secret | 2020 | 2020
20252-215912-02 | Xcel Energy | 85 | 13781 | IOU | 04057721 | 5 | Solar |  |  | Interconnected | Trade Secret | Trade | TLK | TLK067 | Residential | Solar*Rewards | Trade Secret | 2020 | 2021
20252-215912-02 | Xcel Energy | 85 | 13781 | IOU | 04058061 | 1000 | Solar |  |  | Withdrawn | Trade Secret | Trade | RED | RED091 | Community Solar Garden | Solar*Rewards Community | Trade Secret | 2020
20252-215912-02 | Xcel Energy | 85 | 13781 | IOU | 04058106 | 1000 | Solar |  |  | Withdrawn | Trade Secret | Trade | NOF | NOF061 | Community Solar Garden | Solar*Rewards Community | Trade Secret | 2020
20252-215912-02 | Xcel Energy | 85 | 13781 | IOU | 04058716 | 5.28 | Solar |  |  | Interconnected | Trade Secret | Trade | BCR | BCR061 | Residential | Solar*Rewards | Trade Secret | 2020 | 2021
20252-215912-02 | Xcel Energy | 85 | 13781 | IOU | 04058789 | 5.8 | Solar |  |  | Interconnected | Trade Secret | Trade | LOK | LOK093 | Residential | Solar*Rewards | Trade Secret | 2020 | 2020
20252-215912-02 | Xcel Energy | 85 | 13781 | IOU | 04058950 | 2.962 | Solar |  |  | Active Application | Trade Secret | Trade | IDA | IDA072 | Residential | Solar*Rewards | Trade Secret | 2020
20252-215912-02 | Xcel Energy | 85 | 13781 | IOU | 04059332 | 7.616 | Solar |  |  | Active Application | Trade Secret | Trade | CHI | CHI311 | Residential | Solar*Rewards | Trade Secret | 2020
20252-215912-02 | Xcel Energy | 85 | 13781 | IOU | 04059353 | 6.24 | Solar |  |  | Interconnected | Trade Secret | Trade | MPK | MPK074 | Residential | Solar*Rewards | Trade Secret | 2020 | 2020
20252-215912-02 | Xcel Energy | 85 | 13781 | IOU | 04059432 | 7.15 | Solar |  |  | Interconnected | Trade Secret | Trade | RPO | RPO311 | Residential | Solar*Rewards | Trade Secret | 2021 | 2021
20252-215912-02 | Xcel Energy | 85 | 13781 | IOU | 04059516 | 11 | Solar |  |  | Interconnected | Trade Secret | Trade | RPO | RPO311 | Residential |  | Trade Secret | 2020 | 2021
20252-215912-02 | Xcel Energy | 85 | 13781 | IOU | 04059526 | 9.35 | Solar |  |  | Interconnected | Trade Secret | Trade | WSG | WSG362 | Residential |  | Trade Secret | 2020 | 2021
20252-215912-02 | Xcel Energy | 85 | 13781 | IOU | 04059527 | 8.8 | Solar |  |  | Interconnected | Trade Secret | Trade | RPO | RPO311 | Residential |  | Trade Secret | 2020 | 2021
20252-215912-02 | Xcel Energy | 85 | 13781 | IOU | 04059531 | 7.7 | Solar |  |  | Interconnected | Trade Secret | Trade | RPO | RPO311 | Residential |  | Trade Secret | 2020 | 2021
20252-215912-02 | Xcel Energy | 85 | 13781 | IOU | 04059533 | 7.15 | Solar |  |  | Interconnected | Trade Secret | Trade | LOK | LOK081 | Residential |  | Trade Secret | 2020 | 2021
20252-215912-02 | Xcel Energy | 85 | 13781 | IOU | 04060248 | 3.6 | Solar |  |  | Interconnected | Trade Secret | Trade | DBL | DBL073 | Residential | Solar*Rewards | Trade Secret | 2020 | 2021
20252-215912-02 | Xcel Energy | 85 | 13781 | IOU | 04060266 | 1000 | Solar |  |  | Interconnected | Franklin | Trade | FRA | FRA211 | Community Solar Garden | Solar*Rewards Community | Trade Secret | 2021 | 2024
20252-215912-02 | Xcel Energy | 85 | 13781 | IOU | 04060284 | 1000 | Solar |  |  | Active Application | Trade Secret | Trade | CLC | CLC221 | Community Solar Garden | Solar*Rewards Community | Trade Secret | 2023
20252-215912-02 | Xcel Energy | 85 | 13781 | IOU | 04060359 | 4.56 | Solar |  |  | Interconnected | Trade Secret | Trade | TWL | TWL063 | Residential | Solar*Rewards | Trade Secret | 2020 | 2020
20252-215912-02 | Xcel Energy | 85 | 13781 | IOU | 04060415 | 9.36 | Solar |  |  | Interconnected | Trade Secret | Trade | OPK | OPK073 | Residential | Solar*Rewards | Trade Secret | 2020 | 2021
20252-215912-02 | Xcel Energy | 85 | 13781 | IOU | 04060460 | 9.994 | Solar |  |  | Interconnected | Trade Secret | Trade | APA | APA075 | Residential | Solar*Rewards | Trade Secret | 2020 | 2020
20252-215912-02 | Xcel Energy | 85 | 13781 | IOU | 04060485 | 6.38 | Solar |  |  | Interconnected | Trade Secret | Trade | EDA | EDA089 | Residential | Solar*Rewards | Trade Secret | 2020 | 2021
20252-215912-02 | Xcel Energy | 85 | 13781 | IOU | 04060530 | 2.88 | Solar |  |  | Interconnected | Trade Secret | Trade | EDA | EDA065 | Residential | Solar*Rewards | Trade Secret | 2020 | 2021
20252-215912-02 | Xcel Energy | 85 | 13781 | IOU | 04060539 |  | Solar |  |  | Active Application | Trade Secret | Trade |  |  | Residential | Solar*Rewards | Trade Secret | 2020
20252-215912-02 | Xcel Energy | 85 | 13781 | IOU | 04060661 | 4.326 | Solar |  |  | Interconnected | Trade Secret | Trade | WIN | WIN043 | Residential | Solar*Rewards | Trade Secret | 2021 | 2021
20252-215912-02 | Xcel Energy | 85 | 13781 | IOU | 04061659 | 7.68 | Solar |  |  | Interconnected | Trade Secret | Trade | WTN | WTN061 | Residential | Solar*Rewards | Trade Secret | 2020 | 2021
20252-215912-02 | Xcel Energy | 85 | 13781 | IOU | 04061970 | 7.616 | Solar |  |  | Interconnected | Trade Secret | Trade | FSL | FSL311 | Residential | Solar*Rewards | Trade Secret | 2020 | 2021
20252-215912-02 | Xcel Energy | 85 | 13781 | IOU | 04062088 | 9.994 | Solar |  |  | Active Application | Trade Secret | Trade | FSL | FSL312 | Residential | Solar*Rewards | Trade Secret | 2020
20252-215912-02 | Xcel Energy | 85 | 13781 | IOU | 04062155 | 9.994 | Solar |  |  | Interconnected | Trade Secret | Trade | BLC | BLC062 | Residential | Solar*Rewards | Trade Secret | 2020 | 2021
20252-215912-02 | Xcel Energy | 85 | 13781 | IOU | 04062191 | 6 | Solar |  |  | Active Application | Trade Secret | Trade | PRR | PRR063 | Residential | Solar*Rewards | Trade Secret | 2020
20252-215912-02 | Xcel Energy | 85 | 13781 | IOU | 04062822 | 1000 | Solar |  |  | Withdrawn | Trade Secret | Trade | WIN | WIN043 | Community Solar Garden | Solar*Rewards Community | Trade Secret | 2020
20252-215912-02 | Xcel Energy | 85 | 13781 | IOU | 04062830 | 1000 | Solar |  |  | Withdrawn | Trade Secret | Trade | ALB | ALB022 | Community Solar Garden | Solar*Rewards Community | Trade Secret | 2020
20252-215912-02 | Xcel Energy | 85 | 13781 | IOU | 04063093 |  | Solar |  |  | Active Application | Trade Secret | Trade |  |  | Residential | Solar*Rewards | Trade Secret | 2020
20252-215912-02 | Xcel Energy | 85 | 13781 | IOU | 04063305 | 1000 | Solar |  |  | Withdrawn | Trade Secret | Trade | MHW | MHW311 | Community Solar Garden | Solar*Rewards Community | Trade Secret | 2021
20252-215912-02 | Xcel Energy | 85 | 13781 | IOU | 04063425 | 6.67 | Solar |  |  | Interconnected | Trade Secret | Trade | MND | MND071 | Residential | Solar*Rewards | Trade Secret | 2020 | 2021
20252-215912-02 | Xcel Energy | 85 | 13781 | IOU | 04064052 | 8.98 | Solar |  | X | Interconnected | Trade Secret | Trade | MAZ | MAZ021 | Residential | Solar*Rewards | Trade Secret | 2020 | 2021
20252-215912-02 | Xcel Energy | 85 | 13781 | IOU | 04064432 | 3.747 | Solar |  |  | Interconnected | Trade Secret | Trade | CTR | CTR031 | Residential | Solar*Rewards | Trade Secret | 2020 | 2022
20252-215912-02 | Xcel Energy | 85 | 13781 | IOU | 04064468 | 7.616 | Solar |  |  | Interconnected | Trade Secret | Trade | MND | MND063 | Residential | Solar*Rewards | Trade Secret | 2021 | 2021
20252-215912-02 | Xcel Energy | 85 | 13781 | IOU | 04064714 | 3.85 | Solar |  |  | Interconnected | Trade Secret | Trade | RPO | RPO311 | Residential |  | Trade Secret | 2020 | 2021
20252-215912-02 | Xcel Energy | 85 | 13781 | IOU | 04065354 | 13.34 | Solar |  |  | Interconnected | Trade Secret | Trade | WAV | WAV021 | Residential | Solar*Rewards | Trade Secret | 2020 | 2021
20252-215912-02 | Xcel Energy | 85 | 13781 | IOU | 04065696 | 3.747 | Solar |  |  | Interconnected | Trade Secret | Trade | SOU | SOU075 | Residential | Solar*Rewards | Trade Secret | 2020 | 2021
20252-215912-02 | Xcel Energy | 85 | 13781 | IOU | 04066314 | 4.35 | Solar |  |  | Interconnected | Trade Secret | Trade | ANN | ANN021 | Residential |  | Trade Secret | 2020 | 2021
20252-215912-02 | Xcel Energy | 85 | 13781 | IOU | 04066487 | 6.38 | Solar |  |  | Interconnected | Trade Secret | Trade | RAM | RAM071 | Residential | Solar*Rewards | Trade Secret | 2020 | 2020
20252-215912-02 | Xcel Energy | 85 | 13781 | IOU | 04066608 | 6.67 | Solar |  |  | Interconnected | Trade Secret | Trade | SLP | SLP092 | Residential | Solar*Rewards | Trade Secret | 2020 | 2020
20252-215912-02 | Xcel Energy | 85 | 13781 | IOU | 04066751 |  | Solar |  |  | Withdrawn | Trade Secret | Trade |  |  | Residential | Solar*Rewards | Trade Secret | 2020
20252-215912-02 | Xcel Energy | 85 | 13781 | IOU | 04066763 | 30 | Solar |  |  | Active Application | Trade Secret | Trade | AHI | AHI024 | Commercial | Solar*Rewards | Trade Secret | 2020
20252-215912-02 | Xcel Energy | 85 | 13781 | IOU | 04067050 | 6 | Solar |  |  | Active Application | Trade Secret | Trade | APA | APA075 | Residential | Solar*Rewards | Trade Secret | 2020
20252-215912-02 | Xcel Energy | 85 | 13781 | IOU | 04067140 | 6 | Solar |  |  | Active Application | Trade Secret | Trade | SOU | SOU083 | Residential | Solar*Rewards | Trade Secret | 2020
20252-215912-02 | Xcel Energy | 85 | 13781 | IOU | 04067214 | 5 | Solar |  |  | Interconnected | Trade Secret | Trade | MOL | MOL078 | Residential | Solar*Rewards | Trade Secret | 2020 | 2021
20252-215912-02 | Xcel Energy | 85 | 13781 | IOU | 04067491 | 5 | Solar |  |  | Interconnected | Trade Secret | Trade | GNL | GNL072 | Residential | Solar*Rewards | Trade Secret | 2020 | 2021
20252-215912-02 | Xcel Energy | 85 | 13781 | IOU | 04067492 | 9.074 | Solar |  |  | Interconnected | Trade Secret | Trade | MOL | MOL066 | Residential | Solar*Rewards | Trade Secret | 2020 | 2021
20252-215912-02 | Xcel Energy | 85 | 13781 | IOU | 04067523 | 7.616 | Solar |  |  | Interconnected | Trade Secret | Trade | HSN | HSN322 | Residential | Solar*Rewards | Trade Secret | 2020 | 2021
20252-215912-02 | Xcel Energy | 85 | 13781 | IOU | 04067525 | 725 | Solar |  |  | Active Application | Trade Secret | Trade | RAP | RAP081 | Community Solar Garden | Solar*Rewards Community | Trade Secret | 2022
20252-215912-02 | Xcel Energy | 85 | 13781 | IOU | 04067551 | 9.994 | Solar |  |  | Interconnected | Trade Secret | Trade | BEL | BEL061 | Residential | Solar*Rewards | Trade Secret | 2020 | 2021
20252-215912-02 | Xcel Energy | 85 | 13781 | IOU | 04067807 | 7.616 | Solar |  |  | Interconnected | Trade Secret | Trade | LAP | LAP311 | Residential | Solar*Rewards | Trade Secret | 2020 | 2021
20252-215912-02 | Xcel Energy | 85 | 13781 | IOU | 04067829 | 1000 | Solar |  |  | Withdrawn | Trade Secret | Trade | HAD | HAD022 | Community Solar Garden | Solar*Rewards Community | Trade Secret | 2021
20252-215912-02 | Xcel Energy | 85 | 13781 | IOU | 04067846 | 7.616 | Solar |  |  | Interconnected | Trade Secret | Trade | RWD | RWD062 | Residential | Solar*Rewards | Trade Secret | 2020 | 2021
20252-215912-02 | Xcel Energy | 85 | 13781 | IOU | 04067936 | 4.93 | Solar |  |  | Interconnected | Trade Secret | Trade | SOU | SOU087 | Residential | Solar*Rewards | Trade Secret | 2020 | 2020
20252-215912-02 | Xcel Energy | 85 | 13781 | IOU | 04067975 |  | Solar |  |  | Active Application | Trade Secret | Trade |  |  | Residential | Solar*Rewards | Trade Secret | 2020
20252-215912-02 | Xcel Energy | 85 | 13781 | IOU | 04067982 | 30 | Solar |  |  | Active Application | Trade Secret | Trade | AHI | AHI024 | Commercial | Solar*Rewards | Trade Secret | 2020
20252-215912-02 | Xcel Energy | 85 | 13781 | IOU | 04068049 | 7.616 | Solar |  |  | Active Application | Trade Secret | Trade | AHI | AHI024 | Commercial | Solar*Rewards | Trade Secret | 2020
20252-215912-02 | Xcel Energy | 85 | 13781 | IOU | 04068088 | 30 | Solar |  |  | Active Application | Trade Secret | Trade | AHI | AHI024 | Commercial | Solar*Rewards | Trade Secret | 2020
20252-215912-02 | Xcel Energy | 85 | 13781 | IOU | 04068177 | 3.77 | Solar |  |  | Interconnected | Trade Secret | Trade | WIL | WIL071 | Residential | Solar*Rewards | Trade Secret | 2020 | 2020
20252-215912-02 | Xcel Energy | 85 | 13781 | IOU | 04068276 | 6.09 | Solar |  | X | Active Application | Trade Secret | Trade | FSL | FSL312 | Residential | Solar*Rewards | Trade Secret | 2020
20252-215912-02 | Xcel Energy | 85 | 13781 | IOU | 04068314 | 8.027 | Solar |  |  | Interconnected | Trade Secret | Trade | SCA | SCA021 | Residential | Solar*Rewards | Trade Secret | 2020 | 2021
20252-215912-02 | Xcel Energy | 85 | 13781 | IOU | 04068370 | 9.28 | Solar |  |  | Interconnected | Trade Secret | Trade | OAD | OAD074 | Residential | Solar*Rewards | Trade Secret | 2020 | 2020
20252-215912-02 | Xcel Energy | 85 | 13781 | IOU | 04068394 | 5.51 | Solar |  |  | Interconnected | Trade Secret | Trade | WES | WES074 | Residential | Solar*Rewards | Trade Secret | 2020 | 2020
20252-215912-02 | Xcel Energy | 85 | 13781 | IOU | 04069173 | 7.616 | Solar |  |  | Active Application | Trade Secret | Trade | RRK | RRK064 | Residential | Solar*Rewards | Trade Secret | 2020
20252-215912-02 | Xcel Energy | 85 | 13781 | IOU | 04069511 | 4.64 | Solar |  |  | Interconnected | Trade Secret | Trade | TWL | TWL079 | Residential | Solar*Rewards | Trade Secret | 2020 | 2020
20252-215912-02 | Xcel Energy | 85 | 13781 | IOU | 04069577 | 1000 | Solar |  |  | Withdrawn | Trade Secret | Trade | WIN | WIN043 | Community Solar Garden | Solar*Rewards Community | Trade Secret | 2020
20252-215912-02 | Xcel Energy | 85 | 13781 | IOU | 04069613 | 1000 | Solar |  |  | Withdrawn | Trade Secret | Trade | FRA | FRA211 | Community Solar Garden | Solar*Rewards Community | Trade Secret | 2020
20252-215912-02 | Xcel Energy | 85 | 13781 | IOU | 04071601 | 1000 | Solar |  |  | Active Application | Trade Secret | Trade | PIP | PIP061 | Community Solar Garden | Solar*Rewards Community | Trade Secret | 2022
20252-215912-02 | Xcel Energy | 85 | 13781 | IOU | 04071659 | 1000 | Solar |  |  | Active Application | Trade Secret | Trade | WAS | WAS091 | Community Solar Garden | Solar*Rewards Community | Trade Secret | 2021
20252-215912-02 | Xcel Energy | 85 | 13781 | IOU | 04071678 | 1000 | Solar |  |  | Withdrawn | Trade Secret | Trade | PIP | PIP062 | Community Solar Garden | Solar*Rewards Community | Trade Secret | 2021
20252-215912-02 | Xcel Energy | 85 | 13781 | IOU | 04072027 | 3.3 | Solar |  |  | Interconnected | Trade Secret | Trade | WIL | WIL062 | Residential | Solar*Rewards | Trade Secret | 2020 | 2021
20252-215912-02 | Xcel Energy | 85 | 13781 | IOU | 04072088 | 11.39 | Solar |  |  | Interconnected | Trade Secret | Trade | WIL | WIL089 | Residential | Solar*Rewards | Trade Secret | 2020 | 2021
20252-215912-02 | Xcel Energy | 85 | 13781 | IOU | 04072565 | 5.8 | Solar |  |  | Interconnected | Trade Secret | Trade | SLP | SLP092 | Residential | Solar*Rewards | Trade Secret | 2020 | 2021
20252-215912-02 | Xcel Energy | 85 | 13781 | IOU | 04072832 | 5.8 | Solar |  |  | Interconnected | Trade Secret | Trade | CTR | CTR021 | Residential | Solar*Rewards | Trade Secret | 2020 | 2021
20252-215912-02 | Xcel Energy | 85 | 13781 | IOU | 04073015 | 8.99 | Solar |  |  | Interconnected | Trade Secret | Trade | HAS | HAS021 | Residential | Solar*Rewards | Trade Secret | 2020 | 2021
20252-215912-02 | Xcel Energy | 85 | 13781 | IOU | 04073021 | 1000 | Solar |  |  | Withdrawn | Trade Secret | Trade | HUG | HUG321 | Community Solar Garden | Solar*Rewards Community | Trade Secret | 2021
20252-215912-02 | Xcel Energy | 85 | 13781 | IOU | 04073034 | 8.12 | Solar |  |  | Interconnected | Trade Secret | Trade | SOU | SOU073 | Residential | Solar*Rewards | Trade Secret | 2020 | 2021
20252-215912-02 | Xcel Energy | 85 | 13781 | IOU | 04073180 | 5 | Solar |  |  | Interconnected | Trade Secret | Trade | ALD | ALD082 | Residential | Solar*Rewards | Trade Secret | 2020 | 2021
20252-215912-02 | Xcel Energy | 85 | 13781 | IOU | 04073826 | 9.994 | Solar |  |  | Interconnected | Trade Secret | Trade | UPP | UPP084 | Residential | Solar*Rewards | Trade Secret | 2020 | 2020
20252-215912-02 | Xcel Energy | 85 | 13781 | IOU | 04073905 | 13.741 | Solar |  |  | Interconnected | Trade Secret | Trade | RAM | RAM071 | Residential | Solar*Rewards | Trade Secret | 2020 | 2020
20252-215912-02 | Xcel Energy | 85 | 13781 | IOU | 04073950 | 11.39 | Solar |  |  | Interconnected | Trade Secret | Trade | STY | STY072 | Residential | Solar*Rewards | Trade Secret | 2020 | 2020
20252-215912-02 | Xcel Energy | 85 | 13781 | IOU | 04074313 | 1000 | Solar |  |  | Withdrawn | Trade Secret | Trade | RED | RED091 | Community Solar Garden | Solar*Rewards Community | Trade Secret | 2021
20252-215912-02 | Xcel Energy | 85 | 13781 | IOU | 04074318 | 5 | Solar |  |  | Interconnected | Trade Secret | Trade | BRP | BRP061 | Residential | Solar*Rewards | Trade Secret | 2020 | 2021
20252-215912-02 | Xcel Energy | 85 | 13781 | IOU | 04078261 | 39.998 | Solar |  |  | Active Application | Trade Secret | Trade | TWL | TWL074 | Commercial | Solar*Rewards | Trade Secret | 2020
20252-215912-02 | Xcel Energy | 85 | 13781 | IOU | 04078402 | 5 | Solar |  |  | Active Application | Trade Secret | Trade | ALB | ALB022 | Residential |  | Trade Secret | 2020
20252-215912-02 | Xcel Energy | 85 | 13781 | IOU | 04078585 | 5 | Solar |  |  | Interconnected | Trade Secret | Trade | ALB | ALB022 | Residential |  | Trade Secret | 2020 | 2021
20252-215912-02 | Xcel Energy | 85 | 13781 | IOU | 04078623 | 1000 | Solar |  |  | Withdrawn | Trade Secret | Trade | WAT | WAT081 | Community Solar Garden | Solar*Rewards Community | Trade Secret | 2020
20252-215912-02 | Xcel Energy | 85 | 13781 | IOU | 04078665 | 3.747 | Solar |  |  | Interconnected | Trade Secret | Trade | HYL | HYL064 | Residential |  | Trade Secret | 2020 | 2021
20252-215912-02 | Xcel Energy | 85 | 13781 | IOU | 04078766 | 3.747 | Solar |  |  | Interconnected | Trade Secret | Trade | MPK | MPK063 | Residential |  | Trade Secret | 2020 | 2021
20252-215912-02 | Xcel Energy | 85 | 13781 | IOU | 04078771 | 10.44 | Solar |  |  | Interconnected | Trade Secret | Trade | WDY | WDY321 | Residential | Solar*Rewards | Trade Secret | 2020 | 2021
20252-215912-02 | Xcel Energy | 85 | 13781 | IOU | 04078862 | 3.747 | Solar |  |  | Interconnected | Trade Secret | Trade | VES | VES021 | Residential |  | Trade Secret | 2020 | 2021
20252-215912-02 | Xcel Energy | 85 | 13781 | IOU | 04078951 | 9.994 | Solar |  |  | Interconnected | Trade Secret | Trade | PIL | PIL021 | Residential | Solar*Rewards | Trade Secret | 2020 | 2021
20252-215912-02 | Xcel Energy | 85 | 13781 | IOU | 04078963 | 7.616 | Solar |  |  | Interconnected | Trade Secret | Trade | MHW | MHW311 | Residential | Solar*Rewards | Trade Secret | 2020 | 2021
20252-215912-02 | Xcel Energy | 85 | 13781 | IOU | 04079076 | 11.39 | Solar |  |  | Interconnected | Trade Secret | Trade | HOW | HOW061 | Residential |  | Trade Secret | 2020 | 2021
20252-215912-02 | Xcel Energy | 85 | 13781 | IOU | 04079124 | 1000 | Solar |  |  | Withdrawn | Trade Secret | Trade | LAY | LAY061 | Community Solar Garden | Solar*Rewards Community | Trade Secret | 2020
20252-215912-02 | Xcel Energy | 85 | 13781 | IOU | 04079180 | 1000 | Solar |  |  | Withdrawn | Trade Secret | Trade | YLM | YLM212 | Community Solar Garden | Solar*Rewards Community | Trade Secret | 2020
20252-215912-02 | Xcel Energy | 85 | 13781 | IOU | 04079196 | 1000 | Solar |  |  | Withdrawn | Trade Secret | Trade | LAY | LAY061 | Community Solar Garden | Solar*Rewards Community | Trade Secret | 2020
20252-215912-02 | Xcel Energy | 85 | 13781 | IOU | 04079483 | 7.616 | Solar |  |  | Interconnected | Trade Secret | Trade | CTF | CTF022 | Residential |  | Trade Secret | 2020 | 2021
20252-215912-02 | Xcel Energy | 85 | 13781 | IOU | 04079511 | 6.96 | Solar |  |  | Interconnected | Trade Secret | Trade | NOF | NOF061 | Residential | Solar*Rewards | Trade Secret | 2020 | 2021
20252-215912-02 | Xcel Energy | 85 | 13781 | IOU | 04079658 | 7.616 | Solar |  |  | Interconnected | Trade Secret | Trade | APA | APA077 | Residential | Solar*Rewards | Trade Secret | 2020 | 2020
20252-215912-02 | Xcel Energy | 85 | 13781 | IOU | 04079721 | 33.3 | Solar |  |  | Active Application | Trade Secret | Trade | HSN | HSN311 | Commercial | Solar*Rewards | Trade Secret | 2020
20252-215912-02 | Xcel Energy | 85 | 13781 | IOU | 04079785 | 7.616 | Solar |  |  | Active Application | Trade Secret | Trade | HSN | HSN311 | Commercial | Solar*Rewards | Trade Secret | 2020
20252-215912-02 | Xcel Energy | 85 | 13781 | IOU | 04079879 | 8.12 | Solar |  |  | Interconnected | Trade Secret | Trade | WIL | WIL082 | Residential | Solar*Rewards | Trade Secret | 2020 | 2020
20252-215912-02 | Xcel Energy | 85 | 13781 | IOU | 04079910 |  | Solar |  |  | Active Application | Trade Secret | Trade |  |  | Residential | Solar*Rewards | Trade Secret | 2020
20252-215912-02 | Xcel Energy | 85 | 13781 | IOU | 04081441 | 1000 | Solar |  |  | Withdrawn | Trade Secret | Trade | WIN | WIN043 | Community Solar Garden | Solar*Rewards Community | Trade Secret | 2020
20252-215912-02 | Xcel Energy | 85 | 13781 | IOU | 04081964 | 1000 | Solar |  |  | Withdrawn | Trade Secret | Trade | CHI | CHI311 | Community Solar Garden | Solar*Rewards Community | Trade Secret | 2020
20252-215912-02 | Xcel Energy | 85 | 13781 | IOU | 04081973 | 1000 | Solar |  |  | Withdrawn | Trade Secret | Trade | RED | RED091 | Community Solar Garden | Solar*Rewards Community | Trade Secret | 2020
20252-215912-02 | Xcel Energy | 85 | 13781 | IOU | 04081975 | 10.45 | Solar |  |  | Interconnected | Trade Secret | Trade | RPO | RPO311 | Residential |  | Trade Secret | 2020 | 2021
20252-215912-02 | Xcel Energy | 85 | 13781 | IOU | 04081998 | 5.5 | Solar |  |  | Interconnected | Trade Secret | Trade | RPO | RPO312 | Residential | Solar*Rewards | Trade Secret | 2020 | 2021
20252-215912-02 | Xcel Energy | 85 | 13781 | IOU | 04082014 | 5.5 | Solar |  |  | Interconnected | Trade Secret | Trade | AFT | AFT314 | Residential |  | Trade Secret | 2020 | 2021
20252-215912-02 | Xcel Energy | 85 | 13781 | IOU | 04082020 | 6.05 | Solar |  |  | Interconnected | Trade Secret | Trade | AFT | AFT321 | Residential |  | Trade Secret | 2020 | 2021
20252-215912-02 | Xcel Energy | 85 | 13781 | IOU | 04082022 | 4.95 | Solar |  |  | Interconnected | Trade Secret | Trade | ALK | ALK063 | Residential |  | Trade Secret | 2020 | 2021
20252-215912-02 | Xcel Energy | 85 | 13781 | IOU | 04082023 | 3.85 | Solar |  |  | Interconnected | Trade Secret | Trade | LOK | LOK062 | Residential |  | Trade Secret | 2020 | 2021
20252-215912-02 | Xcel Energy | 85 | 13781 | IOU | 04082024 |  |  |  |  | Active Application | Trade Secret | Trade |  |  | Residential |  | Trade Secret | 2020
20252-215912-02 | Xcel Energy | 85 | 13781 | IOU | 04082025 | 9.35 | Solar |  |  | Interconnected | Trade Secret | Trade | LOK | LOK093 | Residential |  | Trade Secret | 2020 | 2021
20252-215912-02 | Xcel Energy | 85 | 13781 | IOU | 04082026 | 6.05 | Solar |  |  | Interconnected | Trade Secret | Trade | RPO | RPO311 | Residential |  | Trade Secret | 2020 | 2021
20252-215912-02 | Xcel Energy | 85 | 13781 | IOU | 04082028 | 6.05 | Solar |  |  | Interconnected | Trade Secret | Trade | AFT | AFT321 | Residential |  | Trade Secret | 2020 | 2021
20252-215912-02 | Xcel Energy | 85 | 13781 | IOU | 04082030 | 7.672 | Solar |  |  | Interconnected | Trade Secret | Trade | RPO | RPO312 | Residential |  | Trade Secret | 2021 | 2021
20252-215912-02 | Xcel Energy | 85 | 13781 | IOU | 04082286 | 17.28 | Solar |  |  | Interconnected | Trade Secret | Trade | LAB | LAB312 | Residential | Solar*Rewards | Trade Secret | 2020 | 2021
20252-215912-02 | Xcel Energy | 85 | 13781 | IOU | 04082460 |  | Solar |  |  | Active Application | Trade Secret | Trade |  |  | Residential | Solar*Rewards | Trade Secret | 2020
20252-215912-02 | Xcel Energy | 85 | 13781 | IOU | 04082532 | 7.616 | Solar |  |  | Interconnected | Trade Secret | Trade | SLP | SLP082 | Residential | Solar*Rewards | Trade Secret | 2020 | 2020
20252-215912-02 | Xcel Energy | 85 | 13781 | IOU | 04082614 | 1000 | Solar |  |  | Withdrawn | Trade Secret | Trade | RED | RED091 | Community Solar Garden | Solar*Rewards Community | Trade Secret | 2020
20252-215912-02 | Xcel Energy | 85 | 13781 | IOU | 04082650 | 1000 | Solar |  |  | Withdrawn | Trade Secret | Trade | HAD | HAD022 | Community Solar Garden | Solar*Rewards Community | Trade Secret | 2021
20252-215912-02 | Xcel Energy | 85 | 13781 | IOU | 04082667 | 1000 | Solar |  |  | Withdrawn | Trade Secret | Trade | HAD | HAD022 | Community Solar Garden | Solar*Rewards Community | Trade Secret | 2021
20252-215912-02 | Xcel Energy | 85 | 13781 | IOU | 04082703 | 11.39 | Solar |  |  | Interconnected | Trade Secret | Trade | GSL | GSL341 | Residential | Solar*Rewards | Trade Secret | 2020 | 2021
20252-215912-02 | Xcel Energy | 85 | 13781 | IOU | 04082716 | 1000 | Solar |  |  | Active Application | Trade Secret | Trade | MHW | MHW311 | Community Solar Garden | Solar*Rewards Community | Trade Secret | 2021
20252-215912-02 | Xcel Energy | 85 | 13781 | IOU | 04082738 | 1000 | Solar |  |  | Active Application | Trade Secret | Trade | PAT | PAT312 | Community Solar Garden | Solar*Rewards Community | Trade Secret | 2020
20252-215912-02 | Xcel Energy | 85 | 13781 | IOU | 04082756 | 7.616 | Solar |  |  | Interconnected | Trade Secret | Trade | CGR | CGR063 | Residential |  | Trade Secret | 2020 | 2021
20252-215912-02 | Xcel Energy | 85 | 13781 | IOU | 04082770 | 1000 | Solar |  |  | Active Application | Trade Secret | Trade | PAT | PAT312 | Community Solar Garden | Solar*Rewards Community | Trade Secret | 2020
20252-215912-02 | Xcel Energy | 85 | 13781 | IOU | 04082805 | 1000 | Solar |  |  | Withdrawn | Trade Secret | Trade | MEI | MEI021 | Community Solar Garden | Solar*Rewards Community | Trade Secret | 2020
20252-215912-02 | Xcel Energy | 85 | 13781 | IOU | 04082863 | 5 | Solar |  |  | Interconnected | Trade Secret | Trade | LSP | LSP021 | Residential |  | Trade Secret | 2020 | 2022
20252-215912-02 | Xcel Energy | 85 | 13781 | IOU | 04083597 | 1000 | Solar |  |  | Active Application | Trade Secret | Trade | AVR | AVR081 | Community Solar Garden | Solar*Rewards Community | Trade Secret | 2020
20252-215912-02 | Xcel Energy | 85 | 13781 | IOU | 04083600 | 19.999 | Solar |  |  | Interconnected | Trade Secret | Trade | SAR | SAR021 | Commercial | Solar*Rewards | Trade Secret | 2020 | 2021
20252-215912-02 | Xcel Energy | 85 | 13781 | IOU | 04083637 | 11.39 | Solar |  |  | Interconnected | Trade Secret | Trade | WYO | WYO032 | Residential | Solar*Rewards | Trade Secret | 2020 | 2020
20252-215912-02 | Xcel Energy | 85 | 13781 | IOU | 04083877 | 7.616 | Solar |  |  | Interconnected | Trade Secret | Trade | WIL | WIL089 | Residential | Solar*Rewards | Trade Secret | 2020 | 2021
20252-215912-02 | Xcel Energy | 85 | 13781 | IOU | 04084068 | 11.39 | Solar |  |  | Interconnected | Trade Secret | Trade | DPN | DPN072 | Residential | Solar*Rewards | Trade Secret | 2020 | 2021
20252-215912-02 | Xcel Energy | 85 | 13781 | IOU | 04084539 | 5 | Solar |  |  | Interconnected | Trade Secret | Trade | SAV | SAV063 | Residential | Solar*Rewards | Trade Secret | 2020 | 2021
20252-215912-02 | Xcel Energy | 85 | 13781 | IOU | 04084550 | 3.747 | Solar |  |  | Interconnected | Trade Secret | Trade | STY | STY062 | Residential | Solar*Rewards | Trade Secret | 2020 | 2021
20252-215912-02 | Xcel Energy | 85 | 13781 | IOU | 04084555 | 7.616 | Solar |  |  | Interconnected | Trade Secret | Trade | TWL | TWL068 | Residential | Solar*Rewards | Trade Secret | 2020 | 2021
20252-215912-02 | Xcel Energy | 85 | 13781 | IOU | 04084573 | 5 | Solar |  |  | Interconnected | Trade Secret | Trade | CGR | CGR072 | Residential | Solar*Rewards | Trade Secret | 2020 | 2021
20252-215912-02 | Xcel Energy | 85 | 13781 | IOU | 04084577 | 3.747 | Solar |  |  | Interconnected | Trade Secret | Trade | ZUM | ZUM021 | Residential | Solar*Rewards | Trade Secret | 2020 | 2021
20252-215912-02 | Xcel Energy | 85 | 13781 | IOU | 04084922 | 4.93 | Solar |  |  | Interconnected | Trade Secret | Trade | SOU | SOU087 | Residential | Solar*Rewards | Trade Secret | 2020 | 2021
20252-215912-02 | Xcel Energy | 85 | 13781 | IOU | 04085026 | 11.39 | Solar |  |  | Interconnected | Trade Secret | Trade | WSG | WSG352 | Residential | Solar*Rewards | Trade Secret | 2020 | 2021
20252-215912-02 | Xcel Energy | 85 | 13781 | IOU | 04085701 | 11.39 | Solar |  |  | Interconnected | Trade Secret | Trade | MPK | MPK087 | Residential | Solar*Rewards | Trade Secret | 2020 | 2021
20252-215912-02 | Xcel Energy | 85 | 13781 | IOU | 04085978 | 6.48 | Solar |  |  | Interconnected | Trade Secret | Trade | FSL | FSL311 | Residential | Solar*Rewards | Trade Secret | 2020 | 2021
20252-215912-02 | Xcel Energy | 85 | 13781 | IOU | 04086142 | 3.48 | Solar |  |  | Interconnected | Trade Secret | Trade | TER | TER062 | Residential | Solar*Rewards | Trade Secret | 2020 | 2021
20252-215912-02 | Xcel Energy | 85 | 13781 | IOU | 04086222 | 5.22 | Solar |  |  | Interconnected | Trade Secret | Trade | EDA | EDA065 | Residential | Solar*Rewards | Trade Secret | 2020 | 2020
20252-215912-02 | Xcel Energy | 85 | 13781 | IOU | 04086315 | 4.64 | Solar |  |  | Interconnected | Trade Secret | Trade | SHP | SHP062 | Residential | Solar*Rewards | Trade Secret | 2020 | 2020
20252-215912-02 | Xcel Energy | 85 | 13781 | IOU | 04086386 | 8.41 | Solar |  |  | Interconnected | Trade Secret | Trade | WIL | WIL082 | Residential | Solar*Rewards | Trade Secret | 2020 | 2021
20252-215912-02 | Xcel Energy | 85 | 13781 | IOU | 04086431 | 4.384 | Solar |  |  | Interconnected | Trade Secret | Trade | FRM | FRM062 | Residential | Solar*Rewards | Trade Secret | 2020 | 2021
20252-215912-02 | Xcel Energy | 85 | 13781 | IOU | 04086466 | 5.5 | Solar |  |  | Interconnected | Trade Secret | Trade | WIL | WIL076 | Residential | Solar*Rewards | Trade Secret | 2020 | 2021
20252-215912-02 | Xcel Energy | 85 | 13781 | IOU | 04086718 | 5 | Solar |  |  | Interconnected | Trade Secret | Trade | GSL | GSL074 | Residential | Solar*Rewards | Trade Secret | 2020 | 2022
20252-215912-02 | Xcel Energy | 85 | 13781 | IOU | 04086951 | 3.49 | Solar |  |  | Interconnected | Trade Secret | Trade | GPH | GPH062 | Residential | Solar*Rewards | Trade Secret | 2020 | 2021
20252-215912-02 | Xcel Energy | 85 | 13781 | IOU | 04086980 |  |  |  |  | Active Application | Trade Secret | Trade |  |  | Residential |  | Trade Secret | 2020
20252-215912-02 | Xcel Energy | 85 | 13781 | IOU | 04087046 | 6 | Solar |  |  | Interconnected | Trade Secret | Trade | MND | MND061 | Residential | Solar*Rewards | Trade Secret | 2020 | 2021
20252-215912-02 | Xcel Energy | 85 | 13781 | IOU | 04087101 | 4.64 | Solar |  |  | Interconnected | Trade Secret | Trade | WCS | WCS064 | Residential | Solar*Rewards | Trade Secret | 2020 | 2021
20252-215912-02 | Xcel Energy | 85 | 13781 | IOU | 04087139 | 6.72 | Solar |  |  | Interconnected | Trade Secret | Trade | MND | MND063 | Residential | Solar*Rewards | Trade Secret | 2020 | 2021
20252-215912-02 | Xcel Energy | 85 | 13781 | IOU | 04087142 | 7.616 | Solar |  |  | Interconnected | Trade Secret | Trade | ESW | ESW081 | Residential | Solar*Rewards | Trade Secret | 2020 | 2021
20252-215912-02 | Xcel Energy | 85 | 13781 | IOU | 04087259 | 5.054 | Solar |  |  | Interconnected | Trade Secret | Trade | TWL | TWL066 | Residential |  | Trade Secret | 2021 | 2021
20252-215912-02 | Xcel Energy | 85 | 13781 | IOU | 04087278 | 3.747 | Solar |  |  | Interconnected | Trade Secret | Trade | MOL | MOL068 | Residential |  | Trade Secret | 2020 | 2021
20252-215912-02 | Xcel Energy | 85 | 13781 | IOU | 04087415 | 3.747 | Solar |  |  | Interconnected | Trade Secret | Trade | MPK | MPK086 | Residential |  | Trade Secret | 2021 | 2021
20252-215912-02 | Xcel Energy | 85 | 13781 | IOU | 04087448 | 5.51 | Solar |  |  | Interconnected | Trade Secret | Trade | GPH | GPH062 | Residential | Solar*Rewards | Trade Secret | 2020 | 2021
20252-215912-02 | Xcel Energy | 85 | 13781 | IOU | 04087511 | 9.9 | Solar |  |  | Interconnected | Trade Secret | Trade | RPO | RPO312 | Residential |  | Trade Secret | 2020 | 2021
20252-215912-02 | Xcel Energy | 85 | 13781 | IOU | 04087657 | 2.32 | Solar |  |  | Interconnected | Trade Secret | Trade | SOU | SOU081 | Residential | Solar*Rewards | Trade Secret | 2020 | 2021
20252-215912-02 | Xcel Energy | 85 | 13781 | IOU | 04087675 | 6.05 | Solar |  |  | Interconnected | Trade Secret | Trade | PKL | PKL085 | Residential |  | Trade Secret | 2020 | 2021
20252-215912-02 | Xcel Energy | 85 | 13781 | IOU | 04087694 | 4.64 | Solar |  |  | Active Application | Trade Secret | Trade | BYT | BYT061 | Residential | Solar*Rewards | Trade Secret | 2020
20252-215912-02 | Xcel Energy | 85 | 13781 | IOU | 04087935 | 6.09 | Solar |  |  | Interconnected | Trade Secret | Trade | WEH | WEH021 | Residential | Solar*Rewards | Trade Secret | 2020 | 2020
20252-215912-02 | Xcel Energy | 85 | 13781 | IOU | 04087962 | 4.64 | Solar |  |  | Interconnected | Trade Secret | Trade | ORO | ORO062 | Residential | Solar*Rewards | Trade Secret | 2020 | 2021
20252-215912-02 | Xcel Energy | 85 | 13781 | IOU | 04087993 | 3.48 | Solar |  |  | Interconnected | Trade Secret | Trade | MEL | MEL078 | Residential | Solar*Rewards | Trade Secret | 2020 | 2021
20252-215912-02 | Xcel Energy | 85 | 13781 | IOU | 04088164 | 12.18 | Solar |  |  | Interconnected | Trade Secret | Trade | HUG | HUG321 | Residential |  | Trade Secret | 2020 | 2021
20252-215912-02 | Xcel Energy | 85 | 13781 | IOU | 04089371 | 11.39 | Solar |  |  | Interconnected | Trade Secret | Trade | BYT | BYT072 | Residential |  | Trade Secret | 2020 | 2021
20252-215912-02 | Xcel Energy | 85 | 13781 | IOU | 04089636 | 6 | Solar |  |  | Interconnected | Trade Secret | Trade | LSP | LSP022 | Residential | Solar*Rewards | Trade Secret | 2020 | 2021
20252-215912-02 | Xcel Energy | 85 | 13781 | IOU | 04089756 | 4.4 | Solar |  |  | Interconnected | Trade Secret | Trade | TWL | TWL066 | Residential | Solar*Rewards | Trade Secret | 2020 | 2020
20252-215912-02 | Xcel Energy | 85 | 13781 | IOU | 04089929 | 3.3 | Solar |  |  | Interconnected | Trade Secret | Trade | TER | TER071 | Residential | Solar*Rewards | Trade Secret | 2020 | 2021
20252-215912-02 | Xcel Energy | 85 | 13781 | IOU | 04089947 | 30 | Solar |  |  | Active Application | Trade Secret | Trade | LAC | LAC062 | Residential | Solar*Rewards | Trade Secret | 2020
20252-215912-02 | Xcel Energy | 85 | 13781 | IOU | 04089967 | 9.994 | Solar |  |  | Interconnected | Trade Secret | Trade | GLK | GLK074 | Residential |  | Trade Secret | 2020 | 2021
20252-215912-02 | Xcel Energy | 85 | 13781 | IOU | 04090228 | 5 | Solar |  |  | Interconnected | Trade Secret | Trade | SAK | SAK321 | Residential | Solar*Rewards | Trade Secret | 2020 | 2021
20252-215912-02 | Xcel Energy | 85 | 13781 | IOU | 04090244 | 5 | Solar |  |  | Active Application | Trade Secret | Trade | TWL | TWL063 | Residential | Solar*Rewards | Trade Secret | 2020
20252-215912-02 | Xcel Energy | 85 | 13781 | IOU | 04090249 | 3.3 | Solar |  |  | Interconnected | Trade Secret | Trade | AFT | AFT321 | Residential |  | Trade Secret | 2020 | 2021
20252-215912-02 | Xcel Energy | 85 | 13781 | IOU | 04090286 |  |  |  |  | Active Application | Trade Secret | Trade |  |  | Residential |  | Trade Secret | 2020
20252-215912-02 | Xcel Energy | 85 | 13781 | IOU | 04090321 |  | Solar |  |  | Active Application | Trade Secret | Trade |  |  | Residential | Solar*Rewards | Trade Secret | 2020
20252-215912-02 | Xcel Energy | 85 | 13781 | IOU | 04091191 | 3.747 | Solar |  |  | Interconnected | Trade Secret | Trade | RIV | RIV073 | Residential | Solar*Rewards | Trade Secret | 2020 | 2021
20252-215912-02 | Xcel Energy | 85 | 13781 | IOU | 04091272 | 6 | Solar |  |  | Active Application | Trade Secret | Trade | WTN | WTN061 | Residential | Solar*Rewards | Trade Secret | 2020
20252-215912-02 | Xcel Energy | 85 | 13781 | IOU | 04091333 | 5 | Solar |  |  | Interconnected | Trade Secret | Trade | CTR | CTR021 | Residential |  | Trade Secret | 2020 | 2021
20252-215912-02 | Xcel Energy | 85 | 13781 | IOU | 04091337 | 6 | Solar |  |  | Active Application | Trade Secret | Trade | KAN | KAN022 | Residential | Solar*Rewards | Trade Secret | 2020
20252-215912-02 | Xcel Energy | 85 | 13781 | IOU | 04091555 | 1000 | Solar |  |  | Withdrawn | Trade Secret | Trade | HAD | HAD022 | Community Solar Garden | Solar*Rewards Community | Trade Secret | 2021
20252-215912-02 | Xcel Energy | 85 | 13781 | IOU | 04091580 | 999 | Solar |  |  | Interconnected | Paynesville | Trade | PAT | PAT313 | Community Solar Garden | Solar*Rewards Community | Trade Secret | 2022 | 2024
20252-215912-02 | Xcel Energy | 85 | 13781 | IOU | 04091604 | 1000 | Solar |  |  | Active Application | Trade Secret | Trade | REW | REW023 | Community Solar Garden | Solar*Rewards Community | Trade Secret | 2021
20252-215912-02 | Xcel Energy | 85 | 13781 | IOU | 04091696 | 7.616 | Solar |  |  | Interconnected | Trade Secret | Trade | MEL | MEL068 | Residential |  | Trade Secret | 2020 | 2021
20252-215912-02 | Xcel Energy | 85 | 13781 | IOU | 04092031 | 7.7 | Solar |  |  | Interconnected | Trade Secret | Trade | VMR | VMR062 | Residential |  | Trade Secret | 2020 | 2024
20252-215912-02 | Xcel Energy | 85 | 13781 | IOU | 04092033 | 3.747 | Solar |  |  | Interconnected | Trade Secret | Trade | MEI | MEI021 | Residential | Solar*Rewards | Trade Secret | 2020 | 2021
20252-215912-02 | Xcel Energy | 85 | 13781 | IOU | 04092191 | 9.994 | Solar |  |  | Interconnected | Trade Secret | Trade | HYL | HYL073 | Residential |  | Trade Secret | 2020 | 2021
20252-215912-02 | Xcel Energy | 85 | 13781 | IOU | 04092254 | 5 | Solar |  |  | Interconnected | Trade Secret | Trade | MPK | MPK065 | Residential |  | Trade Secret | 2020 | 2021
20252-215912-02 | Xcel Energy | 85 | 13781 | IOU | 04092322 | 5 | Solar |  |  | Interconnected | Trade Secret | Trade | CRL | CRL033 | Residential |  | Trade Secret | 2020 | 2021
20252-215912-02 | Xcel Energy | 85 | 13781 | IOU | 04092350 |  |  |  |  | Active Application | Trade Secret | Trade |  |  | Residential |  | Trade Secret | 2020
20252-215912-02 | Xcel Energy | 85 | 13781 | IOU | 04092399 | 3.747 | Solar |  |  | Interconnected | Trade Secret | Trade | SOU | SOU069 | Residential |  | Trade Secret | 2020 | 2021
20252-215912-02 | Xcel Energy | 85 | 13781 | IOU | 04092478 |  |  |  |  | Active Application | Trade Secret | Trade |  |  | Residential |  | Trade Secret | 2020
20252-215912-02 | Xcel Energy | 85 | 13781 | IOU | 04092862 | 6 | Solar |  |  | Interconnected | Trade Secret | Trade | ECK | ECK322 | Residential | Solar*Rewards | Trade Secret | 2020 | 2021
20252-215912-02 | Xcel Energy | 85 | 13781 | IOU | 04093854 | 33.3 | Solar |  |  | Active Application | Trade Secret | Trade | DBL | DBL074 | Commercial | Solar*Rewards | Trade Secret | 2020
20252-215912-02 | Xcel Energy | 85 | 13781 | IOU | 04094554 | 4.93 | Solar |  |  | Interconnected | Trade Secret | Trade | WTN | WTN062 | Residential | Solar*Rewards | Trade Secret | 2020 | 2021
20252-215912-02 | Xcel Energy | 85 | 13781 | IOU | 04094722 |  |  |  |  | Active Application | Trade Secret | Trade |  |  | Residential |  | Trade Secret | 2020
20252-215912-02 | Xcel Energy | 85 | 13781 | IOU | 04095024 | 1000 | Solar |  |  | Active Application | Trade Secret | Trade | MHW | MHW311 | Community Solar Garden | Solar*Rewards Community | Trade Secret | 2021
20252-215912-02 | Xcel Energy | 85 | 13781 | IOU | 04095054 | 5.054 | Solar |  |  | Interconnected | Trade Secret | Trade | TER | TER071 | Residential |  | Trade Secret | 2020 | 2021
20252-215912-02 | Xcel Energy | 85 | 13781 | IOU | 04095136 | 5 | Solar |  |  | Interconnected | Trade Secret | Trade | SLP | SLP072 | Residential | Solar*Rewards | Trade Secret | 2020 | 2021
20252-215912-02 | Xcel Energy | 85 | 13781 | IOU | 04095505 | 9.994 | Solar |  |  | Interconnected | Trade Secret | Trade | AFT | AFT321 | Residential | Solar*Rewards | Trade Secret | 2020 | 2021
20252-215912-02 | Xcel Energy | 85 | 13781 | IOU | 04095518 | 10.08 | Solar |  |  | Interconnected | Trade Secret | Trade | RPL | RPL064 | Residential | Solar*Rewards | Trade Secret | 2020 | 2020
20252-215912-02 | Xcel Energy | 85 | 13781 | IOU | 04095609 | 7.616 | Solar |  |  | Interconnected | Trade Secret | Trade | TWL | TWL076 | Residential | Solar*Rewards | Trade Secret | 2020 | 2021
20252-215912-02 | Xcel Energy | 85 | 13781 | IOU | 04095651 |  |  |  |  | Active Application | Trade Secret | Trade |  |  | Residential |  | Trade Secret | 2020
20252-215912-02 | Xcel Energy | 85 | 13781 | IOU | 04095680 | 17.61 | Solar |  |  | Active Application | Trade Secret | Trade | WIL | WIL078 | Residential | Solar*Rewards | Trade Secret | 2020
20252-215912-02 | Xcel Energy | 85 | 13781 | IOU | 04095722 | 3.19 | Solar |  |  | Interconnected | Trade Secret | Trade | APA | APA075 | Residential | Solar*Rewards | Trade Secret | 2020 | 2021
20252-215912-02 | Xcel Energy | 85 | 13781 | IOU | 04095756 | 3.48 | Solar |  |  | Interconnected | Trade Secret | Trade | SOU | SOU075 | Residential | Solar*Rewards | Trade Secret | 2020 | 2021
20252-215912-02 | Xcel Energy | 85 | 13781 | IOU | 04095758 | 5 | Solar |  |  | Interconnected | Trade Secret | Trade | LIN | LIN031 | Residential | Solar*Rewards | Trade Secret | 2020 | 2021
20252-215912-02 | Xcel Energy | 85 | 13781 | IOU | 04096048 | 3.747 | Solar |  |  | Interconnected | Trade Secret | Trade | CEL | CEL064 | Residential | Solar*Rewards | Trade Secret | 2020 | 2021
20252-215912-02 | Xcel Energy | 85 | 13781 | IOU | 04096072 | 3.747 | Solar |  |  | Interconnected | Trade Secret | Trade | WCR | WCR062 | Residential | Solar*Rewards | Trade Secret | 2020 | 2021
20252-215912-02 | Xcel Energy | 85 | 13781 | IOU | 04096115 | 3.747 | Solar |  |  | Interconnected | Trade Secret | Trade | BLH | BLH061 | Residential | Solar*Rewards | Trade Secret | 2020 | 2021
20252-215912-02 | Xcel Energy | 85 | 13781 | IOU | 04096144 | 1000 | Solar |  |  | Withdrawn | Trade Secret | Trade | AVN | AVN021 | Community Solar Garden | Solar*Rewards Community | Trade Secret | 2023
20252-215912-02 | Xcel Energy | 85 | 13781 | IOU | 04096169 | 1000 | Solar |  |  | Active Application | Trade Secret | Trade | PAT | PAT312 | Community Solar Garden | Solar*Rewards Community | Trade Secret | 2020
20252-215912-02 | Xcel Energy | 85 | 13781 | IOU | 04100111 | 9.9 | Solar |  |  | Interconnected | Trade Secret | Trade | RPO | RPO311 | Residential |  | Trade Secret | 2020 | 2021
20252-215912-02 | Xcel Energy | 85 | 13781 | IOU | 04100139 |  |  |  |  | Active Application | Trade Secret | Trade |  |  | Residential |  | Trade Secret | 2020
20252-215912-02 | Xcel Energy | 85 | 13781 | IOU | 04101040 |  | Solar |  |  | Active Application | Trade Secret | Trade |  |  | Residential | Solar*Rewards | Trade Secret | 2020
20252-215912-02 | Xcel Energy | 85 | 13781 | IOU | 04101055 | 58.04 | Solar |  |  | Active Application | Trade Secret | Trade | RIV | RIV062 | Commercial | Solar*Rewards | Trade Secret | 2020
20252-215912-02 | Xcel Energy | 85 | 13781 | IOU | 04101090 | 9.994 | Solar |  |  | Withdrawn | Trade Secret | Trade | SOU | SOU077 | Residential | Solar*Rewards | Trade Secret | 2021
20252-215912-02 | Xcel Energy | 85 | 13781 | IOU | 04101241 | 3.747 | Solar |  |  | Interconnected | Trade Secret | Trade | MEL | MEL073 | Residential | Solar*Rewards | Trade Secret | 2020 | 2021
20252-215912-02 | Xcel Energy | 85 | 13781 | IOU | 04101348 | 0.96 | Solar |  |  | Interconnected | Trade Secret | Trade | GSL | GSL074 | Commercial | Solar*Rewards | Trade Secret | 2020 | 2021
20252-215912-02 | Xcel Energy | 85 | 13781 | IOU | 04101514 | 33.3 | Solar |  |  | Interconnected | Trade Secret | Trade | DBL | DBL074 | Commercial | Solar*Rewards | Trade Secret | 2020 | 2021
20252-215912-02 | Xcel Energy | 85 | 13781 | IOU | 04101545 | 5 | Solar |  |  | Interconnected | Trade Secret | Trade | FSL | FSL312 | Residential |  | Trade Secret | 2020 | 2021
20252-215912-02 | Xcel Energy | 85 | 13781 | IOU | 04101711 |  |  |  |  | Active Application | Trade Secret | Trade |  |  | Residential |  | Trade Secret | 2020
20252-215912-02 | Xcel Energy | 85 | 13781 | IOU | 04101971 | 7.38 | Solar |  |  | Interconnected | Trade Secret | Trade | LAC | LAC062 | Residential | Solar*Rewards | Trade Secret | 2021 | 2021
20252-215912-02 | Xcel Energy | 85 | 13781 | IOU | 04101995 | 7.93 | Solar |  |  | Interconnected | Trade Secret | Trade | GVW | GVW021 | Residential | Solar*Rewards | Trade Secret | 2021 | 2021
20252-215912-02 | Xcel Energy | 85 | 13781 | IOU | 04102030 | 6 | Solar |  |  | Interconnected | Trade Secret | Trade | UPP | UPP062 | Residential | Solar*Rewards | Trade Secret | 2020 | 2021
20252-215912-02 | Xcel Energy | 85 | 13781 | IOU | 04102039 | 11 | Solar |  |  | Interconnected | Trade Secret | Trade | MPK | MPK063 | Residential | Solar*Rewards | Trade Secret | 2020 | 2021
20252-215912-02 | Xcel Energy | 85 | 13781 | IOU | 04102859 | 9.28 | Solar |  |  | Interconnected | Trade Secret | Trade | SLP | SLP073 | Residential | Solar*Rewards | Trade Secret | 2020 | 2021
20252-215912-02 | Xcel Energy | 85 | 13781 | IOU | 04103228 |  | Solar |  |  | Active Application | Trade Secret | Trade |  |  | Residential | Solar*Rewards | Trade Secret | 2020
20252-215912-02 | Xcel Energy | 85 | 13781 | IOU | 04103472 | 3.77 | Solar |  |  | Interconnected | Trade Secret | Trade | HOL | HOL071 | Residential | Solar*Rewards | Trade Secret | 2020 | 2021
20252-215912-02 | Xcel Energy | 85 | 13781 | IOU | 04103610 | 10.15 | Solar |  |  | Interconnected | Trade Secret | Trade | GSL | GSL341 | Residential | Solar*Rewards | Trade Secret | 2020 | 2021
20252-215912-02 | Xcel Energy | 85 | 13781 | IOU | 04103801 | 1.92 | Solar |  | X | Withdrawn | Trade Secret | Trade | TWL | TWL063 | Residential |  | Trade Secret | 2020
20252-215912-02 | Xcel Energy | 85 | 13781 | IOU | 04104403 | 1000 | Solar |  |  | Active Application | Trade Secret | Trade | WAS | WAS092 | Community Solar Garden | Solar*Rewards Community | Trade Secret | 2020
20252-215912-02 | Xcel Energy | 85 | 13781 | IOU | 04104796 |  |  |  |  | Active Application | Trade Secret | Trade |  |  | Residential |  | Trade Secret | 2020
20252-215912-02 | Xcel Energy | 85 | 13781 | IOU | 04105188 | 6 | Solar |  |  | Interconnected | Trade Secret | Trade | FSL | FSL312 | Residential | Solar*Rewards | Trade Secret | 2020 | 2021
20252-215912-02 | Xcel Energy | 85 | 13781 | IOU | 04105225 | 4.06 | Solar |  |  | Interconnected | Trade Secret | Trade | RRK | RRK082 | Residential | Solar*Rewards | Trade Secret | 2021 | 2021
20252-215912-02 | Xcel Energy | 85 | 13781 | IOU | 04105298 | 3.77 | Solar |  |  | Interconnected | Trade Secret | Trade | RLK | RLK071 | Residential | Solar*Rewards | Trade Secret | 2020 | 2021
20252-215912-02 | Xcel Energy | 85 | 13781 | IOU | 04105396 |  | Solar |  |  | Active Application | Trade Secret | Trade |  |  | Residential | Solar*Rewards | Trade Secret | 2020
20252-215912-02 | Xcel Energy | 85 | 13781 | IOU | 04105687 | 5 | Solar |  |  | Interconnected | Trade Secret | Trade | MPK | MPK068 | Residential | Solar*Rewards | Trade Secret | 2020 | 2021
20252-215912-02 | Xcel Energy | 85 | 13781 | IOU | 04105740 | 6.24 | Solar |  |  | Withdrawn | Trade Secret | Trade | WIL | WIL074 | Residential | Solar*Rewards | Trade Secret | 2020
20252-215912-02 | Xcel Energy | 85 | 13781 | IOU | 04105872 | 7.616 | Solar |  |  | Interconnected | Trade Secret | Trade | TWL | TWL089 | Residential | Solar*Rewards | Trade Secret | 2020 | 2021
20252-215912-02 | Xcel Energy | 85 | 13781 | IOU | 04105964 | 9.86 | Solar |  |  | Interconnected | Trade Secret | Trade | BLC | BLC063 | Residential | Solar*Rewards | Trade Secret | 2020 | 2021
20252-215912-02 | Xcel Energy | 85 | 13781 | IOU | 04106056 |  | Solar |  |  | Active Application | Trade Secret | Trade |  |  | Residential | Solar*Rewards | Trade Secret | 2020
20252-215912-02 | Xcel Energy | 85 | 13781 | IOU | 04106160 | 8.7 | Solar |  |  | Interconnected | Trade Secret | Trade | HUG | HUG312 | Residential | Solar*Rewards | Trade Secret | 2020 | 2021
20252-215912-02 | Xcel Energy | 85 | 13781 | IOU | 04107350 | 5.8 | Solar |  |  | Interconnected | Trade Secret | Trade | CRL | CRL065 | Residential | Solar*Rewards | Trade Secret | 2020 | 2021
20252-215912-02 | Xcel Energy | 85 | 13781 | IOU | 04107375 | 3.747 | Solar |  |  | Interconnected | Trade Secret | Trade | TLK | TLK061 | Residential | Solar*Rewards | Trade Secret | 2020 | 2021
20252-215912-02 | Xcel Energy | 85 | 13781 | IOU | 04107415 | 19.999 | Solar |  |  | Active Application | Trade Secret | Trade | RIV | RIV062 | Commercial | Solar*Rewards | Trade Secret | 2020
20252-215912-02 | Xcel Energy | 85 | 13781 | IOU | 04107513 | 3.747 | Solar |  |  | Interconnected | Trade Secret | Trade | UPP | UPP084 | Residential | Solar*Rewards | Trade Secret | 2020 | 2021
20252-215912-02 | Xcel Energy | 85 | 13781 | IOU | 04107521 |  |  |  |  | Active Application | Trade Secret | Trade |  |  | Residential |  | Trade Secret | 2020
20252-215912-02 | Xcel Energy | 85 | 13781 | IOU | 04107530 | 5 | Solar |  |  | Interconnected | Trade Secret | Trade | HUG | HUG311 | Residential | Solar*Rewards | Trade Secret | 2020 | 2021
20252-215912-02 | Xcel Energy | 85 | 13781 | IOU | 04107579 | 5 | Solar |  |  | Withdrawn | Trade Secret | Trade | SOU | SOU086 | Residential | Solar*Rewards | Trade Secret | 2020
20252-215912-02 | Xcel Energy | 85 | 13781 | IOU | 04107997 | 5.22 | Solar |  |  | Interconnected | Trade Secret | Trade | WDY | WDY312 | Residential | Solar*Rewards | Trade Secret | 2020 | 2021
20252-215912-02 | Xcel Energy | 85 | 13781 | IOU | 04108157 | 7.616 | Solar |  |  | Interconnected | Trade Secret | Trade | RNV | RNV021 | Residential | Solar*Rewards | Trade Secret | 2020 | 2021
20252-215912-02 | Xcel Energy | 85 | 13781 | IOU | 04108168 | 7.54 | Solar |  |  | Interconnected | Trade Secret | Trade | HWW | HWW073 | Residential | Solar*Rewards | Trade Secret | 2020 | 2021
20252-215912-02 | Xcel Energy | 85 | 13781 | IOU | 04108250 | 1000 | Solar |  |  | Interconnected | Lake Wilson | Trade | SRD | SRD211 | Community Solar Garden | Solar*Rewards Community | Trade Secret | 2021 | 2024
20252-215912-02 | Xcel Energy | 85 | 13781 | IOU | 04108293 | 5 | Solar |  |  | Interconnected | Trade Secret | Trade | CRL | CRL065 | Residential | Solar*Rewards | Trade Secret | 2020 | 2021
20252-215912-02 | Xcel Energy | 85 | 13781 | IOU | 04108308 | 11 | Solar |  |  | Interconnected | Trade Secret | Trade | AFT | AFT321 | Residential |  | Trade Secret | 2020 | 2021
20252-215912-02 | Xcel Energy | 85 | 13781 | IOU | 04108336 | 2.962 | Solar |  |  | Interconnected | Trade Secret | Trade | YAM | YAM021 | Residential | Solar*Rewards | Trade Secret | 2020 | 2021
20252-215912-02 | Xcel Energy | 85 | 13781 | IOU | 04108490 | 5 | Solar |  |  | Interconnected | Trade Secret | Trade | ATW | ATW062 | Residential | Solar*Rewards | Trade Secret | 2020 | 2021
20252-215912-02 | Xcel Energy | 85 | 13781 | IOU | 04108492 | 9.994 | Solar |  |  | Interconnected | Trade Secret | Trade | WSG | WSG362 | Residential | Solar*Rewards | Trade Secret | 2020 | 2021
20252-215912-02 | Xcel Energy | 85 | 13781 | IOU | 04108524 | 3.747 | Solar |  |  | Interconnected | Trade Secret | Trade | MOL | MOL068 | Residential | Solar*Rewards | Trade Secret | 2020 | 2021
20252-215912-02 | Xcel Energy | 85 | 13781 | IOU | 04108632 | 5 | Solar |  |  | Interconnected | Trade Secret | Trade | MHW | MHW311 | Residential | Solar*Rewards | Trade Secret | 2020 | 2021
20252-215912-02 | Xcel Energy | 85 | 13781 | IOU | 04108674 | 3.747 | Solar |  |  | Interconnected | Trade Secret | Trade | MTR | MTR021 | Residential | Solar*Rewards | Trade Secret | 2020 | 2021
20252-215912-02 | Xcel Energy | 85 | 13781 | IOU | 04108691 | 5 | Solar |  |  | Active Application | Trade Secret | Trade | FAB | FAB061 | Residential | Solar*Rewards | Trade Secret | 2020
20252-215912-02 | Xcel Energy | 85 | 13781 | IOU | 04108781 |  |  |  |  | Active Application | Trade Secret | Trade |  |  | Residential |  | Trade Secret | 2020
20252-215912-02 | Xcel Energy | 85 | 13781 | IOU | 04108904 | 28.13 | Solar |  |  | Interconnected | Trade Secret | Trade | WTN | WTN061 | Residential | Solar*Rewards | Trade Secret | 2020 | 2021
20252-215912-02 | Xcel Energy | 85 | 13781 | IOU | 04108959 | 1000 | Solar |  |  | Withdrawn | Trade Secret | Trade | FRA | FRA211 | Community Solar Garden | Solar*Rewards Community | Trade Secret | 2020
20252-215912-02 | Xcel Energy | 85 | 13781 | IOU | 04108974 | 1000 | Solar |  |  | Withdrawn | Trade Secret | Trade | ALT | ALT021 | Community Solar Garden | Solar*Rewards Community | Trade Secret | 2020
20252-215912-02 | Xcel Energy | 85 | 13781 | IOU | 04109289 | 15.232 | Solar |  |  | Interconnected | Trade Secret | Trade | XRD | XRD077 | Commercial | Solar*Rewards | Trade Secret | 2020 | 2021
20252-215912-02 | Xcel Energy | 85 | 13781 | IOU | 04109313 | 3.747 | Solar |  |  | Withdrawn | Trade Secret | Trade | LAC | LAC062 | Residential |  | Trade Secret | 2020
20252-215912-02 | Xcel Energy | 85 | 13781 | IOU | 04109356 | 33.3 | Solar |  |  | Interconnected | Trade Secret | Trade | SCL | SCL312 | Commercial | Solar*Rewards | Trade Secret | 2020 | 2021
20252-215912-02 | Xcel Energy | 85 | 13781 | IOU | 04109505 | 19.988 | Solar |  |  | Interconnected | Trade Secret | Trade | AFT | AFT315 | Residential | Solar*Rewards | Trade Secret | 2021 | 2022
20252-215912-02 | Xcel Energy | 85 | 13781 | IOU | 04109604 | 4.08 | Solar |  |  | Active Application | Trade Secret | Trade | RPO | RPO311 | Residential | Solar*Rewards | Trade Secret | 2020
20252-215912-02 | Xcel Energy | 85 | 13781 | IOU | 04109791 | 4.93 | Solar |  |  | Active Application | Trade Secret | Trade | SOU | SOU075 | Residential | Solar*Rewards | Trade Secret | 2020
20252-215912-02 | Xcel Energy | 85 | 13781 | IOU | 04110031 | 7.616 | Solar |  |  | Interconnected | Trade Secret | Trade | RPO | RPO311 | Residential | Solar*Rewards | Trade Secret | 2020 | 2021
20252-215912-02 | Xcel Energy | 85 | 13781 | IOU | 04110269 | 9.994 | Solar |  |  | Withdrawn | Trade Secret | Trade | HYL | HYL074 | Residential | Solar*Rewards | Trade Secret | 2020
20252-215912-02 | Xcel Energy | 85 | 13781 | IOU | 04110288 | 23.51 | Solar |  |  | Interconnected | Trade Secret | Trade | ALD | ALD073 | Commercial | Solar*Rewards | Trade Secret | 2020 | 2021
20252-215912-02 | Xcel Energy | 85 | 13781 | IOU | 04110306 | 6 | Solar |  |  | Interconnected | Trade Secret | Trade | TWL | TWL068 | Residential | Solar*Rewards | Trade Secret | 2020 | 2021
20252-215912-02 | Xcel Energy | 85 | 13781 | IOU | 04110310 | 11.39 | Solar |  |  | Interconnected | Trade Secret | Trade | RPO | RPO312 | Residential | Solar*Rewards | Trade Secret | 2020 | 2021
20252-215912-02 | Xcel Energy | 85 | 13781 | IOU | 04110358 | 7.616 | Solar |  |  | Interconnected | Trade Secret | Trade | RRK | RRK064 | Residential | Solar*Rewards | Trade Secret | 2021 | 2021
20252-215912-02 | Xcel Energy | 85 | 13781 | IOU | 04110386 | 1000 | Solar |  |  | Withdrawn | Trade Secret | Trade | MHW | MHW311 | Community Solar Garden | Solar*Rewards Community | Trade Secret | 2020
20252-215912-02 | Xcel Energy | 85 | 13781 | IOU | 04110423 | 7.68 | Solar |  |  | Active Application | Trade Secret | Trade | RPO | RPO311 | Residential | Solar*Rewards | Trade Secret | 2020
20252-215912-02 | Xcel Energy | 85 | 13781 | IOU | 04110459 | 7.616 | Solar |  |  | Interconnected | Trade Secret | Trade | TLK | TLK061 | Residential | Solar*Rewards | Trade Secret | 2020 | 2021
20252-215912-02 | Xcel Energy | 85 | 13781 | IOU | 04110469 | 3.747 | Solar |  |  | Active Application | Trade Secret | Trade | LLK | LLK071 | Residential | Solar*Rewards | Trade Secret | 2020
20252-215912-02 | Xcel Energy | 85 | 13781 | IOU | 04110477 | 3.747 | Solar |  |  | Interconnected | Trade Secret | Trade | GRC | GRC311 | Residential | Solar*Rewards | Trade Secret | 2020 | 2021
20252-215912-02 | Xcel Energy | 85 | 13781 | IOU | 04110490 | 3.747 | Solar |  |  | Interconnected | Trade Secret | Trade | RRK | RRK064 | Residential | Solar*Rewards | Trade Secret | 2020 | 2021
20252-215912-02 | Xcel Energy | 85 | 13781 | IOU | 04110508 | 7.616 | Solar |  |  | Active Application | Trade Secret | Trade | WES | WES075 | Residential | Solar*Rewards | Trade Secret | 2020
20252-215912-02 | Xcel Energy | 85 | 13781 | IOU | 04110523 | 6 | Solar |  |  | Active Application | Trade Secret | Trade | GSL | GSL065 | Residential | Solar*Rewards | Trade Secret | 2020
20252-215912-02 | Xcel Energy | 85 | 13781 | IOU | 04110557 | 3.747 | Solar |  |  | Interconnected | Trade Secret | Trade | MTR | MTR021 | Residential | Solar*Rewards | Trade Secret | 2020 | 2021
20252-215912-02 | Xcel Energy | 85 | 13781 | IOU | 04110625 | 8.8 | Solar |  |  | Active Application | Trade Secret | Trade | RPO | RPO311 | Residential | Solar*Rewards | Trade Secret | 2020
20252-215912-02 | Xcel Energy | 85 | 13781 | IOU | 04110639 | 3.747 | Solar |  |  | Withdrawn | Trade Secret | Trade | MEL | MEL068 | Residential | Solar*Rewards | Trade Secret | 2020
20252-215912-02 | Xcel Energy | 85 | 13781 | IOU | 04110683 | 1000 | Solar |  |  | Withdrawn | Trade Secret | Trade | MHW | MHW311 | Community Solar Garden | Solar*Rewards Community | Trade Secret | 2020
20252-215912-02 | Xcel Energy | 85 | 13781 | IOU | 04110693 | 1000 | Solar |  |  | Active Application | Trade Secret | Trade | COK | COK061 | Community Solar Garden | Solar*Rewards Community | Trade Secret | 2024
20252-215912-02 | Xcel Energy | 85 | 13781 | IOU | 04110778 | 7.68 | Solar |  | X | Active Application | Trade Secret | Trade | TWL | TWL066 | Residential | Solar*Rewards | Trade Secret | 2020
20252-215912-02 | Xcel Energy | 85 | 13781 | IOU | 04110822 | 6 | Solar |  |  | Interconnected | Trade Secret | Trade | WIL | WIL076 | Residential | Solar*Rewards | Trade Secret | 2020 | 2021
20252-215912-02 | Xcel Energy | 85 | 13781 | IOU | 04110825 | 7.616 | Solar |  |  | Active Application | Trade Secret | Trade | CHE | CHE064 | Residential | Solar*Rewards | Trade Secret | 2020
20252-215912-02 | Xcel Energy | 85 | 13781 | IOU | 04110896 | 4.06 | Solar |  |  | Interconnected | Trade Secret | Trade | NOF | NOF061 | Residential | Solar*Rewards | Trade Secret | 2020 | 2021
20252-215912-02 | Xcel Energy | 85 | 13781 | IOU | 04110925 | 15.232 | Solar |  |  | Active Application | Trade Secret | Trade | RPO | RPO311 | Residential | Solar*Rewards | Trade Secret | 2020
20252-215912-02 | Xcel Energy | 85 | 13781 | IOU | 04110936 | 7.616 | Solar |  |  | Active Application | Trade Secret | Trade | FSL | FSL311 | Residential | Solar*Rewards | Trade Secret | 2020
20252-215912-02 | Xcel Energy | 85 | 13781 | IOU | 04111334 | 5 | Solar |  |  | Interconnected | Trade Secret | Trade | WIL | WIL082 | Residential |  | Trade Secret | 2020 | 2021
20252-215912-02 | Xcel Energy | 85 | 13781 | IOU | 04111458 | 5.22 | Solar |  |  | Interconnected | Trade Secret | Trade | WIL | WIL098 | Residential | Solar*Rewards | Trade Secret | 2020 | 2021
20252-215912-02 | Xcel Energy | 85 | 13781 | IOU | 04111777 | 7.616 | Solar |  |  | Active Application | Trade Secret | Trade | MND | MND063 | Commercial | Solar*Rewards | Trade Secret | 2020
20252-215912-02 | Xcel Energy | 85 | 13781 | IOU | 04111808 | 6 | Solar |  |  | Active Application | Trade Secret | Trade | MND | MND063 | Residential | Solar*Rewards | Trade Secret | 2020
20252-215912-02 | Xcel Energy | 85 | 13781 | IOU | 04112325 | 1000 | Solar |  |  | Active Application | Trade Secret | Trade | SDX | SDX311 | Community Solar Garden | Solar*Rewards Community | Trade Secret | 2022
20252-215912-02 | Xcel Energy | 85 | 13781 | IOU | 04112391 | 1000 | Solar |  |  | Interconnected | Afton | Trade | AFT | AFT322 | Community Solar Garden | Solar*Rewards Community | Trade Secret | 2021 | 2024
20252-215912-02 | Xcel Energy | 85 | 13781 | IOU | 04112472 | 5.8 | Solar |  |  | Interconnected | Trade Secret | Trade | SOU | SOU065 | Residential | Solar*Rewards | Trade Secret | 2020 | 2021
20252-215912-02 | Xcel Energy | 85 | 13781 | IOU | 04113663 | 5 | Solar |  |  | Interconnected | Trade Secret | Trade | UPP | UPP084 | Residential |  | Trade Secret | 2020 | 2021
20252-215912-02 | Xcel Energy | 85 | 13781 | IOU | 04113874 | 7.616 | Solar |  |  | Interconnected | Trade Secret | Trade | WTN | WTN062 | Residential | Solar*Rewards | Trade Secret | 2020 | 2021
20252-215912-02 | Xcel Energy | 85 | 13781 | IOU | 04113932 | 7.616 | Solar |  |  | Interconnected | Trade Secret | Trade | AHI | AHI063 | Residential |  | Trade Secret | 2020 | 2021
20252-215912-02 | Xcel Energy | 85 | 13781 | IOU | 04114004 | 5 | Solar |  |  | Interconnected | Trade Secret | Trade | RRK | RRK064 | Residential |  | Trade Secret | 2020 | 2021
20252-215912-02 | Xcel Energy | 85 | 13781 | IOU | 04114058 | 5 | Solar |  |  | Interconnected | Trade Secret | Trade | GLK | GLK061 | Residential |  | Trade Secret | 2020 | 2021
20252-215912-02 | Xcel Energy | 85 | 13781 | IOU | 04116024 | 15.232 | Solar |  |  | Interconnected | Trade Secret | Trade | WAS | WAS092 | Residential |  | Trade Secret | 2020 | 2021
20252-215912-02 | Xcel Energy | 85 | 13781 | IOU | 04116342 | 6.05 | Solar |  |  | Interconnected | Trade Secret | Trade | ALK | ALK064 | Residential |  | Trade Secret | 2020 | 2021
20252-215912-02 | Xcel Energy | 85 | 13781 | IOU | 04116414 | 2.16 | Solar |  |  | Interconnected | Trade Secret | Trade | SLP | SLP084 | Residential | Solar*Rewards | Trade Secret | 2021 | 2021
20252-215912-02 | Xcel Energy | 85 | 13781 | IOU | 04116429 | 1.92 | Solar |  |  | Interconnected | Trade Secret | Trade | SAV | SAV063 | Residential | Solar*Rewards | Trade Secret | 2020 | 2021
20252-215912-02 | Xcel Energy | 85 | 13781 | IOU | 04116711 | 4.4 | Solar |  |  | Interconnected | Trade Secret | Trade | TWL | TWL066 | Residential |  | Trade Secret | 2020 | 2021
20252-215912-02 | Xcel Energy | 85 | 13781 | IOU | 04116775 |  |  |  |  | Active Application | Trade Secret | Trade |  |  | Residential |  | Trade Secret | 2020
20252-215912-02 | Xcel Energy | 85 | 13781 | IOU | 04117009 | 9.994 | Solar |  |  | Active Application | Trade Secret | Trade | HUG | HUG312 | Residential | Solar*Rewards | Trade Secret | 2020
20252-215912-02 | Xcel Energy | 85 | 13781 | IOU | 04117260 | 3.747 | Solar |  |  | Interconnected | Trade Secret | Trade | AVN | AVN021 | Residential |  | Trade Secret | 2020 | 2021
20252-215912-02 | Xcel Energy | 85 | 13781 | IOU | 04117407 | 7.616 | Solar |  | X | Interconnected | Trade Secret | Trade | RPO | RPO311 | Residential | Solar*Rewards | Trade Secret | 2020 | 2021
20252-215912-02 | Xcel Energy | 85 | 13781 | IOU | 04117436 | 7.616 | Solar |  | X | Active Application | Trade Secret | Trade | EDA | EDA061 | Residential | Solar*Rewards | Trade Secret | 2020
20252-215912-02 | Xcel Energy | 85 | 13781 | IOU | 04117585 | 5 | Solar |  |  | Active Application | Trade Secret | Trade | MPK | MPK084 | Residential | Solar*Rewards | Trade Secret | 2020
20252-215912-02 | Xcel Energy | 85 | 13781 | IOU | 04117595 | 7.616 | Solar |  |  | Interconnected | Trade Secret | Trade | SHP | SHP072 | Residential | Solar*Rewards | Trade Secret | 2020 | 2021
20252-215912-02 | Xcel Energy | 85 | 13781 | IOU | 04117823 | 38.02 | Solar |  |  | Interconnected | Trade Secret | Trade | RIV | RIV062 | Commercial | Solar*Rewards | Trade Secret | 2020 | 2021
20252-215912-02 | Xcel Energy | 85 | 13781 | IOU | 04118505 | 9.57 | Solar |  | X | Interconnected | Trade Secret | Trade | LAB | LAB312 | Residential | Solar*Rewards | Trade Secret | 2020 | 2021
20252-215912-02 | Xcel Energy | 85 | 13781 | IOU | 04119284 |  |  |  |  | Active Application | Trade Secret | Trade |  |  | Residential |  | Trade Secret | 2020
20252-215912-02 | Xcel Energy | 85 | 13781 | IOU | 04119604 | 6 | Solar |  |  | Active Application | Trade Secret | Trade | AVN | AVN021 | Residential | Solar*Rewards | Trade Secret | 2020
20252-215912-02 | Xcel Energy | 85 | 13781 | IOU | 04119924 | 9.994 | Solar |  |  | Interconnected | Trade Secret | Trade | GSL | GSL061 | Residential | Solar*Rewards | Trade Secret | 2020 | 2021
20252-215912-02 | Xcel Energy | 85 | 13781 | IOU | 04119972 | 5 | Solar |  |  | Active Application | Trade Secret | Trade | HOW | HOW061 | Residential | Solar*Rewards | Trade Secret | 2020
20252-215912-02 | Xcel Energy | 85 | 13781 | IOU | 04119999 | 7.616 | Solar |  |  | Interconnected | Trade Secret | Trade | SOU | SOU087 | Residential | Solar*Rewards | Trade Secret | 2021 | 2021
20252-215912-02 | Xcel Energy | 85 | 13781 | IOU | 04120046 | 7.494 | Solar |  |  | Interconnected | Trade Secret | Trade | SOU | SOU083 | Residential | Solar*Rewards | Trade Secret | 2020 | 2021
20252-215912-02 | Xcel Energy | 85 | 13781 | IOU | 04120297 | 6.38 | Solar |  |  | Interconnected | Trade Secret | Trade | SLP | SLP082 | Residential | Solar*Rewards | Trade Secret | 2020 | 2021
20252-215912-02 | Xcel Energy | 85 | 13781 | IOU | 04120336 | 7.616 | Solar |  |  | Active Application | Trade Secret | Trade | DHL | DHL061 | Residential | Solar*Rewards | Trade Secret | 2020
20252-215912-02 | Xcel Energy | 85 | 13781 | IOU | 04120698 | 7.616 | Solar |  |  | Withdrawn | Trade Secret | Trade | HWW | HWW062 | Residential |  | Trade Secret | 2022
20252-215912-02 | Xcel Energy | 85 | 13781 | IOU | 04120727 | 7.616 | Solar |  |  | Interconnected | Trade Secret | Trade | BYT | BYT061 | Residential | Solar*Rewards | Trade Secret | 2020 | 2020
20252-215912-02 | Xcel Energy | 85 | 13781 | IOU | 04120775 | 3.747 | Solar |  |  | Interconnected | Trade Secret | Trade | SCL | SCL313 | Residential | Solar*Rewards | Trade Secret | 2020 | 2021
20252-215912-02 | Xcel Energy | 85 | 13781 | IOU | 04120832 | 5.8 | Solar |  |  | Interconnected | Trade Secret | Trade | WDY | WDY312 | Residential | Solar*Rewards | Trade Secret | 2020 | 2021
20252-215912-02 | Xcel Energy | 85 | 13781 | IOU | 04121511 | 3.48 | Solar |  |  | Interconnected | Trade Secret | Trade | LOK | LOK093 | Residential | Solar*Rewards | Trade Secret | 2020 | 2021
20252-215912-02 | Xcel Energy | 85 | 13781 | IOU | 04121566 | 11.02 | Solar |  |  | Interconnected | Trade Secret | Trade | SHP | SHP061 | Residential | Solar*Rewards | Trade Secret | 2020 | 2021
20252-215912-02 | Xcel Energy | 85 | 13781 | IOU | 04122510 |  |  |  |  | Active Application | Trade Secret | Trade |  |  | Residential |  | Trade Secret | 2020
20252-215912-02 | Xcel Energy | 85 | 13781 | IOU | 04123140 | 7.616 | Solar |  |  | Active Application | Trade Secret | Trade | HUG | HUG322 | Residential | Solar*Rewards | Trade Secret | 2020
20252-215912-02 | Xcel Energy | 85 | 13781 | IOU | 04123147 | 2.61 | Solar |  |  | Interconnected | Trade Secret | Trade | MPK | MPK082 | Residential | Solar*Rewards | Trade Secret | 2020 | 2021
20252-215912-02 | Xcel Energy | 85 | 13781 | IOU | 04123192 | 7.616 | Solar |  |  | Interconnected | Trade Secret | Trade | DHL | DHL061 | Residential | Solar*Rewards | Trade Secret | 2020 | 2021
20252-215912-02 | Xcel Energy | 85 | 13781 | IOU | 04123251 | 5.584 | Solar |  |  | Interconnected | Trade Secret | Trade | NOF | NOF071 | Residential | Solar*Rewards | Trade Secret | 2020 | 2021
20252-215912-02 | Xcel Energy | 85 | 13781 | IOU | 04123357 |  |  |  |  | Active Application | Trade Secret | Trade |  |  | Residential |  | Trade Secret | 2020
20252-215912-02 | Xcel Energy | 85 | 13781 | IOU | 04123358 | 2.32 | Solar |  |  | Interconnected | Trade Secret | Trade | WIN | WIN021 | Residential |  | Trade Secret | 2020 | 2021
20252-215912-02 | Xcel Energy | 85 | 13781 | IOU | 04123646 | 7.25 | Solar |  |  | Interconnected | Trade Secret | Trade | ALD | ALD083 | Residential | Solar*Rewards | Trade Secret | 2020 | 2021
20252-215912-02 | Xcel Energy | 85 | 13781 | IOU | 04123958 |  | Solar |  |  | Active Application | Trade Secret | Trade |  |  | Residential | Solar*Rewards | Trade Secret | 2020
20252-215912-02 | Xcel Energy | 85 | 13781 | IOU | 04123973 | 1000 | Solar |  |  | Withdrawn | Trade Secret | Trade | KAN | KAN031 | Community Solar Garden | Solar*Rewards Community | Trade Secret | 2021
20252-215912-02 | Xcel Energy | 85 | 13781 | IOU | 04123992 | 1000 | Solar |  |  | Withdrawn | Trade Secret | Trade | RED | RED091 | Community Solar Garden | Solar*Rewards Community | Trade Secret | 2021
20252-215912-02 | Xcel Energy | 85 | 13781 | IOU | 04124023 | 1000 | Solar |  |  | Active Application | Trade Secret | Trade | WAS | WAS092 | Community Solar Garden | Solar*Rewards Community | Trade Secret | 2020
20252-215912-02 | Xcel Energy | 85 | 13781 | IOU | 04124056 | 1000 | Solar |  |  | Withdrawn | Trade Secret | Trade | MAZ | MAZ021 | Community Solar Garden | Solar*Rewards Community | Trade Secret | 2020
20252-215912-02 | Xcel Energy | 85 | 13781 | IOU | 04124077 | 1000 | Solar |  |  | Withdrawn | Trade Secret | Trade | KAN | KAN031 | Community Solar Garden | Solar*Rewards Community | Trade Secret | 2021
20252-215912-02 | Xcel Energy | 85 | 13781 | IOU | 04124406 | 999 | Solar |  |  | Active Application | Trade Secret | Trade | NOF | NOF071 | Community Solar Garden | Solar*Rewards Community | Trade Secret | 2021
20252-215912-02 | Xcel Energy | 85 | 13781 | IOU | 04124654 |  | Solar |  |  | Active Application | Trade Secret | Trade |  |  | Residential | Solar*Rewards | Trade Secret | 2020
20252-215912-02 | Xcel Energy | 85 | 13781 | IOU | 04124965 |  | Solar |  |  | Active Application | Trade Secret | Trade |  |  | Residential | Solar*Rewards | Trade Secret | 2020
20252-215912-02 | Xcel Energy | 85 | 13781 | IOU | 04125054 | 3.747 | Solar |  |  | Interconnected | Trade Secret | Trade | IDA | IDA062 | Residential | Solar*Rewards | Trade Secret | 2020 | 2021
20252-215912-02 | Xcel Energy | 85 | 13781 | IOU | 04125195 | 9.994 | Solar |  |  | Interconnected | Trade Secret | Trade | WCR | WCR322 | Residential | Solar*Rewards | Trade Secret | 2020 | 2021
20252-215912-02 | Xcel Energy | 85 | 13781 | IOU | 04125214 | 7.616 | Solar |  |  | Active Application | Trade Secret | Trade | NMC | NMC082 | Residential | Solar*Rewards | Trade Secret | 2020
20252-215912-02 | Xcel Energy | 85 | 13781 | IOU | 04125273 | 5 | Solar |  |  | Interconnected | Trade Secret | Trade | ALB | ALB022 | Residential |  | Trade Secret | 2020 | 2021
20252-215912-02 | Xcel Energy | 85 | 13781 | IOU | 04126566 | 13.5 | Solar |  |  | Interconnected | Trade Secret | Trade | GSL | GSL065 | Commercial | Solar*Rewards | Trade Secret | 2020 | 2021
20252-215912-02 | Xcel Energy | 85 | 13781 | IOU | 04127161 | 19.006 | Solar |  |  | Interconnected | Trade Secret | Trade | EDA | EDA081 | Residential | Solar*Rewards | Trade Secret | 2020 | 2021
20252-215912-02 | Xcel Energy | 85 | 13781 | IOU | 04127634 | 9.86 | Solar |  |  | Active Application | Trade Secret | Trade | EDP | EDP073 | Residential | Solar*Rewards | Trade Secret | 2020
20252-215912-02 | Xcel Energy | 85 | 13781 | IOU | 04127675 | 5 | Solar |  |  | Interconnected | Trade Secret | Trade | APA | APA077 | Residential | Solar*Rewards | Trade Secret | 2020 | 2021
20252-215912-02 | Xcel Energy | 85 | 13781 | IOU | 04127814 | 14.994 | Solar |  |  | Active Application | Trade Secret | Trade | CRL | CRL033 | Residential | Solar*Rewards | Trade Secret | 2020
20252-215912-02 | Xcel Energy | 85 | 13781 | IOU | 04127867 | 5 | Solar |  |  | Interconnected | Trade Secret | Trade | WES | WES062 | Residential | Solar*Rewards | Trade Secret | 2021 | 2021
20252-215912-02 | Xcel Energy | 85 | 13781 | IOU | 04128236 | 8.25 | Solar |  |  | Interconnected | Trade Secret | Trade | AFT | AFT322 | Residential |  | Trade Secret | 2020 | 2021
20252-215912-02 | Xcel Energy | 85 | 13781 | IOU | 04128590 | 6.67 | Solar |  |  | Interconnected | Trade Secret | Trade | HOL | HOL071 | Residential | Solar*Rewards | Trade Secret | 2020 | 2021
20252-215912-02 | Xcel Energy | 85 | 13781 | IOU | 04128812 | 6 | Solar |  |  | Active Application | Trade Secret | Trade | MND | MND071 | Residential | Solar*Rewards | Trade Secret | 2020
20252-215912-02 | Xcel Energy | 85 | 13781 | IOU | 04129370 | 3.48 | Solar |  |  | Interconnected | Trade Secret | Trade | UPP | UPP085 | Residential | Solar*Rewards | Trade Secret | 2020 | 2021
20252-215912-02 | Xcel Energy | 85 | 13781 | IOU | 04129386 | 7.44 | Solar |  |  | Interconnected | Trade Secret | Trade | CTR | CTR031 | Residential | Solar*Rewards | Trade Secret | 2020 | 2021
20252-215912-02 | Xcel Energy | 85 | 13781 | IOU | 04129884 | 4.06 | Solar |  |  | Interconnected | Trade Secret | Trade | AFT | AFT314 | Residential | Solar*Rewards | Trade Secret | 2020 | 2021
20252-215912-02 | Xcel Energy | 85 | 13781 | IOU | 04130496 |  | Solar |  |  | Active Application | Trade Secret | Trade |  |  | Residential | Solar*Rewards | Trade Secret | 2020
20252-215912-02 | Xcel Energy | 85 | 13781 | IOU | 04130628 | 9.994 | Solar |  |  | Interconnected | Trade Secret | Trade | GSL | GSL341 | Residential | Solar*Rewards | Trade Secret | 2020 | 2021
20252-215912-02 | Xcel Energy | 85 | 13781 | IOU | 04131820 | 2.962 | Solar |  |  | Interconnected | Trade Secret | Trade | ALD | ALD076 | Residential |  | Trade Secret | 2020 | 2022
20252-215912-02 | Xcel Energy | 85 | 13781 | IOU | 04131957 | 1000 | Solar |  |  | Active Application | Trade Secret | Trade | STW | STW021 | Community Solar Garden | Solar*Rewards Community | Trade Secret | 2022
20252-215912-02 | Xcel Energy | 85 | 13781 | IOU | 04132365 | 5.8 | Solar |  |  | Active Application | Trade Secret | Trade | HYL | HYL062 | Residential | Solar*Rewards | Trade Secret | 2020
20252-215912-02 | Xcel Energy | 85 | 13781 | IOU | 04132841 | 39.998 | Solar |  |  | Interconnected | Trade Secret | Trade | SLP | SLP096 | Commercial | Solar*Rewards | Trade Secret | 2020 | 2021
20252-215912-02 | Xcel Energy | 85 | 13781 | IOU | 04132984 | 19.999 | Solar |  |  | Interconnected | Trade Secret | Trade | SLP | SLP096 | Commercial | Solar*Rewards | Trade Secret | 2020 | 2021
20252-215912-02 | Xcel Energy | 85 | 13781 | IOU | 04133611 | 7.616 | Solar |  |  | Interconnected | Trade Secret | Trade | GRC | GRC062 | Residential | Solar*Rewards | Trade Secret | 2021 | 2021
20252-215912-02 | Xcel Energy | 85 | 13781 | IOU | 04133632 | 9.994 | Solar |  |  | Interconnected | Trade Secret | Trade | EDA | EDA075 | Residential | Solar*Rewards | Trade Secret | 2020 | 2021
20252-215912-02 | Xcel Energy | 85 | 13781 | IOU | 04133741 | 2.9 | Solar |  |  | Interconnected | Trade Secret | Trade | MPK | MPK064 | Residential | Solar*Rewards | Trade Secret | 2020 | 2021
20252-215912-02 | Xcel Energy | 85 | 13781 | IOU | 04133772 | 2.9 | Solar |  |  | Interconnected | Trade Secret | Trade | MPK | MPK087 | Residential | Solar*Rewards | Trade Secret | 2020 | 2020
20252-215912-02 | Xcel Energy | 85 | 13781 | IOU | 04133820 | 5.51 | Solar |  |  | Interconnected | Trade Secret | Trade | WAV | WAV021 | Residential | Solar*Rewards | Trade Secret | 2020 | 2021
20252-215912-02 | Xcel Energy | 85 | 13781 | IOU | 04134793 | 9.994 | Solar |  | X | Interconnected | Trade Secret | Trade | LEX | LEX071 | Residential | Solar*Rewards | Trade Secret | 2020 | 2021
20252-215912-02 | Xcel Energy | 85 | 13781 | IOU | 04134903 | 11.39 | Solar |  | X | Interconnected | Trade Secret | Trade | FSL | FSL312 | Residential | Solar*Rewards | Trade Secret | 2020 | 2021
20252-215912-02 | Xcel Energy | 85 | 13781 | IOU | 04135299 | 3.85 | Solar |  |  | Interconnected | Trade Secret | Trade | RIV | RIV061 | Residential | Solar*Rewards | Trade Secret | 2020 | 2021
20252-215912-02 | Xcel Energy | 85 | 13781 | IOU | 04135471 | 9.994 | Solar |  |  | Active Application | Trade Secret | Trade | HYL | HYL074 | Residential | Solar*Rewards | Trade Secret | 2020
20252-215912-02 | Xcel Energy | 85 | 13781 | IOU | 04135482 | 19.995 | Solar |  |  | Active Application | Trade Secret | Trade | MTV | MTV021 | Residential | Solar*Rewards | Trade Secret | 2020
20252-215912-02 | Xcel Energy | 85 | 13781 | IOU | 04135493 | 2.962 | Solar |  |  | Interconnected | Trade Secret | Trade | HWW | HWW073 | Residential | Solar*Rewards | Trade Secret | 2020 | 2021
20252-215912-02 | Xcel Energy | 85 | 13781 | IOU | 04135551 | 11.39 | Solar |  |  | Active Application | Trade Secret | Trade | RPO | RPO312 | Residential | Solar*Rewards | Trade Secret | 2020
20252-215912-02 | Xcel Energy | 85 | 13781 | IOU | 04135831 | 9.994 | Solar |  |  | Active Application | Trade Secret | Trade | HUG | HUG312 | Residential | Solar*Rewards | Trade Secret | 2020
20252-215912-02 | Xcel Energy | 85 | 13781 | IOU | 04135861 |  | Solar |  |  | Active Application | Trade Secret | Trade |  |  | Residential | Solar*Rewards | Trade Secret | 2020
20252-215912-02 | Xcel Energy | 85 | 13781 | IOU | 04135991 | 11.39 | Solar |  |  | Interconnected | Trade Secret | Trade | FSL | FSL312 | Residential | Solar*Rewards | Trade Secret | 2020 | 2021
20252-215912-02 | Xcel Energy | 85 | 13781 | IOU | 04136033 | 7.616 | Solar |  |  | Interconnected | Trade Secret | Trade | BRP | BRP071 | Residential | Solar*Rewards | Trade Secret | 2020 | 2021
20252-215912-02 | Xcel Energy | 85 | 13781 | IOU | 04136093 | 14.21 | Solar |  |  | Interconnected | Trade Secret | Trade | EDA | EDA061 | Residential | Solar*Rewards | Trade Secret | 2020 | 2021
20252-215912-02 | Xcel Energy | 85 | 13781 | IOU | 04136135 | 3 | Solar |  |  | Interconnected | Trade Secret | Trade | UPP | UPP084 | Residential | Solar*Rewards | Trade Secret | 2020 | 2021
20252-215912-02 | Xcel Energy | 85 | 13781 | IOU | 04136243 | 30 | Solar |  |  | Interconnected | Trade Secret | Trade | SLP | SLP096 | Commercial | Solar*Rewards | Trade Secret | 2021 | 2021
20252-215912-02 | Xcel Energy | 85 | 13781 | IOU | 04136865 | 9.86 | Solar |  |  | Interconnected | Trade Secret | Trade | CRL | CRL033 | Residential | Solar*Rewards | Trade Secret | 2020 | 2021
20252-215912-02 | Xcel Energy | 85 | 13781 | IOU | 04137161 | 7.15 | Solar |  |  | Interconnected | Trade Secret | Trade | LLK | LLK061 | Residential | Solar*Rewards | Trade Secret | 2020 | 2020
20252-215912-02 | Xcel Energy | 85 | 13781 | IOU | 04137384 | 21.384 | Solar |  |  | Interconnected | Trade Secret | Trade | GSL | GSL341 | Residential | Solar*Rewards | Trade Secret | 2020 | 2021
20252-215912-02 | Xcel Energy | 85 | 13781 | IOU | 04137436 | 43.2 | Solar |  |  | Interconnected | Trade Secret | Trade | CEL | CEL062 | Commercial | Solar*Rewards | Trade Secret | 2021 | 2021
20252-215912-02 | Xcel Energy | 85 | 13781 | IOU | 04137536 | 7.6 | Storage |  |  | Interconnected | Trade Secret | Trade | WDY | WDY311 | Residential |  | Trade Secret | 2020 | 2020
20252-215912-02 | Xcel Energy | 85 | 13781 | IOU | 04137578 | 9.994 | Solar |  |  | Interconnected | Trade Secret | Trade | GSL | GSL076 | Residential | Solar*Rewards | Trade Secret | 2020 | 2021
20252-215912-02 | Xcel Energy | 85 | 13781 | IOU | 04138176 | 3.747 | Solar |  |  | Active Application | Trade Secret | Trade | ALD | ALD076 | Residential | Solar*Rewards | Trade Secret | 2020
20252-215912-02 | Xcel Energy | 85 | 13781 | IOU | 04138378 |  | Solar |  |  | Active Application | Trade Secret | Trade |  |  | Residential | Solar*Rewards | Trade Secret | 2020
20252-215912-02 | Xcel Energy | 85 | 13781 | IOU | 04138486 | 9.994 | Solar |  |  | Active Application | Trade Secret | Trade | WTN | WTN061 | Commercial | Solar*Rewards | Trade Secret | 2020
20252-215912-02 | Xcel Energy | 85 | 13781 | IOU | 04138531 | 9.995 | Solar |  |  | Active Application | Trade Secret | Trade | WTN | WTN061 | Commercial | Solar*Rewards | Trade Secret | 2020
20252-215912-02 | Xcel Energy | 85 | 13781 | IOU | 04138563 | 59.4 | Solar |  |  | Interconnected | Trade Secret | Trade | DPN | DPN072 | Commercial |  | Trade Secret | 2021 | 2022
20252-215912-02 | Xcel Energy | 85 | 13781 | IOU | 04138586 | 12.5 | Solar |  |  | Active Application | Trade Secret | Trade | WTN | WTN061 | Commercial | Solar*Rewards | Trade Secret | 2020
20252-215912-02 | Xcel Energy | 85 | 13781 | IOU | 04138647 | 6.05 | Solar |  |  | Interconnected | Trade Secret | Trade | RMT | RMT321 | Residential | Solar*Rewards | Trade Secret | 2020 | 2021
20252-215912-02 | Xcel Energy | 85 | 13781 | IOU | 04138798 | 39.99 | Solar |  |  | Active Application | Trade Secret | Trade | RNV | RNV021 | Commercial | Solar*Rewards | Trade Secret | 2020
20252-215912-02 | Xcel Energy | 85 | 13781 | IOU | 04139454 | 12.48 | Solar |  |  | Interconnected | Trade Secret | Trade | MND | MND061 | Residential | Solar*Rewards | Trade Secret | 2020 | 2021
20252-215912-02 | Xcel Energy | 85 | 13781 | IOU | 04139542 | 7.616 | Solar |  |  | Interconnected | Trade Secret | Trade | BLC | BLC062 | Residential | Solar*Rewards | Trade Secret | 2020 | 2021
20252-215912-02 | Xcel Energy | 85 | 13781 | IOU | 04140316 | 39.72 | Solar |  |  | Active Application | Trade Secret | Trade | MPK | MPK075 | Commercial | Solar*Rewards | Trade Secret | 2020
20252-215912-02 | Xcel Energy | 85 | 13781 | IOU | 04140413 |  | Solar |  |  | Active Application | Trade Secret | Trade |  |  | Residential | Solar*Rewards | Trade Secret | 2020
20252-215912-02 | Xcel Energy | 85 | 13781 | IOU | 04140549 | 12.5 | Solar |  |  | Active Application | Trade Secret | Trade | RNV | RNV021 | Residential | Solar*Rewards | Trade Secret | 2020
20252-215912-02 | Xcel Energy | 85 | 13781 | IOU | 04140646 | 79.996 | Solar |  |  | Interconnected | Trade Secret | Trade | ANN | ANN021 | Commercial |  | Trade Secret | 2020 | 2021
20252-215912-02 | Xcel Energy | 85 | 13781 | IOU | 04140700 | 4.4 | Solar |  |  | Interconnected | Trade Secret | Trade | RMT | RMT321 | Residential | Solar*Rewards | Trade Secret | 2020 | 2020
20252-215912-02 | Xcel Energy | 85 | 13781 | IOU | 04140795 | 4.4 | Solar |  |  | Interconnected | Trade Secret | Trade | RMT | RMT321 | Residential | Solar*Rewards | Trade Secret | 2020 | 2020
20252-215912-02 | Xcel Energy | 85 | 13781 | IOU | 04140882 | 7.15 | Solar |  |  | Active Application | Trade Secret | Trade | LLK | LLK061 | Residential | Solar*Rewards | Trade Secret | 2020
20252-215912-02 | Xcel Energy | 85 | 13781 | IOU | 04140893 | 8.25 | Solar |  |  | Interconnected | Trade Secret | Trade | PBE | PBE061 | Residential |  | Trade Secret | 2020 | 2021
20252-215912-02 | Xcel Energy | 85 | 13781 | IOU | 04141064 | 6 | Solar |  |  | Interconnected | Trade Secret | Trade | WES | WES073 | Residential | Solar*Rewards | Trade Secret | 2020 | 2021
20252-215912-02 | Xcel Energy | 85 | 13781 | IOU | 04141133 | 7.625 | Solar |  |  | Interconnected | Trade Secret | Trade | TWL | TWL066 | Residential | Solar*Rewards | Trade Secret | 2020 | 2021
20252-215912-02 | Xcel Energy | 85 | 13781 | IOU | 04141213 | 7.625 | Solar |  |  | Interconnected | Trade Secret | Trade | EXC | EXC061 | Residential | Solar*Rewards | Trade Secret | 2021 | 2022
20252-215912-02 | Xcel Energy | 85 | 13781 | IOU | 04141324 | 3.48 | Solar |  |  | Interconnected | Trade Secret | Trade | WIL | WIL097 | Residential | Solar*Rewards | Trade Secret | 2020 | 2021
20252-215912-02 | Xcel Energy | 85 | 13781 | IOU | 04141346 | 15.232 | Solar |  | X | Active Application | Trade Secret | Trade | HYL | HYL075 | Residential | Solar*Rewards | Trade Secret | 2020
20252-215912-02 | Xcel Energy | 85 | 13781 | IOU | 04141363 | 7.616 | Solar |  |  | Active Application | Trade Secret | Trade | ELP | ELP062 | Residential | Solar*Rewards | Trade Secret | 2020
20252-215912-02 | Xcel Energy | 85 | 13781 | IOU | 04141391 | 3.747 | Solar |  |  | Interconnected | Trade Secret | Trade | SOU | SOU079 | Residential | Solar*Rewards | Trade Secret | 2020 | 2021
20252-215912-02 | Xcel Energy | 85 | 13781 | IOU | 04141428 | 3.19 | Solar |  |  | Interconnected | Trade Secret | Trade | SLP | SLP075 | Residential | Solar*Rewards | Trade Secret | 2020 | 2021
20252-215912-02 | Xcel Energy | 85 | 13781 | IOU | 04141545 | 5.22 | Solar |  |  | Interconnected | Trade Secret | Trade | EBL | EBL084 | Residential | Solar*Rewards | Trade Secret | 2020 | 2021
20252-215912-02 | Xcel Energy | 85 | 13781 | IOU | 04141915 | 39.976 | Solar |  |  | Active Application | Trade Secret | Trade | TER | TER061 | Commercial | Solar*Rewards | Trade Secret | 2020
20252-215912-02 | Xcel Energy | 85 | 13781 | IOU | 04141919 | 4.64 | Solar |  |  | Interconnected | Trade Secret | Trade | SOU | SOU072 | Residential | Solar*Rewards | Trade Secret | 2021 | 2021
20252-215912-02 | Xcel Energy | 85 | 13781 | IOU | 04142020 | 1000 | Solar |  |  | Withdrawn | Trade Secret | Trade | HUG | HUG321 | Community Solar Garden | Solar*Rewards Community | Trade Secret | 2022
20252-215912-02 | Xcel Energy | 85 | 13781 | IOU | 04142042 | 1000 | Solar |  |  | Withdrawn | Trade Secret | Trade | ZUM | ZUM022 | Community Solar Garden | Solar*Rewards Community | Trade Secret | 2020
20252-215912-02 | Xcel Energy | 85 | 13781 | IOU | 04142226 | 12.1 | Solar |  |  | Active Application | Trade Secret | Trade | PBE | PBE061 | Residential | Solar*Rewards | Trade Secret | 2020
20252-215912-02 | Xcel Energy | 85 | 13781 | IOU | 04142361 | 6 | Solar |  |  | Interconnected | Trade Secret | Trade | WAS | WAS092 | Commercial | Solar*Rewards | Trade Secret | 2020 | 2021
20252-215912-02 | Xcel Energy | 85 | 13781 | IOU | 04142579 | 4.95 | Solar |  |  | Interconnected | Trade Secret | Trade | RMT | RMT321 | Residential | Solar*Rewards | Trade Secret | 2020 | 2020
20252-215912-02 | Xcel Energy | 85 | 13781 | IOU | 04142866 | 15.25 | Solar |  |  | Interconnected | Trade Secret | Trade | RPO | RPO311 | Residential | Solar*Rewards | Trade Secret | 2020 | 2021
20252-215912-02 | Xcel Energy | 85 | 13781 | IOU | 04143217 | 4.93 | Solar |  |  | Interconnected | Trade Secret | Trade | SOU | SOU060 | Residential | Solar*Rewards | Trade Secret | 2020 | 2021
20252-215912-02 | Xcel Energy | 85 | 13781 | IOU | 04143411 | 7.83 | Solar |  |  | Interconnected | Trade Secret | Trade | RAM | RAM062 | Residential | Solar*Rewards | Trade Secret | 2020 | 2021
20252-215912-02 | Xcel Energy | 85 | 13781 | IOU | 04143414 | 6.93 | Solar |  |  | Interconnected | Trade Secret | Trade | FAB | FAB063 | Residential | Solar*Rewards | Trade Secret | 2020 | 2021
20252-215912-02 | Xcel Energy | 85 | 13781 | IOU | 04143638 | 6 | Solar |  |  | Interconnected | Trade Secret | Trade | GLK | GLK071 | Residential | Solar*Rewards | Trade Secret | 2020 | 2021
20252-215912-02 | Xcel Energy | 85 | 13781 | IOU | 04143672 | 7.616 | Solar |  |  | Interconnected | Trade Secret | Trade | HYL | HYL064 | Residential | Solar*Rewards | Trade Secret | 2020 | 2020
20252-215912-02 | Xcel Energy | 85 | 13781 | IOU | 04144078 | 7.44 | Solar |  |  | Interconnected | Trade Secret | Trade | IDA | IDA073 | Residential | Solar*Rewards | Trade Secret | 2020 | 2021
20252-215912-02 | Xcel Energy | 85 | 13781 | IOU | 04144192 | 9.36 | Solar |  |  | Interconnected | Trade Secret | Trade | CGR | CGR063 | Residential | Solar*Rewards | Trade Secret | 2020 | 2021
20252-215912-02 | Xcel Energy | 85 | 13781 | IOU | 04145116 | 5.5 | Solar |  |  | Interconnected | Trade Secret | Trade | VMR | VMR061 | Residential | Solar*Rewards | Trade Secret | 2020 | 2021
20252-215912-02 | Xcel Energy | 85 | 13781 | IOU | 04145172 | 999.999 | Solar |  |  | Interconnected | Afton | Trade | AFT | AFT322 | Community Solar Garden | Solar*Rewards Community | Trade Secret | 2021 | 2023
20252-215912-02 | Xcel Energy | 85 | 13781 | IOU | 04145551 | 5.22 | Solar |  |  | Interconnected | Trade Secret | Trade | SLP | SLP082 | Residential | Solar*Rewards | Trade Secret | 2020 | 2021
20252-215912-02 | Xcel Energy | 85 | 13781 | IOU | 04145860 | 1000 | Solar |  |  | Active Application | Trade Secret | Trade | HUG | HUG321 | Community Solar Garden | Solar*Rewards Community | Trade Secret | 2023
20252-215912-02 | Xcel Energy | 85 | 13781 | IOU | 04146281 | 23.51 | Solar |  |  | Interconnected | Trade Secret | Trade | BIS | BIS001 | Commercial | Solar*Rewards | Trade Secret | 2021 | 2023
20252-215912-02 | Xcel Energy | 85 | 13781 | IOU | 04146602 | 4.06 | Solar |  |  | Interconnected | Trade Secret | Trade | MOL | MOL078 | Residential | Solar*Rewards | Trade Secret | 2020 | 2021
20252-215912-02 | Xcel Energy | 85 | 13781 | IOU | 04146642 | 3.48 | Solar |  |  | Interconnected | Trade Secret | Trade | IDA | IDA062 | Residential | Solar*Rewards | Trade Secret | 2021 | 2021
20252-215912-02 | Xcel Energy | 85 | 13781 | IOU | 04146752 | 9.28 | Solar |  | X | Interconnected | Trade Secret | Trade | WCR | WCR063 | Residential | Solar*Rewards | Trade Secret | 2020 | 2021
20252-215912-02 | Xcel Energy | 85 | 13781 | IOU | 04146863 | 3.77 | Solar |  |  | Interconnected | Trade Secret | Trade | MEL | MEL087 | Residential | Solar*Rewards | Trade Secret | 2020 | 2021
20252-215912-02 | Xcel Energy | 85 | 13781 | IOU | 04146956 | 7.616 | Solar |  |  | Interconnected | Trade Secret | Trade | MHW | MHW311 | Residential | Solar*Rewards | Trade Secret | 2021 | 2021
20252-215912-02 | Xcel Energy | 85 | 13781 | IOU | 04147019 | 10.47 | Solar |  |  | Interconnected | Trade Secret | Trade | SLP | SLP092 | Residential | Solar*Rewards | Trade Secret | 2020 | 2021
20252-215912-02 | Xcel Energy | 85 | 13781 | IOU | 04147080 | 1000 | Solar |  |  | Withdrawn | Trade Secret | Trade | ZUM | ZUM022 | Community Solar Garden | Solar*Rewards Community | Trade Secret | 2020
20252-215912-02 | Xcel Energy | 85 | 13781 | IOU | 04147177 | 3.85 | Solar |  |  | Active Application | Trade Secret | Trade | PBE | PBE061 | Residential | Solar*Rewards | Trade Secret | 2020
20252-215912-02 | Xcel Energy | 85 | 13781 | IOU | 04147249 | 324 | Solar |  |  | Withdrawn | Trade Secret | Trade | MEI | MEI021 | Community Solar Garden | Solar*Rewards Community | Trade Secret | 2021
20252-215912-02 | Xcel Energy | 85 | 13781 | IOU | 04147282 | 1000 | Solar |  |  | Active Application | Trade Secret | Trade | MHW | MHW311 | Community Solar Garden | Solar*Rewards Community | Trade Secret | 2020
20252-215912-02 | Xcel Energy | 85 | 13781 | IOU | 04147353 | 1000 | Solar |  |  | Withdrawn | Trade Secret | Trade | HUG | HUG321 | Community Solar Garden | Solar*Rewards Community | Trade Secret | 2023
20252-215912-02 | Xcel Energy | 85 | 13781 | IOU | 04147600 | 324 | Solar |  |  | Withdrawn | Trade Secret | Trade | MEI | MEI021 | Community Solar Garden | Solar*Rewards Community | Trade Secret | 2021
20252-215912-02 | Xcel Energy | 85 | 13781 | IOU | 04147803 | 1000 | Solar |  |  | Withdrawn | Trade Secret | Trade | HUG | HUG321 | Community Solar Garden | Solar*Rewards Community | Trade Secret | 2023
20252-215912-02 | Xcel Energy | 85 | 13781 | IOU | 04148913 | 3.48 | Solar |  |  | Interconnected | Trade Secret | Trade | EDA | EDA084 | Residential | Solar*Rewards | Trade Secret | 2020 | 2021
20252-215912-02 | Xcel Energy | 85 | 13781 | IOU | 04149055 | 12.5 | Solar |  |  | Active Application | Trade Secret | Trade | WEF | WEF071 | Commercial | Solar*Rewards | Trade Secret | 2020
20252-215912-02 | Xcel Energy | 85 | 13781 | IOU | 04149328 | 6 | Solar |  |  | Interconnected | Trade Secret | Trade | MPK | MPK085 | Residential | Solar*Rewards | Trade Secret | 2020 | 2021
20252-215912-02 | Xcel Energy | 85 | 13781 | IOU | 04149462 | 4.64 | Solar |  |  | Interconnected | Trade Secret | Trade | LOK | LOK093 | Residential | Solar*Rewards | Trade Secret | 2020 | 2021
20252-215912-02 | Xcel Energy | 85 | 13781 | IOU | 04149636 | 2.32 | Solar |  |  | Interconnected | Trade Secret | Trade | SOU | SOU078 | Residential | Solar*Rewards | Trade Secret | 2020 | 2021
20252-215912-02 | Xcel Energy | 85 | 13781 | IOU | 04149746 | 7.54 | Solar |  |  | Interconnected | Trade Secret | Trade | RAM | RAM064 | Residential | Solar*Rewards | Trade Secret | 2020 | 2021
20252-215912-02 | Xcel Energy | 85 | 13781 | IOU | 04149755 | 9.994 | Solar |  |  | Active Application | Trade Secret | Trade | LOK | LOK093 | Residential | Solar*Rewards | Trade Secret | 2020
20252-215912-02 | Xcel Energy | 85 | 13781 | IOU | 04149802 | 7.616 | Solar |  |  | Active Application | Trade Secret | Trade | RPO | RPO311 | Residential | Solar*Rewards | Trade Secret | 2020
20252-215912-02 | Xcel Energy | 85 | 13781 | IOU | 04150271 | 5.76 | Solar |  |  | Active Application | Trade Secret | Trade | SOU | SOU082 | Residential | Solar*Rewards | Trade Secret | 2020
20252-215912-02 | Xcel Energy | 85 | 13781 | IOU | 04151981 | 7.616 | Solar |  |  | Interconnected | Trade Secret | Trade | DHL | DHL061 | Residential | Solar*Rewards | Trade Secret | 2020 | 2021
20252-215912-02 | Xcel Energy | 85 | 13781 | IOU | 04152688 | 7.616 | Solar |  |  | Interconnected | Trade Secret | Trade | TWL | TWL063 | Residential | Solar*Rewards | Trade Secret | 2020 | 2021
20252-215912-02 | Xcel Energy | 85 | 13781 | IOU | 04152696 | 1.92 | Solar |  |  | Interconnected | Trade Secret | Trade | SOU | SOU081 | Residential | Solar*Rewards | Trade Secret | 2021 | 2021
20252-215912-02 | Xcel Energy | 85 | 13781 | IOU | 04152729 | 3.747 | Solar |  |  | Interconnected | Trade Secret | Trade | MTV | MTV003 | Residential | Solar*Rewards | Trade Secret | 2020 | 2022
20252-215912-02 | Xcel Energy | 85 | 13781 | IOU | 04152811 |  | Solar |  |  | Active Application | Trade Secret | Trade |  |  | Residential | Solar*Rewards | Trade Secret | 2020
20252-215912-02 | Xcel Energy | 85 | 13781 | IOU | 04152893 | 7.616 | Solar |  |  | Active Application | Trade Secret | Trade | TLK | TLK077 | Residential | Solar*Rewards | Trade Secret | 2020
20252-215912-02 | Xcel Energy | 85 | 13781 | IOU | 04152965 |  | Solar |  |  | Active Application | Trade Secret | Trade |  |  | Residential | Solar*Rewards | Trade Secret | 2020
20252-215912-02 | Xcel Energy | 85 | 13781 | IOU | 04153145 | 5.52 | Solar |  |  | Interconnected | Trade Secret | Trade | CHE | CHE065 | Residential | Solar*Rewards | Trade Secret | 2020 | 2021
20252-215912-02 | Xcel Energy | 85 | 13781 | IOU | 04155932 | 1000 | Solar |  |  | Withdrawn | Trade Secret | Trade | MOL | MOL062 | Community Solar Garden | Solar*Rewards Community | Trade Secret | 2021
20252-215912-02 | Xcel Energy | 85 | 13781 | IOU | 04156424 | 4.06 | Solar |  |  | Interconnected | Trade Secret | Trade | MST | MST071 | Residential | Solar*Rewards | Trade Secret | 2020 | 2021
20252-215912-02 | Xcel Energy | 85 | 13781 | IOU | 04156558 | 3.48 | Solar |  |  | Interconnected | Trade Secret | Trade | MEL | MEL072 | Residential | Solar*Rewards | Trade Secret | 2020 | 2021
20252-215912-02 | Xcel Energy | 85 | 13781 | IOU | 04156918 | 29 | Solar |  |  | Interconnected | Trade Secret | Trade | WIL | WIL063 | Commercial | Solar*Rewards | Trade Secret | 2020 | 2021
20252-215912-02 | Xcel Energy | 85 | 13781 | IOU | 04158717 | 8.99 | Solar |  |  | Interconnected | Trade Secret | Trade | UPP | UPP085 | Residential | Solar*Rewards | Trade Secret | 2020 | 2021
20252-215912-02 | Xcel Energy | 85 | 13781 | IOU | 04159201 | 7.616 | Solar |  |  | Active Application | Trade Secret | Trade | WSG | WSG076 | Residential | Solar*Rewards | Trade Secret | 2020
20252-215912-02 | Xcel Energy | 85 | 13781 | IOU | 04159340 |  | Solar |  |  | Active Application | Trade Secret | Trade |  |  | Residential | Solar*Rewards | Trade Secret | 2020
20252-215912-02 | Xcel Energy | 85 | 13781 | IOU | 04159362 | 900 | Solar |  |  | Active Application | Trade Secret | Trade | MDT | MDT077 | Community Solar Garden | Solar*Rewards Community | Trade Secret | 2023
20252-215912-02 | Xcel Energy | 85 | 13781 | IOU | 04159370 |  |  |  |  | Active Application | Trade Secret | Trade |  |  | Residential |  | Trade Secret | 2020
20252-215912-02 | Xcel Energy | 85 | 13781 | IOU | 04159752 |  | Solar |  |  | Active Application | Trade Secret | Trade |  |  | Residential | Solar*Rewards | Trade Secret | 2020
20252-215912-02 | Xcel Energy | 85 | 13781 | IOU | 04160018 | 16.82 | Solar |  |  | Interconnected | Trade Secret | Trade | HUG | HUG321 | Residential | Solar*Rewards | Trade Secret | 2021 | 2021
20252-215912-02 | Xcel Energy | 85 | 13781 | IOU | 04160086 | 11.31 | Solar |  |  | Interconnected | Trade Secret | Trade | LIN | LIN031 | Residential | Solar*Rewards | Trade Secret | 2020 | 2021
20252-215912-02 | Xcel Energy | 85 | 13781 | IOU | 04160089 | 7.6 | Storage |  |  | Interconnected | Trade Secret | Trade | TLK | TLK067 | Residential |  | Trade Secret | 2020 | 2021
20252-215912-02 | Xcel Energy | 85 | 13781 | IOU | 04160432 |  |  |  |  | Active Application | Trade Secret | Trade |  |  | Residential |  | Trade Secret | 2020
20252-215912-02 | Xcel Energy | 85 | 13781 | IOU | 04160559 | 1000 | Solar |  |  | Interconnected | Franklin | Trade | FRA | FRA211 | Community Solar Garden | Solar*Rewards Community | Trade Secret | 2021 | 2022
20252-215912-02 | Xcel Energy | 85 | 13781 | IOU | 04160561 | 1000 | Solar |  |  | Interconnected | Franklin | Trade | FRA | FRA211 | Community Solar Garden | Solar*Rewards Community | Trade Secret | 2021 | 2022
20252-215912-02 | Xcel Energy | 85 | 13781 | IOU | 04160668 | 7.616 | Solar |  |  | Active Application | Trade Secret | Trade | SLP | SLP084 | Residential | Solar*Rewards | Trade Secret | 2020
20252-215912-02 | Xcel Energy | 85 | 13781 | IOU | 04160907 | 11.89 | Solar |  |  | Interconnected | Trade Secret | Trade | RRK | RRK064 | Residential | Solar*Rewards | Trade Secret | 2020 | 2021
20252-215912-02 | Xcel Energy | 85 | 13781 | IOU | 04161283 |  | Solar |  |  | Active Application | Trade Secret | Trade |  |  | Residential | Solar*Rewards | Trade Secret | 2020
20252-215912-02 | Xcel Energy | 85 | 13781 | IOU | 04161453 | 5.054 | Solar |  |  | Interconnected | Trade Secret | Trade | LAK | LAK032 | Residential | Solar*Rewards | Trade Secret | 2021 | 2021
20252-215912-02 | Xcel Energy | 85 | 13781 | IOU | 04162042 | 312.5 | Solar |  |  | Interconnected | Minneapolis | Trade | ALD | ALD097 | Community Solar Garden | Solar*Rewards Community | Trade Secret | 2022 | 2024
20252-215912-02 | Xcel Energy | 85 | 13781 | IOU | 04162374 | 4.576 | Solar |  |  | Interconnected | Trade Secret | Trade | WSG | WSG063 | Residential | Solar*Rewards | Trade Secret | 2020 | 2021
20252-215912-02 | Xcel Energy | 85 | 13781 | IOU | 04162382 | 35 | Solar |  |  | Active Application | Trade Secret | Trade | ALD | ALD073 | Commercial | Solar*Rewards | Trade Secret | 2021
20252-215912-02 | Xcel Energy | 85 | 13781 | IOU | 04162416 | 7.707 | Solar |  |  | Interconnected | Trade Secret | Trade | ORO | ORO062 | Residential | Solar*Rewards | Trade Secret | 2020 | 2021
20252-215912-02 | Xcel Energy | 85 | 13781 | IOU | 04162466 | 14.994 | Solar |  |  | Interconnected | Trade Secret | Trade | GSL | GSL341 | Residential | Solar*Rewards | Trade Secret | 2020 | 2021
20252-215912-02 | Xcel Energy | 85 | 13781 | IOU | 04162492 | 4.64 | Solar |  |  | Interconnected | Trade Secret | Trade | GPH | GPH061 | Residential | Solar*Rewards | Trade Secret | 2021 | 2021
20252-215912-02 | Xcel Energy | 85 | 13781 | IOU | 04163135 | 1000 | Solar |  |  | Withdrawn | Trade Secret | Trade | AFT | AFT314 | Community Solar Garden | Solar*Rewards Community | Trade Secret | 2023
20252-215912-02 | Xcel Energy | 85 | 13781 | IOU | 04163201 | 5 | Solar |  |  | Interconnected | Trade Secret | Trade | ECK | ECK062 | Residential | Solar*Rewards | Trade Secret | 2020 | 2021
20252-215912-02 | Xcel Energy | 85 | 13781 | IOU | 04163623 | 6.96 | Solar |  |  | Interconnected | Trade Secret | Trade | WAV | WAV021 | Residential | Solar*Rewards | Trade Secret | 2020 | 2021
20252-215912-02 | Xcel Energy | 85 | 13781 | IOU | 04163660 | 5 | Solar |  |  | Interconnected | Trade Secret | Trade | NOF | NOF061 | Residential | Solar*Rewards | Trade Secret | 2020 | 2021
20252-215912-02 | Xcel Energy | 85 | 13781 | IOU | 04164107 | 6.96 | Solar |  |  | Interconnected | Trade Secret | Trade | UPP | UPP082 | Residential | Solar*Rewards | Trade Secret | 2021 | 2021
20252-215912-02 | Xcel Energy | 85 | 13781 | IOU | 04164346 | 6.38 | Solar |  |  | Interconnected | Trade Secret | Trade | OAD | OAD071 | Residential | Solar*Rewards | Trade Secret | 2021 | 2021
20252-215912-02 | Xcel Energy | 85 | 13781 | IOU | 04164383 |  | Solar |  |  | Active Application | Trade Secret | Trade |  |  | Residential | Solar*Rewards | Trade Secret | 2020
20252-215912-02 | Xcel Energy | 85 | 13781 | IOU | 04164390 | 5.22 | Solar |  |  | Interconnected | Trade Secret | Trade | MEL | MEL081 | Residential | Solar*Rewards | Trade Secret | 2020 | 2021
20252-215912-02 | Xcel Energy | 85 | 13781 | IOU | 04164608 | 7.616 | Solar |  |  | Interconnected | Trade Secret | Trade | CTR | CTR031 | Residential | Solar*Rewards | Trade Secret | 2021 | 2021
20252-215912-02 | Xcel Energy | 85 | 13781 | IOU | 04164701 | 5 | Solar |  |  | Interconnected | Trade Secret | Trade | DGC | DGC061 | Residential | Solar*Rewards | Trade Secret | 2021 | 2021
20252-215912-02 | Xcel Energy | 85 | 13781 | IOU | 04165155 | 9.995 | Solar |  |  | Interconnected | Trade Secret | Trade | LAC | LAC063 | Residential |  | Trade Secret | 2020 | 2021
20252-215912-02 | Xcel Energy | 85 | 13781 | IOU | 04166269 | 3.747 | Solar |  |  | Interconnected | Trade Secret | Trade | WES | WES075 | Residential |  | Trade Secret | 2020 | 2021
20252-215912-02 | Xcel Energy | 85 | 13781 | IOU | 04166410 | 9.57 | Solar |  |  | Interconnected | Trade Secret | Trade | DND | DND071 | Residential | Solar*Rewards | Trade Secret | 2021 | 2021
20252-215912-02 | Xcel Energy | 85 | 13781 | IOU | 04166432 | 1.74 | Solar |  |  | Interconnected | Trade Secret | Trade | HWW | HWW073 | Residential | Solar*Rewards | Trade Secret | 2020 | 2021
20252-215912-02 | Xcel Energy | 85 | 13781 | IOU | 04166501 | 1000 | Solar |  |  | Withdrawn | Trade Secret | Trade | MHW | MHW311 | Community Solar Garden | Solar*Rewards Community | Trade Secret | 2021
20252-215912-02 | Xcel Energy | 85 | 13781 | IOU | 04166949 | 5.52 | Solar |  |  | Interconnected | Trade Secret | Trade | MDT | MDT073 | Residential | Solar*Rewards | Trade Secret | 2020 | 2021
20252-215912-02 | Xcel Energy | 85 | 13781 | IOU | 04166957 | 6.96 | Solar |  |  | Interconnected | Trade Secret | Trade | MDT | MDT073 | Residential | Solar*Rewards | Trade Secret | 2021 | 2021
20252-215912-02 | Xcel Energy | 85 | 13781 | IOU | 04166982 | 6.96 | Solar |  |  | Interconnected | Trade Secret | Trade | HYL | HYL062 | Residential | Solar*Rewards | Trade Secret | 2020 | 2021
20252-215912-02 | Xcel Energy | 85 | 13781 | IOU | 04167139 |  |  |  |  | Active Application | Trade Secret | Trade |  |  | Residential |  | Trade Secret | 2020
20252-215912-02 | Xcel Energy | 85 | 13781 | IOU | 04167187 |  | Solar |  |  | Active Application | Trade Secret | Trade | DBL | DBL068 | Residential | Solar*Rewards | Trade Secret | 2020
20252-215912-02 | Xcel Energy | 85 | 13781 | IOU | 04167196 | 8.4 | Solar |  |  | Interconnected | Trade Secret | Trade | SCA | SCA021 | Residential |  | Trade Secret | 2021 | 2021
20252-215912-02 | Xcel Energy | 85 | 13781 | IOU | 04169242 | 6 | Solar |  |  | Interconnected | Trade Secret | Trade | LEX | LEX332 | Residential | Solar*Rewards | Trade Secret | 2020 | 2021
20252-215912-02 | Xcel Energy | 85 | 13781 | IOU | 04169556 |  |  |  |  | Active Application | Trade Secret | Trade |  |  | Residential |  | Trade Secret | 2020
20252-215912-02 | Xcel Energy | 85 | 13781 | IOU | 04170132 | 12.5 | Solar |  |  | Active Application | Trade Secret | Trade | BEL | BEL061 | Residential | Solar*Rewards | Trade Secret | 2020
20252-215912-02 | Xcel Energy | 85 | 13781 | IOU | 04170148 | 6 | Solar |  |  | Active Application | Trade Secret | Trade | BEL | BEL061 | Residential | Solar*Rewards | Trade Secret | 2020
20252-215912-02 | Xcel Energy | 85 | 13781 | IOU | 04170237 |  | Solar |  |  | Active Application | Trade Secret | Trade |  |  | Residential | Solar*Rewards | Trade Secret | 2020
20252-215912-02 | Xcel Energy | 85 | 13781 | IOU | 04170239 | 3.747 | Solar |  |  | Interconnected | Trade Secret | Trade | RIV | RIV073 | Residential | Solar*Rewards | Trade Secret | 2020 | 2021
20252-215912-02 | Xcel Energy | 85 | 13781 | IOU | 04170303 | 3.747 | Solar |  |  | Interconnected | Trade Secret | Trade | GSL | GSL076 | Residential |  | Trade Secret | 2020 | 2021
20252-215912-02 | Xcel Energy | 85 | 13781 | IOU | 04170327 | 9.994 | Solar |  |  | Interconnected | Trade Secret | Trade | DHL | DHL061 | Residential | Solar*Rewards | Trade Secret | 2021 | 2021
20252-215912-02 | Xcel Energy | 85 | 13781 | IOU | 04170332 | 5.22 | Solar |  |  | Interconnected | Trade Secret | Trade | SIP | SIP073 | Residential | Solar*Rewards | Trade Secret | 2020 | 2021
20252-215912-02 | Xcel Energy | 85 | 13781 | IOU | 04170341 | 6 | Solar |  |  | Active Application | Trade Secret | Trade | HAS | HAS022 | Residential | Solar*Rewards | Trade Secret | 2020
20252-215912-02 | Xcel Energy | 85 | 13781 | IOU | 04170358 | 3.747 | Solar |  |  | Interconnected | Trade Secret | Trade | LEX | LEX332 | Residential |  | Trade Secret | 2020 | 2022
20252-215912-02 | Xcel Energy | 85 | 13781 | IOU | 04170364 | 3.747 | Solar |  |  | Interconnected | Trade Secret | Trade | DOC | DOC031 | Residential | Solar*Rewards | Trade Secret | 2020 | 2021
20252-215912-02 | Xcel Energy | 85 | 13781 | IOU | 04170375 | 3.747 | Solar |  |  | Interconnected | Trade Secret | Trade | RPL | RPL061 | Residential | Solar*Rewards | Trade Secret | 2021 | 2021
20252-215912-02 | Xcel Energy | 85 | 13781 | IOU | 04170376 | 9.994 | Solar |  |  | Active Application | Trade Secret | Trade | CRL | CRL031 | Residential | Solar*Rewards | Trade Secret | 2020
20252-215912-02 | Xcel Energy | 85 | 13781 | IOU | 04170397 | 3.747 | Solar |  |  | Interconnected | Trade Secret | Trade | MOL | MOL061 | Residential |  | Trade Secret | 2020 | 2021
20252-215912-02 | Xcel Energy | 85 | 13781 | IOU | 04171113 | 10.73 | Solar |  |  | Interconnected | Trade Secret | Trade | WSG | WSG063 | Residential | Solar*Rewards | Trade Secret | 2020 | 2021
20252-215912-02 | Xcel Energy | 85 | 13781 | IOU | 04171346 | 39.998 | Solar |  |  | Interconnected | Trade Secret | Trade | HYL | HYL065 | Commercial | Solar*Rewards | Trade Secret | 2020 | 2022
20252-215912-02 | Xcel Energy | 85 | 13781 | IOU | 04171386 | 626.597 | Solar |  |  | Withdrawn | Trade Secret | Trade | HYL | HYL065 | Commercial |  | Trade Secret | 2020
20252-215912-02 | Xcel Energy | 85 | 13781 | IOU | 04171674 | 5.51 | Solar |  |  | Interconnected | Trade Secret | Trade | WCR | WCR322 | Residential | Solar*Rewards | Trade Secret | 2021 | 2021
20252-215912-02 | Xcel Energy | 85 | 13781 | IOU | 04172032 | 7.616 | Solar |  |  | Interconnected | Trade Secret | Trade | EXC | EXC061 | Residential |  | Trade Secret | 2021 | 2021
20252-215912-02 | Xcel Energy | 85 | 13781 | IOU | 04174557 | 10.15 | Solar |  |  | Interconnected | Trade Secret | Trade | MHW | MHW311 | Residential | Solar*Rewards | Trade Secret | 2020 | 2021
20252-215912-02 | Xcel Energy | 85 | 13781 | IOU | 04174770 | 63 | Solar |  |  | Interconnected | Trade Secret | Trade | HYL | HYL073 | Commercial |  | Trade Secret | 2021 | 2021
20252-215912-02 | Xcel Energy | 85 | 13781 | IOU | 04174775 | 3.747 | Solar |  |  | Interconnected | Trade Secret | Trade | WCS | WCS064 | Residential | Solar*Rewards | Trade Secret | 2020 | 2021
20252-215912-02 | Xcel Energy | 85 | 13781 | IOU | 04174799 |  | Solar |  |  | Active Application | Trade Secret | Trade | BYT | BYT061 | Residential | Solar*Rewards | Trade Secret | 2020
20252-215912-02 | Xcel Energy | 85 | 13781 | IOU | 04174885 | 13.05 | Solar |  |  | Interconnected | Trade Secret | Trade | ALD | ALD082 | Commercial | Solar*Rewards | Trade Secret | 2021 | 2023
20252-215912-02 | Xcel Energy | 85 | 13781 | IOU | 04175097 | 7.616 | Solar |  |  | Interconnected | Trade Secret | Trade | CGR | CGR074 | Residential |  | Trade Secret | 2020 | 2021
20252-215912-02 | Xcel Energy | 85 | 13781 | IOU | 04175442 | 3.747 | Solar |  |  | Interconnected | Trade Secret | Trade | RAM | RAM071 | Residential | Solar*Rewards | Trade Secret | 2020 | 2021
20252-215912-02 | Xcel Energy | 85 | 13781 | IOU | 04175468 | 3.48 | Solar |  |  | Interconnected | Trade Secret | Trade | SOU | SOU081 | Residential | Solar*Rewards | Trade Secret | 2020 | 2021
20252-215912-02 | Xcel Energy | 85 | 13781 | IOU | 04175491 | 9.994 | Solar |  |  | Interconnected | Trade Secret | Trade | HYL | HYL075 | Residential | Solar*Rewards | Trade Secret | 2020 | 2021
20252-215912-02 | Xcel Energy | 85 | 13781 | IOU | 04175529 |  | Solar |  |  | Active Application | Trade Secret | Trade |  |  | Residential | Solar*Rewards | Trade Secret | 2020
20252-215912-02 | Xcel Energy | 85 | 13781 | IOU | 04175647 | 1000 | Solar |  |  | Withdrawn | Trade Secret | Trade | WAT | WAT221 | Community Solar Garden | Solar*Rewards Community | Trade Secret | 2020
20252-215912-02 | Xcel Energy | 85 | 13781 | IOU | 04178047 | 6.48 | Solar |  |  | Interconnected | Trade Secret | Trade | HUG | HUG311 | Residential | Solar*Rewards | Trade Secret | 2020 | 2021
20252-215912-02 | Xcel Energy | 85 | 13781 | IOU | 04178062 | 3.36 | Solar |  |  | Interconnected | Trade Secret | Trade | PKL | PKL085 | Residential | Solar*Rewards | Trade Secret | 2020 | 2021
20252-215912-02 | Xcel Energy | 85 | 13781 | IOU | 04178486 | 7.25 | Solar |  |  | Interconnected | Trade Secret | Trade | MOL | MOL068 | Residential | Solar*Rewards | Trade Secret | 2020 | 2021
20252-215912-02 | Xcel Energy | 85 | 13781 | IOU | 04178706 | 5 | Storage |  |  | Withdrawn | Trade Secret | Trade | BYT | BYT061 | Residential |  | Trade Secret | 2020
20252-215912-02 | Xcel Energy | 85 | 13781 | IOU | 04179140 | 4.06 | Solar |  |  | Interconnected | Trade Secret | Trade | ORO | ORO061 | Residential | Solar*Rewards | Trade Secret | 2020 | 2021
20252-215912-02 | Xcel Energy | 85 | 13781 | IOU | 04179455 | 1000 | Solar |  |  | Active Application | Trade Secret | Trade | PAT | PAT312 | Community Solar Garden | Solar*Rewards Community | Trade Secret | 2020
20252-215912-02 | Xcel Energy | 85 | 13781 | IOU | 04179749 | 2.962 | Solar |  |  | Interconnected | Trade Secret | Trade | JOR | JOR022 | Residential | Solar*Rewards | Trade Secret | 2020 | 2021
20252-215912-02 | Xcel Energy | 85 | 13781 | IOU | 04179833 | 7.616 | Solar |  |  | Withdrawn | Trade Secret | Trade | SCL | SCL322 | Residential | Solar*Rewards | Trade Secret | 2021
20252-215912-02 | Xcel Energy | 85 | 13781 | IOU | 04180011 | 5 | Solar |  |  | Interconnected | Trade Secret | Trade | TWL | TWL068 | Residential | Solar*Rewards | Trade Secret | 2020 | 2021
20252-215912-02 | Xcel Energy | 85 | 13781 | IOU | 04180668 | 5.054 | Solar |  |  | Active Application | Trade Secret | Trade | SOU | SOU064 | Residential | Solar*Rewards | Trade Secret | 2020
20252-215912-02 | Xcel Energy | 85 | 13781 | IOU | 04180677 | 5.8 | Solar |  |  | Interconnected | Trade Secret | Trade | CGR | CGR063 | Residential | Solar*Rewards | Trade Secret | 2021 | 2021
20252-215912-02 | Xcel Energy | 85 | 13781 | IOU | 04181339 | 1000 | Solar |  |  | Active Application | Trade Secret | Trade | HUG | HUG321 | Community Solar Garden | Solar*Rewards Community | Trade Secret | 2023
20252-215912-02 | Xcel Energy | 85 | 13781 | IOU | 04181399 | 3.747 | Solar |  |  | Interconnected | Trade Secret | Trade | SOU | SOU083 | Residential | Solar*Rewards | Trade Secret | 2020 | 2021
20252-215912-02 | Xcel Energy | 85 | 13781 | IOU | 04181450 | 975 | Solar |  |  | Active Application | Trade Secret | Trade | COK | COK061 | Community Solar Garden | Solar*Rewards Community | Trade Secret | 2023
20252-215912-02 | Xcel Energy | 85 | 13781 | IOU | 04181511 | 5.04 | Solar |  |  | Interconnected | Trade Secret | Trade | SAK | SAK321 | Residential | Solar*Rewards | Trade Secret | 2021 | 2021
20252-215912-02 | Xcel Energy | 85 | 13781 | IOU | 04181613 | 3.747 | Solar |  |  | Interconnected | Trade Secret | Trade | STY | STY072 | Residential | Solar*Rewards | Trade Secret | 2021 | 2022
20252-215912-02 | Xcel Energy | 85 | 13781 | IOU | 04181703 | 9.994 | Solar |  |  | Active Application | Trade Secret | Trade | WAS | WAS092 | Residential | Solar*Rewards | Trade Secret | 2020
20252-215912-02 | Xcel Energy | 85 | 13781 | IOU | 04181794 | 7.54 | Solar |  |  | Interconnected | Trade Secret | Trade | WSG | WSG352 | Residential | Solar*Rewards | Trade Secret | 2020 | 2021
20252-215912-02 | Xcel Energy | 85 | 13781 | IOU | 04181896 | 7.616 | Solar |  |  | Interconnected | Trade Secret | Trade | SOU | SOU079 | Residential | Solar*Rewards | Trade Secret | 2020 | 2021
20252-215912-02 | Xcel Energy | 85 | 13781 | IOU | 04181921 |  | Solar |  |  | Active Application | Trade Secret | Trade |  |  | Residential | Solar*Rewards | Trade Secret | 2020
20252-215912-02 | Xcel Energy | 85 | 13781 | IOU | 04181929 | 12.5 | Solar |  |  | Active Application | Trade Secret | Trade | BIS | BIS001 | Residential | Solar*Rewards | Trade Secret | 2020
20252-215912-02 | Xcel Energy | 85 | 13781 | IOU | 04182186 | 999.99 | Solar |  |  | Interconnected | Buffalo Lake | Trade | BFL | BFL021 | Community Solar Garden | Solar*Rewards Community | Trade Secret | 2022 | 2025
20252-215912-02 | Xcel Energy | 85 | 13781 | IOU | 04182202 | 1000 | Solar |  |  | Active Application | Trade Secret | Trade | FAB | FAB063 | Community Solar Garden | Solar*Rewards Community | Trade Secret | 2024
20252-215912-02 | Xcel Energy | 85 | 13781 | IOU | 04182216 | 3.747 | Solar |  |  | Interconnected | Trade Secret | Trade | ALD | ALD092 | Residential | Solar*Rewards | Trade Secret | 2020 | 2021
20252-215912-02 | Xcel Energy | 85 | 13781 | IOU | 04182225 | 125 | Solar |  |  | Interconnected | Trade Secret | Trade | OAD | OAD064 | Commercial |  | Trade Secret | 2021 | 2022
20252-215912-02 | Xcel Energy | 85 | 13781 | IOU | 04182246 | 9.994 | Solar |  |  | Interconnected | Trade Secret | Trade | MTR | MTR021 | Residential | Solar*Rewards | Trade Secret | 2020 | 2021
20252-215912-02 | Xcel Energy | 85 | 13781 | IOU | 04182314 | 3.48 | Solar |  |  | Interconnected | Trade Secret | Trade | SLP | SLP084 | Residential | Solar*Rewards | Trade Secret | 2020 | 2021
20252-215912-02 | Xcel Energy | 85 | 13781 | IOU | 04182959 | 5.22 | Solar |  | X | Interconnected | Trade Secret | Trade | ALD | ALD082 | Commercial |  | Trade Secret | 2021 | 2023
20252-215912-02 | Xcel Energy | 85 | 13781 | IOU | 04182977 | 2.9 | Solar |  | X | Withdrawn | Trade Secret | Trade | ALD | ALD082 | Commercial |  | Trade Secret | 2021
20252-215912-02 | Xcel Energy | 85 | 13781 | IOU | 04183132 | 7.616 | Solar |  |  | Active Application | Trade Secret | Trade | ORO | ORO061 | Residential | Solar*Rewards | Trade Secret | 2020
20252-215912-02 | Xcel Energy | 85 | 13781 | IOU | 04183166 | 11.995 | Solar |  |  | Active Application | Trade Secret | Trade | DAN | DAN021 | Commercial | Solar*Rewards | Trade Secret | 2020
20252-215912-02 | Xcel Energy | 85 | 13781 | IOU | 04183849 | 38.02 | Solar |  |  | Interconnected | Trade Secret | Trade | IDA | IDA072 | Commercial | Solar*Rewards | Trade Secret | 2021 | 2024
20252-215912-02 | Xcel Energy | 85 | 13781 | IOU | 04184121 | 6.96 | Solar |  |  | Interconnected | Trade Secret | Trade | UPP | UPP068 | Residential | Solar*Rewards | Trade Secret | 2022 | 2022
20252-215912-02 | Xcel Energy | 85 | 13781 | IOU | 04184580 | 3.36 | Solar |  |  | Interconnected | Trade Secret | Trade | HUG | HUG321 | Residential | Solar*Rewards | Trade Secret | 2020 | 2021
20252-215912-02 | Xcel Energy | 85 | 13781 | IOU | 04184665 | 1000 | Solar |  |  | Withdrawn | Trade Secret | Trade | PAT | PAT313 | Community Solar Garden | Solar*Rewards Community | Trade Secret | 2023
20252-215912-02 | Xcel Energy | 85 | 13781 | IOU | 04184946 | 6 | Solar |  |  | Interconnected | Trade Secret | Trade | UPP | UPP082 | Residential | Solar*Rewards | Trade Secret | 2020 | 2021
20252-215912-02 | Xcel Energy | 85 | 13781 | IOU | 04185049 | 9.12 | Solar |  |  | Interconnected | Trade Secret | Trade | RPL | RPL063 | Residential | Solar*Rewards | Trade Secret | 2020 | 2021
20252-215912-02 | Xcel Energy | 85 | 13781 | IOU | 04185175 | 11.39 | Solar |  | X | Interconnected | Trade Secret | Trade | LAP | LAP311 | Residential | Solar*Rewards | Trade Secret | 2021 | 2022
20252-215912-02 | Xcel Energy | 85 | 13781 | IOU | 04185379 | 4.08 | Solar |  |  | Interconnected | Trade Secret | Trade | SOU | SOU079 | Residential | Solar*Rewards | Trade Secret | 2020 | 2021
20252-215912-02 | Xcel Energy | 85 | 13781 | IOU | 04185435 | 5.52 | Solar |  |  | Interconnected | Trade Secret | Trade | SCL | SCL312 | Residential | Solar*Rewards | Trade Secret | 2020 | 2021
20252-215912-02 | Xcel Energy | 85 | 13781 | IOU | 04185681 | 4.95 | Solar |  |  | Active Application | Trade Secret | Trade | VMR | VMR062 | Residential | Solar*Rewards | Trade Secret | 2020
20252-215912-02 | Xcel Energy | 85 | 13781 | IOU | 04185793 | 1000 | Solar |  |  | Active Application | Trade Secret | Trade | HAD | HAD021 | Community Solar Garden | Solar*Rewards Community | Trade Secret | 2022
20252-215912-02 | Xcel Energy | 85 | 13781 | IOU | 04185833 | 5 | Solar |  |  | Interconnected | Trade Secret | Trade | OAD | OAD075 | Residential | Solar*Rewards | Trade Secret | 2020 | 2021
20252-215912-02 | Xcel Energy | 85 | 13781 | IOU | 04185913 | 5 | Solar |  |  | Interconnected | Trade Secret | Trade | RPO | RPO311 | Residential | Solar*Rewards | Trade Secret | 2021 | 2021
20252-215912-02 | Xcel Energy | 85 | 13781 | IOU | 04186025 | 5 | Solar |  |  | Interconnected | Trade Secret | Trade | HOL | HOL071 | Residential |  | Trade Secret | 2021 | 2022
20252-215912-02 | Xcel Energy | 85 | 13781 | IOU | 04186057 | 5 | Solar |  |  | Interconnected | Trade Secret | Trade | GLD | GLD021 | Residential | Solar*Rewards | Trade Secret | 2020 | 2021
20252-215912-02 | Xcel Energy | 85 | 13781 | IOU | 04186110 | 2.962 | Solar |  |  | Interconnected | Trade Secret | Trade | SCA | SCA021 | Residential | Solar*Rewards | Trade Secret | 2020 | 2021
20252-215912-02 | Xcel Energy | 85 | 13781 | IOU | 04186181 | 11.39 | Solar |  |  | Interconnected | Trade Secret | Trade | ALD | ALD072 | Residential | Solar*Rewards | Trade Secret | 2020 | 2021
20252-215912-02 | Xcel Energy | 85 | 13781 | IOU | 04186353 | 5 | Solar |  |  | Interconnected | Trade Secret | Trade | MEL | MEL089 | Residential | Solar*Rewards | Trade Secret | 2020 | 2021
20252-215912-02 | Xcel Energy | 85 | 13781 | IOU | 04186993 | 7.83 | Solar |  |  | Interconnected | Trade Secret | Trade | WCS | WCS064 | Residential | Solar*Rewards | Trade Secret | 2020 | 2021
20252-215912-02 | Xcel Energy | 85 | 13781 | IOU | 04187602 | 1000 | Solar |  |  | Interconnected | Atwater | Trade | ATW | ATW061 | Community Solar Garden | Solar*Rewards Community | Trade Secret | 2023 | 2025
20252-215912-02 | Xcel Energy | 85 | 13781 | IOU | 04187915 |  | Solar |  |  | Active Application | Trade Secret | Trade |  |  | Residential | Solar*Rewards | Trade Secret | 2020
20252-215912-02 | Xcel Energy | 85 | 13781 | IOU | 04187925 |  | Solar |  |  | Active Application | Trade Secret | Trade |  |  | Residential | Solar*Rewards | Trade Secret | 2020
20252-215912-02 | Xcel Energy | 85 | 13781 | IOU | 04187931 | 40.252 | Solar |  |  | Active Application | Trade Secret | Trade | SOU | SOU081 | Residential | Solar*Rewards | Trade Secret | 2020
20252-215912-02 | Xcel Energy | 85 | 13781 | IOU | 04187978 | 6.96 | Solar |  |  | Interconnected | Trade Secret | Trade | SHP | SHP062 | Residential | Solar*Rewards | Trade Secret | 2020 | 2021
20252-215912-02 | Xcel Energy | 85 | 13781 | IOU | 04188077 | 5 | Solar |  |  | Interconnected | Trade Secret | Trade | ALD | ALD076 | Residential | Solar*Rewards | Trade Secret | 2020 | 2021
20252-215912-02 | Xcel Energy | 85 | 13781 | IOU | 04188587 |  | Solar |  |  | Active Application | Trade Secret | Trade | CHE | CHE076 | Residential | Solar*Rewards | Trade Secret | 2020
20252-215912-02 | Xcel Energy | 85 | 13781 | IOU | 04189597 | 1000 | Solar |  |  | Withdrawn | Trade Secret | Trade | WEF | WEF071 | Community Solar Garden | Solar*Rewards Community | Trade Secret | 2021
20252-215912-02 | Xcel Energy | 85 | 13781 | IOU | 04189948 | 7.54 | Solar |  |  | Interconnected | Trade Secret | Trade | CHE | CHE076 | Residential | Solar*Rewards | Trade Secret | 2021 | 2021
20252-215912-02 | Xcel Energy | 85 | 13781 | IOU | 04190119 | 10.15 | Solar |  |  | Interconnected | Trade Secret | Trade | PLA | PLA022 | Residential | Solar*Rewards | Trade Secret | 2020 | 2021
20252-215912-02 | Xcel Energy | 85 | 13781 | IOU | 04190130 | 1000 | Solar |  |  | Interconnected | Mankato | Trade | SMT | SMT082 | Community Solar Garden | Solar*Rewards Community | Trade Secret | 2021 | 2023
20252-215912-02 | Xcel Energy | 85 | 13781 | IOU | 04190176 | 14.51 | Solar |  |  | Interconnected | Trade Secret | Trade | MST | MST080 | Commercial | Solar*Rewards | Trade Secret | 2020 | 2021
20252-215912-02 | Xcel Energy | 85 | 13781 | IOU | 04190220 | 6 | Solar |  |  | Active Application | Trade Secret | Trade | ORO | ORO061 | Residential | Solar*Rewards | Trade Secret | 2020
20252-215912-02 | Xcel Energy | 85 | 13781 | IOU | 04190674 | 7.616 | Solar |  |  | Interconnected | Trade Secret | Trade | WAK | WAK321 | Residential | Solar*Rewards | Trade Secret | 2021 | 2022
20252-215912-02 | Xcel Energy | 85 | 13781 | IOU | 04190704 | 4.8 | Solar |  |  | Interconnected | Trade Secret | Trade | MEL | MEL088 | Residential | Solar*Rewards | Trade Secret | 2020 | 2021
20252-215912-02 | Xcel Energy | 85 | 13781 | IOU | 04190729 | 5.22 | Solar |  |  | Active Application | Trade Secret | Trade | MDT | MDT061 | Residential | Solar*Rewards | Trade Secret | 2020
20252-215912-02 | Xcel Energy | 85 | 13781 | IOU | 04190752 | 5 | Solar |  |  | Interconnected | Trade Secret | Trade | OPK | OPK071 | Residential | Solar*Rewards | Trade Secret | 2020 | 2021
20252-215912-02 | Xcel Energy | 85 | 13781 | IOU | 04190804 | 21.384 | Solar |  |  | Interconnected | Trade Secret | Trade | WSG | WSG066 | Residential | Solar*Rewards | Trade Secret | 2020 | 2021
20252-215912-02 | Xcel Energy | 85 | 13781 | IOU | 04190856 | 1000 | Solar |  |  | Active Application | Trade Secret | Trade | WAB | WAB031 | Community Solar Garden | Solar*Rewards Community | Trade Secret | 2023
20252-215912-02 | Xcel Energy | 85 | 13781 | IOU | 04190867 | 9.57 | Solar |  |  | Interconnected | Trade Secret | Trade | APA | APA075 | Residential | Solar*Rewards | Trade Secret | 2020 | 2021
20252-215912-02 | Xcel Energy | 85 | 13781 | IOU | 04190913 | 5.8 | Solar |  |  | Interconnected | Trade Secret | Trade | UPP | UPP063 | Residential | Solar*Rewards | Trade Secret | 2021 | 2021
20252-215912-02 | Xcel Energy | 85 | 13781 | IOU | 04191050 | 7.83 | Solar |  |  | Interconnected | Trade Secret | Trade | SOU | SOU079 | Residential | Solar*Rewards | Trade Secret | 2020 | 2021
20252-215912-02 | Xcel Energy | 85 | 13781 | IOU | 04191168 |  | Solar |  |  | Active Application | Trade Secret | Trade |  |  | Residential | Solar*Rewards | Trade Secret | 2020
20252-215912-02 | Xcel Energy | 85 | 13781 | IOU | 04191203 | 5.22 | Solar |  |  | Interconnected | Trade Secret | Trade | MPK | MPK084 | Residential | Solar*Rewards | Trade Secret | 2021 | 2021
20252-215912-02 | Xcel Energy | 85 | 13781 | IOU | 04191265 | 4.64 | Solar |  |  | Interconnected | Trade Secret | Trade | MPK | MPK085 | Residential | Solar*Rewards | Trade Secret | 2020 | 2021
20252-215912-02 | Xcel Energy | 85 | 13781 | IOU | 04191678 | 16.39 | Solar |  |  | Interconnected | Trade Secret | Trade | WIL | WIL097 | Residential | Solar*Rewards | Trade Secret | 2020 | 2021
20252-215912-02 | Xcel Energy | 85 | 13781 | IOU | 04191945 | 4.64 | Solar |  |  | Interconnected | Trade Secret | Trade | SOU | SOU061 | Residential | Solar*Rewards | Trade Secret | 2020 | 2021
20252-215912-02 | Xcel Energy | 85 | 13781 | IOU | 04192047 | 5 | Solar |  |  | Withdrawn | Trade Secret | Trade | WAT | WAT081 | Residential |  | Trade Secret | 2021
20252-215912-02 | Xcel Energy | 85 | 13781 | IOU | 04192121 | 6.38 | Solar |  |  | Interconnected | Trade Secret | Trade | GLK | GLK074 | Residential | Solar*Rewards | Trade Secret | 2020 | 2021
20252-215912-02 | Xcel Energy | 85 | 13781 | IOU | 04192170 | 3.747 | Solar |  |  | Interconnected | Trade Secret | Trade | WCR | WCR063 | Residential | Solar*Rewards | Trade Secret | 2021 | 2021
20252-215912-02 | Xcel Energy | 85 | 13781 | IOU | 04192178 | 4.08 | Solar |  |  | Interconnected | Trade Secret | Trade | STY | STY071 | Residential | Solar*Rewards | Trade Secret | 2020 | 2023
20252-215912-02 | Xcel Energy | 85 | 13781 | IOU | 04192283 | 6 | Solar |  |  | Interconnected | Trade Secret | Trade | HAS | HAS032 | Residential |  | Trade Secret | 2020 | 2021
20252-215912-02 | Xcel Energy | 85 | 13781 | IOU | 04192329 | 6 | Solar |  |  | Interconnected | Trade Secret | Trade | OSS | OSS062 | Residential |  | Trade Secret | 2021 | 2022
20252-215912-02 | Xcel Energy | 85 | 13781 | IOU | 04192348 | 6.96 | Solar |  |  | Interconnected | Trade Secret | Trade | KOL | KOL062 | Residential | Solar*Rewards | Trade Secret | 2020 | 2021
20252-215912-02 | Xcel Energy | 85 | 13781 | IOU | 04192381 | 6 | Solar |  |  | Interconnected | Trade Secret | Trade | IDA | IDA063 | Residential |  | Trade Secret | 2020 | 2021
20252-215912-02 | Xcel Energy | 85 | 13781 | IOU | 04192465 | 7.616 | Solar |  |  | Interconnected | Trade Secret | Trade | GRI | GRI001 | Residential |  | Trade Secret | 2020 | 2022
20252-215912-02 | Xcel Energy | 85 | 13781 | IOU | 04192488 | 8.12 | Solar |  |  | Interconnected | Trade Secret | Trade | WIL | WIL071 | Residential | Solar*Rewards | Trade Secret | 2020 | 2021
20252-215912-02 | Xcel Energy | 85 | 13781 | IOU | 04192495 | 7.616 | Solar |  |  | Interconnected | Trade Secret | Trade | WSG | WSG064 | Residential |  | Trade Secret | 2020 | 2021
20252-215912-02 | Xcel Energy | 85 | 13781 | IOU | 04192518 | 3.747 | Solar |  |  | Interconnected | Trade Secret | Trade | WIL | WIL082 | Residential |  | Trade Secret | 2021 | 2021
20252-215912-02 | Xcel Energy | 85 | 13781 | IOU | 04192520 | 5.22 | Solar |  |  | Active Application | Trade Secret | Trade | HUG | HUG321 | Commercial | Solar*Rewards | Trade Secret | 2020
20252-215912-02 | Xcel Energy | 85 | 13781 | IOU | 04192552 | 7.616 | Solar |  |  | Interconnected | Trade Secret | Trade | HYL | HYL061 | Residential |  | Trade Secret | 2020 | 2021
20252-215912-02 | Xcel Energy | 85 | 13781 | IOU | 04192577 | 6 | Solar |  |  | Interconnected | Trade Secret | Trade | RAM | RAM064 | Residential |  | Trade Secret | 2020 | 2021
20252-215912-02 | Xcel Energy | 85 | 13781 | IOU | 04192601 | 7.616 | Solar |  |  | Interconnected | Trade Secret | Trade | HSN | HSN312 | Residential |  | Trade Secret | 2020 | 2021
20252-215912-02 | Xcel Energy | 85 | 13781 | IOU | 04192633 | 1000 | Solar |  |  | Withdrawn | Trade Secret | Trade | KAN | KAN021 | Community Solar Garden | Solar*Rewards Community | Trade Secret | 2021
20252-215912-02 | Xcel Energy | 85 | 13781 | IOU | 04192757 | 10.56 | Solar |  |  | Interconnected | Trade Secret | Trade | HUG | HUG321 | Residential | Solar*Rewards | Trade Secret | 2020 | 2021
20252-215912-02 | Xcel Energy | 85 | 13781 | IOU | 04192853 | 7.83 | Solar |  |  | Interconnected | Trade Secret | Trade | AFT | AFT314 | Residential | Solar*Rewards | Trade Secret | 2020 | 2021
20252-215912-02 | Xcel Energy | 85 | 13781 | IOU | 04192909 | 7.616 | Solar |  |  | Interconnected | Trade Secret | Trade | VMR | VMR062 | Residential | Solar*Rewards | Trade Secret | 2020 | 2021
20252-215912-02 | Xcel Energy | 85 | 13781 | IOU | 04193105 | 10.44 | Solar |  |  | Interconnected | Trade Secret | Trade | EDA | EDA075 | Residential | Solar*Rewards | Trade Secret | 2020 | 2021
20252-215912-02 | Xcel Energy | 85 | 13781 | IOU | 04193125 | 7.616 | Solar |  |  | Withdrawn | Trade Secret | Trade | FAP | FAP061 | Commercial | Solar*Rewards | Trade Secret | 2020
20252-215912-02 | Xcel Energy | 85 | 13781 | IOU | 04193164 | 6 | Solar |  |  | Interconnected | Trade Secret | Trade | SOU | SOU077 | Residential |  | Trade Secret | 2021 | 2021
20252-215912-02 | Xcel Energy | 85 | 13781 | IOU | 04193215 |  | Solar |  |  | Active Application | Trade Secret | Trade |  |  | Residential | Solar*Rewards | Trade Secret | 2020
20252-215912-02 | Xcel Energy | 85 | 13781 | IOU | 04193239 | 9.994 | Solar |  |  | Interconnected | Trade Secret | Trade | WIL | WIL076 | Residential | Solar*Rewards | Trade Secret | 2020 | 2021
20252-215912-02 | Xcel Energy | 85 | 13781 | IOU | 04193279 | 7.25 | Solar |  |  | Interconnected | Trade Secret | Trade | WSG | WSG352 | Residential | Solar*Rewards | Trade Secret | 2021 | 2021
20252-215912-02 | Xcel Energy | 85 | 13781 | IOU | 04193890 | 7.616 | Solar |  |  | Active Application | Trade Secret | Trade | FAB | FAB071 | Commercial | Solar*Rewards | Trade Secret | 2020
20252-215912-02 | Xcel Energy | 85 | 13781 | IOU | 04193986 | 1000 | Solar |  |  | Active Application | Trade Secret | Trade | NOF | NOF071 | Community Solar Garden | Solar*Rewards Community | Trade Secret | 2023
20252-215912-02 | Xcel Energy | 85 | 13781 | IOU | 04193989 |  | Solar |  |  | Active Application | Trade Secret | Trade |  |  | Community Solar Garden | Solar*Rewards Community | Trade Secret | 2020
20252-215912-02 | Xcel Energy | 85 | 13781 | IOU | 04193997 | 1000 | Solar |  |  | Active Application | Trade Secret | Trade | SMT | SMT082 | Community Solar Garden | Solar*Rewards Community | Trade Secret | 2022
20252-215912-02 | Xcel Energy | 85 | 13781 | IOU | 04194001 | 1000 | Solar |  |  | Active Application | Trade Secret | Trade | SMT | SMT082 | Community Solar Garden | Solar*Rewards Community | Trade Secret | 2023
20252-215912-02 | Xcel Energy | 85 | 13781 | IOU | 04194063 | 3.36 | Solar |  |  | Interconnected | Trade Secret | Trade | TER | TER071 | Residential | Solar*Rewards | Trade Secret | 2020 | 2021
20252-215912-02 | Xcel Energy | 85 | 13781 | IOU | 04194083 | 1000 | Solar |  |  | Withdrawn | Trade Secret | Trade | CHI | CHI311 | Community Solar Garden | Solar*Rewards Community | Trade Secret | 2021
20252-215912-02 | Xcel Energy | 85 | 13781 | IOU | 04194276 | 23.51 | Solar |  |  | Interconnected | Trade Secret | Trade | WES | WES071 | Commercial | Solar*Rewards | Trade Secret | 2021 | 2021
20252-215912-02 | Xcel Energy | 85 | 13781 | IOU | 04194311 | 14.51 | Solar |  |  | Active Application | Trade Secret | Trade | GLK | GLK071 | Commercial | Solar*Rewards | Trade Secret | 2020
20252-215912-02 | Xcel Energy | 85 | 13781 | IOU | 04194697 | 975 | Solar |  |  | Active Application | Trade Secret | Trade | WAB | WAB031 | Community Solar Garden | Solar*Rewards Community | Trade Secret | 2023
20252-215912-02 | Xcel Energy | 85 | 13781 | IOU | 04194735 | 1000 | Solar |  |  | Withdrawn | Trade Secret | Trade | PAT | PAT312 | Community Solar Garden | Solar*Rewards Community | Trade Secret | 2021
20252-215912-02 | Xcel Energy | 85 | 13781 | IOU | 04194896 |  | Solar |  |  | Active Application | Trade Secret | Trade |  |  | Residential | Solar*Rewards | Trade Secret | 2020
20252-215912-02 | Xcel Energy | 85 | 13781 | IOU | 04194953 | 11.6 | Solar |  |  | Active Application | Trade Secret | Trade | GLK | GLK061 | Residential | Solar*Rewards | Trade Secret | 2020
20252-215912-02 | Xcel Energy | 85 | 13781 | IOU | 04195129 |  | Solar |  |  | Active Application | Trade Secret | Trade |  |  | Community Solar Garden | Solar*Rewards Community | Trade Secret | 2020
20252-215912-02 | Xcel Energy | 85 | 13781 | IOU | 04195320 | 3.84 | Solar |  |  | Interconnected | Trade Secret | Trade | VMR | VMR062 | Residential | Solar*Rewards | Trade Secret | 2020 | 2021
20252-215912-02 | Xcel Energy | 85 | 13781 | IOU | 04195436 | 7.616 | Solar |  |  | Interconnected | Trade Secret | Trade | WIL | WIL074 | Residential | Solar*Rewards | Trade Secret | 2021 | 2021
20252-215912-02 | Xcel Energy | 85 | 13781 | IOU | 04195741 | 14.51 | Solar |  |  | Active Application | Trade Secret | Trade | MPK | MPK068 | Commercial |  | Trade Secret | 2020
20252-215912-02 | Xcel Energy | 85 | 13781 | IOU | 04195854 | 29.02 | Solar |  |  | Withdrawn | Trade Secret | Trade | MPK | MPK068 | Commercial |  | Trade Secret | 2021
20252-215912-02 | Xcel Energy | 85 | 13781 | IOU | 04196837 | 1000 | Solar |  |  | Active Application | Trade Secret | Trade | CLC | CLC221 | Community Solar Garden | Solar*Rewards Community | Trade Secret | 2020
20252-215912-02 | Xcel Energy | 85 | 13781 | IOU | 04198917 | 5 | Solar |  | X | Interconnected | Trade Secret | Trade | TER | TER081 | Residential | Solar*Rewards | Trade Secret | 2021 | 2021
20252-215912-02 | Xcel Energy | 85 | 13781 | IOU | 04201294 | 7.25 | Solar |  |  | Interconnected | Trade Secret | Trade | RAM | RAM073 | Residential | Solar*Rewards | Trade Secret | 2020 | 2021
20252-215912-02 | Xcel Energy | 85 | 13781 | IOU | 04201432 | 1000 | Solar |  |  | Withdrawn | Trade Secret | Trade | SCL | SCL322 | Community Solar Garden | Solar*Rewards Community | Trade Secret | 2020
20252-215912-02 | Xcel Energy | 85 | 13781 | IOU | 04201443 | 7.44 | Solar |  |  | Interconnected | Trade Secret | Trade | REW | REW033 | Residential | Solar*Rewards | Trade Secret | 2020 | 2021
20252-215912-02 | Xcel Energy | 85 | 13781 | IOU | 04201707 | 10 | Solar |  |  | Active Application | Trade Secret | Trade | MND | MND063 | Residential | Solar*Rewards | Trade Secret | 2020
20252-215912-02 | Xcel Energy | 85 | 13781 | IOU | 04201814 | 999 | Solar |  |  | Interconnected | Clear Lake | Trade | SDX | SDX311 | Community Solar Garden | Solar*Rewards Community | Trade Secret | 2022 | 2023
20252-215912-02 | Xcel Energy | 85 | 13781 | IOU | 04201844 | 3.747 | Solar |  |  | Interconnected | Trade Secret | Trade | MEL | MEL089 | Residential |  | Trade Secret | 2020 | 2021
20252-215912-02 | Xcel Energy | 85 | 13781 | IOU | 04201951 | 9.994 | Solar |  |  | Interconnected | Trade Secret | Trade | WWK | WWK311 | Residential |  | Trade Secret | 2020 | 2021
20252-215912-02 | Xcel Energy | 85 | 13781 | IOU | 04201967 | 14.4 | Solar |  |  | Interconnected | Trade Secret | Trade | ZUM | ZUM022 | Residential | Solar*Rewards | Trade Secret | 2020 | 2021
20252-215912-02 | Xcel Energy | 85 | 13781 | IOU | 04201972 | 2.962 | Solar |  |  | Active Application | Trade Secret | Trade | SCL | SCL313 | Residential |  | Trade Secret | 2020
20252-215912-02 | Xcel Energy | 85 | 13781 | IOU | 04202034 | 7.616 | Solar |  |  | Active Application | Trade Secret | Trade | BCH | BCH311 | Residential | Solar*Rewards | Trade Secret | 2020
20252-215912-02 | Xcel Energy | 85 | 13781 | IOU | 04202418 | 11.363 | Solar |  |  | Interconnected | Trade Secret | Trade | WES | WES065 | Residential | Solar*Rewards | Trade Secret | 2021 | 2021
20252-215912-02 | Xcel Energy | 85 | 13781 | IOU | 04202458 | 3.747 | Solar |  |  | Interconnected | Trade Secret | Trade | CHE | CHE076 | Residential | Solar*Rewards | Trade Secret | 2021 | 2021
20252-215912-02 | Xcel Energy | 85 | 13781 | IOU | 04202838 |  | Solar |  |  | Active Application | Trade Secret | Trade | MPK | MPK078 | Residential | Solar*Rewards | Trade Secret | 2020
20252-215912-02 | Xcel Energy | 85 | 13781 | IOU | 04203801 | 39.224 | Solar |  |  | Active Application | Trade Secret | Trade | CHI | CHI311 | Residential | Solar*Rewards | Trade Secret | 2021
20252-215912-02 | Xcel Energy | 85 | 13781 | IOU | 04203927 | 6 | Solar |  |  | Active Application | Trade Secret | Trade | WTN | WTN061 | Residential | Solar*Rewards | Trade Secret | 2020
20252-215912-02 | Xcel Energy | 85 | 13781 | IOU | 04203935 | 9.57 | Solar |  |  | Interconnected | Trade Secret | Trade | BCH | BCH311 | Residential | Solar*Rewards | Trade Secret | 2020 | 2021
20252-215912-02 | Xcel Energy | 85 | 13781 | IOU | 04203972 | 7.616 | Solar |  |  | Active Application | Trade Secret | Trade | MND | MND063 | Residential | Solar*Rewards | Trade Secret | 2020
20252-215912-02 | Xcel Energy | 85 | 13781 | IOU | 04204217 | 1000 | Solar |  |  | Withdrawn | Trade Secret | Trade | SMT | SMT072 | Community Solar Garden | Solar*Rewards Community | Trade Secret | 2021
20252-215912-02 | Xcel Energy | 85 | 13781 | IOU | 04204228 | 3.747 | Solar |  |  | Withdrawn | Trade Secret | Trade | WAB | WAB031 | Residential | Solar*Rewards | Trade Secret | 2020
20252-215912-02 | Xcel Energy | 85 | 13781 | IOU | 04204382 | 9.28 | Solar |  |  | Interconnected | Trade Secret | Trade | HUG | HUG321 | Residential | Solar*Rewards | Trade Secret | 2021 | 2021
20252-215912-02 | Xcel Energy | 85 | 13781 | IOU | 04204435 | 12.215 | Solar |  |  | Interconnected | Trade Secret | Trade | APA | APA073 | Residential | Solar*Rewards | Trade Secret | 2020 | 2023
20252-215912-02 | Xcel Energy | 85 | 13781 | IOU | 04204551 | 6.96 | Solar |  |  | Interconnected | Trade Secret | Trade | SCA | SCA021 | Residential | Solar*Rewards | Trade Secret | 2021 | 2021
20252-215912-02 | Xcel Energy | 85 | 13781 | IOU | 04204731 | 3.747 | Solar |  |  | Interconnected | Trade Secret | Trade | MPK | MPK063 | Residential |  | Trade Secret | 2020 | 2021
20252-215912-02 | Xcel Energy | 85 | 13781 | IOU | 04204896 | 17.61 | Solar |  |  | Interconnected | Trade Secret | Trade | KAN | KAN031 | Residential | Solar*Rewards | Trade Secret | 2020 | 2021
20252-215912-02 | Xcel Energy | 85 | 13781 | IOU | 04205322 | 6 | Solar |  |  | Interconnected | Trade Secret | Trade | HUG | HUG321 | Commercial | Solar*Rewards | Trade Secret | 2021 | 2021
20252-215912-02 | Xcel Energy | 85 | 13781 | IOU | 04205745 | 7.25 | Solar |  |  | Withdrawn | Trade Secret | Trade | BCR | BCR082 | Residential | Solar*Rewards | Trade Secret | 2020
20252-215912-02 | Xcel Energy | 85 | 13781 | IOU | 04205869 | 7.25 | Solar |  |  | Interconnected | Trade Secret | Trade | MEL | MEL088 | Residential | Solar*Rewards | Trade Secret | 2020 | 2021
20252-215912-02 | Xcel Energy | 85 | 13781 | IOU | 04206049 | 2.792 | Solar |  |  | Interconnected | Trade Secret | Trade | APA | APA073 | Commercial | Solar*Rewards | Trade Secret | 2020 | 2021
20252-215912-02 | Xcel Energy | 85 | 13781 | IOU | 04206391 | 5.51 | Solar |  |  | Interconnected | Trade Secret | Trade | SOU | SOU076 | Residential | Solar*Rewards | Trade Secret | 2020 | 2021
20252-215912-02 | Xcel Energy | 85 | 13781 | IOU | 04208525 | 34.17 | Solar |  |  | Active Application | Trade Secret | Trade | TER | TER061 | Commercial | Solar*Rewards | Trade Secret | 2020
20252-215912-02 | Xcel Energy | 85 | 13781 | IOU | 04210522 | 1000 | Solar |  |  | Withdrawn | Trade Secret | Trade | WEF | WEF071 | Community Solar Garden | Solar*Rewards Community | Trade Secret | 2020
20252-215912-02 | Xcel Energy | 85 | 13781 | IOU | 04210547 | 999 | Solar |  |  | Active Application | Trade Secret | Trade | WAB | WAB031 | Community Solar Garden | Solar*Rewards Community | Trade Secret | 2023
20252-215912-02 | Xcel Energy | 85 | 13781 | IOU | 04210587 | 3.747 | Solar |  |  | Interconnected | Trade Secret | Trade | RIV | RIV076 | Residential |  | Trade Secret | 2021 | 2021
20252-215912-02 | Xcel Energy | 85 | 13781 | IOU | 04211282 | 3.747 | Solar |  |  | Interconnected | Trade Secret | Trade | TWL | TWL072 | Residential |  | Trade Secret | 2021 | 2021
20252-215912-02 | Xcel Energy | 85 | 13781 | IOU | 04211435 | 8.41 | Solar |  |  | Interconnected | Trade Secret | Trade | WSG | WSG362 | Residential | Solar*Rewards | Trade Secret | 2020 | 2021
20252-215912-02 | Xcel Energy | 85 | 13781 | IOU | 04213381 | 6.72 | Solar |  |  | Interconnected | Trade Secret | Trade | LEX | LEX075 | Residential | Solar*Rewards | Trade Secret | 2021 | 2021
20252-215912-02 | Xcel Energy | 85 | 13781 | IOU | 04213445 | 200 | Solar |  |  | Active Application | Trade Secret | Trade | ALT | ALT021 | Commercial | Solar*Rewards | Trade Secret | 2020
20252-215912-02 | Xcel Energy | 85 | 13781 | IOU | 04213448 | 200 | Solar |  |  | Interconnected | Trade Secret | Trade | ALT | ALT021 | Commercial |  | Trade Secret | 2020 | 2024
20252-215912-02 | Xcel Energy | 85 | 13781 | IOU | 04213581 | 38.02 | Solar |  |  | Active Application | Trade Secret | Trade | MPK | MPK075 | Commercial | Solar*Rewards | Trade Secret | 2020
20252-215912-02 | Xcel Energy | 85 | 13781 | IOU | 04214726 | 4.35 | Solar |  |  | Active Application | Trade Secret | Trade | SOU | SOU063 | Residential | Solar*Rewards | Trade Secret | 2020
20252-215912-02 | Xcel Energy | 85 | 13781 | IOU | 04214960 | 12.5 | Solar |  |  | Active Application | Trade Secret | Trade | GFD | GFD021 | Residential | Solar*Rewards | Trade Secret | 2020
20252-215912-02 | Xcel Energy | 85 | 13781 | IOU | 04215289 |  |  |  |  | Active Application | Trade Secret | Trade |  |  | Residential |  | Trade Secret | 2020
20252-215912-02 | Xcel Energy | 85 | 13781 | IOU | 04215364 |  |  |  |  | Active Application | Trade Secret | Trade |  |  | Residential |  | Trade Secret | 2020
20252-215912-02 | Xcel Energy | 85 | 13781 | IOU | 04215479 | 4.384 | Solar |  |  | Interconnected | Trade Secret | Trade | DHL | DHL061 | Residential | Solar*Rewards | Trade Secret | 2021 | 2021
20252-215912-02 | Xcel Energy | 85 | 13781 | IOU | 04215595 | 1000 | Solar |  |  | Active Application | Trade Secret | Trade | KAN | KAN031 | Community Solar Garden | Solar*Rewards Community | Trade Secret | 2023
20252-215912-02 | Xcel Energy | 85 | 13781 | IOU | 04215618 | 7.616 | Solar |  |  | Interconnected | Trade Secret | Trade | GSL | GSL076 | Residential | Solar*Rewards | Trade Secret | 2020 | 2021
20252-215912-02 | Xcel Energy | 85 | 13781 | IOU | 04215633 | 8.725 | Solar |  |  | Interconnected | Trade Secret | Trade | RAP | RAP081 | Residential | Solar*Rewards | Trade Secret | 2021 | 2021
20252-215912-02 | Xcel Energy | 85 | 13781 | IOU | 04215830 | 7.616 | Solar |  |  | Interconnected | Trade Secret | Trade | CGR | CGR071 | Residential | Solar*Rewards | Trade Secret | 2020 | 2021
20252-215912-02 | Xcel Energy | 85 | 13781 | IOU | 04215837 | 5.054 | Solar |  |  | Interconnected | Trade Secret | Trade | MOL | MOL066 | Residential | Solar*Rewards | Trade Secret | 2021 | 2021
20252-215912-02 | Xcel Energy | 85 | 13781 | IOU | 04215853 | 3.48 | Solar |  |  | Interconnected | Trade Secret | Trade | SOU | SOU069 | Residential | Solar*Rewards | Trade Secret | 2020 | 2021
20252-215912-02 | Xcel Energy | 85 | 13781 | IOU | 04215919 | 3.747 | Solar |  |  | Interconnected | Trade Secret | Trade | WES | WES064 | Residential | Solar*Rewards | Trade Secret | 2021 | 2021
20252-215912-02 | Xcel Energy | 85 | 13781 | IOU | 04216263 | 3.747 | Solar |  |  | Interconnected | Trade Secret | Trade | WES | WES064 | Residential | Solar*Rewards | Trade Secret | 2021 | 2021
20252-215912-02 | Xcel Energy | 85 | 13781 | IOU | 04216313 | 6.38 | Solar |  | X | Interconnected | Trade Secret | Trade | SLP | SLP082 | Residential | Solar*Rewards | Trade Secret | 2020 | 2021
20252-215912-02 | Xcel Energy | 85 | 13781 | IOU | 04216567 | 4.8 | Solar |  |  | Interconnected | Trade Secret | Trade | HYL | HYL071 | Residential | Solar*Rewards | Trade Secret | 2020 | 2021
20252-215912-02 | Xcel Energy | 85 | 13781 | IOU | 04218462 | 8.027 | Solar |  |  | Interconnected | Trade Secret | Trade | BCR | BCR063 | Residential | Solar*Rewards | Trade Secret | 2020 | 2021
20252-215912-02 | Xcel Energy | 85 | 13781 | IOU | 04218616 | 975 | Solar |  |  | Active Application | Trade Secret | Trade | NOF | NOF071 | Community Solar Garden | Solar*Rewards Community | Trade Secret | 2022
20252-215912-02 | Xcel Energy | 85 | 13781 | IOU | 04218989 | 5.054 | Solar |  |  | Withdrawn | Trade Secret | Trade | LAB | LAB312 | Residential | Solar*Rewards | Trade Secret | 2020
20252-215912-02 | Xcel Energy | 85 | 13781 | IOU | 04219048 | 4.64 | Solar |  |  | Interconnected | Trade Secret | Trade | HSN | HSN321 | Residential | Solar*Rewards | Trade Secret | 2020 | 2021
20252-215912-02 | Xcel Energy | 85 | 13781 | IOU | 04219116 | 3.12 | Solar |  |  | Interconnected | Trade Secret | Trade | TER | TER081 | Residential | Solar*Rewards | Trade Secret | 2021 | 2021
20252-215912-02 | Xcel Energy | 85 | 13781 | IOU | 04219188 | 1000 | Solar |  |  | Withdrawn | Trade Secret | Trade | CLC | CLC221 | Community Solar Garden | Solar*Rewards Community | Trade Secret | 2021
20252-215912-02 | Xcel Energy | 85 | 13781 | IOU | 04219209 | 8.027 | Solar |  |  | Interconnected | Trade Secret | Trade | SLP | SLP083 | Residential | Solar*Rewards | Trade Secret | 2021 | 2021
20252-215912-02 | Xcel Energy | 85 | 13781 | IOU | 04219234 | 10.819 | Solar |  |  | Interconnected | Trade Secret | Trade | DOC | DOC021 | Residential | Solar*Rewards | Trade Secret | 2020 | 2021
20252-215912-02 | Xcel Energy | 85 | 13781 | IOU | 04219334 | 6.96 | Solar |  |  | Interconnected | Trade Secret | Trade | CGR | CGR071 | Residential | Solar*Rewards | Trade Secret | 2020 | 2021
20252-215912-02 | Xcel Energy | 85 | 13781 | IOU | 04219426 | 8.12 | Solar |  |  | Interconnected | Trade Secret | Trade | AHI | AHI063 | Residential | Solar*Rewards | Trade Secret | 2021 | 2021
20252-215912-02 | Xcel Energy | 85 | 13781 | IOU | 04219612 | 8.41 | Solar |  |  | Interconnected | Trade Secret | Trade | RPO | RPO312 | Residential | Solar*Rewards | Trade Secret | 2020 | 2021
20252-215912-02 | Xcel Energy | 85 | 13781 | IOU | 04219865 | 975 | Solar |  |  | Active Application | Trade Secret | Trade | AFT | AFT322 | Community Solar Garden | Solar*Rewards Community | Trade Secret | 2022
20252-215912-02 | Xcel Energy | 85 | 13781 | IOU | 04220088 | 6.96 | Solar |  |  | Interconnected | Trade Secret | Trade | SOU | SOU081 | Residential | Solar*Rewards | Trade Secret | 2020 | 2021
20252-215912-02 | Xcel Energy | 85 | 13781 | IOU | 04220401 | 1000 | Solar |  |  | Withdrawn | Trade Secret | Trade | WAT | WAT221 | Community Solar Garden | Solar*Rewards Community | Trade Secret | 2020
20252-215912-02 | Xcel Energy | 85 | 13781 | IOU | 04220404 | 1000 | Solar |  |  | Withdrawn | Trade Secret | Trade | WAT | WAT221 | Community Solar Garden | Solar*Rewards Community | Trade Secret | 2020
20252-215912-02 | Xcel Energy | 85 | 13781 | IOU | 04221545 | 9.28 | Solar |  |  | Interconnected | Trade Secret | Trade | MRN | MRN021 | Residential | Solar*Rewards | Trade Secret | 2020 | 2021
20252-215912-02 | Xcel Energy | 85 | 13781 | IOU | 04221641 | 10.15 | Solar |  |  | Interconnected | Trade Secret | Trade | MEL | MEL087 | Residential | Solar*Rewards | Trade Secret | 2021 | 2021
20252-215912-02 | Xcel Energy | 85 | 13781 | IOU | 04221646 | 2.962 | Solar |  |  | Interconnected | Trade Secret | Trade | SOU | SOU063 | Residential | Solar*Rewards | Trade Secret | 2020 | 2021
20252-215912-02 | Xcel Energy | 85 | 13781 | IOU | 04221676 | 1000 | Solar |  |  | Withdrawn | Trade Secret | Trade | REW | REW021 | Community Solar Garden | Solar*Rewards Community | Trade Secret | 2021
20252-215912-02 | Xcel Energy | 85 | 13781 | IOU | 04221690 | 7.54 | Solar |  |  | Interconnected | Trade Secret | Trade | HUG | HUG312 | Residential | Solar*Rewards | Trade Secret | 2021 | 2021
20252-215912-02 | Xcel Energy | 85 | 13781 | IOU | 04222075 | 3.84 | Solar |  |  | Interconnected | Trade Secret | Trade | TER | TER071 | Residential | Solar*Rewards | Trade Secret | 2020 | 2021
20252-215912-02 | Xcel Energy | 85 | 13781 | IOU | 04224459 | 1000 | Solar |  |  | Active Application | Trade Secret | Trade | MHW | MHW311 | Community Solar Garden | Solar*Rewards Community | Trade Secret | 2021
20252-215912-02 | Xcel Energy | 85 | 13781 | IOU | 04224499 | 1000 | Solar |  |  | Active Application | Trade Secret | Trade |  |  | Community Solar Garden | Solar*Rewards Community | Trade Secret | 2020
20252-215912-02 | Xcel Energy | 85 | 13781 | IOU | 04224540 | 1000 | Solar |  |  | Active Application | Trade Secret | Trade | MHW | MHW311 | Community Solar Garden | Solar*Rewards Community | Trade Secret | 2021
20252-215912-02 | Xcel Energy | 85 | 13781 | IOU | 04224607 | 1000 | Solar |  |  | Active Application | Trade Secret | Trade | MHW | MHW311 | Community Solar Garden | Solar*Rewards Community | Trade Secret | 2021
20252-215912-02 | Xcel Energy | 85 | 13781 | IOU | 04224633 | 1000 | Solar |  |  | Active Application | Trade Secret | Trade | MHW | MHW311 | Community Solar Garden | Solar*Rewards Community | Trade Secret | 2021
20252-215912-02 | Xcel Energy | 85 | 13781 | IOU | 04224952 |  | Solar |  |  | Active Application | Trade Secret | Trade |  |  | Residential | Solar*Rewards | Trade Secret | 2020
20252-215912-02 | Xcel Energy | 85 | 13781 | IOU | 04224978 | 29.02 | Solar |  |  | Interconnected | Trade Secret | Trade | MOL | MOL072 | Commercial | Solar*Rewards | Trade Secret | 2021 | 2021
20252-215912-02 | Xcel Energy | 85 | 13781 | IOU | 04225649 | 11.31 | Solar |  |  | Interconnected | Trade Secret | Trade | LAP | LAP311 | Residential | Solar*Rewards | Trade Secret | 2020 | 2021
20252-215912-02 | Xcel Energy | 85 | 13781 | IOU | 04225667 | 2.03 | Solar |  |  | Interconnected | Trade Secret | Trade | NOF | NOF071 | Residential | Solar*Rewards | Trade Secret | 2020 | 2024
20252-215912-02 | Xcel Energy | 85 | 13781 | IOU | 04225770 | 8.7 | Solar |  |  | Interconnected | Trade Secret | Trade | SLP | SLP075 | Residential | Solar*Rewards | Trade Secret | 2020 | 2021
20252-215912-02 | Xcel Energy | 85 | 13781 | IOU | 04225805 | 8.25 | Solar |  |  | Interconnected | Trade Secret | Trade | PBE | PBE061 | Residential | Solar*Rewards | Trade Secret | 2020 | 2021
20252-215912-02 | Xcel Energy | 85 | 13781 | IOU | 04225810 | 4.64 | Solar |  |  | Interconnected | Trade Secret | Trade | HUG | HUG322 | Residential | Solar*Rewards | Trade Secret | 2021 | 2021
20252-215912-02 | Xcel Energy | 85 | 13781 | IOU | 04225992 | 14.51 | Solar |  |  | Interconnected | Trade Secret | Trade | MDT | MDT071 | Residential | Solar*Rewards | Trade Secret | 2021 | 2021
20252-215912-02 | Xcel Energy | 85 | 13781 | IOU | 04228074 | 4.35 | Solar |  |  | Interconnected | Trade Secret | Trade | ALD | ALD095 | Residential | Solar*Rewards | Trade Secret | 2021 | 2021
20252-215912-02 | Xcel Energy | 85 | 13781 | IOU | 04228274 | 5.054 | Solar |  |  | Active Application | Trade Secret | Trade | GLK | GLK064 | Residential |  | Trade Secret | 2020
20252-215912-02 | Xcel Energy | 85 | 13781 | IOU | 04228429 | 3.77 | Solar |  |  | Interconnected | Trade Secret | Trade | ECK | ECK322 | Residential | Solar*Rewards | Trade Secret | 2021 | 2021
20252-215912-02 | Xcel Energy | 85 | 13781 | IOU | 04228707 | 8.8 | Solar |  |  | Interconnected | Trade Secret | Trade | CTR | CTR031 | Residential | Solar*Rewards | Trade Secret | 2021 | 2021
20252-215912-02 | Xcel Energy | 85 | 13781 | IOU | 04228772 | 9.36 | Solar |  |  | Interconnected | Trade Secret | Trade | WCR | WCR063 | Residential | Solar*Rewards | Trade Secret | 2021 | 2021
20252-215912-02 | Xcel Energy | 85 | 13781 | IOU | 04228985 | 5 | Solar |  |  | Active Application | Trade Secret | Trade | APA | APA071 | Residential | Solar*Rewards | Trade Secret | 2020
20252-215912-02 | Xcel Energy | 85 | 13781 | IOU | 04229010 | 7.616 | Solar |  |  | Interconnected | Trade Secret | Trade | SOU | SOU064 | Residential | Solar*Rewards | Trade Secret | 2021 | 2021
20252-215912-02 | Xcel Energy | 85 | 13781 | IOU | 04229179 | 4.64 | Solar |  |  | Interconnected | Trade Secret | Trade | WIL | WIL061 | Residential | Solar*Rewards | Trade Secret | 2021 | 2021
20252-215912-02 | Xcel Energy | 85 | 13781 | IOU | 04229189 | 3.48 | Solar |  |  | Interconnected | Trade Secret | Trade | APA | APA076 | Residential | Solar*Rewards | Trade Secret | 2021 | 2021
20252-215912-02 | Xcel Energy | 85 | 13781 | IOU | 04229374 | 8.376 | Solar |  |  | Interconnected | Trade Secret | Trade | WAB | WAB031 | Residential | Solar*Rewards | Trade Secret | 2021 | 2021
20252-215912-02 | Xcel Energy | 85 | 13781 | IOU | 04229498 | 14.85 | Solar |  |  | Interconnected | Trade Secret | Trade | CTR | CTR031 | Residential | Solar*Rewards | Trade Secret | 2021 | 2021
20252-215912-02 | Xcel Energy | 85 | 13781 | IOU | 04236963 |  | Solar |  |  | Active Application | Trade Secret | Trade |  |  | Residential | Solar*Rewards | Trade Secret | 2020
20252-215912-02 | Xcel Energy | 85 | 13781 | IOU | 04237277 |  |  |  |  | Active Application | Trade Secret | Trade |  |  | Residential |  | Trade Secret | 2020
20252-215912-02 | Xcel Energy | 85 | 13781 | IOU | 04237315 | 6.05 | Solar |  |  | Interconnected | Trade Secret | Trade | CTR | CTR021 | Residential | Solar*Rewards | Trade Secret | 2020 | 2021
20252-215912-02 | Xcel Energy | 85 | 13781 | IOU | 04237337 | 8.25 | Solar |  |  | Interconnected | Trade Secret | Trade | CTR | CTR031 | Residential | Solar*Rewards | Trade Secret | 2021 | 2021
20252-215912-02 | Xcel Energy | 85 | 13781 | IOU | 04237450 | 1000 | Solar |  |  | Active Application | Trade Secret | Trade | FRA | FRA211 | Community Solar Garden | Solar*Rewards Community | Trade Secret | 2022
20252-215912-02 | Xcel Energy | 85 | 13781 | IOU | 04237637 | 6.96 | Solar |  |  | Interconnected | Trade Secret | Trade | WSG | WSG061 | Residential | Solar*Rewards | Trade Secret | 2021 | 2021
20252-215912-02 | Xcel Energy | 85 | 13781 | IOU | 04238282 | 11.04 | Solar |  |  | Interconnected | Trade Secret | Trade | HWW | HWW062 | Residential | Solar*Rewards | Trade Secret | 2021 | 2021
20252-215912-02 | Xcel Energy | 85 | 13781 | IOU | 04238653 | 6.38 | Solar |  |  | Interconnected | Trade Secret | Trade | MPK | MPK063 | Residential | Solar*Rewards | Trade Secret | 2021 | 2021
20252-215912-02 | Xcel Energy | 85 | 13781 | IOU | 04238937 | 7.25 | Solar |  |  | Interconnected | Trade Secret | Trade | UPP | UPP085 | Residential | Solar*Rewards | Trade Secret | 2020 | 2021
20252-215912-02 | Xcel Energy | 85 | 13781 | IOU | 04239312 | 6.6 | Solar |  |  | Interconnected | Trade Secret | Trade | RPO | RPO311 | Residential |  | Trade Secret | 2020 | 2021
20252-215912-02 | Xcel Energy | 85 | 13781 | IOU | 04239352 | 95.4 | Solar |  |  | Interconnected | Trade Secret | Trade | CEL | CEL064 | Commercial |  | Trade Secret | 2021 | 2022
20252-215912-02 | Xcel Energy | 85 | 13781 | IOU | 04239386 | 7.7 | Solar |  |  | Interconnected | Trade Secret | Trade | SAV | SAV063 | Residential |  | Trade Secret | 2020 | 2021
20252-215912-02 | Xcel Energy | 85 | 13781 | IOU | 04239419 | 9.35 | Solar |  |  | Interconnected | Trade Secret | Trade | SAV | SAV063 | Residential | Solar*Rewards | Trade Secret | 2021 | 2021
20252-215912-02 | Xcel Energy | 85 | 13781 | IOU | 04239542 | 4.4 | Solar |  |  | Interconnected | Trade Secret | Trade | SAV | SAV063 | Residential |  | Trade Secret | 2021 | 2021
20252-215912-02 | Xcel Energy | 85 | 13781 | IOU | 04239694 | 7.616 | Solar |  |  | Interconnected | Trade Secret | Trade | HYL | HYL061 | Residential | Solar*Rewards | Trade Secret | 2021 | 2021
20252-215912-02 | Xcel Energy | 85 | 13781 | IOU | 04239697 | 9.994 | Solar |  |  | Interconnected | Trade Secret | Trade | LOK | LOK061 | Residential | Solar*Rewards | Trade Secret | 2020 | 2021
20252-215912-02 | Xcel Energy | 85 | 13781 | IOU | 04239714 | 7.616 | Solar |  |  | Interconnected | Trade Secret | Trade | MOL | MOL073 | Residential | Solar*Rewards | Trade Secret | 2021 | 2021
20252-215912-02 | Xcel Energy | 85 | 13781 | IOU | 04239741 | 500 | Solar |  |  | Withdrawn | Trade Secret | Trade | LAC | LAC062 | Community Solar Garden | Solar*Rewards Community | Trade Secret | 2021
20252-215912-02 | Xcel Energy | 85 | 13781 | IOU | 04239867 | 1000 | Solar |  |  | Withdrawn | Trade Secret | Trade | MOL | MOL077 | Commercial |  | Trade Secret | 2021
20252-215912-02 | Xcel Energy | 85 | 13781 | IOU | 04239895 | 19.988 | Solar |  |  | Withdrawn | Trade Secret | Trade | MND | MND063 | Residential | Solar*Rewards | Trade Secret | 2021
20252-215912-02 | Xcel Energy | 85 | 13781 | IOU | 04239949 | 2.61 | Solar |  |  | Interconnected | Trade Secret | Trade | RLK | RLK073 | Residential | Solar*Rewards | Trade Secret | 2021 | 2021
20252-215912-02 | Xcel Energy | 85 | 13781 | IOU | 04239972 | 5.22 | Solar |  |  | Withdrawn | Trade Secret | Trade | ECK | ECK322 | Residential | Solar*Rewards | Trade Secret | 2020
20252-215912-02 | Xcel Energy | 85 | 13781 | IOU | 04239978 | 5.054 | Solar |  |  | Interconnected | Trade Secret | Trade | STY | STY065 | Residential | Solar*Rewards | Trade Secret | 2021 | 2021
20252-215912-02 | Xcel Energy | 85 | 13781 | IOU | 04239997 | 7.678 | Solar |  |  | Interconnected | Trade Secret | Trade | XRD | XRD062 | Residential | Solar*Rewards | Trade Secret | 2021 | 2021
20252-215912-02 | Xcel Energy | 85 | 13781 | IOU | 04240012 | 7.616 | Solar |  |  | Interconnected | Trade Secret | Trade | LOK | LOK062 | Residential | Solar*Rewards | Trade Secret | 2021 | 2021
20252-215912-02 | Xcel Energy | 85 | 13781 | IOU | 04240069 | 39.976 | Solar |  |  | Active Application | Trade Secret | Trade | RLK | RLK069 | Commercial | Solar*Rewards | Trade Secret | 2020
20252-215912-02 | Xcel Energy | 85 | 13781 | IOU | 04240102 | 9.994 | Solar |  |  | Interconnected | Trade Secret | Trade | WIL | WIL076 | Residential | Solar*Rewards | Trade Secret | 2020 | 2021
20252-215912-02 | Xcel Energy | 85 | 13781 | IOU | 04242497 |  | Solar |  |  | Active Application | Trade Secret | Trade |  |  | Residential | Solar*Rewards | Trade Secret | 2020
20252-215912-02 | Xcel Energy | 85 | 13781 | IOU | 04242804 | 7.25 | Solar |  | X | Withdrawn | Trade Secret | Trade | MST | MST080 | Residential | Solar*Rewards | Trade Secret | 2021
20252-215912-02 | Xcel Energy | 85 | 13781 | IOU | 04242865 | 7.7 | Solar |  |  | Interconnected | Trade Secret | Trade | DHL | DHL061 | Residential | Solar*Rewards | Trade Secret | 2021 | 2021
20252-215912-02 | Xcel Energy | 85 | 13781 | IOU | 04242968 | 5 | Storage |  |  | Interconnected | Trade Secret | Trade | AHI | AHI063 | Residential |  | Trade Secret | 2020 | 2021
20252-215912-02 | Xcel Energy | 85 | 13781 | IOU | 04243087 | 6.05 | Solar |  |  | Interconnected | Trade Secret | Trade | WSG | WSG063 | Residential | Solar*Rewards | Trade Secret | 2021 | 2021
20252-215912-02 | Xcel Energy | 85 | 13781 | IOU | 04243109 | 12.215 | Solar |  |  | Interconnected | Trade Secret | Trade | MPK | MPK087 | Commercial | Solar*Rewards | Trade Secret | 2021 | 2021
20252-215912-02 | Xcel Energy | 85 | 13781 | IOU | 04243317 | 9.994 | Solar |  |  | Interconnected | Trade Secret | Trade | STY | STY073 | Residential | Solar*Rewards | Trade Secret | 2021 | 2021
20252-215912-02 | Xcel Energy | 85 | 13781 | IOU | 04243393 | 2.61 | Solar |  |  | Interconnected | Trade Secret | Trade | HWW | HWW062 | Residential | Solar*Rewards | Trade Secret | 2021 | 2021
20252-215912-02 | Xcel Energy | 85 | 13781 | IOU | 04243564 | 4.95 | Solar |  |  | Interconnected | Trade Secret | Trade | SAV | SAV063 | Residential | Solar*Rewards | Trade Secret | 2021 | 2021
20252-215912-02 | Xcel Energy | 85 | 13781 | IOU | 04243777 | 6 | Solar |  |  | Interconnected | Trade Secret | Trade | SOU | SOU072 | Residential | Solar*Rewards | Trade Secret | 2021 | 2021
20252-215912-02 | Xcel Energy | 85 | 13781 | IOU | 04245915 | 3.747 | Solar |  |  | Active Application | Trade Secret | Trade | MPK | MPK087 | Residential |  | Trade Secret | 2020
20252-215912-02 | Xcel Energy | 85 | 13781 | IOU | 04246330 | 9.864 | Solar |  |  | Interconnected | Trade Secret | Trade | SAV | SAV063 | Residential | Solar*Rewards | Trade Secret | 2021 | 2021
20252-215912-02 | Xcel Energy | 85 | 13781 | IOU | 04246362 | 7.124 | Solar |  |  | Interconnected | Trade Secret | Trade | WSG | WSG063 | Residential | Solar*Rewards | Trade Secret | 2021 | 2021
20252-215912-02 | Xcel Energy | 85 | 13781 | IOU | 04246463 | 9.994 | Solar |  |  | Interconnected | Trade Secret | Trade | WIL | WIL062 | Residential | Solar*Rewards | Trade Secret | 2021 | 2021
20252-215912-02 | Xcel Energy | 85 | 13781 | IOU | 04246505 | 15.66 | Solar |  |  | Interconnected | Trade Secret | Trade | SLP | SLP075 | Residential | Solar*Rewards | Trade Secret | 2021 | 2021
20252-215912-02 | Xcel Energy | 85 | 13781 | IOU | 04246789 | 11.6 | Solar |  |  | Interconnected | Trade Secret | Trade | VKG | VKG072 | Residential | Solar*Rewards | Trade Secret | 2021 | 2021
20252-215912-02 | Xcel Energy | 85 | 13781 | IOU | 04247588 | 1000 | Solar |  |  | Withdrawn | Trade Secret | Trade | HAD | HAD021 | Community Solar Garden | Solar*Rewards Community | Trade Secret | 2021
20252-215912-02 | Xcel Energy | 85 | 13781 | IOU | 04247590 | 1000 | Solar |  |  | Withdrawn | Trade Secret | Trade | HAD | HAD021 | Community Solar Garden | Solar*Rewards Community | Trade Secret | 2021
20252-215912-02 | Xcel Energy | 85 | 13781 | IOU | 04248073 | 2.32 | Solar |  |  | Interconnected | Trade Secret | Trade | TWL | TWL064 | Residential | Solar*Rewards | Trade Secret | 2021 | 2021
20252-215912-02 | Xcel Energy | 85 | 13781 | IOU | 04248647 | 4.384 | Solar |  |  | Interconnected | Trade Secret | Trade | WSG | WSG066 | Residential | Solar*Rewards | Trade Secret | 2021 | 2021
20252-215912-02 | Xcel Energy | 85 | 13781 | IOU | 04248957 | 733.3 | Solar |  |  | Interconnected | Trade Secret | Trade | CNC | CNC061 | Commercial |  | Trade Secret | 2021 | 2021
20252-215912-02 | Xcel Energy | 85 | 13781 | IOU | 04249303 | 12.65 | Solar |  |  | Interconnected | Trade Secret | Trade | ALK | ALK072 | Residential |  | Trade Secret | 2021 | 2021
20252-215912-02 | Xcel Energy | 85 | 13781 | IOU | 04249499 | 4.64 | Solar |  |  | Interconnected | Trade Secret | Trade | NOF | NOF072 | Residential | Solar*Rewards | Trade Secret | 2021 | 2021
20252-215912-02 | Xcel Energy | 85 | 13781 | IOU | 04250665 | 100 | Solar |  |  | Interconnected | Trade Secret | Trade | NMC | NMC083 | Commercial |  | Trade Secret | 2021 | 2021
20252-215912-02 | Xcel Energy | 85 | 13781 | IOU | 04250979 | 5.054 | Solar |  |  | Active Application | Trade Secret | Trade | CRL | CRL033 | Residential | Solar*Rewards | Trade Secret | 2020
20252-215912-02 | Xcel Energy | 85 | 13781 | IOU | 04251392 | 5.51 | Solar |  |  | Interconnected | Trade Secret | Trade | SOU | SOU079 | Residential | Solar*Rewards | Trade Secret | 2021 | 2021
20252-215912-02 | Xcel Energy | 85 | 13781 | IOU | 04253975 | 8.376 | Solar |  |  | Interconnected | Trade Secret | Trade | LOK | LOK093 | Residential | Solar*Rewards | Trade Secret | 2020 | 2021
20252-215912-02 | Xcel Energy | 85 | 13781 | IOU | 04254341 | 210 | Solar |  |  | Active Application | Trade Secret | Trade | MPK | MPK075 | Commercial |  | Trade Secret | 2020
20252-215912-02 | Xcel Energy | 85 | 13781 | IOU | 04254568 | 7.616 | Solar |  |  | Interconnected | Trade Secret | Trade | HSN | HSN312 | Residential | Solar*Rewards | Trade Secret | 2021 | 2021
20252-215912-02 | Xcel Energy | 85 | 13781 | IOU | 04254858 | 5.22 | Solar |  |  | Active Application | Trade Secret | Trade | NOF | NOF061 | Residential | Solar*Rewards | Trade Secret | 2021
20252-215912-02 | Xcel Energy | 85 | 13781 | IOU | 04255023 | 4.384 | Solar |  |  | Interconnected | Trade Secret | Trade | WSG | WSG061 | Residential |  | Trade Secret | 2021 | 2021
20252-215912-02 | Xcel Energy | 85 | 13781 | IOU | 04256797 | 7.25 | Solar |  |  | Interconnected | Trade Secret | Trade | LLK | LLK071 | Residential | Solar*Rewards | Trade Secret | 2021 | 2021
20252-215912-02 | Xcel Energy | 85 | 13781 | IOU | 04256839 | 37.598 | Solar |  |  | Interconnected | Trade Secret | Trade | WIL | WIL092 | Commercial | Solar*Rewards | Trade Secret | 2021 | 2021
20252-215912-02 | Xcel Energy | 85 | 13781 | IOU | 04256885 | 1000 | Solar |  |  | Active Application | Trade Secret | Trade | HUG | HUG321 | Community Solar Garden | Solar*Rewards Community | Trade Secret | 2023
20252-215912-02 | Xcel Energy | 85 | 13781 | IOU | 04257164 | 8.41 | Solar |  |  | Interconnected | Trade Secret | Trade | RMT | RMT321 | Residential | Solar*Rewards | Trade Secret | 2021 | 2021
20252-215912-02 | Xcel Energy | 85 | 13781 | IOU | 04257550 | 4.95 | Solar |  |  | Interconnected | Trade Secret | Trade | LAB | LAB312 | Residential |  | Trade Secret | 2021 | 2021
20252-215912-02 | Xcel Energy | 85 | 13781 | IOU | 04257840 | 7.672 | Solar |  |  | Interconnected | Trade Secret | Trade | WSG | WSG075 | Residential | Solar*Rewards | Trade Secret | 2021 | 2021
20252-215912-02 | Xcel Energy | 85 | 13781 | IOU | 04257852 | 14.3 | Solar |  |  | Interconnected | Trade Secret | Trade | WSG | WSG063 | Residential |  | Trade Secret | 2021 | 2021
20252-215912-02 | Xcel Energy | 85 | 13781 | IOU | 04257870 |  |  |  |  | Active Application | Trade Secret | Trade |  |  | Residential |  | Trade Secret | 2020
20252-215912-02 | Xcel Energy | 85 | 13781 | IOU | 04257916 | 7.616 | Solar |  |  | Interconnected | Trade Secret | Trade | GSL | GSL341 | Residential | Solar*Rewards | Trade Secret | 2021 | 2021
20252-215912-02 | Xcel Energy | 85 | 13781 | IOU | 04257919 | 7.54 | Solar |  |  | Interconnected | Trade Secret | Trade | GSL | GSL341 | Residential | Solar*Rewards | Trade Secret | 2021 | 2021
20252-215912-02 | Xcel Energy | 85 | 13781 | IOU | 04257984 | 6.028 | Solar |  |  | Interconnected | Trade Secret | Trade | HYL | HYL061 | Residential | Solar*Rewards | Trade Secret | 2021 | 2021
20252-215912-02 | Xcel Energy | 85 | 13781 | IOU | 04258194 | 585 | Solar |  |  | Withdrawn | Trade Secret | Trade | KAN | KAN022 | Community Solar Garden | Solar*Rewards Community | Trade Secret | 2023
20252-215912-02 | Xcel Energy | 85 | 13781 | IOU | 04258258 | 1000 | Solar |  |  | Active Application | Trade Secret | Trade |  |  | Community Solar Garden | Solar*Rewards Community | Trade Secret | 2020
20252-215912-02 | Xcel Energy | 85 | 13781 | IOU | 04258445 | 10.15 | Solar |  |  | Active Application | Trade Secret | Trade | SLP | SLP092 | Residential | Solar*Rewards | Trade Secret | 2020
20252-215912-02 | Xcel Energy | 85 | 13781 | IOU | 04258533 |  | Solar |  |  | Active Application | Trade Secret | Trade |  |  | Residential | Solar*Rewards | Trade Secret | 2020
20252-215912-02 | Xcel Energy | 85 | 13781 | IOU | 04259225 | 1000 | Solar |  |  | Withdrawn | Trade Secret | Trade | SLW | SLW061 | Community Solar Garden | Solar*Rewards Community | Trade Secret | 2023
20252-215912-02 | Xcel Energy | 85 | 13781 | IOU | 04259344 | 5.76 | Solar |  |  | Interconnected | Trade Secret | Trade | MOL | MOL068 | Residential | Solar*Rewards | Trade Secret | 2020 | 2021
20252-215912-02 | Xcel Energy | 85 | 13781 | IOU | 04259351 |  | Solar |  |  | Active Application | Trade Secret | Trade |  |  | Residential | Solar*Rewards | Trade Secret | 2020
20252-215912-02 | Xcel Energy | 85 | 13781 | IOU | 04259371 | 5.8 | Solar |  |  | Interconnected | Trade Secret | Trade | LIN | LIN031 | Residential | Solar*Rewards | Trade Secret | 2021 | 2021
20252-215912-02 | Xcel Energy | 85 | 13781 | IOU | 04259641 | 6.38 | Solar |  |  | Interconnected | Trade Secret | Trade | EDA | EDA061 | Residential | Solar*Rewards | Trade Secret | 2021 | 2021
20252-215912-02 | Xcel Energy | 85 | 13781 | IOU | 04259867 | 9.423 | Solar |  |  | Interconnected | Trade Secret | Trade | RVA | RVA061 | Residential | Solar*Rewards | Trade Secret | 2021 | 2021
20252-215912-02 | Xcel Energy | 85 | 13781 | IOU | 04259900 |  |  |  |  | Active Application | Trade Secret | Trade |  |  | Residential |  | Trade Secret | 2020
20252-215912-02 | Xcel Energy | 85 | 13781 | IOU | 04259908 | 4.384 | Solar |  |  | Interconnected | Trade Secret | Trade | WSG | WSG362 | Residential |  | Trade Secret | 2021 | 2021
20252-215912-02 | Xcel Energy | 85 | 13781 | IOU | 04259953 | 11.508 | Solar |  |  | Interconnected | Trade Secret | Trade | WSG | WSG076 | Residential |  | Trade Secret | 2021 | 2021
20252-215912-02 | Xcel Energy | 85 | 13781 | IOU | 04259959 | 6.576 | Solar |  |  | Interconnected | Trade Secret | Trade | WSG | WSG362 | Residential | Solar*Rewards | Trade Secret | 2021 | 2021
20252-215912-02 | Xcel Energy | 85 | 13781 | IOU | 04260096 | 5.51 | Solar |  |  | Active Application | Trade Secret | Trade | WIL | WIL098 | Residential | Solar*Rewards | Trade Secret | 2020
20252-215912-02 | Xcel Energy | 85 | 13781 | IOU | 04260113 | 4.35 | Solar |  |  | Interconnected | Trade Secret | Trade | SOU | SOU073 | Residential | Solar*Rewards | Trade Secret | 2021 | 2021
20252-215912-02 | Xcel Energy | 85 | 13781 | IOU | 04260215 | 7.92 | Solar |  |  | Interconnected | Trade Secret | Trade | LOK | LOK062 | Residential | Solar*Rewards | Trade Secret | 2021 | 2021
20252-215912-02 | Xcel Energy | 85 | 13781 | IOU | 04260305 | 40 | Solar |  |  | Interconnected | Trade Secret | Trade | OSS | OSS064 | Commercial | Solar*Rewards | Trade Secret | 2021 | 2021
20252-215912-02 | Xcel Energy | 85 | 13781 | IOU | 04260648 | 5.22 | Solar |  |  | Interconnected | Trade Secret | Trade | SLP | SLP082 | Residential | Solar*Rewards | Trade Secret | 2021 | 2021
20252-215912-02 | Xcel Energy | 85 | 13781 | IOU | 04260839 | 15.66 | Solar |  |  | Interconnected | Trade Secret | Trade | GLK | GLK065 | Residential | Solar*Rewards | Trade Secret | 2021 | 2021
20252-215912-02 | Xcel Energy | 85 | 13781 | IOU | 04260842 | 25.23 | Solar |  |  | Interconnected | Trade Secret | Trade | RPO | RPO312 | Residential | Solar*Rewards | Trade Secret | 2021 | 2021
20252-215912-02 | Xcel Energy | 85 | 13781 | IOU | 04260846 | 11.89 | Solar |  |  | Withdrawn | Trade Secret | Trade | EDA | EDA075 | Residential | Solar*Rewards | Trade Secret | 2020
20252-215912-02 | Xcel Energy | 85 | 13781 | IOU | 04261311 | 2.962 | Solar |  |  | Interconnected | Trade Secret | Trade | EDA | EDA067 | Residential | Solar*Rewards | Trade Secret | 2020 | 2021
20252-215912-02 | Xcel Energy | 85 | 13781 | IOU | 04261327 |  |  |  |  | Active Application | Trade Secret | Trade |  |  | Residential |  | Trade Secret | 2020
20252-215912-02 | Xcel Energy | 85 | 13781 | IOU | 04261343 | 6.576 | Solar |  |  | Interconnected | Trade Secret | Trade | WSG | WSG064 | Residential | Solar*Rewards | Trade Secret | 2021 | 2021
20252-215912-02 | Xcel Energy | 85 | 13781 | IOU | 04261348 |  |  |  |  | Active Application | Trade Secret | Trade |  |  | Residential |  | Trade Secret | 2020
20252-215912-02 | Xcel Energy | 85 | 13781 | IOU | 04261358 | 9.864 | Solar |  |  | Interconnected | Trade Secret | Trade | SAV | SAV063 | Residential | Solar*Rewards | Trade Secret | 2021 | 2021
20252-215912-02 | Xcel Energy | 85 | 13781 | IOU | 04261448 | 5 | Solar |  |  | Active Application | Trade Secret | Trade | ALT | ALT021 | Residential | Solar*Rewards | Trade Secret | 2020
20252-215912-02 | Xcel Energy | 85 | 13781 | IOU | 04261858 | 40 | Solar |  |  | Interconnected | Trade Secret | Trade | OSS | OSS064 | Commercial | Solar*Rewards | Trade Secret | 2021 | 2021
20252-215912-02 | Xcel Energy | 85 | 13781 | IOU | 04261946 | 40 | Solar |  |  | Interconnected | Trade Secret | Trade | ECK | ECK322 | Commercial | Solar*Rewards | Trade Secret | 2021 | 2021
20252-215912-02 | Xcel Energy | 85 | 13781 | IOU | 04261962 | 40 | Solar |  |  | Interconnected | Trade Secret | Trade | ECK | ECK082 | Commercial | Solar*Rewards | Trade Secret | 2021 | 2021
20252-215912-02 | Xcel Energy | 85 | 13781 | IOU | 04262274 | 4.64 | Solar |  |  | Interconnected | Trade Secret | Trade | WSG | WSG063 | Residential | Solar*Rewards | Trade Secret | 2021 | 2021
20252-215912-02 | Xcel Energy | 85 | 13781 | IOU | 04262513 | 40 | Solar |  |  | Interconnected | Trade Secret | Trade | TWL | TWL069 | Commercial | Solar*Rewards | Trade Secret | 2021 | 2021
20252-215912-02 | Xcel Energy | 85 | 13781 | IOU | 04262665 | 8.7 | Solar |  |  | Interconnected | Trade Secret | Trade | AHI | AHI063 | Residential | Solar*Rewards | Trade Secret | 2021 | 2021
20252-215912-02 | Xcel Energy | 85 | 13781 | IOU | 04262688 | 3.77 | Solar |  |  | Interconnected | Trade Secret | Trade | OAD | OAD071 | Residential | Solar*Rewards | Trade Secret | 2021 | 2021
20252-215912-02 | Xcel Energy | 85 | 13781 | IOU | 04262895 | 2.88 | Solar |  |  | Interconnected | Trade Secret | Trade | LEX | LEX332 | Residential |  | Trade Secret | 2021 | 2021
20252-215912-02 | Xcel Energy | 85 | 13781 | IOU | 04262930 | 6.028 | Solar |  |  | Interconnected | Trade Secret | Trade | APA | APA075 | Residential | Solar*Rewards | Trade Secret | 2021 | 2021
20252-215912-02 | Xcel Energy | 85 | 13781 | IOU | 04262955 | 7.7 | Solar |  |  | Interconnected | Trade Secret | Trade | LAB | LAB312 | Residential |  | Trade Secret | 2021 | 2021
20252-215912-02 | Xcel Energy | 85 | 13781 | IOU | 04262963 | 8.22 | Solar |  |  | Interconnected | Trade Secret | Trade | LAB | LAB311 | Residential | Solar*Rewards | Trade Secret | 2021 | 2021
20252-215912-02 | Xcel Energy | 85 | 13781 | IOU | 04263157 | 999 | Solar |  |  | Interconnected | Trade Secret | Trade | LEX | LEX333 | Residential |  | Trade Secret | 2021 | 2025
20252-215912-02 | Xcel Energy | 85 | 13781 | IOU | 04263274 | 6.67 | Solar |  |  | Interconnected | Trade Secret | Trade | RPL | RPL064 | Residential | Solar*Rewards | Trade Secret | 2021 | 2021
20252-215912-02 | Xcel Energy | 85 | 13781 | IOU | 04263882 | 11.39 | Solar |  |  | Interconnected | Trade Secret | Trade | SLP | SLP071 | Residential | Solar*Rewards | Trade Secret | 2021 | 2021
20252-215912-02 | Xcel Energy | 85 | 13781 | IOU | 04264476 |  | Solar |  |  | Active Application | Trade Secret | Trade |  |  | Community Solar Garden | Solar*Rewards Community | Trade Secret | 2020
20252-215912-02 | Xcel Energy | 85 | 13781 | IOU | 04264996 | 7.616 | Solar |  |  | Interconnected | Trade Secret | Trade | CDV | CDV063 | Residential | Solar*Rewards | Trade Secret | 2020 | 2021
20252-215912-02 | Xcel Energy | 85 | 13781 | IOU | 04264999 | 5.8 | Solar |  |  | Interconnected | Trade Secret | Trade | WCR | WCR321 | Residential | Solar*Rewards | Trade Secret | 2021 | 2021
20252-215912-02 | Xcel Energy | 85 | 13781 | IOU | 04265044 | 4.32 | Solar |  |  | Interconnected | Trade Secret | Trade | SLP | SLP092 | Residential | Solar*Rewards | Trade Secret | 2021 | 2021
20252-215912-02 | Xcel Energy | 85 | 13781 | IOU | 04265093 | 1.68 | Solar |  |  | Interconnected | Trade Secret | Trade | SOU | SOU075 | Residential | Solar*Rewards | Trade Secret | 2021 | 2021
20252-215912-02 | Xcel Energy | 85 | 13781 | IOU | 04265462 |  | Solar |  |  | Active Application | Trade Secret | Trade | MND | MND061 | Residential | Solar*Rewards | Trade Secret | 2020
20252-215912-02 | Xcel Energy | 85 | 13781 | IOU | 04265759 | 1000 | Solar |  |  | Withdrawn | Trade Secret | Trade | SCL | SCL322 | Community Solar Garden | Solar*Rewards Community | Trade Secret | 2021
20252-215912-02 | Xcel Energy | 85 | 13781 | IOU | 04265810 | 1000 | Solar |  |  | Withdrawn | Trade Secret | Trade | RED | RED091 | Community Solar Garden | Solar*Rewards Community | Trade Secret | 2021
20252-215912-02 | Xcel Energy | 85 | 13781 | IOU | 04266007 | 40 | Solar |  |  | Interconnected | Trade Secret | Trade | ECK | ECK061 | Commercial | Solar*Rewards | Trade Secret | 2021 | 2021
20252-215912-02 | Xcel Energy | 85 | 13781 | IOU | 04266031 | 11.39 | Solar |  |  | Interconnected | Trade Secret | Trade | WCR | WCR321 | Residential |  | Trade Secret | 2021 | 2022
20252-215912-02 | Xcel Energy | 85 | 13781 | IOU | 04266035 | 8.7 | Solar |  |  | Interconnected | Trade Secret | Trade | MPN | MPN081 | Residential | Solar*Rewards | Trade Secret | 2021 | 2021
20252-215912-02 | Xcel Energy | 85 | 13781 | IOU | 04266046 | 17.45 | Solar |  |  | Interconnected | Trade Secret | Trade | GLK | GLK061 | Residential | Solar*Rewards | Trade Secret | 2021 | 2021
20252-215912-02 | Xcel Energy | 85 | 13781 | IOU | 04266056 | 3.747 | Solar |  |  | Interconnected | Trade Secret | Trade | MPK | MPK082 | Residential |  | Trade Secret | 2021 | 2021
20252-215912-02 | Xcel Energy | 85 | 13781 | IOU | 04266071 | 39.998 | Solar |  |  | Interconnected | Trade Secret | Trade | WES | WES072 | Commercial | Solar*Rewards | Trade Secret | 2021 | 2021
20252-215912-02 | Xcel Energy | 85 | 13781 | IOU | 04266115 | 7.616 | Solar |  |  | Interconnected | Trade Secret | Trade | LOK | LOK093 | Residential |  | Trade Secret | 2021 | 2021
20252-215912-02 | Xcel Energy | 85 | 13781 | IOU | 04266120 | 7.616 | Solar |  |  | Active Application | Trade Secret | Trade | LOK | LOK093 | Residential |  | Trade Secret | 2020
20252-215912-02 | Xcel Energy | 85 | 13781 | IOU | 04266121 |  |  |  |  | Active Application | Trade Secret | Trade |  |  | Residential |  | Trade Secret | 2020
20252-215912-02 | Xcel Energy | 85 | 13781 | IOU | 04266393 | 7.44 | Solar |  |  | Interconnected | Trade Secret | Trade | CGR | CGR061 | Residential | Solar*Rewards | Trade Secret | 2021 | 2021
20252-215912-02 | Xcel Energy | 85 | 13781 | IOU | 04266632 | 5.48 | Solar |  |  | Interconnected | Trade Secret | Trade | LAB | LAB311 | Residential | Solar*Rewards | Trade Secret | 2021 | 2021
20252-215912-02 | Xcel Energy | 85 | 13781 | IOU | 04266642 | 3.836 | Solar |  |  | Interconnected | Trade Secret | Trade | BLC | BLC061 | Residential | Solar*Rewards | Trade Secret | 2021 | 2021
20252-215912-02 | Xcel Energy | 85 | 13781 | IOU | 04266693 |  |  |  |  | Active Application | Trade Secret | Trade |  |  | Residential |  | Trade Secret | 2020
20252-215912-02 | Xcel Energy | 85 | 13781 | IOU | 04266704 | 43.2 | Solar |  |  | Interconnected | Trade Secret | Trade | CEL | CEL062 | Commercial |  | Trade Secret | 2021 | 2021
20252-215912-02 | Xcel Energy | 85 | 13781 | IOU | 04266721 | 8.768 | Solar |  |  | Interconnected | Trade Secret | Trade | WSG | WSG361 | Residential | Solar*Rewards | Trade Secret | 2021 | 2021
20252-215912-02 | Xcel Energy | 85 | 13781 | IOU | 04266759 | 6.028 | Solar |  |  | Interconnected | Trade Secret | Trade | WWK | WWK311 | Residential | Solar*Rewards | Trade Secret | 2021 | 2021
20252-215912-02 | Xcel Energy | 85 | 13781 | IOU | 04266774 | 4.932 | Solar |  |  | Interconnected | Trade Secret | Trade | WSG | WSG352 | Residential | Solar*Rewards | Trade Secret | 2021 | 2021
20252-215912-02 | Xcel Energy | 85 | 13781 | IOU | 04266892 | 5.054 | Solar |  |  | Interconnected | Trade Secret | Trade | TWL | TWL072 | Residential |  | Trade Secret | 2021 | 2021
20252-215912-02 | Xcel Energy | 85 | 13781 | IOU | 04266915 |  |  |  |  | Active Application | Trade Secret | Trade |  |  | Residential |  | Trade Secret | 2020
20252-215912-02 | Xcel Energy | 85 | 13781 | IOU | 04266921 | 6 | Solar |  |  | Interconnected | Trade Secret | Trade | LLK | LLK061 | Residential |  | Trade Secret | 2021 | 2021
20252-215912-02 | Xcel Energy | 85 | 13781 | IOU | 04266957 | 1000 | Solar |  |  | Withdrawn | Trade Secret | Trade | WSD | WSD061 | Community Solar Garden | Solar*Rewards Community | Trade Secret | 2021
20252-215912-02 | Xcel Energy | 85 | 13781 | IOU | 04266958 | 7.616 | Solar |  |  | Interconnected | Trade Secret | Trade | BRP | BRP063 | Residential |  | Trade Secret | 2021 | 2021
20252-215912-02 | Xcel Energy | 85 | 13781 | IOU | 04267235 | 5.054 | Solar |  |  | Interconnected | Trade Secret | Trade | GLK | GLK064 | Residential |  | Trade Secret | 2021 | 2021
20252-215912-02 | Xcel Energy | 85 | 13781 | IOU | 04267285 | 3.747 | Solar |  |  | Interconnected | Trade Secret | Trade | WIL | WIL063 | Residential |  | Trade Secret | 2021 | 2021
20252-215912-02 | Xcel Energy | 85 | 13781 | IOU | 04267308 |  |  |  |  | Active Application | Trade Secret | Trade |  |  | Residential |  | Trade Secret | 2020
20252-215912-02 | Xcel Energy | 85 | 13781 | IOU | 04267369 | 3.747 | Solar |  |  | Active Application | Trade Secret | Trade | APA | APA075 | Residential | Solar*Rewards | Trade Secret | 2020
20252-215912-02 | Xcel Energy | 85 | 13781 | IOU | 04267505 | 6 |  |  |  | Active Application | Trade Secret | Trade | ZUM | ZUM021 | Residential |  | Trade Secret | 2020
20252-215912-02 | Xcel Energy | 85 | 13781 | IOU | 04268183 | 3.36 | Solar |  |  | Interconnected | Trade Secret | Trade | LLK | LLK071 | Residential | Solar*Rewards | Trade Secret | 2021 | 2021
20252-215912-02 | Xcel Energy | 85 | 13781 | IOU | 04268187 | 3.288 | Solar |  |  | Active Application | Trade Secret | Trade | WCS | WCS062 | Residential |  | Trade Secret | 2020
20252-215912-02 | Xcel Energy | 85 | 13781 | IOU | 04268355 | 3.48 | Solar |  |  | Interconnected | Trade Secret | Trade | FRA | FRA211 | Commercial | Solar*Rewards | Trade Secret | 2021 | 2021
20252-215912-02 | Xcel Energy | 85 | 13781 | IOU | 04268594 | 14.995 | Solar |  |  | Interconnected | Trade Secret | Trade | KAN | KAN022 | Commercial | Solar*Rewards | Trade Secret | 2021 | 2022
20252-215912-02 | Xcel Energy | 85 | 13781 | IOU | 04268648 | 1.92 | Solar |  |  | Interconnected | Trade Secret | Trade | TWL | TWL072 | Residential | Solar*Rewards | Trade Secret | 2021 | 2021
20252-215912-02 | Xcel Energy | 85 | 13781 | IOU | 04268965 | 7.616 | Solar |  |  | Interconnected | Trade Secret | Trade | OSS | OSS071 | Residential |  | Trade Secret | 2021 | 2021
20252-215912-02 | Xcel Energy | 85 | 13781 | IOU | 04269009 | 6 | Solar |  |  | Interconnected | Trade Secret | Trade | LEX | LEX075 | Residential |  | Trade Secret | 2021 | 2021
20252-215912-02 | Xcel Energy | 85 | 13781 | IOU | 04269097 | 9.28 | Solar |  |  | Interconnected | Trade Secret | Trade | OPK | OPK077 | Residential | Solar*Rewards | Trade Secret | 2021 | 2021
20252-215912-02 | Xcel Energy | 85 | 13781 | IOU | 04269147 | 10.47 | Solar |  |  | Interconnected | Trade Secret | Trade | HWW | HWW075 | Commercial |  | Trade Secret | 2021 | 2021
20252-215912-02 | Xcel Energy | 85 | 13781 | IOU | 04269160 | 8.41 | Solar |  |  | Interconnected | Trade Secret | Trade | ECK | ECK341 | Residential | Solar*Rewards | Trade Secret | 2022 | 2022
20252-215912-02 | Xcel Energy | 85 | 13781 | IOU | 04269166 | 6.38 | Solar |  |  | Interconnected | Trade Secret | Trade | SLP | SLP097 | Commercial | Solar*Rewards | Trade Secret | 2021 | 2022
20252-215912-02 | Xcel Energy | 85 | 13781 | IOU | 04269169 | 4.188 | Solar |  |  | Interconnected | Trade Secret | Trade | SOU | SOU086 | Residential | Solar*Rewards | Trade Secret | 2021 | 2021
20252-215912-02 | Xcel Energy | 85 | 13781 | IOU | 04269170 | 8.12 | Solar |  |  | Active Application | Trade Secret | Trade | SLP | SLP082 | Commercial | Solar*Rewards | Trade Secret | 2020
20252-215912-02 | Xcel Energy | 85 | 13781 | IOU | 04271418 | 13.92 | Solar |  |  | Interconnected | Trade Secret | Trade | CTR | CTR031 | Commercial | Solar*Rewards | Trade Secret | 2021 | 2021
20252-215912-02 | Xcel Energy | 85 | 13781 | IOU | 04271616 | 6.67 | Solar |  |  | Interconnected | Trade Secret | Trade | MPK | MPK082 | Residential | Solar*Rewards | Trade Secret | 2021 | 2021
20252-215912-02 | Xcel Energy | 85 | 13781 | IOU | 04271663 | 6.631 | Solar |  |  | Interconnected | Trade Secret | Trade | SHP | SHP062 | Residential | Solar*Rewards | Trade Secret | 2021 | 2021
20252-215912-02 | Xcel Energy | 85 | 13781 | IOU | 04271813 | 5.22 | Solar |  |  | Interconnected | Trade Secret | Trade | MPK | MPK064 | Residential | Solar*Rewards | Trade Secret | 2021 | 2021
20252-215912-02 | Xcel Energy | 85 | 13781 | IOU | 04272278 | 9.994 | Solar |  |  | Interconnected | Trade Secret | Trade | YAM | YAM021 | Residential | Solar*Rewards | Trade Secret | 2021 | 2021
20252-215912-02 | Xcel Energy | 85 | 13781 | IOU | 04272717 |  | Solar |  |  | Active Application | Trade Secret | Trade |  |  | Residential | Solar*Rewards | Trade Secret | 2020
20252-215912-02 | Xcel Energy | 85 | 13781 | IOU | 04273026 | 4.35 | Solar |  |  | Interconnected | Trade Secret | Trade | RRK | RRK082 | Residential | Solar*Rewards | Trade Secret | 2021 | 2021
20252-215912-02 | Xcel Energy | 85 | 13781 | IOU | 04273114 | 10.15 | Solar |  |  | Interconnected | Trade Secret | Trade | RPL | RPL063 | Residential | Solar*Rewards | Trade Secret | 2021 | 2021
20252-215912-02 | Xcel Energy | 85 | 13781 | IOU | 04273142 | 8.41 | Solar |  |  | Interconnected | Trade Secret | Trade | LEX | LEX061 | Residential | Solar*Rewards | Trade Secret | 2021 | 2021
20252-215912-02 | Xcel Energy | 85 | 13781 | IOU | 04273513 | 12.056 | Solar |  |  | Interconnected | Trade Secret | Trade | WSG | WSG076 | Residential | Solar*Rewards | Trade Secret | 2021 | 2021
20252-215912-02 | Xcel Energy | 85 | 13781 | IOU | 04273521 |  |  |  |  | Active Application | Trade Secret | Trade |  |  | Residential |  | Trade Secret | 2020
20252-215912-02 | Xcel Energy | 85 | 13781 | IOU | 04273951 | 10 | Storage |  |  | Interconnected | Trade Secret | Trade | MHW | MHW311 | Residential |  | Trade Secret | 2021 | 2022
20252-215912-02 | Xcel Energy | 85 | 13781 | IOU | 04274048 | 5.22 | Solar |  |  | Interconnected | Trade Secret | Trade | APA | APA075 | Residential | Solar*Rewards | Trade Secret | 2021 | 2021
20252-215912-02 | Xcel Energy | 85 | 13781 | IOU | 04274057 | 8.768 | Solar |  |  | Interconnected | Trade Secret | Trade | WWK | WWK311 | Residential | Solar*Rewards | Trade Secret | 2021 | 2021
20252-215912-02 | Xcel Energy | 85 | 13781 | IOU | 04274073 | 7.124 | Solar |  |  | Interconnected | Trade Secret | Trade | WWK | WWK311 | Residential | Solar*Rewards | Trade Secret | 2021 | 2021
20252-215912-02 | Xcel Energy | 85 | 13781 | IOU | 04274105 |  |  |  |  | Active Application | Trade Secret | Trade |  |  | Residential |  | Trade Secret | 2020
20252-215912-02 | Xcel Energy | 85 | 13781 | IOU | 04274166 | 6 | Solar |  |  | Interconnected | Trade Secret | Trade | MPK | MPK077 | Residential | Solar*Rewards | Trade Secret | 2021 | 2021
20252-215912-02 | Xcel Energy | 85 | 13781 | IOU | 04274261 | 3.747 | Solar |  |  | Interconnected | Trade Secret | Trade | WES | WES075 | Residential | Solar*Rewards | Trade Secret | 2021 | 2021
20252-215912-02 | Xcel Energy | 85 | 13781 | IOU | 04274329 | 3.747 | Solar |  |  | Interconnected | Trade Secret | Trade | CDV | CDV072 | Residential | Solar*Rewards | Trade Secret | 2021 | 2021
20252-215912-02 | Xcel Energy | 85 | 13781 | IOU | 04274415 | 6 | Solar |  |  | Interconnected | Trade Secret | Trade | BRP | BRP071 | Residential | Solar*Rewards | Trade Secret | 2021 | 2021
20252-215912-02 | Xcel Energy | 85 | 13781 | IOU | 04274459 | 5 | Solar |  |  | Interconnected | Trade Secret | Trade | RRK | RRK063 | Residential | Solar*Rewards | Trade Secret | 2021 | 2021
20252-215912-02 | Xcel Energy | 85 | 13781 | IOU | 04274587 | 8.99 | Solar |  |  | Interconnected | Trade Secret | Trade | MPK | MPK074 | Residential | Solar*Rewards | Trade Secret | 2021 | 2021
20252-215912-02 | Xcel Energy | 85 | 13781 | IOU | 04274603 |  | Solar |  |  | Active Application | Trade Secret | Trade |  |  | Residential | Solar*Rewards | Trade Secret | 2020
20252-215912-02 | Xcel Energy | 85 | 13781 | IOU | 04274641 | 8.99 | Solar |  |  | Interconnected | Trade Secret | Trade | UPP | UPP063 | Residential | Solar*Rewards | Trade Secret | 2021 | 2021
20252-215912-02 | Xcel Energy | 85 | 13781 | IOU | 04274713 | 3.49 | Solar |  |  | Interconnected | Trade Secret | Trade | DBL | DBL081 | Residential | Solar*Rewards | Trade Secret | 2021 | 2021
20252-215912-02 | Xcel Energy | 85 | 13781 | IOU | 04274746 | 3.48 | Solar |  |  | Interconnected | Trade Secret | Trade | HEC | HEC001 | Residential | Solar*Rewards | Trade Secret | 2021 | 2021
20252-215912-02 | Xcel Energy | 85 | 13781 | IOU | 04274748 | 5 | Storage |  |  | Interconnected | Trade Secret | Trade | WDY | WDY312 | Residential |  | Trade Secret | 2021 | 2022
20252-215912-02 | Xcel Energy | 85 | 13781 | IOU | 04274796 | 10 | Storage |  |  | Interconnected | Trade Secret | Trade | LAP | LAP311 | Residential |  | Trade Secret | 2021 | 2022
20252-215912-02 | Xcel Energy | 85 | 13781 | IOU | 04275062 | 39.998 | Solar |  |  | Interconnected | Trade Secret | Trade | WIL | WIL079 | Commercial | Solar*Rewards | Trade Secret | 2021 | 2022
20252-215912-02 | Xcel Energy | 85 | 13781 | IOU | 04275079 | 39.998 | Solar |  |  | Interconnected | Trade Secret | Trade | WIL | WIL061 | Commercial | Solar*Rewards | Trade Secret | 2021 | 2022
20252-215912-02 | Xcel Energy | 85 | 13781 | IOU | 04275513 | 6 | Solar |  |  | Interconnected | Trade Secret | Trade | ECK | ECK321 | Residential | Solar*Rewards | Trade Secret | 2021 | 2021
20252-215912-02 | Xcel Energy | 85 | 13781 | IOU | 04275947 | 3.747 | Solar |  |  | Interconnected | Trade Secret | Trade | MPK | MPK083 | Residential |  | Trade Secret | 2021 | 2021
20252-215912-02 | Xcel Energy | 85 | 13781 | IOU | 04275988 | 6 | Solar |  |  | Interconnected | Trade Secret | Trade | ZUM | ZUM021 | Residential |  | Trade Secret | 2021 | 2022
20252-215912-02 | Xcel Energy | 85 | 13781 | IOU | 04276019 |  |  |  |  | Active Application | Trade Secret | Trade |  |  | Residential |  | Trade Secret | 2020
20252-215912-02 | Xcel Energy | 85 | 13781 | IOU | 04276033 | 7.616 | Solar |  |  | Active Application | Trade Secret | Trade | BRP | BRP063 | Residential |  | Trade Secret | 2020
20252-215912-02 | Xcel Energy | 85 | 13781 | IOU | 04276185 | 5.054 | Solar |  |  | Interconnected | Trade Secret | Trade | LEX | LEX061 | Residential |  | Trade Secret | 2021 | 2021
20252-215912-02 | Xcel Energy | 85 | 13781 | IOU | 04276252 | 3.747 | Solar |  |  | Interconnected | Trade Secret | Trade | HWW | HWW073 | Residential | Solar*Rewards | Trade Secret | 2021 | 2021
20252-215912-02 | Xcel Energy | 85 | 13781 | IOU | 04276266 | 18 | Solar |  |  | Interconnected | Trade Secret | Trade | ALD | ALD095 | Commercial | Solar*Rewards | Trade Secret | 2021 | 2021
20252-215912-02 | Xcel Energy | 85 | 13781 | IOU | 04276344 | 3.747 | Solar |  |  | Active Application | Trade Secret | Trade | WAV | WAV021 | Residential |  | Trade Secret | 2020
20252-215912-02 | Xcel Energy | 85 | 13781 | IOU | 04276375 |  | Solar |  |  | Active Application | Trade Secret | Trade |  |  | Residential | Solar*Rewards | Trade Secret | 2020
20252-215912-02 | Xcel Energy | 85 | 13781 | IOU | 04276377 | 3.747 | Solar |  |  | Interconnected | Trade Secret | Trade | ECK | ECK063 | Residential |  | Trade Secret | 2021 | 2021
20252-215912-02 | Xcel Energy | 85 | 13781 | IOU | 04276443 |  | Solar |  |  | Active Application | Trade Secret | Trade |  |  | Residential | Solar*Rewards | Trade Secret | 2020
20252-215912-02 | Xcel Energy | 85 | 13781 | IOU | 04276601 | 1000 | Solar |  |  | Withdrawn | Trade Secret | Trade | KAN | KAN021 | Community Solar Garden | Solar*Rewards Community | Trade Secret | 2021
20252-215912-02 | Xcel Energy | 85 | 13781 | IOU | 04276625 | 1000 | Solar |  |  | Withdrawn | Trade Secret | Trade | LAY | LAY061 | Community Solar Garden | Solar*Rewards Community | Trade Secret | 2021
20252-215912-02 | Xcel Energy | 85 | 13781 | IOU | 04277450 | 1000 | Solar |  |  | Withdrawn | Trade Secret | Trade | MNV | MNV211 | Community Solar Garden | Solar*Rewards Community | Trade Secret | 2021
20252-215912-02 | Xcel Energy | 85 | 13781 | IOU | 04277583 | 3.747 | Solar |  |  | Interconnected | Trade Secret | Trade | TWL | TWL064 | Residential | Solar*Rewards | Trade Secret | 2021 | 2022
20252-215912-02 | Xcel Energy | 85 | 13781 | IOU | 04277608 | 5.054 | Solar |  |  | Interconnected | Trade Secret | Trade | RMT | RMT321 | Residential | Solar*Rewards | Trade Secret | 2021 | 2021
20252-215912-02 | Xcel Energy | 85 | 13781 | IOU | 04279265 | 1000 | Solar |  |  | Withdrawn | Trade Secret | Trade | SDX | SDX311 | Community Solar Garden | Solar*Rewards Community | Trade Secret | 2021
20252-215912-02 | Xcel Energy | 85 | 13781 | IOU | 04279527 | 5.51 | Solar |  |  | Interconnected | Trade Secret | Trade | WIL | WIL098 | Residential | Solar*Rewards | Trade Secret | 2021 | 2021
20252-215912-02 | Xcel Energy | 85 | 13781 | IOU | 04279528 | 8.768 | Solar |  |  | Interconnected | Trade Secret | Trade | WCS | WCS071 | Residential | Solar*Rewards | Trade Secret | 2021 | 2021
20252-215912-02 | Xcel Energy | 85 | 13781 | IOU | 04279598 | 18 | Solar |  |  | Interconnected | Trade Secret | Trade | ALD | ALD086 | Commercial | Solar*Rewards | Trade Secret | 2021 | 2021
20252-215912-02 | Xcel Energy | 85 | 13781 | IOU | 04279603 | 9.57 | Solar |  |  | Active Application | Trade Secret | Trade | MHW | MHW311 | Residential | Solar*Rewards | Trade Secret | 2021
20252-215912-02 | Xcel Energy | 85 | 13781 | IOU | 04279637 | 4.64 | Solar |  |  | Interconnected | Trade Secret | Trade | WWK | WWK311 | Residential | Solar*Rewards | Trade Secret | 2021 | 2021
20252-215912-02 | Xcel Energy | 85 | 13781 | IOU | 04279638 | 3.77 | Solar |  |  | Interconnected | Trade Secret | Trade | HWW | HWW073 | Residential | Solar*Rewards | Trade Secret | 2021 | 2021
20252-215912-02 | Xcel Energy | 85 | 13781 | IOU | 04279751 | 11.6 | Solar |  |  | Interconnected | Trade Secret | Trade | OPK | OPK077 | Residential | Solar*Rewards | Trade Secret | 2021 | 2021
20252-215912-02 | Xcel Energy | 85 | 13781 | IOU | 04279977 | 1000 | Solar |  |  | Withdrawn | Trade Secret | Trade | REW | REW023 | Community Solar Garden | Solar*Rewards Community | Trade Secret | 2021
20252-215912-02 | Xcel Energy | 85 | 13781 | IOU | 04280380 | 39.998 | Solar |  |  | Interconnected | Trade Secret | Trade | MOL | MOL077 | Commercial | Solar*Rewards | Trade Secret | 2021 | 2022
20252-215912-02 | Xcel Energy | 85 | 13781 | IOU | 04280511 | 3.77 | Solar |  |  | Interconnected | Trade Secret | Trade | MPK | MPK082 | Residential | Solar*Rewards | Trade Secret | 2021 | 2021
20252-215912-02 | Xcel Energy | 85 | 13781 | IOU | 04280707 | 13.92 | Solar |  |  | Interconnected | Trade Secret | Trade | RRK | RRK082 | Residential | Solar*Rewards | Trade Secret | 2021 | 2021
20252-215912-02 | Xcel Energy | 85 | 13781 | IOU | 04280791 | 39.998 | Solar |  |  | Interconnected | Trade Secret | Trade | MOL | MOL067 | Commercial | Solar*Rewards | Trade Secret | 2021 | 2021
20252-215912-02 | Xcel Energy | 85 | 13781 | IOU | 04280868 | 7.672 | Solar |  |  | Interconnected | Trade Secret | Trade | WSG | WSG362 | Residential | Solar*Rewards | Trade Secret | 2021 | 2021
20252-215912-02 | Xcel Energy | 85 | 13781 | IOU | 04280887 | 7.616 | Solar |  |  | Interconnected | Trade Secret | Trade | LOK | LOK061 | Residential | Solar*Rewards | Trade Secret | 2021 | 2021
20252-215912-02 | Xcel Energy | 85 | 13781 | IOU | 04280888 | 39.99 | Solar |  |  | Interconnected | Trade Secret | Trade | MOL | MOL077 | Commercial | Solar*Rewards | Trade Secret | 2021 | 2022
20252-215912-02 | Xcel Energy | 85 | 13781 | IOU | 04280889 | 3.84 | Solar |  |  | Interconnected | Trade Secret | Trade | LLK | LLK061 | Residential | Solar*Rewards | Trade Secret | 2021 | 2021
20252-215912-02 | Xcel Energy | 85 | 13781 | IOU | 04281008 | 8.41 | Solar |  |  | Interconnected | Trade Secret | Trade | ALD | ALD076 | Residential | Solar*Rewards | Trade Secret | 2021 | 2021
20252-215912-02 | Xcel Energy | 85 | 13781 | IOU | 04281012 | 39.998 | Solar |  |  | Interconnected | Trade Secret | Trade | MOL | MOL078 | Commercial | Solar*Rewards | Trade Secret | 2021 | 2021
20252-215912-02 | Xcel Energy | 85 | 13781 | IOU | 04281152 |  | Solar |  |  | Active Application | Trade Secret | Trade |  |  | Residential | Solar*Rewards | Trade Secret | 2021
20252-215912-02 | Xcel Energy | 85 | 13781 | IOU | 04281154 |  | Solar |  |  | Active Application | Trade Secret | Trade |  |  | Residential | Solar*Rewards | Trade Secret | 2021
20252-215912-02 | Xcel Energy | 85 | 13781 | IOU | 04281842 | 400 | Solar |  |  | Active Application | Trade Secret | Trade | TLK | TLK064 | Commercial | Solar*Rewards | Trade Secret | 2021
20252-215912-02 | Xcel Energy | 85 | 13781 | IOU | 04282099 | 375 | Solar |  |  | Interconnected | Trade Secret | Trade | TLK | TLK064 | Commercial |  | Trade Secret | 2021 | 2021
20252-215912-02 | Xcel Energy | 85 | 13781 | IOU | 04282162 | 375 | Solar |  |  | Interconnected | Trade Secret | Trade | DND | DND061 | Commercial |  | Trade Secret | 2021 | 2021
20252-215912-02 | Xcel Energy | 85 | 13781 | IOU | 04282390 | 40 | Solar |  |  | Interconnected | Trade Secret | Trade | MOL | MOL077 | Commercial | Solar*Rewards | Trade Secret | 2021 | 2021
20252-215912-02 | Xcel Energy | 85 | 13781 | IOU | 04282689 | 437.5 | Solar |  |  | Interconnected | Trade Secret | Trade | ESW | ESW082 | Commercial |  | Trade Secret | 2021 | 2021
20252-215912-02 | Xcel Energy | 85 | 13781 | IOU | 04282701 | 437.5 | Solar |  |  | Interconnected | Trade Secret | Trade | CHE | CHE064 | Commercial |  | Trade Secret | 2021 | 2022
20252-215912-02 | Xcel Energy | 85 | 13781 | IOU | 04282729 | 500 | Solar |  |  | Interconnected | Trade Secret | Trade | AFT | AFT314 | Commercial |  | Trade Secret | 2021 | 2024
20252-215912-02 | Xcel Energy | 85 | 13781 | IOU | 04282763 | 750 | Solar |  |  | Interconnected | Trade Secret | Trade | LEX | LEX332 | Commercial |  | Trade Secret | 2021 | 2022
20252-215912-02 | Xcel Energy | 85 | 13781 | IOU | 04283103 | 6 | Solar |  |  | Withdrawn | Trade Secret | Trade | LSP | LSP021 | Residential |  | Trade Secret | 2021
20252-215912-02 | Xcel Energy | 85 | 13781 | IOU | 04283125 | 7.616 | Solar |  |  | Interconnected | Trade Secret | Trade | WIL | WIL076 | Residential |  | Trade Secret | 2021 | 2021
20252-215912-02 | Xcel Energy | 85 | 13781 | IOU | 04283144 | 6 | Solar |  |  | Interconnected | Trade Secret | Trade | TWL | TWL066 | Residential |  | Trade Secret | 2021 | 2022
20252-215912-02 | Xcel Energy | 85 | 13781 | IOU | 04283646 | 5.8 | Solar |  |  | Interconnected | Trade Secret | Trade | VKG | VKG061 | Residential | Solar*Rewards | Trade Secret | 2021 | 2021
20252-215912-02 | Xcel Energy | 85 | 13781 | IOU | 04283689 | 750 | Solar |  |  | Interconnected | Trade Secret | Trade | HSN | HSN311 | Commercial |  | Trade Secret | 2021 | 2022
20252-215912-02 | Xcel Energy | 85 | 13781 | IOU | 04283761 | 5.054 | Solar |  |  | Interconnected | Trade Secret | Trade | WES | WES074 | Residential | Solar*Rewards | Trade Secret | 2021 | 2021
20252-215912-02 | Xcel Energy | 85 | 13781 | IOU | 04284275 | 9.994 | Solar |  |  | Interconnected | Trade Secret | Trade | FSL | FSL312 | Residential | Solar*Rewards | Trade Secret | 2021 | 2021
20252-215912-02 | Xcel Energy | 85 | 13781 | IOU | 04284321 | 975 | Solar |  |  | Active Application | Trade Secret | Trade | SDX | SDX311 | Community Solar Garden | Solar*Rewards Community | Trade Secret | 2023
20252-215912-02 | Xcel Energy | 85 | 13781 | IOU | 04284330 | 5.054 | Solar |  |  | Interconnected | Trade Secret | Trade | UPP | UPP066 | Residential | Solar*Rewards | Trade Secret | 2021 | 2021
20252-215912-02 | Xcel Energy | 85 | 13781 | IOU | 04284341 | 10.44 | Solar |  |  | Interconnected | Trade Secret | Trade | SLP | SLP092 | Residential | Solar*Rewards | Trade Secret | 2021 | 2022
20252-215912-02 | Xcel Energy | 85 | 13781 | IOU | 04285225 | 5.22 | Solar |  |  | Interconnected | Trade Secret | Trade | SOU | SOU063 | Residential | Solar*Rewards | Trade Secret | 2021 | 2021
20252-215912-02 | Xcel Energy | 85 | 13781 | IOU | 04285365 |  |  |  |  | Active Application | Trade Secret | Trade |  |  | Residential |  | Trade Secret | 2021
20252-215912-02 | Xcel Energy | 85 | 13781 | IOU | 04287220 | 7.83 | Solar |  |  | Interconnected | Trade Secret | Trade | RAM | RAM064 | Residential | Solar*Rewards | Trade Secret | 2021 | 2021
20252-215912-02 | Xcel Energy | 85 | 13781 | IOU | 04287358 |  | Solar |  |  | Active Application | Trade Secret | Trade |  |  | Residential | Solar*Rewards | Trade Secret | 2021
20252-215912-02 | Xcel Energy | 85 | 13781 | IOU | 04287584 | 62.5 | Solar |  |  | Interconnected | Trade Secret | Trade | TWL | TWL082 | Commercial |  | Trade Secret | 2021 | 2021
20252-215912-02 | Xcel Energy | 85 | 13781 | IOU | 04287918 | 1000 | Solar |  |  | Withdrawn | Trade Secret | Trade | YLM | YLM212 | Community Solar Garden | Solar*Rewards Community | Trade Secret | 2021
20252-215912-02 | Xcel Energy | 85 | 13781 | IOU | 04287924 | 1000 | Solar |  |  | Withdrawn | Trade Secret | Trade | PIP | PIP062 | Community Solar Garden | Solar*Rewards Community | Trade Secret | 2021
20252-215912-02 | Xcel Energy | 85 | 13781 | IOU | 04287929 | 1000 | Solar |  |  | Withdrawn | Trade Secret | Trade | PIP | PIP062 | Community Solar Garden | Solar*Rewards Community | Trade Secret | 2023
20252-215912-02 | Xcel Energy | 85 | 13781 | IOU | 04287939 | 999 | Solar |  |  | Interconnected | Montevideo | Trade | FIC | FIC031 | Community Solar Garden | Solar*Rewards Community | Trade Secret | 2021 | 2023
20252-215912-02 | Xcel Energy | 85 | 13781 | IOU | 04287974 | 6.24 | Solar |  |  | Interconnected | Trade Secret | Trade | SOU | SOU086 | Residential | Solar*Rewards | Trade Secret | 2021 | 2021
20252-215912-02 | Xcel Energy | 85 | 13781 | IOU | 04288035 | 7.83 | Solar |  |  | Active Application | Trade Secret | Trade | RPL | RPL064 | Residential | Solar*Rewards | Trade Secret | 2021
20252-215912-02 | Xcel Energy | 85 | 13781 | IOU | 04288061 | 30 | Solar |  |  | Interconnected | Trade Secret | Trade | TWL | TWL075 | Commercial | Solar*Rewards | Trade Secret | 2021 | 2021
20252-215912-02 | Xcel Energy | 85 | 13781 | IOU | 04288182 | 5 | Solar |  |  | Active Application | Trade Secret | Trade | OAD | OAD074 | Residential | Solar*Rewards | Trade Secret | 2021
20252-215912-02 | Xcel Energy | 85 | 13781 | IOU | 04288649 | 79.98 | Solar |  |  | Active Application | Trade Secret | Trade | DOC | DOC031 | Commercial | Solar*Rewards | Trade Secret | 2021
20252-215912-02 | Xcel Energy | 85 | 13781 | IOU | 04288803 | 6.028 | Solar |  |  | Interconnected | Trade Secret | Trade | WSG | WSG352 | Residential | Solar*Rewards | Trade Secret | 2021 | 2021
20252-215912-02 | Xcel Energy | 85 | 13781 | IOU | 04288885 | 8.7 | Solar |  |  | Interconnected | Trade Secret | Trade | HUG | HUG311 | Residential | Solar*Rewards | Trade Secret | 2021 | 2021
20252-215912-02 | Xcel Energy | 85 | 13781 | IOU | 04289044 | 8.99 | Solar |  |  | Interconnected | Trade Secret | Trade | RPO | RPO311 | Residential | Solar*Rewards | Trade Secret | 2021 | 2021
20252-215912-02 | Xcel Energy | 85 | 13781 | IOU | 04289053 | 3.747 | Solar |  |  | Interconnected | Trade Secret | Trade | IDA | IDA072 | Residential | Solar*Rewards | Trade Secret | 2021 | 2021
20252-215912-02 | Xcel Energy | 85 | 13781 | IOU | 04289453 | 2.962 | Solar |  |  | Interconnected | Trade Secret | Trade | RMT | RMT321 | Residential | Solar*Rewards | Trade Secret | 2021 | 2021
20252-215912-02 | Xcel Energy | 85 | 13781 | IOU | 04289516 | 9.994 | Solar |  |  | Interconnected | Trade Secret | Trade | HWW | HWW073 | Residential | Solar*Rewards | Trade Secret | 2021 | 2021
20252-215912-02 | Xcel Energy | 85 | 13781 | IOU | 04289683 | 6 | Solar |  |  | Interconnected | Trade Secret | Trade | GRC | GRC312 | Residential | Solar*Rewards | Trade Secret | 2021 | 2021
20252-215912-02 | Xcel Energy | 85 | 13781 | IOU | 04289733 | 7.616 | Solar |  |  | Withdrawn | Trade Secret | Trade | SCL | SCL322 | Residential | Solar*Rewards | Trade Secret | 2021
20252-215912-02 | Xcel Energy | 85 | 13781 | IOU | 04289736 | 7.616 | Solar |  |  | Interconnected | Trade Secret | Trade | ALD | ALD083 | Residential | Solar*Rewards | Trade Secret | 2021 | 2021
20252-215912-02 | Xcel Energy | 85 | 13781 | IOU | 04289765 | 13.741 | Solar |  |  | Interconnected | Trade Secret | Trade | SCL | SCL312 | Residential | Solar*Rewards | Trade Secret | 2021 | 2021
20252-215912-02 | Xcel Energy | 85 | 13781 | IOU | 04289809 | 6 | Solar |  |  | Interconnected | Trade Secret | Trade | BEL | BEL062 | Residential | Solar*Rewards | Trade Secret | 2021 | 2022
20252-215912-02 | Xcel Energy | 85 | 13781 | IOU | 04289841 | 6 | Solar |  |  | Interconnected | Trade Secret | Trade | STY | STY075 | Residential | Solar*Rewards | Trade Secret | 2021 | 2022
20252-215912-02 | Xcel Energy | 85 | 13781 | IOU | 04292070 |  | Solar |  |  | Active Application | Trade Secret | Trade |  |  | Residential | Solar*Rewards | Trade Secret | 2021
20252-215912-02 | Xcel Energy | 85 | 13781 | IOU | 04292743 | 22.78 | Solar |  |  | Interconnected | Trade Secret | Trade | ALD | ALD098 | Commercial |  | Trade Secret | 2021 | 2021
20252-215912-02 | Xcel Energy | 85 | 13781 | IOU | 04292892 | 11.39 | Solar |  |  | Interconnected | Trade Secret | Trade | SOU | SOU078 | Commercial |  | Trade Secret | 2021 | 2021
20252-215912-02 | Xcel Energy | 85 | 13781 | IOU | 04293699 | 7.616 | Solar |  |  | Interconnected | Trade Secret | Trade | MTR | MTR021 | Residential | Solar*Rewards | Trade Secret | 2021 | 2021
20252-215912-02 | Xcel Energy | 85 | 13781 | IOU | 04293710 | 7.616 | Solar |  |  | Interconnected | Trade Secret | Trade | SLP | SLP321 | Residential | Solar*Rewards | Trade Secret | 2021 | 2021
20252-215912-02 | Xcel Energy | 85 | 13781 | IOU | 04293745 | 7.616 | Solar |  |  | Interconnected | Trade Secret | Trade | RRK | RRK082 | Residential | Solar*Rewards | Trade Secret | 2021 | 2021
20252-215912-02 | Xcel Energy | 85 | 13781 | IOU | 04293858 | 3.747 | Solar |  |  | Active Application | Trade Secret | Trade | EDA | EDA073 | Residential | Solar*Rewards | Trade Secret | 2021
20252-215912-02 | Xcel Energy | 85 | 13781 | IOU | 04293887 | 5.054 | Solar |  |  | Interconnected | Trade Secret | Trade | MPK | MPK083 | Residential | Solar*Rewards | Trade Secret | 2021 | 2021
20252-215912-02 | Xcel Energy | 85 | 13781 | IOU | 04294004 | 5.584 | Solar |  |  | Interconnected | Trade Secret | Trade | SOU | SOU087 | Residential | Solar*Rewards | Trade Secret | 2021 | 2021
20252-215912-02 | Xcel Energy | 85 | 13781 | IOU | 04294880 | 7.616 | Solar |  |  | Active Application | Trade Secret | Trade | MRN | MRN021 | Residential | Solar*Rewards | Trade Secret | 2021
20252-215912-02 | Xcel Energy | 85 | 13781 | IOU | 04295033 | 9.994 | Solar |  |  | Interconnected | Trade Secret | Trade | BCR | BCR061 | Residential | Solar*Rewards | Trade Secret | 2021 | 2021
20252-215912-02 | Xcel Energy | 85 | 13781 | IOU | 04295131 | 7.616 | Solar |  |  | Active Application | Trade Secret | Trade | HUG | HUG321 | Residential | Solar*Rewards | Trade Secret | 2021
20252-215912-02 | Xcel Energy | 85 | 13781 | IOU | 04295145 | 9.994 | Solar |  |  | Interconnected | Trade Secret | Trade | DBL | DBL063 | Residential | Solar*Rewards | Trade Secret | 2021 | 2021
20252-215912-02 | Xcel Energy | 85 | 13781 | IOU | 04295523 | 7.616 | Solar |  |  | Interconnected | Trade Secret | Trade | ALK | ALK063 | Residential | Solar*Rewards | Trade Secret | 2021 | 2021
20252-215912-02 | Xcel Energy | 85 | 13781 | IOU | 04295556 | 6 | Solar |  |  | Active Application | Trade Secret | Trade | WEB | WEB021 | Residential | Solar*Rewards | Trade Secret | 2021
20252-215912-02 | Xcel Energy | 85 | 13781 | IOU | 04295609 | 5 | Solar |  |  | Active Application | Trade Secret | Trade | SAV | SAV071 | Residential | Solar*Rewards | Trade Secret | 2021
20252-215912-02 | Xcel Energy | 85 | 13781 | IOU | 04295630 | 1000 | Solar |  |  | Interconnected | Montevideo | Trade | FIC | FIC031 | Community Solar Garden | Solar*Rewards Community | Trade Secret | 2022 | 2024
20252-215912-02 | Xcel Energy | 85 | 13781 | IOU | 04295794 | 11.39 | Solar |  |  | Interconnected | Trade Secret | Trade | RAM | RAM071 | Residential | Solar*Rewards | Trade Secret | 2021 | 2021
20252-215912-02 | Xcel Energy | 85 | 13781 | IOU | 04295837 | 6 | Solar |  | X | Interconnected | Trade Secret | Trade | MPK | MPK074 | Residential | Solar*Rewards | Trade Secret | 2021 | 2022
20252-215912-02 | Xcel Energy | 85 | 13781 | IOU | 04296230 | 39.998 | Solar |  |  | Interconnected | Trade Secret | Trade | WYO | WYO032 | Commercial | Solar*Rewards | Trade Secret | 2021 | 2021
20252-215912-02 | Xcel Energy | 85 | 13781 | IOU | 04296296 | 6 | Solar |  |  | Active Application | Trade Secret | Trade | MHW | MHW311 | Residential | Solar*Rewards | Trade Secret | 2021
20252-215912-02 | Xcel Energy | 85 | 13781 | IOU | 04296379 | 13.05 | Solar |  |  | Interconnected | Trade Secret | Trade | WYO | WYO021 | Residential | Solar*Rewards | Trade Secret | 2021 | 2021
20252-215912-02 | Xcel Energy | 85 | 13781 | IOU | 04296630 | 1000 | Solar |  |  | Withdrawn | Trade Secret | Trade | BIS | BIS001 | Community Solar Garden | Solar*Rewards Community | Trade Secret | 2021
20252-215912-02 | Xcel Energy | 85 | 13781 | IOU | 04296678 | 8.12 | Solar |  |  | Active Application | Trade Secret | Trade | LOK | LOK062 | Residential | Solar*Rewards | Trade Secret | 2021
20252-215912-02 | Xcel Energy | 85 | 13781 | IOU | 04296741 | 39.976 | Solar |  |  | Interconnected | Trade Secret | Trade | CHE | CHE075 | Commercial |  | Trade Secret | 2021 | 2022
20252-215912-02 | Xcel Energy | 85 | 13781 | IOU | 04296778 | 39.976 | Solar |  |  | Interconnected | Trade Secret | Trade | CHE | CHE075 | Commercial | Solar*Rewards | Trade Secret | 2021 | 2022
20252-215912-02 | Xcel Energy | 85 | 13781 | IOU | 04296821 | 7.616 | Solar |  |  | Interconnected | Trade Secret | Trade | WES | WES062 | Residential |  | Trade Secret | 2021 | 2021
20252-215912-02 | Xcel Energy | 85 | 13781 | IOU | 04296916 | 6.38 | Solar |  |  | Interconnected | Trade Secret | Trade | SOU | SOU086 | Residential | Solar*Rewards | Trade Secret | 2021 | 2021
20252-215912-02 | Xcel Energy | 85 | 13781 | IOU | 04297141 | 3.747 | Solar |  |  | Interconnected | Trade Secret | Trade | MPK | MPK068 | Residential | Solar*Rewards | Trade Secret | 2021 | 2021
20252-215912-02 | Xcel Energy | 85 | 13781 | IOU | 04298092 | 5 | Solar |  |  | Interconnected | Trade Secret | Trade | WEB | WEB021 | Residential | Solar*Rewards | Trade Secret | 2021 | 2021
20252-215912-02 | Xcel Energy | 85 | 13781 | IOU | 04298178 | 29.02 | Solar |  |  | Interconnected | Trade Secret | Trade | MDT | MDT062 | Commercial | Solar*Rewards | Trade Secret | 2021 | 2021
20252-215912-02 | Xcel Energy | 85 | 13781 | IOU | 04298244 | 115.42 | Solar |  |  | Interconnected | Trade Secret | Trade | EDA | EDA068 | Commercial |  | Trade Secret | 2021 | 2022
20252-215912-02 | Xcel Energy | 85 | 13781 | IOU | 04298618 | 15 | Solar |  |  | Interconnected | Trade Secret | Trade | RIV | RIV061 | Commercial | Solar*Rewards | Trade Secret | 2021 | 2021
20252-215912-02 | Xcel Energy | 85 | 13781 | IOU | 04298802 | 5 | Solar |  |  | Interconnected | Trade Secret | Trade | IDA | IDA071 | Residential | Solar*Rewards | Trade Secret | 2021 | 2021
20252-215912-02 | Xcel Energy | 85 | 13781 | IOU | 04299159 | 4.384 | Solar |  |  | Interconnected | Trade Secret | Trade | CDV | CDV072 | Residential | Solar*Rewards | Trade Secret | 2021 | 2021
20252-215912-02 | Xcel Energy | 85 | 13781 | IOU | 04299212 | 3.48 | Solar |  |  | Interconnected | Trade Secret | Trade | TER | TER071 | Residential | Solar*Rewards | Trade Secret | 2021 | 2021
20252-215912-02 | Xcel Energy | 85 | 13781 | IOU | 04299235 | 8.12 | Solar |  |  | Interconnected | Trade Secret | Trade | LEX | LEX071 | Residential | Solar*Rewards | Trade Secret | 2021 | 2021
20252-215912-02 | Xcel Energy | 85 | 13781 | IOU | 04299525 | 19.72 | Solar |  |  | Withdrawn | Trade Secret | Trade | WWK | WWK311 | Residential | Solar*Rewards | Trade Secret | 2021
20252-215912-02 | Xcel Energy | 85 | 13781 | IOU | 04299877 | 19.99 | Solar |  |  | Interconnected | Trade Secret | Trade | PIL | PIL021 | Residential | Solar*Rewards | Trade Secret | 2021 | 2021
20252-215912-02 | Xcel Energy | 85 | 13781 | IOU | 04299936 | 1000 | Solar |  |  | Withdrawn | Trade Secret | Trade | FRA | FRA211 | Community Solar Garden | Solar*Rewards Community | Trade Secret | 2021
20252-215912-02 | Xcel Energy | 85 | 13781 | IOU | 04300162 |  |  |  |  | Active Application | Trade Secret | Trade |  |  | Residential |  | Trade Secret | 2021
20252-215912-02 | Xcel Energy | 85 | 13781 | IOU | 04300348 | 1000 | Solar |  |  | Interconnected | Mankato | Trade | SMT | SMT082 | Community Solar Garden | Solar*Rewards Community | Trade Secret | 2022 | 2024
20252-215912-02 | Xcel Energy | 85 | 13781 | IOU | 04301923 | 600 | Solar |  |  | Interconnected | Trade Secret | Trade | ESW | ESW063 | Commercial |  | Trade Secret | 2021 | 2022
20252-215912-02 | Xcel Energy | 85 | 13781 | IOU | 04302066 | 5.22 | Solar |  |  | Interconnected | Trade Secret | Trade | GLK | GLK074 | Residential | Solar*Rewards | Trade Secret | 2021 | 2021
20252-215912-02 | Xcel Energy | 85 | 13781 | IOU | 04302081 | 11.6 | Solar |  |  | Interconnected | Trade Secret | Trade | RMT | RMT321 | Residential | Solar*Rewards | Trade Secret | 2021 | 2021
20252-215912-02 | Xcel Energy | 85 | 13781 | IOU | 04302269 | 6 | Solar |  |  | Active Application | Trade Secret | Trade | EXC | EXC061 | Residential | Solar*Rewards | Trade Secret | 2021
20252-215912-02 | Xcel Energy | 85 | 13781 | IOU | 04302359 | 8.41 | Solar |  |  | Active Application | Trade Secret | Trade | HSN | HSN311 | Residential | Solar*Rewards | Trade Secret | 2021
20252-215912-02 | Xcel Energy | 85 | 13781 | IOU | 04302454 | 7.616 | Solar |  |  | Interconnected | Trade Secret | Trade | TLK | TLK071 | Residential | Solar*Rewards | Trade Secret | 2021 | 2021
20252-215912-02 | Xcel Energy | 85 | 13781 | IOU | 04302589 | 7.54 | Solar |  | X | Interconnected | Trade Secret | Trade | CEL | CEL062 | Residential | Solar*Rewards | Trade Secret | 2021 | 2021
20252-215912-02 | Xcel Energy | 85 | 13781 | IOU | 04303436 | 11.39 | Solar |  |  | Interconnected | Trade Secret | Trade | MND | MND071 | Residential |  | Trade Secret | 2021 | 2021
20252-215912-02 | Xcel Energy | 85 | 13781 | IOU | 04303460 | 66.6 | Solar |  |  | Interconnected | Trade Secret | Trade | RLK | RLK079 | Commercial |  | Trade Secret | 2021 | 2021
20252-215912-02 | Xcel Energy | 85 | 13781 | IOU | 04303521 | 99.9 | Solar |  |  | Interconnected | Trade Secret | Trade | RLK | RLK079 | Commercial |  | Trade Secret | 2021 | 2021
20252-215912-02 | Xcel Energy | 85 | 13781 | IOU | 04303589 | 3.747 | Solar |  |  | Interconnected | Trade Secret | Trade | APA | APA075 | Residential | Solar*Rewards | Trade Secret | 2021 | 2021
20252-215912-02 | Xcel Energy | 85 | 13781 | IOU | 04303790 | 9.316 | Solar |  |  | Interconnected | Trade Secret | Trade | WCS | WCS064 | Residential | Solar*Rewards | Trade Secret | 2021 | 2021
20252-215912-02 | Xcel Energy | 85 | 13781 | IOU | 04303812 | 5.48 | Solar |  |  | Interconnected | Trade Secret | Trade | WCS | WCS064 | Residential | Solar*Rewards | Trade Secret | 2021 | 2021
20252-215912-02 | Xcel Energy | 85 | 13781 | IOU | 04303822 | 6.028 | Solar |  |  | Interconnected | Trade Secret | Trade | WCS | WCS064 | Residential | Solar*Rewards | Trade Secret | 2021 | 2021
20252-215912-02 | Xcel Energy | 85 | 13781 | IOU | 04303934 | 6.028 | Solar |  |  | Interconnected | Trade Secret | Trade | WWK | WWK311 | Residential | Solar*Rewards | Trade Secret | 2021 | 2021
20252-215912-02 | Xcel Energy | 85 | 13781 | IOU | 04303939 |  |  |  |  | Active Application | Trade Secret | Trade |  |  | Residential |  | Trade Secret | 2021
20252-215912-02 | Xcel Energy | 85 | 13781 | IOU | 04303986 | 5.8 | Solar |  |  | Interconnected | Trade Secret | Trade | UPP | UPP085 | Residential | Solar*Rewards | Trade Secret | 2021 | 2021
20252-215912-02 | Xcel Energy | 85 | 13781 | IOU | 04304042 | 10.578 | Solar |  | X | Interconnected | Trade Secret | Trade | LOK | LOK081 | Residential | Solar*Rewards | Trade Secret | 2021 | 2021
20252-215912-02 | Xcel Energy | 85 | 13781 | IOU | 04304051 | 7.616 | Solar |  |  | Interconnected | Trade Secret | Trade | DBL | DBL066 | Residential |  | Trade Secret | 2021 | 2021
20252-215912-02 | Xcel Energy | 85 | 13781 | IOU | 04304153 | 9.994 | Solar |  |  | Active Application | Trade Secret | Trade | CHI | CHI311 | Residential |  | Trade Secret | 2021
20252-215912-02 | Xcel Energy | 85 | 13781 | IOU | 04304175 | 3.48 | Solar |  |  | Interconnected | Trade Secret | Trade | TER | TER071 | Residential | Solar*Rewards | Trade Secret | 2021 | 2021
20252-215912-02 | Xcel Energy | 85 | 13781 | IOU | 04304302 |  |  |  |  | Active Application | Trade Secret | Trade |  |  | Residential |  | Trade Secret | 2021
20252-215912-02 | Xcel Energy | 85 | 13781 | IOU | 04304375 |  | Solar |  |  | Active Application | Trade Secret | Trade | MOL | MOL073 | Residential | Solar*Rewards | Trade Secret | 2021
20252-215912-02 | Xcel Energy | 85 | 13781 | IOU | 04304416 | 7.83 | Solar |  |  | Interconnected | Trade Secret | Trade | EDA | EDA075 | Residential | Solar*Rewards | Trade Secret | 2021 | 2021
20252-215912-02 | Xcel Energy | 85 | 13781 | IOU | 04304502 | 5.054 | Solar |  |  | Interconnected | Trade Secret | Trade | HUG | HUG321 | Residential |  | Trade Secret | 2021 | 2021
20252-215912-02 | Xcel Energy | 85 | 13781 | IOU | 04304582 | 5.054 | Solar |  |  | Withdrawn | Trade Secret | Trade | OAD | OAD073 | Residential |  | Trade Secret | 2021
20252-215912-02 | Xcel Energy | 85 | 13781 | IOU | 04304624 | 5.054 | Solar |  |  | Interconnected | Trade Secret | Trade | FSL | FSL312 | Residential |  | Trade Secret | 2021 | 2021
20252-215912-02 | Xcel Energy | 85 | 13781 | IOU | 04304644 | 3.747 | Solar |  |  | Interconnected | Trade Secret | Trade | GSL | GSL074 | Residential |  | Trade Secret | 2021 | 2021
20252-215912-02 | Xcel Energy | 85 | 13781 | IOU | 04305873 | 7.124 | Solar |  |  | Interconnected | Trade Secret | Trade | WCS | WCS064 | Residential | Solar*Rewards | Trade Secret | 2021 | 2021
20252-215912-02 | Xcel Energy | 85 | 13781 | IOU | 04305879 | 8.22 | Solar |  |  | Interconnected | Trade Secret | Trade | WCS | WCS064 | Residential | Solar*Rewards | Trade Secret | 2021 | 2021
20252-215912-02 | Xcel Energy | 85 | 13781 | IOU | 04306006 | 14.5 | Solar |  |  | Interconnected | Trade Secret | Trade | TWL | TWL068 | Residential | Solar*Rewards | Trade Secret | 2021 | 2021
20252-215912-02 | Xcel Energy | 85 | 13781 | IOU | 04306350 | 1000 | Solar |  |  | Withdrawn | Trade Secret | Trade | SCH | SCH211 | Community Solar Garden | Solar*Rewards Community | Trade Secret | 2021
20252-215912-02 | Xcel Energy | 85 | 13781 | IOU | 04306351 | 1000 | Solar |  |  | Withdrawn | Trade Secret | Trade | SCH | SCH211 | Community Solar Garden | Solar*Rewards Community | Trade Secret | 2021
20252-215912-02 | Xcel Energy | 85 | 13781 | IOU | 04306353 | 1000 | Solar |  |  | Withdrawn | Trade Secret | Trade | SCH | SCH211 | Community Solar Garden | Solar*Rewards Community | Trade Secret | 2021
20252-215912-02 | Xcel Energy | 85 | 13781 | IOU | 04306362 | 1000 | Solar |  |  | Withdrawn | Trade Secret | Trade | SCH | SCH211 | Community Solar Garden | Solar*Rewards Community | Trade Secret | 2021
20252-215912-02 | Xcel Energy | 85 | 13781 | IOU | 04306368 | 1000 | Solar |  |  | Withdrawn | Trade Secret | Trade | SCH | SCH211 | Community Solar Garden | Solar*Rewards Community | Trade Secret | 2021
20252-215912-02 | Xcel Energy | 85 | 13781 | IOU | 04306370 | 1000 | Solar |  |  | Interconnected | Slayton | Trade | SLW | SLW062 | Community Solar Garden | Solar*Rewards Community | Trade Secret | 2022 | 2024
20252-215912-02 | Xcel Energy | 85 | 13781 | IOU | 04306375 | 1000 | Solar |  |  | Withdrawn | Trade Secret | Trade | SCH | SCH001 | Community Solar Garden | Solar*Rewards Community | Trade Secret | 2021
20252-215912-02 | Xcel Energy | 85 | 13781 | IOU | 04306393 | 1000 | Solar |  |  | Withdrawn | Trade Secret | Trade | BIS | BIS001 | Community Solar Garden | Solar*Rewards Community | Trade Secret | 2021
20252-215912-02 | Xcel Energy | 85 | 13781 | IOU | 04306586 | 1000 | Solar |  |  | Active Application | Trade Secret | Trade |  |  | Community Solar Garden | Solar*Rewards Community | Trade Secret | 2021
20252-215912-02 | Xcel Energy | 85 | 13781 | IOU | 04306589 | 1000 | Solar |  |  | Active Application | Trade Secret | Trade |  |  | Community Solar Garden | Solar*Rewards Community | Trade Secret | 2021
20252-215912-02 | Xcel Energy | 85 | 13781 | IOU | 04308614 | 38.02 | Solar |  |  | Interconnected | Trade Secret | Trade | HWW | HWW072 | Commercial | Solar*Rewards | Trade Secret | 2021 | 2022
20252-215912-02 | Xcel Energy | 85 | 13781 | IOU | 04309131 | 4.93 | Solar |  |  | Interconnected | Trade Secret | Trade | WIL | WIL086 | Residential | Solar*Rewards | Trade Secret | 2021 | 2021
20252-215912-02 | Xcel Energy | 85 | 13781 | IOU | 04309172 | 2.962 | Solar |  |  | Interconnected | Trade Secret | Trade | WIL | WIL098 | Residential | Solar*Rewards | Trade Secret | 2021 | 2021
20252-215912-02 | Xcel Energy | 85 | 13781 | IOU | 04309245 | 9.994 | Solar |  |  | Interconnected | Trade Secret | Trade | RRK | RRK082 | Residential | Solar*Rewards | Trade Secret | 2021 | 2021
20252-215912-02 | Xcel Energy | 85 | 13781 | IOU | 04309317 | 1000 | Solar |  |  | Withdrawn | Trade Secret | Trade | WEF | WEF071 | Community Solar Garden | Solar*Rewards Community | Trade Secret | 2021
20252-215912-02 | Xcel Energy | 85 | 13781 | IOU | 04309437 | 5 | Solar |  |  | Interconnected | Trade Secret | Trade | AFT | AFT315 | Residential | Solar*Rewards | Trade Secret | 2021 | 2021
20252-215912-02 | Xcel Energy | 85 | 13781 | IOU | 04309451 | 5.48 | Solar |  |  | Interconnected | Trade Secret | Trade | WWK | WWK321 | Residential | Solar*Rewards | Trade Secret | 2021 | 2021
20252-215912-02 | Xcel Energy | 85 | 13781 | IOU | 04309468 | 13.96 | Solar |  |  | Interconnected | Trade Secret | Trade | HOW | HOW061 | Residential | Solar*Rewards | Trade Secret | 2021 | 2021
20252-215912-02 | Xcel Energy | 85 | 13781 | IOU | 04309553 | 7.2 | Solar |  |  | Interconnected | Trade Secret | Trade | SLP | SLP092 | Residential | Solar*Rewards | Trade Secret | 2021 | 2021
20252-215912-02 | Xcel Energy | 85 | 13781 | IOU | 04309603 | 5.054 | Solar |  |  | Interconnected | Trade Secret | Trade | RRK | RRK064 | Residential |  | Trade Secret | 2021 | 2021
20252-215912-02 | Xcel Energy | 85 | 13781 | IOU | 04309672 | 5.054 | Solar |  |  | Interconnected | Trade Secret | Trade | OPK | OPK077 | Residential | Solar*Rewards | Trade Secret | 2021 | 2021
20252-215912-02 | Xcel Energy | 85 | 13781 | IOU | 04309731 | 3.747 | Solar |  |  | Withdrawn | Trade Secret | Trade | WSD | WSD061 | Residential |  | Trade Secret | 2021
20252-215912-02 | Xcel Energy | 85 | 13781 | IOU | 04309795 | 9.994 |  |  |  | Active Application | Trade Secret | Trade | KIM | KIM021 | Residential |  | Trade Secret | 2021
20252-215912-02 | Xcel Energy | 85 | 13781 | IOU | 04309912 | 0.86 | Solar |  |  | Interconnected | Trade Secret | Trade | WIN | WIN032 | Residential |  | Trade Secret | 2021 | 2021
20252-215912-02 | Xcel Energy | 85 | 13781 | IOU | 04309936 | 15.232 | Solar |  |  | Interconnected | Trade Secret | Trade | GSL | GSL341 | Residential | Solar*Rewards | Trade Secret | 2021 | 2023
20252-215912-02 | Xcel Energy | 85 | 13781 | IOU | 04312370 | 7.25 | Solar |  |  | Active Application | Trade Secret | Trade | HSN | HSN311 | Commercial | Solar*Rewards | Trade Secret | 2021
20252-215912-02 | Xcel Energy | 85 | 13781 | IOU | 04312567 | 4.537 | Solar |  |  | Interconnected | Trade Secret | Trade | WCR | WCR062 | Residential | Solar*Rewards | Trade Secret | 2021 | 2021
20252-215912-02 | Xcel Energy | 85 | 13781 | IOU | 04312593 | 4.932 | Solar |  |  | Interconnected | Trade Secret | Trade | WCS | WCS072 | Residential | Solar*Rewards | Trade Secret | 2021 | 2021
20252-215912-02 | Xcel Energy | 85 | 13781 | IOU | 04312616 | 7.678 | Solar |  |  | Interconnected | Trade Secret | Trade | WCS | WCS064 | Residential | Solar*Rewards | Trade Secret | 2021 | 2021
20252-215912-02 | Xcel Energy | 85 | 13781 | IOU | 04312617 | 7.124 | Solar |  |  | Interconnected | Trade Secret | Trade | WCS | WCS064 | Residential | Solar*Rewards | Trade Secret | 2021 | 2021
20252-215912-02 | Xcel Energy | 85 | 13781 | IOU | 04312764 | 5.933 | Solar |  |  | Interconnected | Trade Secret | Trade | IDA | IDA073 | Residential | Solar*Rewards | Trade Secret | 2021 | 2021
20252-215912-02 | Xcel Energy | 85 | 13781 | IOU | 04312782 | 2.61 | Solar |  |  | Interconnected | Trade Secret | Trade | SAV | SAV063 | Residential | Solar*Rewards | Trade Secret | 2021 | 2021
20252-215912-02 | Xcel Energy | 85 | 13781 | IOU | 04313098 | 5.22 | Solar |  |  | Interconnected | Trade Secret | Trade | NOF | NOF072 | Residential | Solar*Rewards | Trade Secret | 2021 | 2021
20252-215912-02 | Xcel Energy | 85 | 13781 | IOU | 04313355 | 7.54 | Solar |  |  | Interconnected | Trade Secret | Trade | CGR | CGR063 | Residential | Solar*Rewards | Trade Secret | 2021 | 2021
20252-215912-02 | Xcel Energy | 85 | 13781 | IOU | 04313448 | 5.054 | Solar |  |  | Withdrawn | Trade Secret | Trade | LCR | LCR311 | Residential | Solar*Rewards | Trade Secret | 2021
20252-215912-02 | Xcel Energy | 85 | 13781 | IOU | 04313860 | 6.38 | Solar |  |  | Interconnected | Trade Secret | Trade | WCS | WCS064 | Residential | Solar*Rewards | Trade Secret | 2021 | 2021
20252-215912-02 | Xcel Energy | 85 | 13781 | IOU | 04313957 |  | Solar |  |  | Active Application | Trade Secret | Trade |  |  | Residential | Solar*Rewards | Trade Secret | 2021
20252-215912-02 | Xcel Energy | 85 | 13781 | IOU | 04313959 |  | Solar |  |  | Active Application | Trade Secret | Trade |  |  | Residential | Solar*Rewards | Trade Secret | 2021
20252-215912-02 | Xcel Energy | 85 | 13781 | IOU | 04314371 | 1000 | Solar |  |  | Withdrawn | Trade Secret | Trade | KAN | KAN031 | Community Solar Garden | Solar*Rewards Community | Trade Secret | 2021
20252-215912-02 | Xcel Energy | 85 | 13781 | IOU | 04314804 | 29.02 | Solar |  |  | Interconnected | Trade Secret | Trade | LAC | LAC063 | Commercial | Solar*Rewards | Trade Secret | 2021 | 2022
20252-215912-02 | Xcel Energy | 85 | 13781 | IOU | 04315077 | 11.52 | Solar |  |  | Interconnected | Trade Secret | Trade | SCA | SCA021 | Residential | Solar*Rewards | Trade Secret | 2021 | 2021
20252-215912-02 | Xcel Energy | 85 | 13781 | IOU | 04316062 | 5.584 | Solar |  |  | Interconnected | Trade Secret | Trade | AFT | AFT321 | Residential | Solar*Rewards | Trade Secret | 2021 | 2021
20252-215912-02 | Xcel Energy | 85 | 13781 | IOU | 04316187 | 9.86 | Solar |  |  | Interconnected | Trade Secret | Trade | AFT | AFT315 | Residential | Solar*Rewards | Trade Secret | 2021 | 2021
20252-215912-02 | Xcel Energy | 85 | 13781 | IOU | 04316208 | 8.725 | Solar |  |  | Interconnected | Trade Secret | Trade | ALD | ALD088 | Residential | Solar*Rewards | Trade Secret | 2021 | 2021
20252-215912-02 | Xcel Energy | 85 | 13781 | IOU | 04316234 | 12.564 | Solar |  |  | Interconnected | Trade Secret | Trade | RPO | RPO311 | Residential | Solar*Rewards | Trade Secret | 2021 | 2021
20252-215912-02 | Xcel Energy | 85 | 13781 | IOU | 04316669 | 8.22 | Solar |  |  | Interconnected | Trade Secret | Trade | WWK | WWK321 | Residential | Solar*Rewards | Trade Secret | 2021 | 2021
20252-215912-02 | Xcel Energy | 85 | 13781 | IOU | 04316702 | 19.999 | Solar |  |  | Interconnected | Trade Secret | Trade | WYO | WYO032 | Commercial |  | Trade Secret | 2021 | 2021
20252-215912-02 | Xcel Energy | 85 | 13781 | IOU | 04317339 | 39.999 | Solar |  |  | Interconnected | Trade Secret | Trade | RVA | RVA061 | Commercial | Solar*Rewards | Trade Secret | 2021 | 2022
20252-215912-02 | Xcel Energy | 85 | 13781 | IOU | 04317379 | 6.576 | Solar |  |  | Interconnected | Trade Secret | Trade | WCS | WCS064 | Residential | Solar*Rewards | Trade Secret | 2021 | 2021
20252-215912-02 | Xcel Energy | 85 | 13781 | IOU | 04317400 | 4.932 | Solar |  |  | Interconnected | Trade Secret | Trade | APA | APA075 | Residential | Solar*Rewards | Trade Secret | 2021 | 2021
20252-215912-02 | Xcel Energy | 85 | 13781 | IOU | 04317464 | 9.57 | Solar |  |  | Interconnected | Trade Secret | Trade | HWW | HWW075 | Residential | Solar*Rewards | Trade Secret | 2021 | 2021
20252-215912-02 | Xcel Energy | 85 | 13781 | IOU | 04318497 | 4.35 | Solar |  |  | Interconnected | Trade Secret | Trade | MPK | MPK064 | Residential | Solar*Rewards | Trade Secret | 2021 | 2021
20252-215912-02 | Xcel Energy | 85 | 13781 | IOU | 04318663 | 7.616 | Solar |  |  | Interconnected | Trade Secret | Trade | NOF | NOF072 | Residential | Solar*Rewards | Trade Secret | 2021 | 2022
20252-215912-02 | Xcel Energy | 85 | 13781 | IOU | 04318758 | 5.8 | Solar |  |  | Interconnected | Trade Secret | Trade | ALD | ALD088 | Residential | Solar*Rewards | Trade Secret | 2021 | 2021
20252-215912-02 | Xcel Energy | 85 | 13781 | IOU | 04318932 | 11.39 | Solar |  |  | Active Application | Trade Secret | Trade | GVW | GVW023 | Residential | Solar*Rewards | Trade Secret | 2021
20252-215912-02 | Xcel Energy | 85 | 13781 | IOU | 04319031 | 4.537 | Solar |  |  | Interconnected | Trade Secret | Trade | SHP | SHP061 | Residential | Solar*Rewards | Trade Secret | 2021 | 2021
20252-215912-02 | Xcel Energy | 85 | 13781 | IOU | 04319035 | 39.999 | Solar |  |  | Interconnected | Trade Secret | Trade | HUG | HUG311 | Commercial | Solar*Rewards | Trade Secret | 2021 | 2021
20252-215912-02 | Xcel Energy | 85 | 13781 | IOU | 04319036 |  | Solar |  |  | Active Application | Trade Secret | Trade |  |  | Residential | Solar*Rewards | Trade Secret | 2021
20252-215912-02 | Xcel Energy | 85 | 13781 | IOU | 04319148 | 6.96 | Solar |  |  | Interconnected | Trade Secret | Trade | HAS | HAS021 | Residential | Solar*Rewards | Trade Secret | 2021 | 2021
20252-215912-02 | Xcel Energy | 85 | 13781 | IOU | 04319236 | 1000 | Solar |  |  | Active Application | Trade Secret | Trade | MHW | MHW311 | Community Solar Garden | Solar*Rewards Community | Trade Secret | 2021
20252-215912-02 | Xcel Energy | 85 | 13781 | IOU | 04319239 | 4.64 | Solar |  |  | Interconnected | Trade Secret | Trade | RMT | RMT321 | Residential | Solar*Rewards | Trade Secret | 2021 | 2021
20252-215912-02 | Xcel Energy | 85 | 13781 | IOU | 04319294 | 7.83 | Solar |  |  | Interconnected | Trade Secret | Trade | MPK | MPK078 | Residential | Solar*Rewards | Trade Secret | 2021 | 2021
20252-215912-02 | Xcel Energy | 85 | 13781 | IOU | 04319611 | 1000 | Solar |  |  | Active Application | Trade Secret | Trade | RED | RED091 | Community Solar Garden | Solar*Rewards Community | Trade Secret | 2021
20252-215912-02 | Xcel Energy | 85 | 13781 | IOU | 04319624 | 15.95 | Solar |  |  | Interconnected | Trade Secret | Trade | HOL | HOL061 | Residential | Solar*Rewards | Trade Secret | 2021 | 2021
20252-215912-02 | Xcel Energy | 85 | 13781 | IOU | 04319668 | 5.054 | Solar |  |  | Interconnected | Trade Secret | Trade | TLK | TLK066 | Residential | Solar*Rewards | Trade Secret | 2021 | 2021
20252-215912-02 | Xcel Energy | 85 | 13781 | IOU | 04322151 | 2.61 | Solar |  |  | Interconnected | Trade Secret | Trade | PBE | PBE061 | Residential | Solar*Rewards | Trade Secret | 2021 | 2021
20252-215912-02 | Xcel Energy | 85 | 13781 | IOU | 04322339 | 4.93 | Solar |  |  | Interconnected | Trade Secret | Trade | RIV | RIV061 | Residential | Solar*Rewards | Trade Secret | 2021 | 2021
20252-215912-02 | Xcel Energy | 85 | 13781 | IOU | 04322396 | 3.747 | Solar |  |  | Interconnected | Trade Secret | Trade | WIL | WIL078 | Residential |  | Trade Secret | 2021 | 2021
20252-215912-02 | Xcel Energy | 85 | 13781 | IOU | 04322427 | 5.054 | Solar |  |  | Interconnected | Trade Secret | Trade | WIL | WIL071 | Residential |  | Trade Secret | 2021 | 2021
20252-215912-02 | Xcel Energy | 85 | 13781 | IOU | 04322602 | 7.616 | Solar |  |  | Interconnected | Trade Secret | Trade | BUR | BUR032 | Residential |  | Trade Secret | 2021 | 2022
20252-215912-02 | Xcel Energy | 85 | 13781 | IOU | 04322628 |  |  |  |  | Active Application | Trade Secret | Trade |  |  | Residential |  | Trade Secret | 2021
20252-215912-02 | Xcel Energy | 85 | 13781 | IOU | 04322696 | 9.994 | Solar |  |  | Interconnected | Trade Secret | Trade | KIM | KIM021 | Residential |  | Trade Secret | 2021 | 2023
20252-215912-02 | Xcel Energy | 85 | 13781 | IOU | 04322717 | 3.747 | Solar |  |  | Interconnected | Trade Secret | Trade | MPK | MPK083 | Residential |  | Trade Secret | 2021 | 2021
20252-215912-02 | Xcel Energy | 85 | 13781 | IOU | 04322748 | 6.67 | Solar |  |  | Interconnected | Trade Secret | Trade | VKG | VKG072 | Residential | Solar*Rewards | Trade Secret | 2021 | 2021
20252-215912-02 | Xcel Energy | 85 | 13781 | IOU | 04322860 | 39.998 | Solar |  |  | Active Application | Trade Secret | Trade | STY | STY065 | Commercial | Solar*Rewards | Trade Secret | 2021
20252-215912-02 | Xcel Energy | 85 | 13781 | IOU | 04322889 | 3.747 | Solar |  |  | Interconnected | Trade Secret | Trade | ALD | ALD073 | Residential |  | Trade Secret | 2021 | 2021
20252-215912-02 | Xcel Energy | 85 | 13781 | IOU | 04323098 | 7.616 | Solar |  |  | Interconnected | Trade Secret | Trade | SAV | SAV063 | Residential | Solar*Rewards | Trade Secret | 2021 | 2022
20252-215912-02 | Xcel Energy | 85 | 13781 | IOU | 04323292 | 3.747 | Solar |  |  | Interconnected | Trade Secret | Trade | SCL | SCL312 | Residential | Solar*Rewards | Trade Secret | 2021 | 2021
20252-215912-02 | Xcel Energy | 85 | 13781 | IOU | 04323547 | 2.61 | Solar |  |  | Interconnected | Trade Secret | Trade | SHP | SHP072 | Residential | Solar*Rewards | Trade Secret | 2021 | 2021
20252-215912-02 | Xcel Energy | 85 | 13781 | IOU | 04328191 | 5.054 | Solar |  |  | Interconnected | Trade Secret | Trade | ECK | ECK321 | Residential |  | Trade Secret | 2021 | 2022
20252-215912-02 | Xcel Energy | 85 | 13781 | IOU | 04328343 | 10 | Storage |  |  | Decommissioned | Trade Secret | Trade | DPN | DPN071 | Residential |  | Trade Secret | 2021 | 2021
20252-215912-02 | Xcel Energy | 85 | 13781 | IOU | 04328350 | 1000 | Solar |  |  | Interconnected | Mayer | Trade | WCS | WCS072 | Community Solar Garden | Solar*Rewards Community | Trade Secret | 2022 | 2023
20252-215912-02 | Xcel Energy | 85 | 13781 | IOU | 04328386 |  | Solar |  |  | Active Application | Trade Secret | Trade | NOF | NOF061 | Commercial | Solar*Rewards | Trade Secret | 2021
20252-215912-02 | Xcel Energy | 85 | 13781 | IOU | 04328388 | 3.49 | Solar |  |  | Active Application | Trade Secret | Trade | GSL | GSL074 | Residential | Solar*Rewards | Trade Secret | 2021
20252-215912-02 | Xcel Energy | 85 | 13781 | IOU | 04328431 | 3.747 | Solar |  |  | Interconnected | Trade Secret | Trade | MPK | MPK087 | Residential | Solar*Rewards | Trade Secret | 2021 | 2021
20252-215912-02 | Xcel Energy | 85 | 13781 | IOU | 04328515 | 7.25 | Solar |  |  | Interconnected | Trade Secret | Trade | AFT | AFT314 | Residential | Solar*Rewards | Trade Secret | 2021 | 2021
20252-215912-02 | Xcel Energy | 85 | 13781 | IOU | 04328602 | 3.747 | Solar |  |  | Interconnected | Trade Secret | Trade | APA | APA074 | Residential | Solar*Rewards | Trade Secret | 2021 | 2022
20252-215912-02 | Xcel Energy | 85 | 13781 | IOU | 04330818 |  | Solar |  |  | Active Application | Trade Secret | Trade |  |  | Residential | Solar*Rewards | Trade Secret | 2021
20252-215912-02 | Xcel Energy | 85 | 13781 | IOU | 04331540 | 4.64 | Solar |  |  | Interconnected | Trade Secret | Trade | UPP | UPP086 | Residential | Solar*Rewards | Trade Secret | 2021 | 2021
20252-215912-02 | Xcel Energy | 85 | 13781 | IOU | 04331638 | 2.61 | Solar |  |  | Interconnected | Trade Secret | Trade | BEL | BEL061 | Residential | Solar*Rewards | Trade Secret | 2021 | 2021
20252-215912-02 | Xcel Energy | 85 | 13781 | IOU | 04331694 | 15.232 | Solar |  |  | Interconnected | Trade Secret | Trade | SLP | SLP072 | Residential | Solar*Rewards | Trade Secret | 2021 | 2021
20252-215912-02 | Xcel Energy | 85 | 13781 | IOU | 04331829 | 3.747 | Solar |  |  | Interconnected | Trade Secret | Trade | WDY | WDY311 | Residential |  | Trade Secret | 2021 | 2021
20252-215912-02 | Xcel Energy | 85 | 13781 | IOU | 04331960 | 6 | Solar |  |  | Active Application | Trade Secret | Trade | TSS | TSS061 | Residential |  | Trade Secret | 2021
20252-215912-02 | Xcel Energy | 85 | 13781 | IOU | 04332001 |  | Solar |  |  | Active Application | Trade Secret | Trade |  |  | Residential | Solar*Rewards | Trade Secret | 2021
20252-215912-02 | Xcel Energy | 85 | 13781 | IOU | 04332295 | 300 | Solar |  |  | Interconnected | Trade Secret | Trade | SDX | SDX312 | Commercial |  | Trade Secret | 2021 | 2021
20252-215912-02 | Xcel Energy | 85 | 13781 | IOU | 04332311 | 200 | Solar |  |  | Interconnected | Trade Secret | Trade | SDX | SDX312 | Commercial |  | Trade Secret | 2021 | 2021
20252-215912-02 | Xcel Energy | 85 | 13781 | IOU | 04332316 | 2.64 | Solar |  |  | Active Application | Trade Secret | Trade | SOU | SOU069 | Residential | Solar*Rewards | Trade Secret | 2021
20252-215912-02 | Xcel Energy | 85 | 13781 | IOU | 04332420 | 11.168 | Solar |  |  | Interconnected | Trade Secret | Trade | GSL | GSL341 | Residential | Solar*Rewards | Trade Secret | 2021 | 2021
20252-215912-02 | Xcel Energy | 85 | 13781 | IOU | 04332423 | 7.124 | Solar |  |  | Interconnected | Trade Secret | Trade | VMR | VMR062 | Residential | Solar*Rewards | Trade Secret | 2021 | 2021
20252-215912-02 | Xcel Energy | 85 | 13781 | IOU | 04332756 | 9.994 | Solar |  | X | Interconnected | Trade Secret | Trade | HUG | HUG312 | Residential | Solar*Rewards | Trade Secret | 2021 | 2021
20252-215912-02 | Xcel Energy | 85 | 13781 | IOU | 04335008 | 10.412 | Solar |  |  | Interconnected | Trade Secret | Trade | VMR | VMR062 | Residential | Solar*Rewards | Trade Secret | 2021 | 2021
20252-215912-02 | Xcel Energy | 85 | 13781 | IOU | 04335053 | 7.124 | Solar |  |  | Interconnected | Trade Secret | Trade | VMR | VMR062 | Residential | Solar*Rewards | Trade Secret | 2021 | 2021
20252-215912-02 | Xcel Energy | 85 | 13781 | IOU | 04335195 | 6 | Solar |  |  | Interconnected | Trade Secret | Trade | OSS | OSS062 | Residential | Solar*Rewards | Trade Secret | 2021 | 2021
20252-215912-02 | Xcel Energy | 85 | 13781 | IOU | 04335210 | 9.57 | Solar |  |  | Interconnected | Trade Secret | Trade | SOU | SOU073 | Residential | Solar*Rewards | Trade Secret | 2021 | 2021
20252-215912-02 | Xcel Energy | 85 | 13781 | IOU | 04335269 | 4.93 | Solar |  |  | Interconnected | Trade Secret | Trade | MEL | MEL081 | Residential | Solar*Rewards | Trade Secret | 2021 | 2021
20252-215912-02 | Xcel Energy | 85 | 13781 | IOU | 04335273 | 5.054 | Solar |  |  | Interconnected | Trade Secret | Trade | WCR | WCR062 | Residential |  | Trade Secret | 2021 | 2021
20252-215912-02 | Xcel Energy | 85 | 13781 | IOU | 04335291 | 5.054 | Solar |  |  | Interconnected | Trade Secret | Trade | LNS | LNS033 | Residential |  | Trade Secret | 2021 | 2021
20252-215912-02 | Xcel Energy | 85 | 13781 | IOU | 04335312 | 7.616 | Solar |  |  | Active Application | Trade Secret | Trade | WTN | WTN062 | Residential | Solar*Rewards | Trade Secret | 2021
20252-215912-02 | Xcel Energy | 85 | 13781 | IOU | 04335501 | 999 | Solar |  |  | Active Application | Trade Secret | Trade | SDX | SDX311 | Community Solar Garden | Solar*Rewards Community | Trade Secret | 2023
20252-215912-02 | Xcel Energy | 85 | 13781 | IOU | 04335696 | 6.98 | Solar |  |  | Interconnected | Trade Secret | Trade | TER | TER081 | Residential | Solar*Rewards | Trade Secret | 2021 | 2021
20252-215912-02 | Xcel Energy | 85 | 13781 | IOU | 04336272 | 5.054 | Solar |  |  | Interconnected | Trade Secret | Trade | MND | MND072 | Residential | Solar*Rewards | Trade Secret | 2021 | 2021
20252-215912-02 | Xcel Energy | 85 | 13781 | IOU | 04336395 | 7.83 | Solar |  |  | Interconnected | Trade Secret | Trade | CGR | CGR074 | Residential | Solar*Rewards | Trade Secret | 2021 | 2021
20252-215912-02 | Xcel Energy | 85 | 13781 | IOU | 04336434 |  |  |  |  | Active Application | Trade Secret | Trade |  |  | Residential |  | Trade Secret | 2021
20252-215912-02 | Xcel Energy | 85 | 13781 | IOU | 04336560 | 6.67 | Solar |  |  | Active Application | Trade Secret | Trade | MPK | MPK082 | Residential | Solar*Rewards | Trade Secret | 2021
20252-215912-02 | Xcel Energy | 85 | 13781 | IOU | 04336618 | 6.38 | Solar |  |  | Interconnected | Trade Secret | Trade | GLK | GLK071 | Residential | Solar*Rewards | Trade Secret | 2021 | 2021
20252-215912-02 | Xcel Energy | 85 | 13781 | IOU | 04336727 | 6 | Solar |  |  | Active Application | Trade Secret | Trade | HYL | HYL062 | Residential |  | Trade Secret | 2021
20252-215912-02 | Xcel Energy | 85 | 13781 | IOU | 04336730 | 7.616 | Solar |  |  | Active Application | Trade Secret | Trade | MEK | MEK021 | Residential | Solar*Rewards | Trade Secret | 2021
20252-215912-02 | Xcel Energy | 85 | 13781 | IOU | 04336781 | 6 | Solar |  |  | Withdrawn | Trade Secret | Trade | GNL | GNL071 | Residential |  | Trade Secret | 2021
20252-215912-02 | Xcel Energy | 85 | 13781 | IOU | 04336802 | 10.44 | Solar |  |  | Interconnected | Trade Secret | Trade | SLP | SLP092 | Residential | Solar*Rewards | Trade Secret | 2021 | 2021
20252-215912-02 | Xcel Energy | 85 | 13781 | IOU | 04336872 | 3.48 | Solar |  |  | Interconnected | Trade Secret | Trade | APA | APA077 | Residential | Solar*Rewards | Trade Secret | 2021 | 2021
20252-215912-02 | Xcel Energy | 85 | 13781 | IOU | 04336976 | 8.12 | Solar |  |  | Interconnected | Trade Secret | Trade | HUG | HUG311 | Residential | Solar*Rewards | Trade Secret | 2021 | 2021
20252-215912-02 | Xcel Energy | 85 | 13781 | IOU | 04337035 | 10.121 | Solar |  |  | Interconnected | Trade Secret | Trade | PIP | PIP061 | Commercial | Solar*Rewards | Trade Secret | 2021 | 2021
20252-215912-02 | Xcel Energy | 85 | 13781 | IOU | 04337180 | 11.39 | Solar |  |  | Active Application | Trade Secret | Trade | HOW | HOW061 | Residential |  | Trade Secret | 2021
20252-215912-02 | Xcel Energy | 85 | 13781 | IOU | 04337186 | 11.02 | Solar |  |  | Interconnected | Trade Secret | Trade | UPP | UPP084 | Residential | Solar*Rewards | Trade Secret | 2021 | 2021
20252-215912-02 | Xcel Energy | 85 | 13781 | IOU | 04337493 | 11.866 | Solar |  |  | Interconnected | Trade Secret | Trade | WSG | WSG063 | Residential | Solar*Rewards | Trade Secret | 2021 | 2021
20252-215912-02 | Xcel Energy | 85 | 13781 | IOU | 04337502 | 2.9 | Solar |  |  | Active Application | Trade Secret | Trade | IDA | IDA063 | Residential | Solar*Rewards | Trade Secret | 2021
20252-215912-02 | Xcel Energy | 85 | 13781 | IOU | 04339845 | 6 | Solar |  |  | Interconnected | Trade Secret | Trade | TER | TER075 | Residential | Solar*Rewards | Trade Secret | 2021 | 2021
20252-215912-02 | Xcel Energy | 85 | 13781 | IOU | 04339893 | 9.994 | Solar |  |  | Interconnected | Trade Secret | Trade | ALD | ALD076 | Residential | Solar*Rewards | Trade Secret | 2021 | 2021
20252-215912-02 | Xcel Energy | 85 | 13781 | IOU | 04340037 | 5.054 | Solar |  |  | Interconnected | Trade Secret | Trade | MND | MND071 | Residential |  | Trade Secret | 2021 | 2021
20252-215912-02 | Xcel Energy | 85 | 13781 | IOU | 04340061 | 7.616 | Solar |  |  | Active Application | Trade Secret | Trade | STY | STY072 | Residential | Solar*Rewards | Trade Secret | 2021
20252-215912-02 | Xcel Energy | 85 | 13781 | IOU | 04340071 |  |  |  |  | Active Application | Trade Secret | Trade |  |  | Residential |  | Trade Secret | 2021
20252-215912-02 | Xcel Energy | 85 | 13781 | IOU | 04340089 | 5.054 | Solar |  |  | Interconnected | Trade Secret | Trade | MPK | MPK074 | Residential |  | Trade Secret | 2021 | 2021
20252-215912-02 | Xcel Energy | 85 | 13781 | IOU | 04340109 | 9.994 | Solar |  |  | Interconnected | Trade Secret | Trade | FSL | FSL312 | Residential |  | Trade Secret | 2021 | 2021
20252-215912-02 | Xcel Energy | 85 | 13781 | IOU | 04340130 | 7.616 | Solar |  |  | Interconnected | Trade Secret | Trade | OSS | OSS073 | Residential |  | Trade Secret | 2021 | 2022
20252-215912-02 | Xcel Energy | 85 | 13781 | IOU | 04340206 | 99.9 | Solar |  |  | Interconnected | Trade Secret | Trade | WIL | WIL072 | Commercial |  | Trade Secret | 2021 | 2021
20252-215912-02 | Xcel Energy | 85 | 13781 | IOU | 04340337 | 10.15 | Solar |  |  | Interconnected | Trade Secret | Trade | TLK | TLK064 | Residential | Solar*Rewards | Trade Secret | 2021 | 2021
20252-215912-02 | Xcel Energy | 85 | 13781 | IOU | 04340340 | 12.47 | Solar |  |  | Interconnected | Trade Secret | Trade | GNL | GNL063 | Residential | Solar*Rewards | Trade Secret | 2021 | 2021
20252-215912-02 | Xcel Energy | 85 | 13781 | IOU | 04340570 |  |  |  |  | Active Application | Trade Secret | Trade |  |  | Residential |  | Trade Secret | 2021
20252-215912-02 | Xcel Energy | 85 | 13781 | IOU | 04340614 | 10.108 | Solar |  |  | Interconnected | Trade Secret | Trade | GLK | GLK064 | Residential | Solar*Rewards | Trade Secret | 2021 | 2021
20252-215912-02 | Xcel Energy | 85 | 13781 | IOU | 04340660 | 5.054 | Solar |  |  | Active Application | Trade Secret | Trade | MHW | MHW311 | Residential | Solar*Rewards | Trade Secret | 2021
20252-215912-02 | Xcel Energy | 85 | 13781 | IOU | 04340701 | 3.747 | Solar |  |  | Interconnected | Trade Secret | Trade | TLK | TLK061 | Residential | Solar*Rewards | Trade Secret | 2021 | 2021
20252-215912-02 | Xcel Energy | 85 | 13781 | IOU | 04340771 | 3.747 | Solar |  |  | Active Application | Trade Secret | Trade | TWL | TWL075 | Residential | Solar*Rewards | Trade Secret | 2021
20252-215912-02 | Xcel Energy | 85 | 13781 | IOU | 04340928 | 5.054 | Solar |  |  | Active Application | Trade Secret | Trade | SLP | SLP085 | Residential | Solar*Rewards | Trade Secret | 2021
20252-215912-02 | Xcel Energy | 85 | 13781 | IOU | 04340975 | 6.67 | Solar |  | X | Interconnected | Trade Secret | Trade | ECK | ECK061 | Residential | Solar*Rewards | Trade Secret | 2021 | 2021
20252-215912-02 | Xcel Energy | 85 | 13781 | IOU | 04341000 | 4.886 | Solar |  |  | Interconnected | Trade Secret | Trade | SOU | SOU073 | Residential | Solar*Rewards | Trade Secret | 2021 | 2021
20252-215912-02 | Xcel Energy | 85 | 13781 | IOU | 04341067 | 11.89 | Solar |  |  | Interconnected | Trade Secret | Trade | HYL | HYL061 | Residential | Solar*Rewards | Trade Secret | 2021 | 2021
20252-215912-02 | Xcel Energy | 85 | 13781 | IOU | 04341105 | 6.282 | Solar |  |  | Interconnected | Trade Secret | Trade | MND | MND063 | Residential | Solar*Rewards | Trade Secret | 2021 | 2021
20252-215912-02 | Xcel Energy | 85 | 13781 | IOU | 04341155 | 8.725 | Solar |  |  | Interconnected | Trade Secret | Trade | LOK | LOK093 | Residential | Solar*Rewards | Trade Secret | 2021 | 2021
20252-215912-02 | Xcel Energy | 85 | 13781 | IOU | 04341171 |  | Solar |  |  | Active Application | Trade Secret | Trade | RRK | RRK064 | Residential | Solar*Rewards | Trade Secret | 2021
20252-215912-02 | Xcel Energy | 85 | 13781 | IOU | 04341628 | 6.631 | Solar |  |  | Interconnected | Trade Secret | Trade | EDP | EDP091 | Residential | Solar*Rewards | Trade Secret | 2021 | 2021
20252-215912-02 | Xcel Energy | 85 | 13781 | IOU | 04342035 | 999 | Solar |  |  | Interconnected | Faribault | Trade | FAP | FAP061 | Community Solar Garden | Solar*Rewards Community | Trade Secret | 2022 | 2023
20252-215912-02 | Xcel Energy | 85 | 13781 | IOU | 04342083 | 15.36 | Solar |  | X | Interconnected | Trade Secret | Trade | SOU | SOU086 | Residential | Solar*Rewards | Trade Secret | 2021 | 2022
20252-215912-02 | Xcel Energy | 85 | 13781 | IOU | 04342187 | 6.67 | Solar |  |  | Interconnected | Trade Secret | Trade | WCR | WCR062 | Residential | Solar*Rewards | Trade Secret | 2021 | 2021
20252-215912-02 | Xcel Energy | 85 | 13781 | IOU | 04342247 | 8.801 | Solar |  |  | Interconnected | Trade Secret | Trade | RPO | RPO312 | Residential | Solar*Rewards | Trade Secret | 2021 | 2023
20252-215912-02 | Xcel Energy | 85 | 13781 | IOU | 04342259 | 10.73 | Solar |  |  | Interconnected | Trade Secret | Trade | SOU | SOU078 | Residential | Solar*Rewards | Trade Secret | 2021 | 2021
20252-215912-02 | Xcel Energy | 85 | 13781 | IOU | 04344046 | 6.67 | Solar |  |  | Interconnected | Trade Secret | Trade | WCS | WCS062 | Residential | Solar*Rewards | Trade Secret | 2021 | 2021
20252-215912-02 | Xcel Energy | 85 | 13781 | IOU | 04346901 | 19.988 | Solar |  |  | Active Application | Trade Secret | Trade | MPK | MPK067 | Commercial | Solar*Rewards | Trade Secret | 2021
20252-215912-02 | Xcel Energy | 85 | 13781 | IOU | 04347318 | 8.99 | Solar |  |  | Interconnected | Trade Secret | Trade | RMT | RMT321 | Residential | Solar*Rewards | Trade Secret | 2021 | 2021
20252-215912-02 | Xcel Energy | 85 | 13781 | IOU | 04347387 | 3.747 | Solar |  |  | Interconnected | Trade Secret | Trade | FRM | FRM062 | Residential | Solar*Rewards | Trade Secret | 2021 | 2021
20252-215912-02 | Xcel Energy | 85 | 13781 | IOU | 04347410 | 1.74 | Solar |  |  | Interconnected | Trade Secret | Trade | CGR | CGR061 | Residential | Solar*Rewards | Trade Secret | 2021 | 2021
20252-215912-02 | Xcel Energy | 85 | 13781 | IOU | 04347418 | 3.747 | Solar |  |  | Withdrawn | Trade Secret | Trade | MPK | MPK082 | Residential |  | Trade Secret | 2021
20252-215912-02 | Xcel Energy | 85 | 13781 | IOU | 04347440 | 9.994 | Solar |  |  | Interconnected | Trade Secret | Trade | OSS | OSS064 | Residential |  | Trade Secret | 2021 | 2022
20252-215912-02 | Xcel Energy | 85 | 13781 | IOU | 04347564 | 1000 | Solar |  |  | Withdrawn | Trade Secret | Trade | REW | REW023 | Community Solar Garden | Solar*Rewards Community | Trade Secret | 2021
20252-215912-02 | Xcel Energy | 85 | 13781 | IOU | 04347588 | 1000 | Solar |  |  | Withdrawn | Trade Secret | Trade | NOF | NOF071 | Community Solar Garden | Solar*Rewards Community | Trade Secret | 2021
20252-215912-02 | Xcel Energy | 85 | 13781 | IOU | 04347827 |  | Solar |  |  | Active Application | Trade Secret | Trade | WIL | WIL063 | Residential | Solar*Rewards | Trade Secret | 2021
20252-215912-02 | Xcel Energy | 85 | 13781 | IOU | 04347968 | 13.05 | Solar |  |  | Active Application | Trade Secret | Trade | NOF | NOF061 | Residential | Solar*Rewards | Trade Secret | 2021
20252-215912-02 | Xcel Energy | 85 | 13781 | IOU | 04348833 | 3.747 | Solar |  |  | Interconnected | Trade Secret | Trade | RPO | RPO311 | Residential | Solar*Rewards | Trade Secret | 2021 | 2021
20252-215912-02 | Xcel Energy | 85 | 13781 | IOU | 04348847 | 9.994 | Solar |  |  | Interconnected | Trade Secret | Trade | ECK | ECK321 | Residential | Solar*Rewards | Trade Secret | 2021 | 2021
20252-215912-02 | Xcel Energy | 85 | 13781 | IOU | 04348919 | 1000 | Solar |  |  | Active Application | Trade Secret | Trade | MHW | MHW311 | Community Solar Garden | Solar*Rewards Community | Trade Secret | 2021
20252-215912-02 | Xcel Energy | 85 | 13781 | IOU | 04349079 | 1000 | Solar |  |  | Withdrawn | Trade Secret | Trade | WIN | WIN043 | Community Solar Garden | Solar*Rewards Community | Trade Secret | 2021
20252-215912-02 | Xcel Energy | 85 | 13781 | IOU | 04349165 | 1000 | Solar |  |  | Active Application | Trade Secret | Trade | LAK | LAK032 | Community Solar Garden | Solar*Rewards Community | Trade Secret | 2023
20252-215912-02 | Xcel Energy | 85 | 13781 | IOU | 04349247 | 3.12 | Solar |  |  | Interconnected | Trade Secret | Trade | WIL | WIL091 | Residential | Solar*Rewards | Trade Secret | 2021 | 2021
20252-215912-02 | Xcel Energy | 85 | 13781 | IOU | 04349510 | 7.54 | Solar |  |  | Withdrawn | Trade Secret | Trade | LCR | LCR311 | Residential | Solar*Rewards | Trade Secret | 2021
20252-215912-02 | Xcel Energy | 85 | 13781 | IOU | 04350261 | 3.747 | Solar |  |  | Interconnected | Trade Secret | Trade | TWL | TWL078 | Residential | Solar*Rewards | Trade Secret | 2021 | 2022
20252-215912-02 | Xcel Energy | 85 | 13781 | IOU | 04350278 | 6.028 | Solar |  |  | Interconnected | Trade Secret | Trade | ALK | ALK072 | Residential | Solar*Rewards | Trade Secret | 2021 | 2021
20252-215912-02 | Xcel Energy | 85 | 13781 | IOU | 04350348 | 7.616 | Solar |  |  | Withdrawn | Trade Secret | Trade | REW | REW023 | Residential | Solar*Rewards | Trade Secret | 2021
20252-215912-02 | Xcel Energy | 85 | 13781 | IOU | 04350391 | 7.616 | Solar |  |  | Active Application | Trade Secret | Trade | CHI | CHI311 | Residential | Solar*Rewards | Trade Secret | 2021
20252-215912-02 | Xcel Energy | 85 | 13781 | IOU | 04350392 | 23.51 | Solar |  |  | Active Application | Trade Secret | Trade | CNC | CNC071 | Commercial | Solar*Rewards | Trade Secret | 2021
20252-215912-02 | Xcel Energy | 85 | 13781 | IOU | 04350567 | 29.02 | Solar |  |  | Interconnected | Trade Secret | Trade | CNC | CNC071 | Commercial | Solar*Rewards | Trade Secret | 2021 | 2021
20252-215912-02 | Xcel Energy | 85 | 13781 | IOU | 04350611 | 5.8 | Solar |  |  | Interconnected | Trade Secret | Trade | IDA | IDA072 | Residential | Solar*Rewards | Trade Secret | 2021 | 2021
20252-215912-02 | Xcel Energy | 85 | 13781 | IOU | 04350737 | 7.616 | Solar |  |  | Interconnected | Trade Secret | Trade | MPK | MPK082 | Residential | Solar*Rewards | Trade Secret | 2021 | 2021
20252-215912-02 | Xcel Energy | 85 | 13781 | IOU | 04350780 | 10.44 | Solar |  |  | Interconnected | Trade Secret | Trade | ELP | ELP084 | Commercial | Solar*Rewards | Trade Secret | 2021 | 2021
20252-215912-02 | Xcel Energy | 85 | 13781 | IOU | 04350792 |  | Solar |  |  | Active Application | Trade Secret | Trade |  |  | Residential | Solar*Rewards | Trade Secret | 2021
20252-215912-02 | Xcel Energy | 85 | 13781 | IOU | 04350795 | 5.8 | Solar |  |  | Interconnected | Trade Secret | Trade | HWW | HWW072 | Residential | Solar*Rewards | Trade Secret | 2021 | 2021
20252-215912-02 | Xcel Energy | 85 | 13781 | IOU | 04350816 | 5.933 | Solar |  |  | Interconnected | Trade Secret | Trade | SOU | SOU086 | Commercial | Solar*Rewards | Trade Secret | 2021 | 2024
20252-215912-02 | Xcel Energy | 85 | 13781 | IOU | 04350824 | 9.994 | Solar |  |  | Interconnected | Trade Secret | Trade | HSN | HSN321 | Residential | Solar*Rewards | Trade Secret | 2021 | 2021
20252-215912-02 | Xcel Energy | 85 | 13781 | IOU | 04350924 | 3.48 | Solar |  |  | Interconnected | Trade Secret | Trade | TER | TER061 | Residential | Solar*Rewards | Trade Secret | 2021 | 2021
20252-215912-02 | Xcel Energy | 85 | 13781 | IOU | 04350953 | 5.28 | Solar |  |  | Interconnected | Trade Secret | Trade | ALD | ALD084 | Residential | Solar*Rewards | Trade Secret | 2021 | 2021
20252-215912-02 | Xcel Energy | 85 | 13781 | IOU | 04351011 | 39.999 | Solar |  |  | Interconnected | Trade Secret | Trade | EDA | EDA072 | Commercial | Solar*Rewards | Trade Secret | 2021 | 2022
20252-215912-02 | Xcel Energy | 85 | 13781 | IOU | 04353477 | 3.747 | Solar |  |  | Interconnected | Trade Secret | Trade | MOL | MOL073 | Residential |  | Trade Secret | 2021 | 2021
20252-215912-02 | Xcel Energy | 85 | 13781 | IOU | 04353505 |  |  |  |  | Active Application | Trade Secret | Trade |  |  | Residential |  | Trade Secret | 2021
20252-215912-02 | Xcel Energy | 85 | 13781 | IOU | 04353519 | 6 | Solar |  |  | Interconnected | Trade Secret | Trade | APA | APA077 | Residential |  | Trade Secret | 2021 | 2023
20252-215912-02 | Xcel Energy | 85 | 13781 | IOU | 04353586 | 970 | Solar |  |  | Withdrawn | Trade Secret | Trade | MOL | MOL062 | Community Solar Garden | Solar*Rewards Community | Trade Secret | 2022
20252-215912-02 | Xcel Energy | 85 | 13781 | IOU | 04353603 |  | Solar |  |  | Active Application | Trade Secret | Trade |  |  | Residential | Solar*Rewards | Trade Secret | 2021
20252-215912-02 | Xcel Energy | 85 | 13781 | IOU | 04354033 |  | Solar |  |  | Active Application | Trade Secret | Trade |  |  | Community Solar Garden | Solar*Rewards Community | Trade Secret | 2021
20252-215912-02 | Xcel Energy | 85 | 13781 | IOU | 04354110 | 6 | Solar |  |  | Interconnected | Trade Secret | Trade | REW | REW021 | Residential |  | Trade Secret | 2021 | 2021
20252-215912-02 | Xcel Energy | 85 | 13781 | IOU | 04354123 | 5 | Solar |  |  | Interconnected | Trade Secret | Trade | KAN | KAN022 | Commercial | Solar*Rewards | Trade Secret | 2021 | 2022
20252-215912-02 | Xcel Energy | 85 | 13781 | IOU | 04354155 | 6.38 | Solar |  |  | Interconnected | Trade Secret | Trade | NOF | NOF073 | Residential | Solar*Rewards | Trade Secret | 2021 | 2021
20252-215912-02 | Xcel Energy | 85 | 13781 | IOU | 04354216 | 133.3 | Solar |  |  | Interconnected | Trade Secret | Trade | KOL | KOL071 | Commercial |  | Trade Secret | 2021 | 2021
20252-215912-02 | Xcel Energy | 85 | 13781 | IOU | 04354224 | 3.747 | Solar |  |  | Active Application | Trade Secret | Trade | KOL | KOL074 | Residential |  | Trade Secret | 2021
20252-215912-02 | Xcel Energy | 85 | 13781 | IOU | 04354268 | 7.616 | Solar |  |  | Interconnected | Trade Secret | Trade | LOK | LOK093 | Residential | Solar*Rewards | Trade Secret | 2021 | 2021
20252-215912-02 | Xcel Energy | 85 | 13781 | IOU | 04354305 | 5 | Solar |  |  | Active Application | Trade Secret | Trade | GVW | GVW023 | Residential | Solar*Rewards | Trade Secret | 2021
20252-215912-02 | Xcel Energy | 85 | 13781 | IOU | 04354386 | 6.67 | Solar |  |  | Interconnected | Trade Secret | Trade | HUG | HUG312 | Residential | Solar*Rewards | Trade Secret | 2021 | 2021
20252-215912-02 | Xcel Energy | 85 | 13781 | IOU | 04358419 | 10.44 | Solar |  |  | Interconnected | Trade Secret | Trade | EDP | EDP073 | Residential | Solar*Rewards | Trade Secret | 2021 | 2021
20252-215912-02 | Xcel Energy | 85 | 13781 | IOU | 04358642 | 25 | Wind |  |  | Interconnected | Trade Secret | Trade | CLC | CLC221 | Commercial |  | Trade Secret | 2021 | 2022
20252-215912-02 | Xcel Energy | 85 | 13781 | IOU | 04358727 | 4.35 | Solar |  |  | Interconnected | Trade Secret | Trade | LEX | LEX071 | Residential | Solar*Rewards | Trade Secret | 2021 | 2021
20252-215912-02 | Xcel Energy | 85 | 13781 | IOU | 04358805 | 6.38 | Solar |  |  | Interconnected | Trade Secret | Trade | HUG | HUG321 | Residential | Solar*Rewards | Trade Secret | 2021 | 2021
20252-215912-02 | Xcel Energy | 85 | 13781 | IOU | 04359090 | 8.376 | Solar |  |  | Interconnected | Trade Secret | Trade | RPO | RPO311 | Residential | Solar*Rewards | Trade Secret | 2021 | 2021
20252-215912-02 | Xcel Energy | 85 | 13781 | IOU | 04359181 |  | Solar |  |  | Active Application | Trade Secret | Trade |  |  | Residential | Solar*Rewards | Trade Secret | 2021
20252-215912-02 | Xcel Energy | 85 | 13781 | IOU | 04359219 |  | Solar |  |  | Active Application | Trade Secret | Trade |  |  | Community Solar Garden | Solar*Rewards Community | Trade Secret | 2021
20252-215912-02 | Xcel Energy | 85 | 13781 | IOU | 04360273 | 166.6 | Solar |  |  | Interconnected | Trade Secret | Trade | WIN | WIN022 | Commercial |  | Trade Secret | 2021 | 2023
20252-215912-02 | Xcel Energy | 85 | 13781 | IOU | 04360358 | 6 | Solar |  |  | Active Application | Trade Secret | Trade | MGN | MGN211 | Commercial | Solar*Rewards | Trade Secret | 2021
20252-215912-02 | Xcel Energy | 85 | 13781 | IOU | 04360370 | 14.995 | Solar |  |  | Active Application | Trade Secret | Trade | MGN | MGN211 | Commercial | Solar*Rewards | Trade Secret | 2021
20252-215912-02 | Xcel Energy | 85 | 13781 | IOU | 04360537 | 11.6 | Solar |  |  | Interconnected | Trade Secret | Trade | ORO | ORO062 | Residential | Solar*Rewards | Trade Secret | 2021 | 2021
20252-215912-02 | Xcel Energy | 85 | 13781 | IOU | 04360700 | 11.02 | Solar |  | X | Interconnected | Trade Secret | Trade | HOL | HOL072 | Residential | Solar*Rewards | Trade Secret | 2021 | 2021
20252-215912-02 | Xcel Energy | 85 | 13781 | IOU | 04360703 | 119.999 | Solar |  |  | Interconnected | Trade Secret | Trade | GLK | GLK062 | Commercial |  | Trade Secret | 2021 | 2021
20252-215912-02 | Xcel Energy | 85 | 13781 | IOU | 04360739 | 10.819 | Solar |  |  | Active Application | Trade Secret | Trade | LIN | LIN031 | Residential | Solar*Rewards | Trade Secret | 2021
20252-215912-02 | Xcel Energy | 85 | 13781 | IOU | 04360865 | 9.994 | Solar |  |  | Interconnected | Trade Secret | Trade | SLP | SLP081 | Residential | Solar*Rewards | Trade Secret | 2021 | 2021
20252-215912-02 | Xcel Energy | 85 | 13781 | IOU | 04360869 | 7.6 | Solar |  |  | Interconnected | Trade Secret | Trade | GSL | GSL074 | Residential | Solar*Rewards | Trade Secret | 2021 | 2024
20252-215912-02 | Xcel Energy | 85 | 13781 | IOU | 04360890 | 9.747 | Solar |  |  | Interconnected | Trade Secret | Trade | SOU | SOU063 | Residential | Solar*Rewards | Trade Secret | 2021 | 2021
20252-215912-02 | Xcel Energy | 85 | 13781 | IOU | 04360920 | 3.747 | Solar |  |  | Interconnected | Trade Secret | Trade | WIL | WIL076 | Residential | Solar*Rewards | Trade Secret | 2021 | 2021
20252-215912-02 | Xcel Energy | 85 | 13781 | IOU | 04360947 | 7.616 | Solar |  |  | Interconnected | Trade Secret | Trade | SOU | SOU064 | Residential | Solar*Rewards | Trade Secret | 2021 | 2021
20252-215912-02 | Xcel Energy | 85 | 13781 | IOU | 04360984 | 6 | Solar |  |  | Active Application | Trade Secret | Trade | VIL | VIL021 | Commercial | Solar*Rewards | Trade Secret | 2021
20252-215912-02 | Xcel Energy | 85 | 13781 | IOU | 04361130 | 5 | Solar |  |  | Interconnected | Trade Secret | Trade | GRC | GRC312 | Residential | Solar*Rewards | Trade Secret | 2021 | 2021
20252-215912-02 | Xcel Energy | 85 | 13781 | IOU | 04361559 | 1000 | Solar |  |  | Withdrawn | Trade Secret | Trade | MNV | MNV211 | Community Solar Garden | Solar*Rewards Community | Trade Secret | 2021
20252-215912-02 | Xcel Energy | 85 | 13781 | IOU | 04361645 | 1000 | Solar |  |  | Withdrawn | Trade Secret | Trade | MHW | MHW311 | Community Solar Garden | Solar*Rewards Community | Trade Secret | 2021
20252-215912-02 | Xcel Energy | 85 | 13781 | IOU | 04361646 | 6 | Solar |  |  | Active Application | Trade Secret | Trade | CHE | CHE065 | Residential |  | Trade Secret | 2021
20252-215912-02 | Xcel Energy | 85 | 13781 | IOU | 04361855 |  | Solar |  |  | Active Application | Trade Secret | Trade | SOU | SOU063 | Residential | Solar*Rewards | Trade Secret | 2021
20252-215912-02 | Xcel Energy | 85 | 13781 | IOU | 04361945 | 5 | Solar |  |  | Interconnected | Trade Secret | Trade | RRK | RRK064 | Residential | Solar*Rewards | Trade Secret | 2021 | 2022
20252-215912-02 | Xcel Energy | 85 | 13781 | IOU | 04361949 |  | Solar |  |  | Active Application | Trade Secret | Trade |  |  | Residential | Solar*Rewards | Trade Secret | 2021
20252-215912-02 | Xcel Energy | 85 | 13781 | IOU | 04362144 | 3.747 | Solar |  |  | Interconnected | Trade Secret | Trade | APA | APA067 | Residential | Solar*Rewards | Trade Secret | 2021 | 2021
20252-215912-02 | Xcel Energy | 85 | 13781 | IOU | 04362177 | 6 | Solar |  |  | Interconnected | Trade Secret | Trade | OAD | OAD065 | Residential | Solar*Rewards | Trade Secret | 2021 | 2021
20252-215912-02 | Xcel Energy | 85 | 13781 | IOU | 04362279 |  | Solar |  |  | Active Application | Trade Secret | Trade |  |  | Residential | Solar*Rewards | Trade Secret | 2021
20252-215912-02 | Xcel Energy | 85 | 13781 | IOU | 04362447 | 37.722 | Solar |  |  | Interconnected | Trade Secret | Trade | HWW | HWW072 | Commercial | Solar*Rewards | Trade Secret | 2021 | 2021
20252-215912-02 | Xcel Energy | 85 | 13781 | IOU | 04362481 | 6 | Solar |  |  | Interconnected | Trade Secret | Trade | BUR | BUR032 | Residential |  | Trade Secret | 2021 | 2021
20252-215912-02 | Xcel Energy | 85 | 13781 | IOU | 04362496 | 5.054 | Solar |  |  | Interconnected | Trade Secret | Trade | LEX | LEX061 | Residential |  | Trade Secret | 2021 | 2021
20252-215912-02 | Xcel Energy | 85 | 13781 | IOU | 04362624 | 5.22 | Solar |  |  | Interconnected | Trade Secret | Trade | SHP | SHP062 | Residential | Solar*Rewards | Trade Secret | 2021 | 2021
20252-215912-02 | Xcel Energy | 85 | 13781 | IOU | 04362704 | 2.61 | Solar |  |  | Interconnected | Trade Secret | Trade | UPP | UPP082 | Residential | Solar*Rewards | Trade Secret | 2021 | 2021
20252-215912-02 | Xcel Energy | 85 | 13781 | IOU | 04362727 | 2.32 | Solar |  |  | Active Application | Trade Secret | Trade | UPP | UPP063 | Residential | Solar*Rewards | Trade Secret | 2021
20252-215912-02 | Xcel Energy | 85 | 13781 | IOU | 04362815 | 166.6 | Solar |  |  | Interconnected | Trade Secret | Trade | SAV | SAV067 | Commercial |  | Trade Secret | 2021 | 2021
20252-215912-02 | Xcel Energy | 85 | 13781 | IOU | 04363342 | 6.38 | Solar |  |  | Interconnected | Trade Secret | Trade | CTR | CTR031 | Residential | Solar*Rewards | Trade Secret | 2021 | 2021
20252-215912-02 | Xcel Energy | 85 | 13781 | IOU | 04363414 | 7.616 | Solar |  |  | Withdrawn | Trade Secret | Trade | LCR | LCR311 | Residential | Solar*Rewards | Trade Secret | 2021
20252-215912-02 | Xcel Energy | 85 | 13781 | IOU | 04363457 | 2.962 | Solar |  |  | Withdrawn | Trade Secret | Trade | SCL | SCL313 | Residential |  | Trade Secret | 2021
20252-215912-02 | Xcel Energy | 85 | 13781 | IOU | 04363512 | 5.054 | Solar |  |  | Withdrawn | Trade Secret | Trade | STY | STY071 | Residential |  | Trade Secret | 2021
20252-215912-02 | Xcel Energy | 85 | 13781 | IOU | 04363731 | 25 | Wind |  |  | Withdrawn | Trade Secret | Trade | YLM | YLM212 | Residential |  | Trade Secret | 2021
20252-215912-02 | Xcel Energy | 85 | 13781 | IOU | 04363772 | 4.188 | Solar |  |  | Interconnected | Trade Secret | Trade | MPK | MPK071 | Residential | Solar*Rewards | Trade Secret | 2021 | 2021
20252-215912-02 | Xcel Energy | 85 | 13781 | IOU | 04363784 | 8.12 | Solar |  |  | Interconnected | Trade Secret | Trade | WSG | WSG075 | Residential | Solar*Rewards | Trade Secret | 2021 | 2021
20252-215912-02 | Xcel Energy | 85 | 13781 | IOU | 04363790 | 7.616 | Solar |  |  | Interconnected | Trade Secret | Trade | TWL | TWL063 | Residential | Solar*Rewards | Trade Secret | 2021 | 2021
20252-215912-02 | Xcel Energy | 85 | 13781 | IOU | 04363806 | 5 | Solar |  |  | Interconnected | Trade Secret | Trade | MPK | MPK074 | Residential | Solar*Rewards | Trade Secret | 2021 | 2021
20252-215912-02 | Xcel Energy | 85 | 13781 | IOU | 04363811 | 43.2 | Solar |  |  | Interconnected | Trade Secret | Trade | EDA | EDA072 | Commercial |  | Trade Secret | 2021 | 2022
20252-215912-02 | Xcel Energy | 85 | 13781 | IOU | 04363821 | 2.9 | Solar |  |  | Withdrawn | Trade Secret | Trade | GLK | GLK072 | Residential | Solar*Rewards | Trade Secret | 2021
20252-215912-02 | Xcel Energy | 85 | 13781 | IOU | 04363944 | 5.22 | Solar |  |  | Active Application | Trade Secret | Trade | MDT | MDT061 | Residential | Solar*Rewards | Trade Secret | 2021
20252-215912-02 | Xcel Energy | 85 | 13781 | IOU | 04364034 | 6.98 | Solar |  | X | Interconnected | Trade Secret | Trade | CKG | CKG041 | Residential | Solar*Rewards | Trade Secret | 2021 | 2021
20252-215912-02 | Xcel Energy | 85 | 13781 | IOU | 04364101 | 7.124 | Solar |  |  | Interconnected | Trade Secret | Trade | GLK | GLK073 | Residential | Solar*Rewards | Trade Secret | 2021 | 2021
20252-215912-02 | Xcel Energy | 85 | 13781 | IOU | 04364106 | 6.09 | Solar |  |  | Interconnected | Trade Secret | Trade | WIL | WIL082 | Residential | Solar*Rewards | Trade Secret | 2021 | 2021
20252-215912-02 | Xcel Energy | 85 | 13781 | IOU | 04364108 | 6.96 | Solar |  |  | Interconnected | Trade Secret | Trade | OPK | OPK073 | Residential | Solar*Rewards | Trade Secret | 2021 | 2021
20252-215912-02 | Xcel Energy | 85 | 13781 | IOU | 04364121 | 7.616 | Solar |  |  | Interconnected | Trade Secret | Trade | WIL | WIL075 | Residential |  | Trade Secret | 2021 | 2022
20252-215912-02 | Xcel Energy | 85 | 13781 | IOU | 04364129 | 5.8 | Solar |  |  | Interconnected | Trade Secret | Trade | APA | APA067 | Residential | Solar*Rewards | Trade Secret | 2021 | 2021
20252-215912-02 | Xcel Energy | 85 | 13781 | IOU | 04364148 | 3.747 | Solar |  |  | Interconnected | Trade Secret | Trade | WSG | WSG352 | Residential |  | Trade Secret | 2021 | 2022
20252-215912-02 | Xcel Energy | 85 | 13781 | IOU | 04364278 | 7.25 | Solar |  |  | Interconnected | Trade Secret | Trade | HAS | HAS021 | Residential | Solar*Rewards | Trade Secret | 2021 | 2021
20252-215912-02 | Xcel Energy | 85 | 13781 | IOU | 04366315 | 40.252 | Solar |  |  | Interconnected | Trade Secret | Trade | RPL | RPL061 | Commercial | Solar*Rewards | Trade Secret | 2021 | 2022
20252-215912-02 | Xcel Energy | 85 | 13781 | IOU | 04366329 |  | Solar |  |  | Active Application | Trade Secret | Trade |  |  | Residential | Solar*Rewards | Trade Secret | 2021
20252-215912-02 | Xcel Energy | 85 | 13781 | IOU | 04366656 | 6.38 | Solar |  |  | Interconnected | Trade Secret | Trade | LOK | LOK062 | Residential | Solar*Rewards | Trade Secret | 2021 | 2021
20252-215912-02 | Xcel Energy | 85 | 13781 | IOU | 04366959 | 5 | Solar |  |  | Interconnected | Trade Secret | Trade | GLK | GLK073 | Residential | Solar*Rewards | Trade Secret | 2021 | 2021
20252-215912-02 | Xcel Energy | 85 | 13781 | IOU | 04366990 | 7.329 | Solar |  |  | Interconnected | Trade Secret | Trade | EXC | EXC061 | Residential | Solar*Rewards | Trade Secret | 2021 | 2021
20252-215912-02 | Xcel Energy | 85 | 13781 | IOU | 04366993 | 7.494 | Solar |  |  | Withdrawn | Trade Secret | Trade | WRR | WRR075 | Residential | Solar*Rewards | Trade Secret | 2021
20252-215912-02 | Xcel Energy | 85 | 13781 | IOU | 04367081 | 6.282 | Solar |  |  | Interconnected | Trade Secret | Trade | STY | STY075 | Residential | Solar*Rewards | Trade Secret | 2021 | 2021
20252-215912-02 | Xcel Energy | 85 | 13781 | IOU | 04372010 | 3.77 | Solar |  |  | Interconnected | Trade Secret | Trade | SOU | SOU064 | Residential | Solar*Rewards | Trade Secret | 2021 | 2021
20252-215912-02 | Xcel Energy | 85 | 13781 | IOU | 04372610 | 9.994 | Solar |  |  | Active Application | Trade Secret | Trade | SCA | SCA021 | Residential | Solar*Rewards | Trade Secret | 2021
20252-215912-02 | Xcel Energy | 85 | 13781 | IOU | 04372921 | 7.616 | Solar |  |  | Interconnected | Trade Secret | Trade | SCA | SCA021 | Residential | Solar*Rewards | Trade Secret | 2021 | 2022
20252-215912-02 | Xcel Energy | 85 | 13781 | IOU | 04373161 | 39.999 | Solar |  |  | Interconnected | Trade Secret | Trade | EDA | EDA084 | Commercial | Solar*Rewards | Trade Secret | 2021 | 2022
20252-215912-02 | Xcel Energy | 85 | 13781 | IOU | 04373229 | 15.232 | Solar |  |  | Interconnected | Trade Secret | Trade | RCH | RCH061 | Residential | Solar*Rewards | Trade Secret | 2021 | 2021
20252-215912-02 | Xcel Energy | 85 | 13781 | IOU | 04373341 | 5.22 | Solar |  |  | Interconnected | Trade Secret | Trade | WDY | WDY312 | Residential | Solar*Rewards | Trade Secret | 2021 | 2021
20252-215912-02 | Xcel Energy | 85 | 13781 | IOU | 04373546 | 1000 | Solar |  |  | Active Application | Trade Secret | Trade | DAN | DAN021 | Community Solar Garden | Solar*Rewards Community | Trade Secret | 2023
20252-215912-02 | Xcel Energy | 85 | 13781 | IOU | 04373555 | 1000 | Solar |  |  | Active Application | Trade Secret | Trade | MNV | MNV211 | Community Solar Garden | Solar*Rewards Community | Trade Secret | 2023
20252-215912-02 | Xcel Energy | 85 | 13781 | IOU | 04373639 | 7.616 | Solar |  |  | Interconnected | Trade Secret | Trade | BCR | BCR083 | Residential | Solar*Rewards | Trade Secret | 2021 | 2021
20252-215912-02 | Xcel Energy | 85 | 13781 | IOU | 04373651 | 3.77 | Solar |  |  | Interconnected | Trade Secret | Trade | PKL | PKL085 | Residential | Solar*Rewards | Trade Secret | 2021 | 2021
20252-215912-02 | Xcel Energy | 85 | 13781 | IOU | 04373881 | 29.02 | Solar |  |  | Interconnected | Trade Secret | Trade | SOU | SOU086 | Commercial | Solar*Rewards | Trade Secret | 2022 | 2023
20252-215912-02 | Xcel Energy | 85 | 13781 | IOU | 04373890 | 1.92 | Solar |  |  | Interconnected | Trade Secret | Trade | ALD | ALD076 | Residential | Solar*Rewards | Trade Secret | 2021 | 2021
20252-215912-02 | Xcel Energy | 85 | 13781 | IOU | 04373912 | 3.747 | Solar |  |  | Interconnected | Trade Secret | Trade | OPK | OPK077 | Residential | Solar*Rewards | Trade Secret | 2021 | 2021
20252-215912-02 | Xcel Energy | 85 | 13781 | IOU | 04374011 | 38.012 | Solar |  |  | Withdrawn | Trade Secret | Trade | ALT | ALT021 | Residential |  | Trade Secret | 2021
20252-215912-02 | Xcel Energy | 85 | 13781 | IOU | 04374231 | 7.616 | Solar |  |  | Interconnected | Trade Secret | Trade | GRC | GRC312 | Residential | Solar*Rewards | Trade Secret | 2021 | 2021
20252-215912-02 | Xcel Energy | 85 | 13781 | IOU | 04374808 |  |  |  |  | Active Application | Trade Secret | Trade |  |  | Residential |  | Trade Secret | 2021
20252-215912-02 | Xcel Energy | 85 | 13781 | IOU | 04375017 | 6.96 | Solar |  |  | Interconnected | Trade Secret | Trade | UPP | UPP085 | Residential | Solar*Rewards | Trade Secret | 2021 | 2021
20252-215912-02 | Xcel Energy | 85 | 13781 | IOU | 04375381 | 3.48 | Solar |  |  | Withdrawn | Trade Secret | Trade | SOU | SOU079 | Residential | Solar*Rewards | Trade Secret | 2021
20252-215912-02 | Xcel Energy | 85 | 13781 | IOU | 04375437 | 7.25 | Solar |  |  | Interconnected | Trade Secret | Trade | EDP | EDP073 | Residential | Solar*Rewards | Trade Secret | 2021 | 2021
20252-215912-02 | Xcel Energy | 85 | 13781 | IOU | 04375467 | 9.86 | Solar |  |  | Interconnected | Trade Secret | Trade | APA | APA073 | Residential | Solar*Rewards | Trade Secret | 2021 | 2021
20252-215912-02 | Xcel Energy | 85 | 13781 | IOU | 04375620 | 5.8 | Solar |  |  | Interconnected | Trade Secret | Trade | WES | WES074 | Residential | Solar*Rewards | Trade Secret | 2021 | 2021
20252-215912-02 | Xcel Energy | 85 | 13781 | IOU | 04375650 | 7.678 | Solar |  |  | Interconnected | Trade Secret | Trade | DOC | DOC021 | Residential | Solar*Rewards | Trade Secret | 2021 | 2021
20252-215912-02 | Xcel Energy | 85 | 13781 | IOU | 04375674 | 5.22 | Solar |  |  | Interconnected | Trade Secret | Trade | GLK | GLK071 | Residential | Solar*Rewards | Trade Secret | 2021 | 2021
20252-215912-02 | Xcel Energy | 85 | 13781 | IOU | 04375682 | 6.96 | Solar |  |  | Interconnected | Trade Secret | Trade | HUG | HUG321 | Residential | Solar*Rewards | Trade Secret | 2021 | 2021
20252-215912-02 | Xcel Energy | 85 | 13781 | IOU | 04376018 | 7.616 | Solar |  |  | Withdrawn | Trade Secret | Trade | MAZ | MAZ021 | Residential | Solar*Rewards | Trade Secret | 2021
20252-215912-02 | Xcel Energy | 85 | 13781 | IOU | 04376108 | 10.412 | Solar |  |  | Interconnected | Trade Secret | Trade | ALK | ALK072 | Residential | Solar*Rewards | Trade Secret | 2021 | 2021
20252-215912-02 | Xcel Energy | 85 | 13781 | IOU | 04376230 |  | Solar |  |  | Active Application | Trade Secret | Trade |  |  | Residential | Solar*Rewards | Trade Secret | 2021
20252-215912-02 | Xcel Energy | 85 | 13781 | IOU | 04376389 | 99.9 | Solar |  |  | Interconnected | Trade Secret | Trade | WIL | WIL072 | Commercial |  | Trade Secret | 2021 | 2021
20252-215912-02 | Xcel Energy | 85 | 13781 | IOU | 04376610 | 33.3 | Solar |  |  | Interconnected | Trade Secret | Trade | EKO | EKO021 | Commercial | Solar*Rewards | Trade Secret | 2021 | 2021
20252-215912-02 | Xcel Energy | 85 | 13781 | IOU | 04376627 | 11.39 | Solar |  |  | Withdrawn | Trade Secret | Trade | ALT | ALT021 | Commercial | Solar*Rewards | Trade Secret | 2021
20252-215912-02 | Xcel Energy | 85 | 13781 | IOU | 04376637 | 5.22 | Solar |  |  | Interconnected | Trade Secret | Trade | MPK | MPK087 | Residential | Solar*Rewards | Trade Secret | 2021 | 2021
20252-215912-02 | Xcel Energy | 85 | 13781 | IOU | 04377279 | 29.02 | Solar |  |  | Interconnected | Trade Secret | Trade | MST | MST080 | Commercial | Solar*Rewards | Trade Secret | 2021 | 2021
20252-215912-02 | Xcel Energy | 85 | 13781 | IOU | 04377341 | 6.09 | Solar |  |  | Withdrawn | Trade Secret | Trade | UPP | UPP063 | Residential | Solar*Rewards | Trade Secret | 2021
20252-215912-02 | Xcel Energy | 85 | 13781 | IOU | 04377362 | 5.8 | Solar |  |  | Interconnected | Trade Secret | Trade | HWW | HWW074 | Residential | Solar*Rewards | Trade Secret | 2021 | 2021
20252-215912-02 | Xcel Energy | 85 | 13781 | IOU | 04377621 | 10.44 | Solar |  |  | Interconnected | Trade Secret | Trade | EDA | EDA067 | Residential | Solar*Rewards | Trade Secret | 2021 | 2021
20252-215912-02 | Xcel Energy | 85 | 13781 | IOU | 04377645 |  |  |  |  | Active Application | Trade Secret | Trade |  |  | Residential |  | Trade Secret | 2021
20252-215912-02 | Xcel Energy | 85 | 13781 | IOU | 04377661 | 2.094 | Solar |  |  | Interconnected | Trade Secret | Trade | STY | STY075 | Residential | Solar*Rewards | Trade Secret | 2021 | 2021
20252-215912-02 | Xcel Energy | 85 | 13781 | IOU | 04377677 | 22.95 | Solar |  |  | Withdrawn | Trade Secret | Trade | MPK | MPK087 | Residential | Solar*Rewards | Trade Secret | 2021
20252-215912-02 | Xcel Energy | 85 | 13781 | IOU | 04377695 | 5.235 | Solar |  |  | Active Application | Trade Secret | Trade | SLP | SLP082 | Residential | Solar*Rewards | Trade Secret | 2021
20252-215912-02 | Xcel Energy | 85 | 13781 | IOU | 04377711 | 8.7 | Solar |  |  | Interconnected | Trade Secret | Trade | DPN | DPN071 | Residential | Solar*Rewards | Trade Secret | 2021 | 2021
20252-215912-02 | Xcel Energy | 85 | 13781 | IOU | 04377748 | 1000 | Solar |  |  | Withdrawn | Trade Secret | Trade | FAB | FAB063 | Community Solar Garden | Solar*Rewards Community | Trade Secret | 2021
20252-215912-02 | Xcel Energy | 85 | 13781 | IOU | 04377780 | 1000 | Solar |  |  | Withdrawn | Trade Secret | Trade | YLM | YLM212 | Community Solar Garden | Solar*Rewards Community | Trade Secret | 2021
20252-215912-02 | Xcel Energy | 85 | 13781 | IOU | 04377949 | 13.96 | Solar |  |  | Withdrawn | Trade Secret | Trade | WCS | WCS064 | Residential | Solar*Rewards | Trade Secret | 2021
20252-215912-02 | Xcel Energy | 85 | 13781 | IOU | 04377979 |  |  |  |  | Active Application | Trade Secret | Trade |  |  | Residential |  | Trade Secret | 2021
20252-215912-02 | Xcel Energy | 85 | 13781 | IOU | 04378895 | 9.994 | Solar |  |  | Interconnected | Trade Secret | Trade | MTW | MTW021 | Residential | Solar*Rewards | Trade Secret | 2021 | 2021
20252-215912-02 | Xcel Energy | 85 | 13781 | IOU | 04378915 | 10.44 | Solar |  |  | Interconnected | Trade Secret | Trade | WCS | WCS072 | Residential | Solar*Rewards | Trade Secret | 2021 | 2021
20252-215912-02 | Xcel Energy | 85 | 13781 | IOU | 04379105 | 6 | Solar |  |  | Interconnected | Trade Secret | Trade | HYL | HYL062 | Residential |  | Trade Secret | 2021 | 2021
20252-215912-02 | Xcel Energy | 85 | 13781 | IOU | 04379316 | 4.188 | Solar |  |  | Interconnected | Trade Secret | Trade | SLP | SLP084 | Residential | Solar*Rewards | Trade Secret | 2021 | 2021
20252-215912-02 | Xcel Energy | 85 | 13781 | IOU | 04379449 | 2.4 | Solar |  |  | Interconnected | Trade Secret | Trade | ALD | ALD097 | Residential | Solar*Rewards | Trade Secret | 2021 | 2021
20252-215912-02 | Xcel Energy | 85 | 13781 | IOU | 04379883 | 18 | Solar |  |  | Interconnected | Trade Secret | Trade | EXC | EXC061 | Residential | Solar*Rewards | Trade Secret | 2021 | 2021
20252-215912-02 | Xcel Energy | 85 | 13781 | IOU | 04379988 | 6 | Solar |  |  | Active Application | Trade Secret | Trade | NOF | NOF061 | Commercial | Solar*Rewards | Trade Secret | 2021
20252-215912-02 | Xcel Energy | 85 | 13781 | IOU | 04380031 | 3.747 | Solar |  |  | Active Application | Trade Secret | Trade | BYT | BYT061 | Residential | Solar*Rewards | Trade Secret | 2021
20252-215912-02 | Xcel Energy | 85 | 13781 | IOU | 04380242 | 3.747 | Solar |  |  | Interconnected | Trade Secret | Trade | SCL | SCL312 | Residential | Solar*Rewards | Trade Secret | 2021 | 2021
20252-215912-02 | Xcel Energy | 85 | 13781 | IOU | 04380293 | 5 | Solar |  |  | Active Application | Trade Secret | Trade | LCR | LCR311 | Residential | Solar*Rewards | Trade Secret | 2021
20252-215912-02 | Xcel Energy | 85 | 13781 | IOU | 04380346 | 7.616 | Solar |  |  | Active Application | Trade Secret | Trade | HOL | HOL071 | Residential | Solar*Rewards | Trade Secret | 2021
20252-215912-02 | Xcel Energy | 85 | 13781 | IOU | 04380471 | 19.72 | Solar |  |  | Active Application | Trade Secret | Trade | AFT | AFT322 | Residential | Solar*Rewards | Trade Secret | 2021
20252-215912-02 | Xcel Energy | 85 | 13781 | IOU | 04380566 | 7.616 | Solar |  |  | Interconnected | Trade Secret | Trade | CGR | CGR064 | Residential | Solar*Rewards | Trade Secret | 2021 | 2021
20252-215912-02 | Xcel Energy | 85 | 13781 | IOU | 04380602 | 3.747 | Solar |  |  | Interconnected | Trade Secret | Trade | FRM | FRM071 | Residential | Solar*Rewards | Trade Secret | 2021 | 2021
20252-215912-02 | Xcel Energy | 85 | 13781 | IOU | 04380617 | 39.999 | Solar |  |  | Interconnected | Trade Secret | Trade | STY | STY062 | Commercial | Solar*Rewards | Trade Secret | 2021 | 2021
20252-215912-02 | Xcel Energy | 85 | 13781 | IOU | 04380731 | 6.028 | Solar |  |  | Interconnected | Trade Secret | Trade | PBE | PBE061 | Residential | Solar*Rewards | Trade Secret | 2021 | 2021
20252-215912-02 | Xcel Energy | 85 | 13781 | IOU | 04380738 | 7.124 | Solar |  |  | Interconnected | Trade Secret | Trade | PBE | PBE061 | Residential | Solar*Rewards | Trade Secret | 2021 | 2021
20252-215912-02 | Xcel Energy | 85 | 13781 | IOU | 04380741 | 6.576 | Solar |  |  | Interconnected | Trade Secret | Trade | PBE | PBE061 | Residential | Solar*Rewards | Trade Secret | 2021 | 2021
20252-215912-02 | Xcel Energy | 85 | 13781 | IOU | 04380883 | 5 | Solar |  |  | Interconnected | Trade Secret | Trade | SLP | SLP092 | Residential | Solar*Rewards | Trade Secret | 2021 | 2021
20252-215912-02 | Xcel Energy | 85 | 13781 | IOU | 04380914 | 9.994 | Solar |  |  | Interconnected | Trade Secret | Trade | WCR | WCR061 | Residential | Solar*Rewards | Trade Secret | 2021 | 2021
20252-215912-02 | Xcel Energy | 85 | 13781 | IOU | 04381006 | 7 | Solar |  |  | Interconnected | Trade Secret | Trade | AFT | AFT315 | Residential | Solar*Rewards | Trade Secret | 2021 | 2023
20252-215912-02 | Xcel Energy | 85 | 13781 | IOU | 04381024 | 10.44 | Solar |  |  | Interconnected | Trade Secret | Trade | LLK | LLK061 | Residential | Solar*Rewards | Trade Secret | 2021 | 2021
20252-215912-02 | Xcel Energy | 85 | 13781 | IOU | 04381157 | 2.03 | Solar |  |  | Interconnected | Trade Secret | Trade | APA | APA073 | Residential | Solar*Rewards | Trade Secret | 2021 | 2021
20252-215912-02 | Xcel Energy | 85 | 13781 | IOU | 04381911 | 500 | Solar |  |  | Active Application | Trade Secret | Trade | MEL | MEL088 | Commercial |  | Trade Secret | 2021
20252-215912-02 | Xcel Energy | 85 | 13781 | IOU | 04382046 | 5.054 | Solar |  |  | Interconnected | Trade Secret | Trade | TWL | TWL066 | Residential |  | Trade Secret | 2021 | 2022
20252-215912-02 | Xcel Energy | 85 | 13781 | IOU | 04382050 | 7.616 | Solar |  |  | Interconnected | Trade Secret | Trade | LAB | LAB311 | Residential | Solar*Rewards | Trade Secret | 2021 | 2021
20252-215912-02 | Xcel Energy | 85 | 13781 | IOU | 04382066 | 5 | Solar |  |  | Interconnected | Trade Secret | Trade | YAM | YAM031 | Residential | Solar*Rewards | Trade Secret | 2021 | 2021
20252-215912-02 | Xcel Energy | 85 | 13781 | IOU | 04382095 | 8.768 | Solar |  |  | Interconnected | Trade Secret | Trade | PBE | PBE061 | Residential | Solar*Rewards | Trade Secret | 2021 | 2021
20252-215912-02 | Xcel Energy | 85 | 13781 | IOU | 04382104 | 12.056 | Solar |  |  | Interconnected | Trade Secret | Trade | PBE | PBE061 | Residential | Solar*Rewards | Trade Secret | 2021 | 2021
20252-215912-02 | Xcel Energy | 85 | 13781 | IOU | 04382218 | 4.06 | Solar |  |  | Active Application | Trade Secret | Trade | HWW | HWW072 | Residential | Solar*Rewards | Trade Secret | 2021
20252-215912-02 | Xcel Energy | 85 | 13781 | IOU | 04382283 | 7.54 | Solar |  |  | Interconnected | Trade Secret | Trade | CEL | CEL066 | Residential | Solar*Rewards | Trade Secret | 2021 | 2021
20252-215912-02 | Xcel Energy | 85 | 13781 | IOU | 04382441 | 99 | Solar |  |  | Active Application | Trade Secret | Trade | CEL | CEL064 | Commercial |  | Trade Secret | 2021
20252-215912-02 | Xcel Energy | 85 | 13781 | IOU | 04382443 | 3.747 | Solar |  |  | Interconnected | Trade Secret | Trade | IDA | IDA072 | Residential |  | Trade Secret | 2021 | 2022
20252-215912-02 | Xcel Energy | 85 | 13781 | IOU | 04382491 | 300 | Solar |  |  | Active Application | Trade Secret | Trade | CEL | CEL064 | Commercial |  | Trade Secret | 2021
20252-215912-02 | Xcel Energy | 85 | 13781 | IOU | 04382640 | 2.9 | Solar |  |  | Interconnected | Trade Secret | Trade | SOU | SOU069 | Residential | Solar*Rewards | Trade Secret | 2021 | 2021
20252-215912-02 | Xcel Energy | 85 | 13781 | IOU | 04382661 | 13.63 | Solar |  |  | Interconnected | Trade Secret | Trade | GSL | GSL341 | Residential | Solar*Rewards | Trade Secret | 2021 | 2021
20252-215912-02 | Xcel Energy | 85 | 13781 | IOU | 04382665 | 14.21 | Solar |  |  | Active Application | Trade Secret | Trade | CGR | CGR072 | Residential | Solar*Rewards | Trade Secret | 2021
20252-215912-02 | Xcel Energy | 85 | 13781 | IOU | 04382666 | 12.18 | Solar |  |  | Interconnected | Trade Secret | Trade | LEX | LEX075 | Residential | Solar*Rewards | Trade Secret | 2021 | 2021
20252-215912-02 | Xcel Energy | 85 | 13781 | IOU | 04382733 |  | Solar |  |  | Active Application | Trade Secret | Trade |  |  | Residential | Solar*Rewards | Trade Secret | 2021
20252-215912-02 | Xcel Energy | 85 | 13781 | IOU | 04382734 | 11.6 | Solar |  |  | Interconnected | Trade Secret | Trade | FSL | FSL311 | Residential | Solar*Rewards | Trade Secret | 2021 | 2021
20252-215912-02 | Xcel Energy | 85 | 13781 | IOU | 04382961 | 15.344 | Solar |  |  | Interconnected | Trade Secret | Trade | PBE | PBE061 | Residential |  | Trade Secret | 2021 | 2021
20252-215912-02 | Xcel Energy | 85 | 13781 | IOU | 04383294 | 99 | Solar |  |  | Active Application | Trade Secret | Trade | SLP | SLP081 | Commercial |  | Trade Secret | 2021
20252-215912-02 | Xcel Energy | 85 | 13781 | IOU | 04383919 | 99 | Solar |  |  | Active Application | Trade Secret | Trade | SLP | SLP081 | Commercial |  | Trade Secret | 2021
20252-215912-02 | Xcel Energy | 85 | 13781 | IOU | 04384004 | 99 | Solar |  |  | Active Application | Trade Secret | Trade | SLP | SLP092 | Commercial |  | Trade Secret | 2021
20252-215912-02 | Xcel Energy | 85 | 13781 | IOU | 04384046 | 33.3 | Solar |  |  | Active Application | Trade Secret | Trade | SLP | SLP096 | Commercial | Solar*Rewards | Trade Secret | 2021
20252-215912-02 | Xcel Energy | 85 | 13781 | IOU | 04384050 | 33.3 | Solar |  |  | Active Application | Trade Secret | Trade | SLP | SLP083 | Commercial | Solar*Rewards | Trade Secret | 2021
20252-215912-02 | Xcel Energy | 85 | 13781 | IOU | 04384092 | 7.494 | Solar |  |  | Interconnected | Trade Secret | Trade | SOU | SOU083 | Residential | Solar*Rewards | Trade Secret | 2021 | 2022
20252-215912-02 | Xcel Energy | 85 | 13781 | IOU | 04384180 | 8.12 | Solar |  |  | Interconnected | Trade Secret | Trade | HYL | HYL074 | Residential | Solar*Rewards | Trade Secret | 2021 | 2021
20252-215912-02 | Xcel Energy | 85 | 13781 | IOU | 04384523 | 15.36 | Solar |  |  | Interconnected | Trade Secret | Trade | BCR | BCR062 | Residential | Solar*Rewards | Trade Secret | 2021 | 2021
20252-215912-02 | Xcel Energy | 85 | 13781 | IOU | 04384618 |  | Solar |  |  | Active Application | Trade Secret | Trade |  |  | Residential | Solar*Rewards | Trade Secret | 2021
20252-215912-02 | Xcel Energy | 85 | 13781 | IOU | 04384821 | 6 | Solar |  |  | Active Application | Trade Secret | Trade | STY | STY061 | Residential | Solar*Rewards | Trade Secret | 2021
20252-215912-02 | Xcel Energy | 85 | 13781 | IOU | 04384951 | 38.02 | Solar |  |  | Interconnected | Trade Secret | Trade | GPH | GPH061 | Commercial | Solar*Rewards | Trade Secret | 2022 | 2022
20252-215912-02 | Xcel Energy | 85 | 13781 | IOU | 04384981 | 4.92 | Solar |  |  | Interconnected | Trade Secret | Trade | WIN | WIN033 | Residential | Solar*Rewards | Trade Secret | 2021 | 2021
20252-215912-02 | Xcel Energy | 85 | 13781 | IOU | 04384985 |  | Solar |  |  | Active Application | Trade Secret | Trade |  |  | Residential | Solar*Rewards | Trade Secret | 2021
20252-215912-02 | Xcel Energy | 85 | 13781 | IOU | 04385195 | 37.8 | Solar |  |  | Interconnected | Trade Secret | Trade | ELP | ELP084 | Commercial | Solar*Rewards | Trade Secret | 2022 | 2023
20252-215912-02 | Xcel Energy | 85 | 13781 | IOU | 04385220 | 5.51 | Solar |  |  | Interconnected | Trade Secret | Trade | RMT | RMT321 | Residential | Solar*Rewards | Trade Secret | 2021 | 2021
20252-215912-02 | Xcel Energy | 85 | 13781 | IOU | 04385338 | 36.4 | Solar |  |  | Interconnected | Trade Secret | Trade | ELP | ELP084 | Commercial | Solar*Rewards | Trade Secret | 2022 | 2023
20252-215912-02 | Xcel Energy | 85 | 13781 | IOU | 04385371 |  | Solar |  |  | Active Application | Trade Secret | Trade |  |  | Residential | Solar*Rewards | Trade Secret | 2021
20252-215912-02 | Xcel Energy | 85 | 13781 | IOU | 04385394 | 38.02 | Solar |  |  | Interconnected | Trade Secret | Trade | RIV | RIV062 | Commercial | Solar*Rewards | Trade Secret | 2022 | 2022
20252-215912-02 | Xcel Energy | 85 | 13781 | IOU | 04385766 |  | Solar |  |  | Active Application | Trade Secret | Trade |  |  | Residential | Solar*Rewards | Trade Secret | 2021
20252-215912-02 | Xcel Energy | 85 | 13781 | IOU | 04385940 | 6.38 | Solar |  |  | Interconnected | Trade Secret | Trade | SOU | SOU064 | Residential | Solar*Rewards | Trade Secret | 2021 | 2021
20252-215912-02 | Xcel Energy | 85 | 13781 | IOU | 04386244 | 33.128 | Solar |  |  | Interconnected | Trade Secret | Trade | ELP | ELP075 | Commercial | Solar*Rewards | Trade Secret | 2022 | 2022
20252-215912-02 | Xcel Energy | 85 | 13781 | IOU | 04386269 | 5 | Solar |  |  | Interconnected | Trade Secret | Trade | AFT | AFT322 | Residential | Solar*Rewards | Trade Secret | 2021 | 2021
20252-215912-02 | Xcel Energy | 85 | 13781 | IOU | 04386282 | 10.15 | Solar |  |  | Interconnected | Trade Secret | Trade | RMT | RMT321 | Residential | Solar*Rewards | Trade Secret | 2021 | 2021
20252-215912-02 | Xcel Energy | 85 | 13781 | IOU | 04386295 | 7.54 | Solar |  |  | Interconnected | Trade Secret | Trade | WYO | WYO032 | Residential | Solar*Rewards | Trade Secret | 2021 | 2021
20252-215912-02 | Xcel Energy | 85 | 13781 | IOU | 04386310 | 7.83 | Solar |  |  | Interconnected | Trade Secret | Trade | SCA | SCA021 | Residential | Solar*Rewards | Trade Secret | 2021 | 2021
20252-215912-02 | Xcel Energy | 85 | 13781 | IOU | 04386342 | 6.96 | Solar |  |  | Active Application | Trade Secret | Trade | WTN | WTN062 | Residential | Solar*Rewards | Trade Secret | 2021
20252-215912-02 | Xcel Energy | 85 | 13781 | IOU | 04386500 | 5 | Solar |  |  | Interconnected | Trade Secret | Trade | CDV | CDV072 | Residential | Solar*Rewards | Trade Secret | 2021 | 2022
20252-215912-02 | Xcel Energy | 85 | 13781 | IOU | 04386817 | 10.44 | Solar |  |  | Interconnected | Trade Secret | Trade | RAM | RAM077 | Residential | Solar*Rewards | Trade Secret | 2021 | 2021
20252-215912-02 | Xcel Energy | 85 | 13781 | IOU | 04386870 | 6.67 | Solar |  | X | Interconnected | Trade Secret | Trade | MPK | MPK071 | Residential | Solar*Rewards | Trade Secret | 2021 | 2021
20252-215912-02 | Xcel Energy | 85 | 13781 | IOU | 04387001 | 4.886 | Solar |  |  | Interconnected | Trade Secret | Trade | NOF | NOF071 | Residential | Solar*Rewards | Trade Secret | 2021 | 2021
20252-215912-02 | Xcel Energy | 85 | 13781 | IOU | 04387021 | 5.8 | Solar |  |  | Interconnected | Trade Secret | Trade | WSG | WSG362 | Residential | Solar*Rewards | Trade Secret | 2021 | 2021
20252-215912-02 | Xcel Energy | 85 | 13781 | IOU | 04387030 | 9.074 | Solar |  |  | Interconnected | Trade Secret | Trade | WCS | WCS062 | Residential | Solar*Rewards | Trade Secret | 2021 | 2021
20252-215912-02 | Xcel Energy | 85 | 13781 | IOU | 04387032 | 166.6 | Solar |  |  | Interconnected | Trade Secret | Trade | EDP | EDP095 | Commercial |  | Trade Secret | 2021 | 2021
20252-215912-02 | Xcel Energy | 85 | 13781 | IOU | 04387167 | 9.57 | Solar |  |  | Interconnected | Trade Secret | Trade | WCS | WCS072 | Residential |  | Trade Secret | 2021 | 2022
20252-215912-02 | Xcel Energy | 85 | 13781 | IOU | 04387284 | 9.995 | Solar |  |  | Active Application | Trade Secret | Trade | CAF | CAF022 | Residential | Solar*Rewards | Trade Secret | 2021
20252-215912-02 | Xcel Energy | 85 | 13781 | IOU | 04387509 | 6.98 | Solar |  |  | Interconnected | Trade Secret | Trade | MST | MST071 | Residential | Solar*Rewards | Trade Secret | 2021 | 2021
20252-215912-02 | Xcel Energy | 85 | 13781 | IOU | 04387600 | 3.48 | Solar |  |  | Interconnected | Trade Secret | Trade | WES | WES073 | Residential | Solar*Rewards | Trade Secret | 2021 | 2021
20252-215912-02 | Xcel Energy | 85 | 13781 | IOU | 04387636 | 7.672 | Solar |  |  | Interconnected | Trade Secret | Trade | SOU | SOU064 | Residential | Solar*Rewards | Trade Secret | 2021 | 2021
20252-215912-02 | Xcel Energy | 85 | 13781 | IOU | 04387653 | 4.932 | Solar |  |  | Interconnected | Trade Secret | Trade | BEL | BEL061 | Residential | Solar*Rewards | Trade Secret | 2021 | 2021
20252-215912-02 | Xcel Energy | 85 | 13781 | IOU | 04387698 | 10.819 | Solar |  |  | Interconnected | Trade Secret | Trade | LIN | LIN031 | Residential | Solar*Rewards | Trade Secret | 2021 | 2021
20252-215912-02 | Xcel Energy | 85 | 13781 | IOU | 04387705 | 4.64 | Solar |  |  | Interconnected | Trade Secret | Trade | HYL | HYL063 | Residential | Solar*Rewards | Trade Secret | 2021 | 2021
20252-215912-02 | Xcel Energy | 85 | 13781 | IOU | 04387735 | 3.77 | Solar |  |  | Interconnected | Trade Secret | Trade | UPP | UPP063 | Residential | Solar*Rewards | Trade Secret | 2021 | 2021
20252-215912-02 | Xcel Energy | 85 | 13781 | IOU | 04387793 | 7.25 | Solar |  |  | Interconnected | Trade Secret | Trade | MPK | MPK087 | Residential | Solar*Rewards | Trade Secret | 2021 | 2021
20252-215912-02 | Xcel Energy | 85 | 13781 | IOU | 04387815 | 8.376 | Solar |  |  | Interconnected | Trade Secret | Trade | LEX | LEX075 | Residential | Solar*Rewards | Trade Secret | 2021 | 2021
20252-215912-02 | Xcel Energy | 85 | 13781 | IOU | 04387841 | 3.19 | Solar |  |  | Interconnected | Trade Secret | Trade | SOU | SOU077 | Residential | Solar*Rewards | Trade Secret | 2021 | 2025
20252-215912-02 | Xcel Energy | 85 | 13781 | IOU | 04387857 | 4.64 | Solar |  |  | Interconnected | Trade Secret | Trade | GSL | GSL076 | Residential | Solar*Rewards | Trade Secret | 2021 | 2021
20252-215912-02 | Xcel Energy | 85 | 13781 | IOU | 04387985 | 9.994 | Solar |  |  | Interconnected | Trade Secret | Trade | LOK | LOK093 | Residential | Solar*Rewards | Trade Secret | 2021 | 2021
20252-215912-02 | Xcel Energy | 85 | 13781 | IOU | 04388596 | 17.39 | Solar |  |  | Interconnected | Trade Secret | Trade | HUG | HUG321 | Residential | Solar*Rewards | Trade Secret | 2021 | 2021
20252-215912-02 | Xcel Energy | 85 | 13781 | IOU | 04388607 | 3.747 | Solar |  |  | Interconnected | Trade Secret | Trade | SOU | SOU086 | Residential | Solar*Rewards | Trade Secret | 2021 | 2021
20252-215912-02 | Xcel Energy | 85 | 13781 | IOU | 04389153 | 3.747 | Solar |  |  | Interconnected | Trade Secret | Trade | JOR | JOR021 | Residential | Solar*Rewards | Trade Secret | 2021 | 2021
20252-215912-02 | Xcel Energy | 85 | 13781 | IOU | 04389190 | 25.432 | Solar |  |  | Interconnected | Trade Secret | Trade | WIN | WIN033 | Commercial | Solar*Rewards | Trade Secret | 2021 | 2023
20252-215912-02 | Xcel Energy | 85 | 13781 | IOU | 04389799 | 34.6 | Solar |  |  | Interconnected | Trade Secret | Trade | ALD | ALD085 | Commercial | Solar*Rewards | Trade Secret | 2021 | 2024
20252-215912-02 | Xcel Energy | 85 | 13781 | IOU | 04389835 | 8.25 | Solar |  |  | Interconnected | Trade Secret | Trade | PBE | PBE061 | Residential | Solar*Rewards | Trade Secret | 2021 | 2021
20252-215912-02 | Xcel Energy | 85 | 13781 | IOU | 04389869 | 3.77 | Solar |  |  | Interconnected | Trade Secret | Trade | ALD | ALD088 | Residential | Solar*Rewards | Trade Secret | 2021 | 2021
20252-215912-02 | Xcel Energy | 85 | 13781 | IOU | 04389878 | 2.46 | Solar |  |  | Active Application | Trade Secret | Trade | GVW | GVW021 | Residential | Solar*Rewards | Trade Secret | 2021
20252-215912-02 | Xcel Energy | 85 | 13781 | IOU | 04390060 | 3.747 | Solar |  |  | Interconnected | Trade Secret | Trade | AFT | AFT314 | Residential | Solar*Rewards | Trade Secret | 2021 | 2022
20252-215912-02 | Xcel Energy | 85 | 13781 | IOU | 04390111 | 5.22 | Solar |  |  | Interconnected | Trade Secret | Trade | ALD | ALD083 | Residential | Solar*Rewards | Trade Secret | 2021 | 2021
20252-215912-02 | Xcel Energy | 85 | 13781 | IOU | 04390144 |  | Solar |  |  | Active Application | Trade Secret | Trade |  |  | Residential | Solar*Rewards | Trade Secret | 2021
20252-215912-02 | Xcel Energy | 85 | 13781 | IOU | 04390146 | 9.28 | Solar |  |  | Interconnected | Trade Secret | Trade | MEL | MEL078 | Residential | Solar*Rewards | Trade Secret | 2021 | 2021
20252-215912-02 | Xcel Energy | 85 | 13781 | IOU | 04390179 |  | Solar |  |  | Withdrawn | Trade Secret | Trade |  |  | Residential | Solar*Rewards | Trade Secret | 2021
20252-215912-02 | Xcel Energy | 85 | 13781 | IOU | 04390181 |  | Solar |  |  | Withdrawn | Trade Secret | Trade |  |  | Residential | Solar*Rewards | Trade Secret | 2021
20252-215912-02 | Xcel Energy | 85 | 13781 | IOU | 04390197 | 18 | Solar |  |  | Interconnected | Trade Secret | Trade | CRL | CRL031 | Commercial | Solar*Rewards | Trade Secret | 2021 | 2021
20252-215912-02 | Xcel Energy | 85 | 13781 | IOU | 04390243 | 9.86 | Solar |  |  | Interconnected | Trade Secret | Trade | BRP | BRP061 | Residential | Solar*Rewards | Trade Secret | 2021 | 2021
20252-215912-02 | Xcel Energy | 85 | 13781 | IOU | 04390249 | 5.8 | Solar |  |  | Active Application | Trade Secret | Trade | DND | DND071 | Residential | Solar*Rewards | Trade Secret | 2021
20252-215912-02 | Xcel Energy | 85 | 13781 | IOU | 04390259 | 6.38 | Solar |  |  | Interconnected | Trade Secret | Trade | HUG | HUG312 | Residential | Solar*Rewards | Trade Secret | 2021 | 2021
20252-215912-02 | Xcel Energy | 85 | 13781 | IOU | 04390284 | 5.8 | Solar |  |  | Active Application | Trade Secret | Trade | BCR | BCR083 | Residential | Solar*Rewards | Trade Secret | 2021
20252-215912-02 | Xcel Energy | 85 | 13781 | IOU | 04392309 | 6.028 | Solar |  |  | Interconnected | Trade Secret | Trade | VMR | VMR062 | Residential | Solar*Rewards | Trade Secret | 2021 | 2021
20252-215912-02 | Xcel Energy | 85 | 13781 | IOU | 04392400 | 20.3 | Solar |  |  | Withdrawn | Trade Secret | Trade | WWK | WWK321 | Residential | Solar*Rewards | Trade Secret | 2021
20252-215912-02 | Xcel Energy | 85 | 13781 | IOU | 04392690 |  | Solar |  |  | Active Application | Trade Secret | Trade |  |  | Residential | Solar*Rewards | Trade Secret | 2021
20252-215912-02 | Xcel Energy | 85 | 13781 | IOU | 04392706 | 6.38 | Solar |  |  | Interconnected | Trade Secret | Trade | OSS | OSS073 | Residential | Solar*Rewards | Trade Secret | 2021 | 2021
20252-215912-02 | Xcel Energy | 85 | 13781 | IOU | 04392768 | 3.48 | Solar |  |  | Interconnected | Trade Secret | Trade | OAD | OAD061 | Residential | Solar*Rewards | Trade Secret | 2021 | 2021
20252-215912-02 | Xcel Energy | 85 | 13781 | IOU | 04392862 |  | Solar |  |  | Active Application | Trade Secret | Trade |  |  | Residential | Solar*Rewards | Trade Secret | 2021
20252-215912-02 | Xcel Energy | 85 | 13781 | IOU | 04392869 | 10.44 | Solar |  |  | Interconnected | Trade Secret | Trade | SLP | SLP085 | Residential | Solar*Rewards | Trade Secret | 2021 | 2021
20252-215912-02 | Xcel Energy | 85 | 13781 | IOU | 04393041 | 7.616 | Solar |  |  | Interconnected | Trade Secret | Trade | HYL | HYL074 | Residential | Solar*Rewards | Trade Secret | 2021 | 2021
20252-215912-02 | Xcel Energy | 85 | 13781 | IOU | 04393057 | 9.994 | Solar |  |  | Interconnected | Trade Secret | Trade | ECK | ECK322 | Residential | Solar*Rewards | Trade Secret | 2021 | 2021
20252-215912-02 | Xcel Energy | 85 | 13781 | IOU | 04393077 | 9.994 | Solar |  |  | Interconnected | Trade Secret | Trade | MPN | MPN081 | Residential | Solar*Rewards | Trade Secret | 2021 | 2022
20252-215912-02 | Xcel Energy | 85 | 13781 | IOU | 04393097 | 3.747 | Solar |  |  | Interconnected | Trade Secret | Trade | OAD | OAD061 | Residential | Solar*Rewards | Trade Secret | 2021 | 2021
20252-215912-02 | Xcel Energy | 85 | 13781 | IOU | 04393160 | 7.616 | Solar |  |  | Interconnected | Trade Secret | Trade | UPP | UPP085 | Residential | Solar*Rewards | Trade Secret | 2021 | 2021
20252-215912-02 | Xcel Energy | 85 | 13781 | IOU | 04393172 | 15.232 | Solar |  |  | Interconnected | Trade Secret | Trade | WIL | WIL072 | Residential | Solar*Rewards | Trade Secret | 2021 | 2021
20252-215912-02 | Xcel Energy | 85 | 13781 | IOU | 04393195 | 7.616 | Solar |  |  | Interconnected | Trade Secret | Trade | OSS | OSS062 | Residential | Solar*Rewards | Trade Secret | 2021 | 2021
20252-215912-02 | Xcel Energy | 85 | 13781 | IOU | 04393235 | 6 | Solar |  |  | Interconnected | Trade Secret | Trade | MND | MND071 | Residential | Solar*Rewards | Trade Secret | 2021 | 2021
20252-215912-02 | Xcel Energy | 85 | 13781 | IOU | 04393246 | 18 | Solar |  |  | Interconnected | Trade Secret | Trade | ALD | ALD095 | Commercial | Solar*Rewards | Trade Secret | 2021 | 2021
20252-215912-02 | Xcel Energy | 85 | 13781 | IOU | 04393250 | 39.999 | Solar |  |  | Interconnected | Trade Secret | Trade | GNL | GNL062 | Commercial | Solar*Rewards | Trade Secret | 2022 | 2022
20252-215912-02 | Xcel Energy | 85 | 13781 | IOU | 04393269 | 6 | Solar |  |  | Interconnected | Trade Secret | Trade | LEX | LEX074 | Residential | Solar*Rewards | Trade Secret | 2021 | 2021
20252-215912-02 | Xcel Energy | 85 | 13781 | IOU | 04393280 | 7.616 | Solar |  |  | Interconnected | Trade Secret | Trade | SCL | SCL313 | Residential | Solar*Rewards | Trade Secret | 2021 | 2021
20252-215912-02 | Xcel Energy | 85 | 13781 | IOU | 04393774 | 10.121 | Solar |  |  | Interconnected | Trade Secret | Trade | MEL | MEL062 | Residential | Solar*Rewards | Trade Secret | 2021 | 2021
20252-215912-02 | Xcel Energy | 85 | 13781 | IOU | 04393799 | 22.05 | Solar |  |  | Interconnected | Trade Secret | Trade | BEL | BEL061 | Residential | Solar*Rewards | Trade Secret | 2021 | 2024
20252-215912-02 | Xcel Energy | 85 | 13781 | IOU | 04393810 | 7.678 | Solar |  |  | Interconnected | Trade Secret | Trade | AHI | AHI063 | Residential | Solar*Rewards | Trade Secret | 2021 | 2021
20252-215912-02 | Xcel Energy | 85 | 13781 | IOU | 04393812 | 10.47 | Solar |  |  | Interconnected | Trade Secret | Trade | BRP | BRP071 | Residential | Solar*Rewards | Trade Secret | 2021 | 2021
20252-215912-02 | Xcel Energy | 85 | 13781 | IOU | 04393864 | 7.54 | Solar |  |  | Interconnected | Trade Secret | Trade | HUG | HUG322 | Residential | Solar*Rewards | Trade Secret | 2021 | 2021
20252-215912-02 | Xcel Energy | 85 | 13781 | IOU | 04393965 | 8.376 | Solar |  |  | Interconnected | Trade Secret | Trade | CGR | CGR061 | Residential | Solar*Rewards | Trade Secret | 2021 | 2021
20252-215912-02 | Xcel Energy | 85 | 13781 | IOU | 04394046 | 12.48 | Solar |  |  | Interconnected | Trade Secret | Trade | AFT | AFT321 | Residential | Solar*Rewards | Trade Secret | 2021 | 2021
20252-215912-02 | Xcel Energy | 85 | 13781 | IOU | 04394113 | 7.616 | Solar |  |  | Interconnected | Trade Secret | Trade | DBL | DBL068 | Residential | Solar*Rewards | Trade Secret | 2021 | 2021
20252-215912-02 | Xcel Energy | 85 | 13781 | IOU | 04394142 | 20.59 | Solar |  |  | Interconnected | Trade Secret | Trade | ALD | ALD084 | Residential | Solar*Rewards | Trade Secret | 2021 | 2021
20252-215912-02 | Xcel Energy | 85 | 13781 | IOU | 04394172 | 7.616 | Solar |  |  | Interconnected | Trade Secret | Trade | RRK | RRK082 | Residential | Solar*Rewards | Trade Secret | 2021 | 2021
20252-215912-02 | Xcel Energy | 85 | 13781 | IOU | 04394453 | 8.41 | Solar |  |  | Interconnected | Trade Secret | Trade | LOK | LOK093 | Residential | Solar*Rewards | Trade Secret | 2021 | 2021
20252-215912-02 | Xcel Energy | 85 | 13781 | IOU | 04394456 | 4.93 | Solar |  | X | Interconnected | Trade Secret | Trade | EDA | EDA071 | Residential | Solar*Rewards | Trade Secret | 2021 | 2021
20252-215912-02 | Xcel Energy | 85 | 13781 | IOU | 04394459 | 3.49 | Solar |  |  | Interconnected | Trade Secret | Trade | WES | WES076 | Residential | Solar*Rewards | Trade Secret | 2021 | 2021
20252-215912-02 | Xcel Energy | 85 | 13781 | IOU | 04394484 | 8.376 | Solar |  |  | Withdrawn | Trade Secret | Trade | RLK | RLK073 | Residential | Solar*Rewards | Trade Secret | 2021
20252-215912-02 | Xcel Energy | 85 | 13781 | IOU | 04394537 | 16.53 | Solar |  | X | Interconnected | Trade Secret | Trade | RPL | RPL074 | Residential | Solar*Rewards | Trade Secret | 2021 | 2021
20252-215912-02 | Xcel Energy | 85 | 13781 | IOU | 04394596 |  | Solar |  |  | Active Application | Trade Secret | Trade |  |  | Residential | Solar*Rewards | Trade Secret | 2021
20252-215912-02 | Xcel Energy | 85 | 13781 | IOU | 04394649 | 6.98 | Solar |  |  | Interconnected | Trade Secret | Trade | WDY | WDY312 | Residential | Solar*Rewards | Trade Secret | 2021 | 2021
20252-215912-02 | Xcel Energy | 85 | 13781 | IOU | 04394650 | 37.5 | Solar |  |  | Interconnected | Trade Secret | Trade | DOC | DOC031 | Commercial | Solar*Rewards | Trade Secret | 2021 | 2022
20252-215912-02 | Xcel Energy | 85 | 13781 | IOU | 04394727 | 9.994 | Solar |  |  | Withdrawn | Trade Secret | Trade | FRM | FRM062 | Residential | Solar*Rewards | Trade Secret | 2021
20252-215912-02 | Xcel Energy | 85 | 13781 | IOU | 04394741 | 6 | Solar |  |  | Active Application | Trade Secret | Trade | LOK | LOK082 | Commercial | Solar*Rewards | Trade Secret | 2021
20252-215912-02 | Xcel Energy | 85 | 13781 | IOU | 04394771 | 6 | Solar |  |  | Active Application | Trade Secret | Trade | LOK | LOK082 | Commercial | Solar*Rewards | Trade Secret | 2021
20252-215912-02 | Xcel Energy | 85 | 13781 | IOU | 04394777 | 11.995 | Solar |  |  | Active Application | Trade Secret | Trade | RWD | RWD082 | Commercial | Solar*Rewards | Trade Secret | 2021
20252-215912-02 | Xcel Energy | 85 | 13781 | IOU | 04394801 | 6 | Solar |  |  | Active Application | Trade Secret | Trade | LOK | LOK082 | Commercial | Solar*Rewards | Trade Secret | 2021
20252-215912-02 | Xcel Energy | 85 | 13781 | IOU | 04394835 | 6 | Solar |  |  | Active Application | Trade Secret | Trade | LOK | LOK082 | Commercial | Solar*Rewards | Trade Secret | 2021
20252-215912-02 | Xcel Energy | 85 | 13781 | IOU | 04394843 | 7.616 | Solar |  |  | Withdrawn | Trade Secret | Trade | PIL | PIL021 | Residential |  | Trade Secret | 2021
20252-215912-02 | Xcel Energy | 85 | 13781 | IOU | 04394898 | 6 | Solar |  |  | Active Application | Trade Secret | Trade | LOK | LOK082 | Commercial | Solar*Rewards | Trade Secret | 2021
20252-215912-02 | Xcel Energy | 85 | 13781 | IOU | 04394936 | 11.363 | Solar |  |  | Withdrawn | Trade Secret | Trade | HAD | HAD022 | Residential | Solar*Rewards | Trade Secret | 2021
20252-215912-02 | Xcel Energy | 85 | 13781 | IOU | 04395022 | 40.252 | Solar |  |  | Withdrawn | Trade Secret | Trade | PKL | PKL085 | Commercial | Solar*Rewards | Trade Secret | 2021
20252-215912-02 | Xcel Energy | 85 | 13781 | IOU | 04395150 |  | Solar |  |  | Active Application | Trade Secret | Trade |  |  | Residential | Solar*Rewards | Trade Secret | 2021
20252-215912-02 | Xcel Energy | 85 | 13781 | IOU | 04395194 | 7.616 | Solar |  |  | Interconnected | Trade Secret | Trade | MPK | MPK063 | Residential | Solar*Rewards | Trade Secret | 2021 | 2021
20252-215912-02 | Xcel Energy | 85 | 13781 | IOU | 04395283 | 15.232 | Solar |  |  | Active Application | Trade Secret | Trade | AFT | AFT315 | Residential | Solar*Rewards | Trade Secret | 2021
20252-215912-02 | Xcel Energy | 85 | 13781 | IOU | 04395376 | 4.932 | Solar |  |  | Interconnected | Trade Secret | Trade | KAN | KAN031 | Residential | Solar*Rewards | Trade Secret | 2021 | 2021
20252-215912-02 | Xcel Energy | 85 | 13781 | IOU | 04395441 | 13.05 | Solar |  |  | Interconnected | Trade Secret | Trade | CGR | CGR063 | Residential | Solar*Rewards | Trade Secret | 2021 | 2021
20252-215912-02 | Xcel Energy | 85 | 13781 | IOU | 04395617 | 4.64 | Solar |  |  | Interconnected | Trade Secret | Trade | AFT | AFT322 | Residential | Solar*Rewards | Trade Secret | 2021 | 2021
20252-215912-02 | Xcel Energy | 85 | 13781 | IOU | 04395635 | 39.999 | Solar |  |  | Interconnected | Trade Secret | Trade | LNS | LNS032 | Commercial | Solar*Rewards | Trade Secret | 2021 | 2021
20252-215912-02 | Xcel Energy | 85 | 13781 | IOU | 04395661 | 7.616 | Solar |  |  | Interconnected | Trade Secret | Trade | WES | WES074 | Residential | Solar*Rewards | Trade Secret | 2021 | 2023
20252-215912-02 | Xcel Energy | 85 | 13781 | IOU | 04395784 |  | Solar |  |  | Active Application | Trade Secret | Trade |  |  | Residential | Solar*Rewards | Trade Secret | 2021
20252-215912-02 | Xcel Energy | 85 | 13781 | IOU | 04395832 | 43.2 | Solar |  |  | Interconnected | Trade Secret | Trade | LNS | LNS032 | Commercial |  | Trade Secret | 2021 | 2021
20252-215912-02 | Xcel Energy | 85 | 13781 | IOU | 04395886 | 7.616 | Solar |  |  | Interconnected | Trade Secret | Trade | OPK | OPK073 | Residential | Solar*Rewards | Trade Secret | 2021 | 2022
20252-215912-02 | Xcel Energy | 85 | 13781 | IOU | 04396104 | 100.91 | Solar |  |  | Interconnected | Trade Secret | Trade | FAP | FAP061 | Commercial |  | Trade Secret | 2021 | 2022
20252-215912-02 | Xcel Energy | 85 | 13781 | IOU | 04396113 | 6 | Solar |  |  | Active Application | Trade Secret | Trade | ZUM | ZUM022 | Residential |  | Trade Secret | 2021
20252-215912-02 | Xcel Energy | 85 | 13781 | IOU | 04396219 | 75 | Solar |  |  | Interconnected | Trade Secret | Trade | WIN | WIN023 | Commercial |  | Trade Secret | 2021 | 2023
20252-215912-02 | Xcel Energy | 85 | 13781 | IOU | 04396244 | 5.8 | Solar |  |  | Interconnected | Trade Secret | Trade | MPK | MPK082 | Residential | Solar*Rewards | Trade Secret | 2021 | 2021
20252-215912-02 | Xcel Energy | 85 | 13781 | IOU | 04398535 | 5 | Solar |  |  | Interconnected | Trade Secret | Trade | WSG | WSG066 | Residential | Solar*Rewards | Trade Secret | 2021 | 2021
20252-215912-02 | Xcel Energy | 85 | 13781 | IOU | 04398625 |  | Solar |  |  | Active Application | Trade Secret | Trade |  |  | Residential | Solar*Rewards | Trade Secret | 2021
20252-215912-02 | Xcel Energy | 85 | 13781 | IOU | 04398641 | 25.432 | Solar |  |  | Interconnected | Trade Secret | Trade | WIN | WIN033 | Commercial | Solar*Rewards | Trade Secret | 2021 | 2023
20252-215912-02 | Xcel Energy | 85 | 13781 | IOU | 04398755 | 5.8 | Solar |  |  | Interconnected | Trade Secret | Trade | SOU | SOU083 | Residential | Solar*Rewards | Trade Secret | 2021 | 2021
20252-215912-02 | Xcel Energy | 85 | 13781 | IOU | 04399028 | 15.232 | Solar |  |  | Interconnected | Trade Secret | Trade | TWL | TWL073 | Residential | Solar*Rewards | Trade Secret | 2021 | 2021
20252-215912-02 | Xcel Energy | 85 | 13781 | IOU | 04399085 | 6 | Solar |  |  | Interconnected | Trade Secret | Trade | SOU | SOU077 | Residential | Solar*Rewards | Trade Secret | 2021 | 2021
20252-215912-02 | Xcel Energy | 85 | 13781 | IOU | 04399246 | 5 | Solar |  |  | Interconnected | Trade Secret | Trade | ECK | ECK322 | Residential | Solar*Rewards | Trade Secret | 2021 | 2022
20252-215912-02 | Xcel Energy | 85 | 13781 | IOU | 04399253 | 3.747 | Solar |  |  | Interconnected | Trade Secret | Trade | RPO | RPO311 | Residential | Solar*Rewards | Trade Secret | 2021 | 2021
20252-215912-02 | Xcel Energy | 85 | 13781 | IOU | 04399255 | 1.74 | Solar |  |  | Interconnected | Trade Secret | Trade | TWL | TWL063 | Residential | Solar*Rewards | Trade Secret | 2021 | 2021
20252-215912-02 | Xcel Energy | 85 | 13781 | IOU | 04399407 |  | Solar |  |  | Active Application | Trade Secret | Trade |  |  | Residential | Solar*Rewards | Trade Secret | 2021
20252-215912-02 | Xcel Energy | 85 | 13781 | IOU | 04399409 |  | Solar |  |  | Active Application | Trade Secret | Trade |  |  | Residential | Solar*Rewards | Trade Secret | 2021
20252-215912-02 | Xcel Energy | 85 | 13781 | IOU | 04399428 | 20.242 | Solar |  |  | Active Application | Trade Secret | Trade | WDY | WDY312 | Residential | Solar*Rewards | Trade Secret | 2021
20252-215912-02 | Xcel Energy | 85 | 13781 | IOU | 04399471 | 5.48 | Solar |  |  | Interconnected | Trade Secret | Trade | WES | WES076 | Residential | Solar*Rewards | Trade Secret | 2021 | 2021
20252-215912-02 | Xcel Energy | 85 | 13781 | IOU | 04399584 | 5.52 | Solar |  |  | Active Application | Trade Secret | Trade | CHE | CHE065 | Residential | Solar*Rewards | Trade Secret | 2021
20252-215912-02 | Xcel Energy | 85 | 13781 | IOU | 04399822 | 5.8 | Solar |  |  | Interconnected | Trade Secret | Trade | APA | APA068 | Residential | Solar*Rewards | Trade Secret | 2021 | 2021
20252-215912-02 | Xcel Energy | 85 | 13781 | IOU | 04399909 | 150 | Solar |  |  | Interconnected | Trade Secret | Trade | WIN | WIN033 | Commercial |  | Trade Secret | 2021 | 2024
20252-215912-02 | Xcel Energy | 85 | 13781 | IOU | 04399940 | 7.329 | Solar |  |  | Interconnected | Trade Secret | Trade | RIV | RIV061 | Residential | Solar*Rewards | Trade Secret | 2021 | 2021
20252-215912-02 | Xcel Energy | 85 | 13781 | IOU | 04399945 | 250 | Solar |  |  | Interconnected | Trade Secret | Trade | WIN | WIN033 | Commercial |  | Trade Secret | 2021 | 2024
20252-215912-02 | Xcel Energy | 85 | 13781 | IOU | 04400081 | 10.412 | Solar |  |  | Interconnected | Trade Secret | Trade | WEB | WEB021 | Residential | Solar*Rewards | Trade Secret | 2021 | 2021
20252-215912-02 | Xcel Energy | 85 | 13781 | IOU | 04400187 | 7.83 | Solar |  |  | Interconnected | Trade Secret | Trade | LIN | LIN031 | Residential | Solar*Rewards | Trade Secret | 2021 | 2021
20252-215912-02 | Xcel Energy | 85 | 13781 | IOU | 04400283 | 3.747 | Solar |  |  | Active Application | Trade Secret | Trade | MTV | MTV003 | Residential | Solar*Rewards | Trade Secret | 2021
20252-215912-02 | Xcel Energy | 85 | 13781 | IOU | 04400397 | 4.932 | Solar |  |  | Interconnected | Trade Secret | Trade | WEB | WEB021 | Residential | Solar*Rewards | Trade Secret | 2021 | 2021
20252-215912-02 | Xcel Energy | 85 | 13781 | IOU | 04400492 | 2.61 | Solar |  |  | Interconnected | Trade Secret | Trade | FAB | FAB061 | Residential | Solar*Rewards | Trade Secret | 2021 | 2021
20252-215912-02 | Xcel Energy | 85 | 13781 | IOU | 04400522 | 4.64 | Solar |  |  | Interconnected | Trade Secret | Trade | LOK | LOK062 | Residential | Solar*Rewards | Trade Secret | 2021 | 2021
20252-215912-02 | Xcel Energy | 85 | 13781 | IOU | 04400661 | 100 | Solar |  |  | Interconnected | Trade Secret | Trade | WIN | WIN023 | Commercial |  | Trade Secret | 2021 | 2023
20252-215912-02 | Xcel Energy | 85 | 13781 | IOU | 04400669 | 5 | Solar |  |  | Withdrawn | Trade Secret | Trade | WEB | WEB021 | Residential | Solar*Rewards | Trade Secret | 2021
20252-215912-02 | Xcel Energy | 85 | 13781 | IOU | 04400720 | 7.83 | Solar |  |  | Interconnected | Trade Secret | Trade | SAV | SAV069 | Residential | Solar*Rewards | Trade Secret | 2021 | 2021
20252-215912-02 | Xcel Energy | 85 | 13781 | IOU | 04400805 | 5 | Solar |  |  | Interconnected | Trade Secret | Trade | WIL | WIL062 | Residential | Solar*Rewards | Trade Secret | 2021 | 2021
20252-215912-02 | Xcel Energy | 85 | 13781 | IOU | 04400897 | 9.994 | Solar |  |  | Interconnected | Trade Secret | Trade | CEL | CEL066 | Residential | Solar*Rewards | Trade Secret | 2021 | 2021
20252-215912-02 | Xcel Energy | 85 | 13781 | IOU | 04400991 | 7.616 | Solar |  |  | Interconnected | Trade Secret | Trade | STY | STY061 | Residential | Solar*Rewards | Trade Secret | 2021 | 2022
20252-215912-02 | Xcel Energy | 85 | 13781 | IOU | 04401046 | 7.616 | Solar |  |  | Interconnected | Trade Secret | Trade | RVA | RVA061 | Residential | Solar*Rewards | Trade Secret | 2021 | 2022
20252-215912-02 | Xcel Energy | 85 | 13781 | IOU | 04401082 | 4.64 | Solar |  |  | Withdrawn | Trade Secret | Trade | NOF | NOF061 | Residential | Solar*Rewards | Trade Secret | 2021
20252-215912-02 | Xcel Energy | 85 | 13781 | IOU | 04401106 | 12.913 | Solar |  |  | Interconnected | Trade Secret | Trade | LLK | LLK071 | Residential | Solar*Rewards | Trade Secret | 2021 | 2021
20252-215912-02 | Xcel Energy | 85 | 13781 | IOU | 04401142 | 66.6 | Solar |  |  | Interconnected | Trade Secret | Trade | SOU | SOU066 | Commercial |  | Trade Secret | 2021 | 2021
20252-215912-02 | Xcel Energy | 85 | 13781 | IOU | 04401269 | 12.76 | Solar |  |  | Interconnected | Trade Secret | Trade | MEL | MEL067 | Residential | Solar*Rewards | Trade Secret | 2021 | 2021
20252-215912-02 | Xcel Energy | 85 | 13781 | IOU | 04401304 | 2.88 | Solar |  |  | Withdrawn | Trade Secret | Trade | SOU | SOU086 | Residential | Solar*Rewards | Trade Secret | 2021
20252-215912-02 | Xcel Energy | 85 | 13781 | IOU | 04401363 | 420 | Solar |  |  | Interconnected | Trade Secret | Trade | WIN | WIN033 | Commercial |  | Trade Secret | 2021 | 2024
20252-215912-02 | Xcel Energy | 85 | 13781 | IOU | 04401590 | 5.48 | Solar |  |  | Interconnected | Trade Secret | Trade | WEB | WEB021 | Residential | Solar*Rewards | Trade Secret | 2021 | 2021
20252-215912-02 | Xcel Energy | 85 | 13781 | IOU | 04401601 | 9.864 | Solar |  |  | Interconnected | Trade Secret | Trade | RPO | RPO311 | Residential | Solar*Rewards | Trade Secret | 2021 | 2021
20252-215912-02 | Xcel Energy | 85 | 13781 | IOU | 04401679 | 7.616 | Solar |  |  | Interconnected | Trade Secret | Trade | RAM | RAM062 | Residential | Solar*Rewards | Trade Secret | 2021 | 2021
20252-215912-02 | Xcel Energy | 85 | 13781 | IOU | 04401745 | 3.48 | Solar |  |  | Interconnected | Trade Secret | Trade | SOU | SOU060 | Residential | Solar*Rewards | Trade Secret | 2021 | 2021
20252-215912-02 | Xcel Energy | 85 | 13781 | IOU | 04401793 | 7.616 | Solar |  |  | Interconnected | Trade Secret | Trade | WES | WES074 | Residential | Solar*Rewards | Trade Secret | 2021 | 2021
20252-215912-02 | Xcel Energy | 85 | 13781 | IOU | 04401853 | 17.61 | Solar |  |  | Interconnected | Trade Secret | Trade | ALD | ALD084 | Residential | Solar*Rewards | Trade Secret | 2021 | 2021
20252-215912-02 | Xcel Energy | 85 | 13781 | IOU | 04402120 | 4.35 | Solar |  |  | Interconnected | Trade Secret | Trade | RLK | RLK066 | Residential | Solar*Rewards | Trade Secret | 2021 | 2023
20252-215912-02 | Xcel Energy | 85 | 13781 | IOU | 04402277 | 5.235 | Solar |  |  | Interconnected | Trade Secret | Trade | SLP | SLP083 | Residential | Solar*Rewards | Trade Secret | 2021 | 2021
20252-215912-02 | Xcel Energy | 85 | 13781 | IOU | 04402402 | 6.96 | Solar |  |  | Interconnected | Trade Secret | Trade | TER | TER071 | Residential | Solar*Rewards | Trade Secret | 2021 | 2021
20252-215912-02 | Xcel Energy | 85 | 13781 | IOU | 04402521 | 8.768 | Solar |  |  | Interconnected | Trade Secret | Trade | RPO | RPO311 | Residential | Solar*Rewards | Trade Secret | 2021 | 2021
20252-215912-02 | Xcel Energy | 85 | 13781 | IOU | 04402580 | 5.22 | Solar |  |  | Interconnected | Trade Secret | Trade | APA | APA075 | Residential | Solar*Rewards | Trade Secret | 2021 | 2021
20252-215912-02 | Xcel Energy | 85 | 13781 | IOU | 04402672 | 8.64 | Solar |  |  | Interconnected | Trade Secret | Trade | HAS | HAS022 | Residential | Solar*Rewards | Trade Secret | 2021 | 2021
20252-215912-02 | Xcel Energy | 85 | 13781 | IOU | 04402905 | 13.05 | Solar |  |  | Interconnected | Trade Secret | Trade | TLK | TLK067 | Residential | Solar*Rewards | Trade Secret | 2021 | 2021
20252-215912-02 | Xcel Energy | 85 | 13781 | IOU | 04402998 | 3.48 | Solar |  |  | Interconnected | Trade Secret | Trade | WIL | WIL081 | Residential | Solar*Rewards | Trade Secret | 2021 | 2021
20252-215912-02 | Xcel Energy | 85 | 13781 | IOU | 04403073 | 3.85 | Solar |  |  | Interconnected | Trade Secret | Trade | RPO | RPO311 | Residential | Solar*Rewards | Trade Secret | 2021 | 2021
20252-215912-02 | Xcel Energy | 85 | 13781 | IOU | 04403097 |  |  |  |  | Active Application | Trade Secret | Trade |  |  | Residential |  | Trade Secret | 2021
20252-215912-02 | Xcel Energy | 85 | 13781 | IOU | 04403102 | 3.747 | Solar |  |  | Active Application | Trade Secret | Trade | JOR | JOR022 | Residential | Solar*Rewards | Trade Secret | 2021
20252-215912-02 | Xcel Energy | 85 | 13781 | IOU | 04403224 | 5.054 | Solar |  |  | Active Application | Trade Secret | Trade | SOU | SOU081 | Residential | Solar*Rewards | Trade Secret | 2021
20252-215912-02 | Xcel Energy | 85 | 13781 | IOU | 04403372 | 39.99 | Solar |  |  | Interconnected | Trade Secret | Trade | KOL | KOL065 | Commercial | Solar*Rewards | Trade Secret | 2021 | 2022
20252-215912-02 | Xcel Energy | 85 | 13781 | IOU | 04403530 | 16.054 | Solar |  |  | Interconnected | Trade Secret | Trade | OPK | OPK077 | Residential | Solar*Rewards | Trade Secret | 2021 | 2021
20252-215912-02 | Xcel Energy | 85 | 13781 | IOU | 04403650 | 5.054 | Solar |  |  | Interconnected | Trade Secret | Trade | SOU | SOU064 | Residential |  | Trade Secret | 2021 | 2021
20252-215912-02 | Xcel Energy | 85 | 13781 | IOU | 04403699 | 39.999 | Solar |  |  | Interconnected | Trade Secret | Trade | WDY | WDY321 | Commercial | Solar*Rewards | Trade Secret | 2021 | 2021
20252-215912-02 | Xcel Energy | 85 | 13781 | IOU | 04403732 | 6 | Solar |  |  | Active Application | Trade Secret | Trade | WSG | WSG076 | Residential | Solar*Rewards | Trade Secret | 2021
20252-215912-02 | Xcel Energy | 85 | 13781 | IOU | 04403761 | 19.14 | Solar |  |  | Interconnected | Trade Secret | Trade | APA | APA077 | Residential | Solar*Rewards | Trade Secret | 2021 | 2021
20252-215912-02 | Xcel Energy | 85 | 13781 | IOU | 04403808 | 6 | Solar |  |  | Interconnected | Trade Secret | Trade | SOU | SOU072 | Residential | Solar*Rewards | Trade Secret | 2021 | 2021
20252-215912-02 | Xcel Energy | 85 | 13781 | IOU | 04403826 | 7.616 | Solar |  |  | Interconnected | Trade Secret | Trade | CRL | CRL033 | Residential | Solar*Rewards | Trade Secret | 2021 | 2021
20252-215912-02 | Xcel Energy | 85 | 13781 | IOU | 04403925 | 15.232 | Solar |  | X | Interconnected | Trade Secret | Trade | WES | WES073 | Residential | Solar*Rewards | Trade Secret | 2021 | 2021
20252-215912-02 | Xcel Energy | 85 | 13781 | IOU | 04403962 | 4.64 | Solar |  |  | Interconnected | Trade Secret | Trade | MEL | MEL087 | Residential | Solar*Rewards | Trade Secret | 2021 | 2021
20252-215912-02 | Xcel Energy | 85 | 13781 | IOU | 04405823 | 8.376 | Solar |  |  | Interconnected | Trade Secret | Trade | BEL | BEL061 | Residential | Solar*Rewards | Trade Secret | 2021 | 2021
20252-215912-02 | Xcel Energy | 85 | 13781 | IOU | 04405950 | 6.028 | Solar |  |  | Active Application | Trade Secret | Trade | CGR | CGR063 | Residential | Solar*Rewards | Trade Secret | 2021
20252-215912-02 | Xcel Energy | 85 | 13781 | IOU | 04405960 |  | Solar |  |  | Active Application | Trade Secret | Trade |  |  | Residential | Solar*Rewards | Trade Secret | 2021
20252-215912-02 | Xcel Energy | 85 | 13781 | IOU | 04405965 |  | Solar |  |  | Active Application | Trade Secret | Trade |  |  | Residential | Solar*Rewards | Trade Secret | 2021
20252-215912-02 | Xcel Energy | 85 | 13781 | IOU | 04406236 | 5.054 | Solar |  |  | Interconnected | Trade Secret | Trade | FSL | FSL311 | Residential | Solar*Rewards | Trade Secret | 2021 | 2022
20252-215912-02 | Xcel Energy | 85 | 13781 | IOU | 04406264 | 6.38 | Solar |  |  | Interconnected | Trade Secret | Trade | TER | TER075 | Residential | Solar*Rewards | Trade Secret | 2021 | 2021
20252-215912-02 | Xcel Energy | 85 | 13781 | IOU | 04406329 | 5.22 | Solar |  |  | Interconnected | Trade Secret | Trade | SOU | SOU075 | Residential | Solar*Rewards | Trade Secret | 2021 | 2022
20252-215912-02 | Xcel Energy | 85 | 13781 | IOU | 04406343 | 3.747 | Solar |  |  | Active Application | Trade Secret | Trade | TER | TER083 | Residential | Solar*Rewards | Trade Secret | 2021
20252-215912-02 | Xcel Energy | 85 | 13781 | IOU | 04406406 | 3.77 | Solar |  |  | Interconnected | Trade Secret | Trade | ALD | ALD097 | Residential | Solar*Rewards | Trade Secret | 2021 | 2021
20252-215912-02 | Xcel Energy | 85 | 13781 | IOU | 04406418 | 4.35 | Solar |  |  | Interconnected | Trade Secret | Trade | WES | WES074 | Residential | Solar*Rewards | Trade Secret | 2021 | 2021
20252-215912-02 | Xcel Energy | 85 | 13781 | IOU | 04406608 | 3.48 | Solar |  |  | Interconnected | Trade Secret | Trade | SOU | SOU072 | Residential | Solar*Rewards | Trade Secret | 2021 | 2021
20252-215912-02 | Xcel Energy | 85 | 13781 | IOU | 04406756 |  | Solar |  |  | Active Application | Trade Secret | Trade |  |  | Residential | Solar*Rewards | Trade Secret | 2021
20252-215912-02 | Xcel Energy | 85 | 13781 | IOU | 04406841 | 9.28 | Solar |  |  | Interconnected | Trade Secret | Trade | APA | APA067 | Residential | Solar*Rewards | Trade Secret | 2021 | 2021
20252-215912-02 | Xcel Energy | 85 | 13781 | IOU | 04406961 | 8.12 | Solar |  |  | Interconnected | Trade Secret | Trade | TER | TER071 | Residential | Solar*Rewards | Trade Secret | 2021 | 2021
20252-215912-02 | Xcel Energy | 85 | 13781 | IOU | 04406970 | 7.616 | Solar |  |  | Interconnected | Trade Secret | Trade | SAV | SAV071 | Residential | Solar*Rewards | Trade Secret | 2021 | 2022
20252-215912-02 | Xcel Energy | 85 | 13781 | IOU | 04407009 | 6 | Solar |  |  | Withdrawn | Trade Secret | Trade | AFT | AFT315 | Residential |  | Trade Secret | 2021
20252-215912-02 | Xcel Energy | 85 | 13781 | IOU | 04407050 | 6.67 | Solar |  |  | Interconnected | Trade Secret | Trade | ECK | ECK063 | Residential | Solar*Rewards | Trade Secret | 2021 | 2021
20252-215912-02 | Xcel Energy | 85 | 13781 | IOU | 04407148 | 13.34 | Solar |  |  | Interconnected | Trade Secret | Trade | RPL | RPL063 | Residential | Solar*Rewards | Trade Secret | 2021 | 2021
20252-215912-02 | Xcel Energy | 85 | 13781 | IOU | 04407163 | 9.074 | Solar |  |  | Interconnected | Trade Secret | Trade | APA | APA068 | Residential | Solar*Rewards | Trade Secret | 2021 | 2021
20252-215912-02 | Xcel Energy | 85 | 13781 | IOU | 04407229 | 6 | Solar |  |  | Interconnected | Trade Secret | Trade | WIL | WIL063 | Residential |  | Trade Secret | 2021 | 2022
20252-215912-02 | Xcel Energy | 85 | 13781 | IOU | 04407642 | 9.86 | Solar |  |  | Interconnected | Trade Secret | Trade | LEX | LEX061 | Residential | Solar*Rewards | Trade Secret | 2021 | 2021
20252-215912-02 | Xcel Energy | 85 | 13781 | IOU | 04407671 | 6.576 | Solar |  |  | Withdrawn | Trade Secret | Trade | CGR | CGR072 | Residential | Solar*Rewards | Trade Secret | 2021
20252-215912-02 | Xcel Energy | 85 | 13781 | IOU | 04407687 | 7.15 | Solar |  |  | Interconnected | Trade Secret | Trade | CGR | CGR071 | Residential | Solar*Rewards | Trade Secret | 2021 | 2021
20252-215912-02 | Xcel Energy | 85 | 13781 | IOU | 04407694 | 4.4 | Solar |  |  | Interconnected | Trade Secret | Trade | CGR | CGR063 | Residential |  | Trade Secret | 2021 | 2021
20252-215912-02 | Xcel Energy | 85 | 13781 | IOU | 04407707 | 9.316 | Solar |  |  | Interconnected | Trade Secret | Trade | CGR | CGR063 | Residential |  | Trade Secret | 2021 | 2021
20252-215912-02 | Xcel Energy | 85 | 13781 | IOU | 04407721 | 7.616 | Solar |  |  | Interconnected | Trade Secret | Trade | WIN | WIN042 | Residential | Solar*Rewards | Trade Secret | 2021 | 2021
20252-215912-02 | Xcel Energy | 85 | 13781 | IOU | 04407723 | 5.8 | Solar |  | X | Interconnected | Trade Secret | Trade | LAB | LAB311 | Residential | Solar*Rewards | Trade Secret | 2021 | 2021
20252-215912-02 | Xcel Energy | 85 | 13781 | IOU | 04407774 | 15.232 | Solar |  |  | Withdrawn | Trade Secret | Trade | HUG | HUG321 | Residential | Solar*Rewards | Trade Secret | 2021
20252-215912-02 | Xcel Energy | 85 | 13781 | IOU | 04407807 | 7.54 | Solar |  |  | Interconnected | Trade Secret | Trade | WIL | WIL063 | Residential | Solar*Rewards | Trade Secret | 2021 | 2021
20252-215912-02 | Xcel Energy | 85 | 13781 | IOU | 04407840 | 4.932 | Solar |  |  | Interconnected | Trade Secret | Trade | CGR | CGR072 | Residential | Solar*Rewards | Trade Secret | 2021 | 2021
20252-215912-02 | Xcel Energy | 85 | 13781 | IOU | 04407901 | 7.25 | Solar |  |  | Interconnected | Trade Secret | Trade | MEL | MEL074 | Residential | Solar*Rewards | Trade Secret | 2021 | 2021
20252-215912-02 | Xcel Energy | 85 | 13781 | IOU | 04407913 | 6 | Solar |  |  | Active Application | Trade Secret | Trade | WCS | WCS064 | Residential | Solar*Rewards | Trade Secret | 2021
20252-215912-02 | Xcel Energy | 85 | 13781 | IOU | 04407969 | 6 | Solar |  |  | Active Application | Trade Secret | Trade | WCS | WCS064 | Commercial | Solar*Rewards | Trade Secret | 2021
20252-215912-02 | Xcel Energy | 85 | 13781 | IOU | 04408084 | 10.15 | Solar |  |  | Interconnected | Trade Secret | Trade | HYL | HYL063 | Residential | Solar*Rewards | Trade Secret | 2021 | 2021
20252-215912-02 | Xcel Energy | 85 | 13781 | IOU | 04408085 | 8.98 | Solar |  |  | Active Application | Trade Secret | Trade | CHE | CHE065 | Residential | Solar*Rewards | Trade Secret | 2021
20252-215912-02 | Xcel Energy | 85 | 13781 | IOU | 04408092 | 7.616 | Solar |  |  | Interconnected | Trade Secret | Trade | WOB | WOB021 | Residential | Solar*Rewards | Trade Secret | 2021 | 2021
20252-215912-02 | Xcel Energy | 85 | 13781 | IOU | 04408131 | 6 | Solar |  |  | Interconnected | Trade Secret | Trade | HYL | HYL074 | Residential |  | Trade Secret | 2021 | 2022
20252-215912-02 | Xcel Energy | 85 | 13781 | IOU | 04408169 | 6 | Solar |  |  | Active Application | Trade Secret | Trade | OAD | OAD061 | Residential |  | Trade Secret | 2021
20252-215912-02 | Xcel Energy | 85 | 13781 | IOU | 04408363 | 6.38 | Solar |  |  | Interconnected | Trade Secret | Trade | TWL | TWL076 | Residential | Solar*Rewards | Trade Secret | 2021 | 2021
20252-215912-02 | Xcel Energy | 85 | 13781 | IOU | 04408711 | 6.67 | Solar |  |  | Interconnected | Trade Secret | Trade | EDA | EDA067 | Residential | Solar*Rewards | Trade Secret | 2021 | 2021
20252-215912-02 | Xcel Energy | 85 | 13781 | IOU | 04408851 |  | Solar |  |  | Active Application | Trade Secret | Trade |  |  | Residential | Solar*Rewards | Trade Secret | 2021
20252-215912-02 | Xcel Energy | 85 | 13781 | IOU | 04408930 | 7.616 | Solar |  |  | Interconnected | Trade Secret | Trade | SAV | SAV063 | Residential | Solar*Rewards | Trade Secret | 2021 | 2021
20252-215912-02 | Xcel Energy | 85 | 13781 | IOU | 04408932 | 4.384 | Solar |  |  | Interconnected | Trade Secret | Trade | RRK | RRK064 | Residential |  | Trade Secret | 2021 | 2021
20252-215912-02 | Xcel Energy | 85 | 13781 | IOU | 04408958 |  | Solar |  |  | Active Application | Trade Secret | Trade |  |  | Residential | Solar*Rewards | Trade Secret | 2021
20252-215912-02 | Xcel Energy | 85 | 13781 | IOU | 04408970 | 9.35 | Solar |  |  | Interconnected | Trade Secret | Trade | CHE | CHE064 | Residential | Solar*Rewards | Trade Secret | 2021 | 2021
20252-215912-02 | Xcel Energy | 85 | 13781 | IOU | 04408971 | 7.83 | Solar |  |  | Withdrawn | Trade Secret | Trade | WTN | WTN061 | Residential | Solar*Rewards | Trade Secret | 2021
20252-215912-02 | Xcel Energy | 85 | 13781 | IOU | 04408972 | 4.8 | Solar |  |  | Interconnected | Trade Secret | Trade | SOU | SOU075 | Residential | Solar*Rewards | Trade Secret | 2021 | 2021
20252-215912-02 | Xcel Energy | 85 | 13781 | IOU | 04409042 | 5.5 | Solar |  |  | Interconnected | Trade Secret | Trade | RCH | RCH061 | Residential |  | Trade Secret | 2021 | 2022
20252-215912-02 | Xcel Energy | 85 | 13781 | IOU | 04409056 | 5.5 | Solar |  |  | Interconnected | Trade Secret | Trade | WDY | WDY311 | Residential | Solar*Rewards | Trade Secret | 2021 | 2021
20252-215912-02 | Xcel Energy | 85 | 13781 | IOU | 04409075 | 8.25 | Solar |  |  | Interconnected | Trade Secret | Trade | BYT | BYT072 | Residential | Solar*Rewards | Trade Secret | 2021 | 2021
20252-215912-02 | Xcel Energy | 85 | 13781 | IOU | 04409082 |  | Solar |  |  | Active Application | Trade Secret | Trade |  |  | Residential | Solar*Rewards | Trade Secret | 2021
20252-215912-02 | Xcel Energy | 85 | 13781 | IOU | 04409085 | 100 | Solar |  |  | Withdrawn | Trade Secret | Trade | WEL | WEL021 | Commercial |  | Trade Secret | 2021
20252-215912-02 | Xcel Energy | 85 | 13781 | IOU | 04409096 | 3.288 | Solar |  |  | Interconnected | Trade Secret | Trade | WES | WES074 | Residential | Solar*Rewards | Trade Secret | 2021 | 2021
20252-215912-02 | Xcel Energy | 85 | 13781 | IOU | 04409206 | 6 | Solar |  |  | Active Application | Trade Secret | Trade | NOF | NOF061 | Residential | Solar*Rewards | Trade Secret | 2021
20252-215912-02 | Xcel Energy | 85 | 13781 | IOU | 04409266 | 9.28 | Solar |  |  | Interconnected | Trade Secret | Trade | SCL | SCL323 | Residential | Solar*Rewards | Trade Secret | 2021 | 2022
20252-215912-02 | Xcel Energy | 85 | 13781 | IOU | 04409289 | 5.22 | Solar |  |  | Interconnected | Trade Secret | Trade | OAD | OAD063 | Residential | Solar*Rewards | Trade Secret | 2021 | 2021
20252-215912-02 | Xcel Energy | 85 | 13781 | IOU | 04409312 | 18 | Solar |  |  | Interconnected | Trade Secret | Trade | HUG | HUG322 | Residential | Solar*Rewards | Trade Secret | 2021 | 2021
20252-215912-02 | Xcel Energy | 85 | 13781 | IOU | 04409440 |  | Solar |  |  | Active Application | Trade Secret | Trade |  |  | Residential | Solar*Rewards | Trade Secret | 2021
20252-215912-02 | Xcel Energy | 85 | 13781 | IOU | 04409593 | 7.616 | Solar |  |  | Active Application | Trade Secret | Trade | CEL | CEL064 | Residential |  | Trade Secret | 2021
20252-215912-02 | Xcel Energy | 85 | 13781 | IOU | 04409722 | 7.616 | Solar |  |  | Interconnected | Trade Secret | Trade | HSN | HSN322 | Residential | Solar*Rewards | Trade Secret | 2021 | 2021
20252-215912-02 | Xcel Energy | 85 | 13781 | IOU | 04409809 | 9.28 | Solar |  |  | Interconnected | Trade Secret | Trade | RPO | RPO312 | Residential | Solar*Rewards | Trade Secret | 2021 | 2021
20252-215912-02 | Xcel Energy | 85 | 13781 | IOU | 04409902 | 3.747 | Solar |  |  | Active Application | Trade Secret | Trade | ALK | ALK063 | Residential | Solar*Rewards | Trade Secret | 2021
20252-215912-02 | Xcel Energy | 85 | 13781 | IOU | 04409918 | 3.77 | Solar |  |  | Interconnected | Trade Secret | Trade | UPP | UPP082 | Residential | Solar*Rewards | Trade Secret | 2021 | 2021
20252-215912-02 | Xcel Energy | 85 | 13781 | IOU | 04409995 | 8.99 | Solar |  |  | Interconnected | Trade Secret | Trade | TER | TER081 | Residential | Solar*Rewards | Trade Secret | 2021 | 2021
20252-215912-02 | Xcel Energy | 85 | 13781 | IOU | 04410075 | 6.67 | Solar |  |  | Interconnected | Trade Secret | Trade | SOU | SOU079 | Residential |  | Trade Secret | 2021 | 2021
20252-215912-02 | Xcel Energy | 85 | 13781 | IOU | 04410108 | 1.74 | Solar |  |  | Interconnected | Trade Secret | Trade | ALD | ALD073 | Residential | Solar*Rewards | Trade Secret | 2021 | 2021
20252-215912-02 | Xcel Energy | 85 | 13781 | IOU | 04410477 | 9.994 | Solar |  |  | Interconnected | Trade Secret | Trade | EXC | EXC061 | Residential | Solar*Rewards | Trade Secret | 2021 | 2022
20252-215912-02 | Xcel Energy | 85 | 13781 | IOU | 04410565 | 5.054 | Solar |  |  | Interconnected | Trade Secret | Trade | OAD | OAD072 | Residential | Solar*Rewards | Trade Secret | 2021 | 2021
20252-215912-02 | Xcel Energy | 85 | 13781 | IOU | 04410602 | 9.994 | Solar |  |  | Interconnected | Trade Secret | Trade | SIP | SIP072 | Residential | Solar*Rewards | Trade Secret | 2021 | 2021
20252-215912-02 | Xcel Energy | 85 | 13781 | IOU | 04410618 |  | Solar |  |  | Active Application | Trade Secret | Trade | WIN | WIN033 | Commercial | Solar*Rewards | Trade Secret | 2021
20252-215912-02 | Xcel Energy | 85 | 13781 | IOU | 04410712 | 6.98 | Solar |  |  | Interconnected | Trade Secret | Trade | WSG | WSG352 | Residential | Solar*Rewards | Trade Secret | 2021 | 2021
20252-215912-02 | Xcel Energy | 85 | 13781 | IOU | 04411131 | 4.384 | Solar |  |  | Interconnected | Trade Secret | Trade | RPO | RPO311 | Residential |  | Trade Secret | 2021 | 2021
20252-215912-02 | Xcel Energy | 85 | 13781 | IOU | 04411473 | 6 | Solar |  |  | Active Application | Trade Secret | Trade | TSS | TSS061 | Residential | Solar*Rewards | Trade Secret | 2021
20252-215912-02 | Xcel Energy | 85 | 13781 | IOU | 04411512 | 7.616 | Solar |  |  | Active Application | Trade Secret | Trade | CHE | CHE065 | Residential | Solar*Rewards | Trade Secret | 2021
20252-215912-02 | Xcel Energy | 85 | 13781 | IOU | 04411587 | 7.329 | Solar |  |  | Interconnected | Trade Secret | Trade | HUG | HUG322 | Residential | Solar*Rewards | Trade Secret | 2021 | 2021
20252-215912-02 | Xcel Energy | 85 | 13781 | IOU | 04411600 | 4.886 | Solar |  |  | Interconnected | Trade Secret | Trade | ECK | ECK062 | Residential | Solar*Rewards | Trade Secret | 2021 | 2021
20252-215912-02 | Xcel Energy | 85 | 13781 | IOU | 04411703 | 5.8 | Solar |  |  | Interconnected | Trade Secret | Trade | TER | TER071 | Residential | Solar*Rewards | Trade Secret | 2021 | 2021
20252-215912-02 | Xcel Energy | 85 | 13781 | IOU | 04413681 | 9.994 | Solar |  |  | Interconnected | Trade Secret | Trade | HWW | HWW074 | Residential | Solar*Rewards | Trade Secret | 2021 | 2021
20252-215912-02 | Xcel Energy | 85 | 13781 | IOU | 04413687 | 8.22 | Solar |  |  | Interconnected | Trade Secret | Trade | HAS | HAS032 | Residential |  | Trade Secret | 2021 | 2021
20252-215912-02 | Xcel Energy | 85 | 13781 | IOU | 04413723 | 6.576 | Solar |  |  | Interconnected | Trade Secret | Trade | RRK | RRK064 | Residential |  | Trade Secret | 2021 | 2021
20252-215912-02 | Xcel Energy | 85 | 13781 | IOU | 04413730 | 3.288 | Solar |  |  | Active Application | Trade Secret | Trade | RPO | RPO311 | Residential | Solar*Rewards | Trade Secret | 2021
20252-215912-02 | Xcel Energy | 85 | 13781 | IOU | 04413875 |  | Solar |  |  | Active Application | Trade Secret | Trade |  |  | Residential | Solar*Rewards | Trade Secret | 2021
20252-215912-02 | Xcel Energy | 85 | 13781 | IOU | 04413957 | 100 | Solar |  |  | Interconnected | Trade Secret | Trade | KOL | KOL065 | Commercial |  | Trade Secret | 2021 | 2022
20252-215912-02 | Xcel Energy | 85 | 13781 | IOU | 04413995 | 9.747 | Solar |  |  | Interconnected | Trade Secret | Trade | CTR | CTR031 | Residential | Solar*Rewards | Trade Secret | 2021 | 2021
20252-215912-02 | Xcel Energy | 85 | 13781 | IOU | 04414010 | 39.99 | Solar |  |  | Interconnected | Trade Secret | Trade | APA | APA076 | Commercial | Solar*Rewards | Trade Secret | 2021 | 2022
20252-215912-02 | Xcel Energy | 85 | 13781 | IOU | 04414014 | 30 | Solar |  |  | Interconnected | Trade Secret | Trade | APA | APA076 | Commercial | Solar*Rewards | Trade Secret | 2021 | 2022
20252-215912-02 | Xcel Energy | 85 | 13781 | IOU | 04414059 | 5 | Solar |  |  | Interconnected | Trade Secret | Trade | TWL | TWL066 | Residential |  | Trade Secret | 2021 | 2021
20252-215912-02 | Xcel Energy | 85 | 13781 | IOU | 04414198 | 7.616 | Solar |  |  | Interconnected | Trade Secret | Trade | SOU | SOU076 | Residential | Solar*Rewards | Trade Secret | 2021 | 2021
20252-215912-02 | Xcel Energy | 85 | 13781 | IOU | 04414360 | 1.92 | Solar |  |  | Interconnected | Trade Secret | Trade | SOU | SOU061 | Residential | Solar*Rewards | Trade Secret | 2021 | 2021
20252-215912-02 | Xcel Energy | 85 | 13781 | IOU | 04414486 | 3.747 | Solar |  |  | Withdrawn | Trade Secret | Trade | IDA | IDA062 | Residential | Solar*Rewards | Trade Secret | 2021
20252-215912-02 | Xcel Energy | 85 | 13781 | IOU | 04414497 | 2.4 | Solar |  |  | Interconnected | Trade Secret | Trade | MPK | MPK078 | Residential | Solar*Rewards | Trade Secret | 2021 | 2021
20252-215912-02 | Xcel Energy | 85 | 13781 | IOU | 04414519 | 9.995 | Solar |  |  | Interconnected | Trade Secret | Trade | WES | WES065 | Commercial | Solar*Rewards | Trade Secret | 2021 | 2021
20252-215912-02 | Xcel Energy | 85 | 13781 | IOU | 04414542 | 7.616 | Solar |  |  | Active Application | Trade Secret | Trade | MPK | MPK082 | Residential |  | Trade Secret | 2021
20252-215912-02 | Xcel Energy | 85 | 13781 | IOU | 04414566 | 12.18 | Solar |  |  | Interconnected | Trade Secret | Trade | HYL | HYL061 | Residential | Solar*Rewards | Trade Secret | 2021 | 2021
20252-215912-02 | Xcel Energy | 85 | 13781 | IOU | 04414573 | 6.38 | Solar |  |  | Interconnected | Trade Secret | Trade | HAS | HAS021 | Residential | Solar*Rewards | Trade Secret | 2021 | 2021
20252-215912-02 | Xcel Energy | 85 | 13781 | IOU | 04414821 | 5.22 | Solar |  |  | Interconnected | Trade Secret | Trade | GLK | GLK073 | Residential | Solar*Rewards | Trade Secret | 2021 | 2021
20252-215912-02 | Xcel Energy | 85 | 13781 | IOU | 04414826 | 7.616 | Solar |  |  | Withdrawn | Trade Secret | Trade | XRD | XRD062 | Residential | Solar*Rewards | Trade Secret | 2021
20252-215912-02 | Xcel Energy | 85 | 13781 | IOU | 04416805 | 6.05 | Solar |  |  | Interconnected | Trade Secret | Trade | CHE | CHE064 | Residential | Solar*Rewards | Trade Secret | 2021 | 2021
20252-215912-02 | Xcel Energy | 85 | 13781 | IOU | 04416814 | 4.384 | Solar |  |  | Interconnected | Trade Secret | Trade | CGR | CGR063 | Residential |  | Trade Secret | 2021 | 2021
20252-215912-02 | Xcel Energy | 85 | 13781 | IOU | 04416939 | 18.56 | Solar |  |  | Interconnected | Trade Secret | Trade | ORO | ORO061 | Residential | Solar*Rewards | Trade Secret | 2021 | 2021
20252-215912-02 | Xcel Energy | 85 | 13781 | IOU | 04417048 | 5.054 | Solar |  |  | Interconnected | Trade Secret | Trade | NMC | NMC093 | Residential | Solar*Rewards | Trade Secret | 2021 | 2022
20252-215912-02 | Xcel Energy | 85 | 13781 | IOU | 04417258 | 17.61 | Solar |  |  | Interconnected | Trade Secret | Trade | OPK | OPK073 | Residential | Solar*Rewards | Trade Secret | 2021 | 2021
20252-215912-02 | Xcel Energy | 85 | 13781 | IOU | 04417268 | 7.616 | Solar |  |  | Withdrawn | Trade Secret | Trade | MPK | MPK082 | Residential |  | Trade Secret | 2021
20252-215912-02 | Xcel Energy | 85 | 13781 | IOU | 04417389 | 15.232 | Solar |  |  | Interconnected | Trade Secret | Trade | MPN | MPN081 | Residential | Solar*Rewards | Trade Secret | 2021 | 2022
20252-215912-02 | Xcel Energy | 85 | 13781 | IOU | 04417484 | 5.054 | Solar |  |  | Interconnected | Trade Secret | Trade | SOU | SOU075 | Residential | Solar*Rewards | Trade Secret | 2021 | 2021
20252-215912-02 | Xcel Energy | 85 | 13781 | IOU | 04417728 | 5.22 | Solar |  |  | Interconnected | Trade Secret | Trade | HUG | HUG321 | Residential | Solar*Rewards | Trade Secret | 2021 | 2021
20252-215912-02 | Xcel Energy | 85 | 13781 | IOU | 04417992 | 1.45 | Solar |  |  | Interconnected | Trade Secret | Trade | SOU | SOU075 | Residential | Solar*Rewards | Trade Secret | 2021 | 2022
20252-215912-02 | Xcel Energy | 85 | 13781 | IOU | 04418206 | 30.6 | Solar |  |  | Withdrawn | Trade Secret | Trade | WES | WES063 | Commercial | Solar*Rewards | Trade Secret | 2021
20252-215912-02 | Xcel Energy | 85 | 13781 | IOU | 04418268 | 7.616 | Solar |  |  | Interconnected | Trade Secret | Trade | BLC | BLC062 | Residential | Solar*Rewards | Trade Secret | 2021 | 2024
20252-215912-02 | Xcel Energy | 85 | 13781 | IOU | 04418390 | 3.836 | Solar |  |  | Interconnected | Trade Secret | Trade | RRK | RRK064 | Residential |  | Trade Secret | 2021 | 2021
20252-215912-02 | Xcel Energy | 85 | 13781 | IOU | 04418400 | 11.02 | Solar |  |  | Interconnected | Trade Secret | Trade | MOL | MOL067 | Residential | Solar*Rewards | Trade Secret | 2021 | 2021
20252-215912-02 | Xcel Energy | 85 | 13781 | IOU | 04418476 | 9.35 | Solar |  |  | Interconnected | Trade Secret | Trade | CHE | CHE076 | Residential | Solar*Rewards | Trade Secret | 2021 | 2021
20252-215912-02 | Xcel Energy | 85 | 13781 | IOU | 04418505 | 5.48 | Solar |  |  | Interconnected | Trade Secret | Trade | RPO | RPO311 | Residential |  | Trade Secret | 2021 | 2021
20252-215912-02 | Xcel Energy | 85 | 13781 | IOU | 04418528 | 6.67 | Solar |  |  | Interconnected | Trade Secret | Trade | MPK | MPK074 | Residential | Solar*Rewards | Trade Secret | 2021 | 2021
20252-215912-02 | Xcel Energy | 85 | 13781 | IOU | 04418540 | 6.05 | Solar |  |  | Withdrawn | Trade Secret | Trade | RPO | RPO311 | Residential | Solar*Rewards | Trade Secret | 2021
20252-215912-02 | Xcel Energy | 85 | 13781 | IOU | 04418547 | 4.06 | Solar |  |  | Interconnected | Trade Secret | Trade | REW | REW023 | Residential |  | Trade Secret | 2021 | 2021
20252-215912-02 | Xcel Energy | 85 | 13781 | IOU | 04418577 |  | Solar |  |  | Active Application | Trade Secret | Trade |  |  | Residential | Solar*Rewards | Trade Secret | 2021
20252-215912-02 | Xcel Energy | 85 | 13781 | IOU | 04418586 |  | Solar |  |  | Active Application | Trade Secret | Trade |  |  | Residential | Solar*Rewards | Trade Secret | 2021
20252-215912-02 | Xcel Energy | 85 | 13781 | IOU | 04418588 | 9.994 | Solar |  |  | Interconnected | Trade Secret | Trade | SLP | SLP092 | Residential | Solar*Rewards | Trade Secret | 2021 | 2021
20252-215912-02 | Xcel Energy | 85 | 13781 | IOU | 04418614 | 7.616 | Solar |  |  | Active Application | Trade Secret | Trade | SOU | SOU064 | Residential | Solar*Rewards | Trade Secret | 2021
20252-215912-02 | Xcel Energy | 85 | 13781 | IOU | 04418653 | 9.994 | Solar |  |  | Interconnected | Trade Secret | Trade | RPL | RPL064 | Residential | Solar*Rewards | Trade Secret | 2021 | 2021
20252-215912-02 | Xcel Energy | 85 | 13781 | IOU | 04418706 | 6.09 | Solar |  | X | Interconnected | Trade Secret | Trade | WDY | WDY312 | Residential | Solar*Rewards | Trade Secret | 2021 | 2021
20252-215912-02 | Xcel Energy | 85 | 13781 | IOU | 04418740 | 7.616 | Solar |  |  | Interconnected | Trade Secret | Trade | EDA | EDA079 | Residential | Solar*Rewards | Trade Secret | 2021 | 2021
20252-215912-02 | Xcel Energy | 85 | 13781 | IOU | 04418762 | 144.11 | Solar |  |  | Interconnected | Trade Secret | Trade | TER | TER075 | Commercial |  | Trade Secret | 2021 | 2023
20252-215912-02 | Xcel Energy | 85 | 13781 | IOU | 04418866 | 1000 | Solar |  |  | Active Application | Trade Secret | Trade |  |  | Community Solar Garden | Solar*Rewards Community | Trade Secret | 2021
20252-215912-02 | Xcel Energy | 85 | 13781 | IOU | 04419141 | 3.84 | Storage |  |  | Interconnected | Trade Secret | Trade | SOU | SOU087 | Residential |  | Trade Secret | 2021 | 2021
20252-215912-02 | Xcel Energy | 85 | 13781 | IOU | 04419228 |  | Solar |  |  | Active Application | Trade Secret | Trade |  |  | Residential | Solar*Rewards | Trade Secret | 2021
20252-215912-02 | Xcel Energy | 85 | 13781 | IOU | 04419231 |  | Solar |  |  | Active Application | Trade Secret | Trade | GNL | GNL072 | Residential | Solar*Rewards | Trade Secret | 2021
20252-215912-02 | Xcel Energy | 85 | 13781 | IOU | 04419419 | 6.96 | Solar |  |  | Interconnected | Trade Secret | Trade | HYL | HYL064 | Residential | Solar*Rewards | Trade Secret | 2021 | 2021
20252-215912-02 | Xcel Energy | 85 | 13781 | IOU | 04419585 |  | Solar |  |  | Active Application | Trade Secret | Trade |  |  | Residential | Solar*Rewards | Trade Secret | 2021
20252-215912-02 | Xcel Energy | 85 | 13781 | IOU | 04419587 |  | Solar |  |  | Active Application | Trade Secret | Trade |  |  | Residential | Solar*Rewards | Trade Secret | 2021
20252-215912-02 | Xcel Energy | 85 | 13781 | IOU | 04419588 | 7.616 | Solar |  |  | Active Application | Trade Secret | Trade | MPK | MPK087 | Residential | Solar*Rewards | Trade Secret | 2021
20252-215912-02 | Xcel Energy | 85 | 13781 | IOU | 04419688 |  | Solar |  |  | Active Application | Trade Secret | Trade |  |  | Residential | Solar*Rewards | Trade Secret | 2021
20252-215912-02 | Xcel Energy | 85 | 13781 | IOU | 04419994 | 39.999 | Solar |  |  | Interconnected | Trade Secret | Trade | FSL | FSL311 | Commercial | Solar*Rewards | Trade Secret | 2021 | 2021
20252-215912-02 | Xcel Energy | 85 | 13781 | IOU | 04420155 | 3.77 | Solar |  |  | Interconnected | Trade Secret | Trade | MPK | MPK068 | Residential | Solar*Rewards | Trade Secret | 2021 | 2021
20252-215912-02 | Xcel Energy | 85 | 13781 | IOU | 04420183 | 9.994 | Solar |  |  | Interconnected | Trade Secret | Trade | WAB | WAB021 | Residential | Solar*Rewards | Trade Secret | 2021 | 2021
20252-215912-02 | Xcel Energy | 85 | 13781 | IOU | 04420205 |  |  |  |  | Active Application | Trade Secret | Trade |  |  | Residential |  | Trade Secret | 2021
20252-215912-02 | Xcel Energy | 85 | 13781 | IOU | 04420349 | 11.39 | Solar |  |  | Interconnected | Trade Secret | Trade | HWW | HWW062 | Commercial | Solar*Rewards | Trade Secret | 2021 | 2021
20252-215912-02 | Xcel Energy | 85 | 13781 | IOU | 04420369 | 5.5 | Solar |  |  | Interconnected | Trade Secret | Trade | MPK | MPK087 | Residential | Solar*Rewards | Trade Secret | 2021 | 2021
20252-215912-02 | Xcel Energy | 85 | 13781 | IOU | 04420371 | 7.672 | Solar |  |  | Interconnected | Trade Secret | Trade | RRK | RRK064 | Residential |  | Trade Secret | 2021 | 2021
20252-215912-02 | Xcel Energy | 85 | 13781 | IOU | 04420376 | 19.988 | Solar |  |  | Interconnected | Trade Secret | Trade | ALD | ALD095 | Commercial | Solar*Rewards | Trade Secret | 2021 | 2021
20252-215912-02 | Xcel Energy | 85 | 13781 | IOU | 04420403 | 7.616 | Solar |  |  | Interconnected | Trade Secret | Trade | ALD | ALD085 | Commercial | Solar*Rewards | Trade Secret | 2021 | 2021
20252-215912-02 | Xcel Energy | 85 | 13781 | IOU | 04420450 | 7.616 | Solar |  |  | Active Application | Trade Secret | Trade | RWD | RWD063 | Residential | Solar*Rewards | Trade Secret | 2021
20252-215912-02 | Xcel Energy | 85 | 13781 | IOU | 04420453 | 4.932 | Solar |  |  | Interconnected | Trade Secret | Trade | WDY | WDY311 | Residential |  | Trade Secret | 2021 | 2021
20252-215912-02 | Xcel Energy | 85 | 13781 | IOU | 04420463 | 6 | Solar |  |  | Interconnected | Trade Secret | Trade | MDT | MDT074 | Commercial | Solar*Rewards | Trade Secret | 2021 | 2021
20252-215912-02 | Xcel Energy | 85 | 13781 | IOU | 04420468 | 6.028 | Solar |  |  | Interconnected | Trade Secret | Trade | RPO | RPO311 | Residential |  | Trade Secret | 2021 | 2021
20252-215912-02 | Xcel Energy | 85 | 13781 | IOU | 04420481 | 6.028 | Solar |  |  | Interconnected | Trade Secret | Trade | RPO | RPO311 | Residential |  | Trade Secret | 2021 | 2021
20252-215912-02 | Xcel Energy | 85 | 13781 | IOU | 04420488 | 17.61 | Solar |  |  | Interconnected | Trade Secret | Trade | HWW | HWW072 | Commercial | Solar*Rewards | Trade Secret | 2021 | 2021
20252-215912-02 | Xcel Energy | 85 | 13781 | IOU | 04420507 | 5.054 | Solar |  |  | Active Application | Trade Secret | Trade | HWW | HWW072 | Residential | Solar*Rewards | Trade Secret | 2021
20252-215912-02 | Xcel Energy | 85 | 13781 | IOU | 04420693 | 3.747 | Solar |  |  | Interconnected | Trade Secret | Trade | WOB | WOB021 | Residential | Solar*Rewards | Trade Secret | 2021 | 2022
20252-215912-02 | Xcel Energy | 85 | 13781 | IOU | 04420737 | 40.252 | Solar |  |  | Interconnected | Trade Secret | Trade | GLK | GLK073 | Commercial | Solar*Rewards | Trade Secret | 2021 | 2021
20252-215912-02 | Xcel Energy | 85 | 13781 | IOU | 04420746 | 5.054 | Solar |  |  | Active Application | Trade Secret | Trade | WES | WES073 | Residential | Solar*Rewards | Trade Secret | 2021
20252-215912-02 | Xcel Energy | 85 | 13781 | IOU | 04420787 | 40.252 | Solar |  |  | Interconnected | Trade Secret | Trade | HSN | HSN322 | Commercial | Solar*Rewards | Trade Secret | 2021 | 2021
20252-215912-02 | Xcel Energy | 85 | 13781 | IOU | 04420797 | 11.39 | Solar |  |  | Active Application | Trade Secret | Trade | CHI | CHI311 | Residential | Solar*Rewards | Trade Secret | 2021
20252-215912-02 | Xcel Energy | 85 | 13781 | IOU | 04420807 | 8.7 | Solar |  |  | Interconnected | Trade Secret | Trade | HUG | HUG312 | Residential | Solar*Rewards | Trade Secret | 2021 | 2021
20252-215912-02 | Xcel Energy | 85 | 13781 | IOU | 04420816 | 3.747 | Solar |  |  | Interconnected | Trade Secret | Trade | UPP | UPP066 | Residential | Solar*Rewards | Trade Secret | 2021 | 2021
20252-215912-02 | Xcel Energy | 85 | 13781 | IOU | 04420841 | 39.998 | Solar |  |  | Interconnected | Trade Secret | Trade | LAC | LAC062 | Commercial | Solar*Rewards | Trade Secret | 2021 | 2022
20252-215912-02 | Xcel Energy | 85 | 13781 | IOU | 04420861 | 4.64 | Solar |  |  | Interconnected | Trade Secret | Trade | HWW | HWW073 | Residential | Solar*Rewards | Trade Secret | 2021 | 2021
20252-215912-02 | Xcel Energy | 85 | 13781 | IOU | 04420972 | 6.98 | Solar |  |  | Interconnected | Trade Secret | Trade | OPK | OPK077 | Residential | Solar*Rewards | Trade Secret | 2021 | 2021
20252-215912-02 | Xcel Energy | 85 | 13781 | IOU | 04421060 | 6 | Solar |  |  | Interconnected | Trade Secret | Trade | RAM | RAM062 | Residential | Solar*Rewards | Trade Secret | 2021 | 2021
20252-215912-02 | Xcel Energy | 85 | 13781 | IOU | 04421119 | 11.39 | Solar |  |  | Interconnected | Trade Secret | Trade | RAM | RAM071 | Residential | Solar*Rewards | Trade Secret | 2021 | 2021
20252-215912-02 | Xcel Energy | 85 | 13781 | IOU | 04421142 | 6.96 | Solar |  |  | Interconnected | Trade Secret | Trade | KOL | KOL073 | Residential | Solar*Rewards | Trade Secret | 2021 | 2021
20252-215912-02 | Xcel Energy | 85 | 13781 | IOU | 04421261 | 7.616 | Solar |  |  | Interconnected | Trade Secret | Trade | RAM | RAM062 | Residential | Solar*Rewards | Trade Secret | 2021 | 2021
20252-215912-02 | Xcel Energy | 85 | 13781 | IOU | 04421303 | 11.31 | Solar |  |  | Interconnected | Trade Secret | Trade | RMT | RMT321 | Residential | Solar*Rewards | Trade Secret | 2021 | 2021
20252-215912-02 | Xcel Energy | 85 | 13781 | IOU | 04421340 | 3.48 | Solar |  |  | Interconnected | Trade Secret | Trade | SOU | SOU064 | Residential | Solar*Rewards | Trade Secret | 2021 | 2021
20252-215912-02 | Xcel Energy | 85 | 13781 | IOU | 04421410 | 33.3 | Solar |  |  | Interconnected | Trade Secret | Trade | SCL | SCL312 | Commercial | Solar*Rewards | Trade Secret | 2021 | 2021
20252-215912-02 | Xcel Energy | 85 | 13781 | IOU | 04421639 | 19.988 | Solar |  |  | Interconnected | Trade Secret | Trade | SOU | SOU088 | Commercial | Solar*Rewards | Trade Secret | 2021 | 2021
20252-215912-02 | Xcel Energy | 85 | 13781 | IOU | 04421701 |  | Solar |  |  | Active Application | Trade Secret | Trade |  |  | Residential | Solar*Rewards | Trade Secret | 2021
20252-215912-02 | Xcel Energy | 85 | 13781 | IOU | 04421709 | 6.028 | Solar |  |  | Interconnected | Trade Secret | Trade | RPO | RPO312 | Residential |  | Trade Secret | 2021 | 2022
20252-215912-02 | Xcel Energy | 85 | 13781 | IOU | 04421740 | 9.28 | Solar |  |  | Interconnected | Trade Secret | Trade | WDY | WDY322 | Residential |  | Trade Secret | 2021 | 2021
20252-215912-02 | Xcel Energy | 85 | 13781 | IOU | 04421789 | 7.83 | Solar |  |  | Interconnected | Trade Secret | Trade | RPL | RPL071 | Residential | Solar*Rewards | Trade Secret | 2021 | 2021
20252-215912-02 | Xcel Energy | 85 | 13781 | IOU | 04421832 | 13.741 | Solar |  |  | Interconnected | Trade Secret | Trade | SCL | SCL322 | Residential | Solar*Rewards | Trade Secret | 2021 | 2023
20252-215912-02 | Xcel Energy | 85 | 13781 | IOU | 04421948 | 2.61 | Solar |  |  | Interconnected | Trade Secret | Trade | SOU | SOU076 | Residential | Solar*Rewards | Trade Secret | 2021 | 2021
20252-215912-02 | Xcel Energy | 85 | 13781 | IOU | 04421949 | 3.747 | Solar |  |  | Interconnected | Trade Secret | Trade | MEL | MEL089 | Residential | Solar*Rewards | Trade Secret | 2021 | 2021
20252-215912-02 | Xcel Energy | 85 | 13781 | IOU | 04421951 | 10.47 | Solar |  |  | Interconnected | Trade Secret | Trade | HSN | HSN321 | Residential | Solar*Rewards | Trade Secret | 2021 | 2021
20252-215912-02 | Xcel Energy | 85 | 13781 | IOU | 04421960 | 7.329 | Solar |  |  | Interconnected | Trade Secret | Trade | SOU | SOU086 | Residential | Solar*Rewards | Trade Secret | 2021 | 2021
20252-215912-02 | Xcel Energy | 85 | 13781 | IOU | 04421979 | 4.06 | Solar |  |  | Interconnected | Trade Secret | Trade | SCA | SCA021 | Residential | Solar*Rewards | Trade Secret | 2021 | 2022
20252-215912-02 | Xcel Energy | 85 | 13781 | IOU | 04422016 |  | Solar |  |  | Active Application | Trade Secret | Trade | AFT | AFT314 | Residential | Solar*Rewards | Trade Secret | 2021
20252-215912-02 | Xcel Energy | 85 | 13781 | IOU | 04422027 | 9.074 | Solar |  |  | Withdrawn | Trade Secret | Trade | VES | VES021 | Residential | Solar*Rewards | Trade Secret | 2021
20252-215912-02 | Xcel Energy | 85 | 13781 | IOU | 04422028 | 3.747 | Solar |  |  | Interconnected | Trade Secret | Trade | APA | APA075 | Residential | Solar*Rewards | Trade Secret | 2021 | 2021
20252-215912-02 | Xcel Energy | 85 | 13781 | IOU | 04422068 | 3.747 | Solar |  |  | Active Application | Trade Secret | Trade | HWW | HWW072 | Residential | Solar*Rewards | Trade Secret | 2021
20252-215912-02 | Xcel Energy | 85 | 13781 | IOU | 04422078 | 4.886 | Solar |  |  | Interconnected | Trade Secret | Trade | OAD | OAD072 | Residential | Solar*Rewards | Trade Secret | 2021 | 2021
20252-215912-02 | Xcel Energy | 85 | 13781 | IOU | 04422154 | 3.747 | Solar |  |  | Withdrawn | Trade Secret | Trade | GNL | GNL073 | Residential |  | Trade Secret | 2021
20252-215912-02 | Xcel Energy | 85 | 13781 | IOU | 04422225 | 4.64 | Solar |  |  | Interconnected | Trade Secret | Trade | CEL | CEL064 | Residential | Solar*Rewards | Trade Secret | 2021 | 2021
20252-215912-02 | Xcel Energy | 85 | 13781 | IOU | 04422229 | 3.839 | Solar |  |  | Interconnected | Trade Secret | Trade | HYL | HYL062 | Residential | Solar*Rewards | Trade Secret | 2021 | 2021
20252-215912-02 | Xcel Energy | 85 | 13781 | IOU | 04422232 | 7.616 | Solar |  |  | Interconnected | Trade Secret | Trade | SHP | SHP072 | Residential | Solar*Rewards | Trade Secret | 2021 | 2021
20252-215912-02 | Xcel Energy | 85 | 13781 | IOU | 04422237 | 7.329 | Solar |  |  | Interconnected | Trade Secret | Trade | RPL | RPL063 | Residential | Solar*Rewards | Trade Secret | 2021 | 2021
20252-215912-02 | Xcel Energy | 85 | 13781 | IOU | 04422246 | 4.537 | Solar |  |  | Interconnected | Trade Secret | Trade | OAD | OAD075 | Residential | Solar*Rewards | Trade Secret | 2021 | 2021
20252-215912-02 | Xcel Energy | 85 | 13781 | IOU | 04422256 | 7.329 | Solar |  |  | Interconnected | Trade Secret | Trade | FSL | FSL312 | Residential | Solar*Rewards | Trade Secret | 2021 | 2021
20252-215912-02 | Xcel Energy | 85 | 13781 | IOU | 04422268 | 8.41 | Solar |  |  | Interconnected | Trade Secret | Trade | AFT | AFT321 | Residential | Solar*Rewards | Trade Secret | 2021 | 2021
20252-215912-02 | Xcel Energy | 85 | 13781 | IOU | 04422278 | 13.262 | Solar |  |  | Active Application | Trade Secret | Trade | CHI | CHI311 | Residential | Solar*Rewards | Trade Secret | 2021
20252-215912-02 | Xcel Energy | 85 | 13781 | IOU | 04422530 | 5.8 | Solar |  |  | Interconnected | Trade Secret | Trade | HUG | HUG322 | Residential | Solar*Rewards | Trade Secret | 2021 | 2021
20252-215912-02 | Xcel Energy | 85 | 13781 | IOU | 04422537 | 6.98 | Solar |  |  | Interconnected | Trade Secret | Trade | APA | APA077 | Residential | Solar*Rewards | Trade Secret | 2021 | 2021
20252-215912-02 | Xcel Energy | 85 | 13781 | IOU | 04422913 | 29.02 | Solar |  |  | Active Application | Trade Secret | Trade | CNC | CNC071 | Commercial | Solar*Rewards | Trade Secret | 2021
20252-215912-02 | Xcel Energy | 85 | 13781 | IOU | 04422924 | 33.3 | Solar |  |  | Interconnected | Trade Secret | Trade | SMT | SMT082 | Commercial | Solar*Rewards | Trade Secret | 2021 | 2023
20252-215912-02 | Xcel Energy | 85 | 13781 | IOU | 04422952 | 40.252 | Solar |  |  | Interconnected | Trade Secret | Trade | SMT | SMT082 | Commercial |  | Trade Secret | 2021 | 2023
20252-215912-02 | Xcel Energy | 85 | 13781 | IOU | 04422981 | 100 | Solar |  |  | Interconnected | Trade Secret | Trade | WES | WES063 | Commercial |  | Trade Secret | 2021 | 2022
20252-215912-02 | Xcel Energy | 85 | 13781 | IOU | 04422982 | 40.252 | Solar |  |  | Interconnected | Trade Secret | Trade | WES | WES063 | Commercial | Solar*Rewards | Trade Secret | 2021 | 2024
20252-215912-02 | Xcel Energy | 85 | 13781 | IOU | 04423100 | 5.22 | Solar |  |  | Interconnected | Trade Secret | Trade | RPL | RPL063 | Residential | Solar*Rewards | Trade Secret | 2021 | 2021
20252-215912-02 | Xcel Energy | 85 | 13781 | IOU | 04423110 | 3.747 | Solar |  |  | Withdrawn | Trade Secret | Trade | MOL | MOL073 | Residential | Solar*Rewards | Trade Secret | 2021
20252-215912-02 | Xcel Energy | 85 | 13781 | IOU | 04423238 | 17.4 | Solar |  |  | Interconnected | Trade Secret | Trade | AFT | AFT315 | Residential | Solar*Rewards | Trade Secret | 2021 | 2022
20252-215912-02 | Xcel Energy | 85 | 13781 | IOU | 04423308 | 6.282 | Solar |  |  | Interconnected | Trade Secret | Trade | LEX | LEX061 | Residential | Solar*Rewards | Trade Secret | 2021 | 2021
20252-215912-02 | Xcel Energy | 85 | 13781 | IOU | 04423322 | 3.836 | Solar |  |  | Interconnected | Trade Secret | Trade | RPO | RPO311 | Residential |  | Trade Secret | 2021 | 2021
20252-215912-02 | Xcel Energy | 85 | 13781 | IOU | 04423374 | 11.39 | Solar |  |  | Interconnected | Trade Secret | Trade | PKL | PKL085 | Residential | Solar*Rewards | Trade Secret | 2021 | 2022
20252-215912-02 | Xcel Energy | 85 | 13781 | IOU | 04423378 | 4.384 | Solar |  |  | Interconnected | Trade Secret | Trade | RPO | RPO311 | Residential |  | Trade Secret | 2021 | 2021
20252-215912-02 | Xcel Energy | 85 | 13781 | IOU | 04423467 | 6.028 | Solar |  |  | Interconnected | Trade Secret | Trade | RPO | RPO311 | Residential |  | Trade Secret | 2021 | 2021
20252-215912-02 | Xcel Energy | 85 | 13781 | IOU | 04423470 | 7.616 | Solar |  |  | Interconnected | Trade Secret | Trade | GSL | GSL074 | Residential | Solar*Rewards | Trade Secret | 2021 | 2021
20252-215912-02 | Xcel Energy | 85 | 13781 | IOU | 04423566 | 7.44 | Solar |  |  | Active Application | Trade Secret | Trade | CHI | CHI311 | Residential | Solar*Rewards | Trade Secret | 2021
20252-215912-02 | Xcel Energy | 85 | 13781 | IOU | 04423605 | 7.616 | Solar |  |  | Interconnected | Trade Secret | Trade | OSS | OSS073 | Residential | Solar*Rewards | Trade Secret | 2021 | 2021
20252-215912-02 | Xcel Energy | 85 | 13781 | IOU | 04423676 | 11.168 | Solar |  |  | Interconnected | Trade Secret | Trade | FRM | FRM071 | Residential | Solar*Rewards | Trade Secret | 2021 | 2021
20252-215912-02 | Xcel Energy | 85 | 13781 | IOU | 04423997 | 6.96 | Solar |  |  | Interconnected | Trade Secret | Trade | TER | TER061 | Residential | Solar*Rewards | Trade Secret | 2021 | 2021
20252-215912-02 | Xcel Energy | 85 | 13781 | IOU | 04424266 | 5.235 | Solar |  |  | Interconnected | Trade Secret | Trade | MPK | MPK074 | Residential |  | Trade Secret | 2021 | 2021
20252-215912-02 | Xcel Energy | 85 | 13781 | IOU | 04424335 | 7.25 | Solar |  |  | Interconnected | Trade Secret | Trade | HWW | HWW074 | Residential | Solar*Rewards | Trade Secret | 2021 | 2021
20252-215912-02 | Xcel Energy | 85 | 13781 | IOU | 04424350 | 4.35 | Solar |  |  | Interconnected | Trade Secret | Trade | RPL | RPL063 | Residential | Solar*Rewards | Trade Secret | 2021 | 2021
20252-215912-02 | Xcel Energy | 85 | 13781 | IOU | 04424359 |  | Solar |  |  | Withdrawn | Trade Secret | Trade |  |  | Residential | Solar*Rewards | Trade Secret | 2021
20252-215912-02 | Xcel Energy | 85 | 13781 | IOU | 04424370 | 6.96 | Solar |  |  | Interconnected | Trade Secret | Trade | CHE | CHE076 | Residential | Solar*Rewards | Trade Secret | 2021 | 2021
20252-215912-02 | Xcel Energy | 85 | 13781 | IOU | 04424377 | 3 | Solar |  |  | Active Application | Trade Secret | Trade | SOU | SOU083 | Residential | Solar*Rewards | Trade Secret | 2021
20252-215912-02 | Xcel Energy | 85 | 13781 | IOU | 04424388 | 11.52 | Solar |  |  | Active Application | Trade Secret | Trade | MOL | MOL068 | Residential | Solar*Rewards | Trade Secret | 2021
20252-215912-02 | Xcel Energy | 85 | 13781 | IOU | 04424389 | 3.288 | Solar |  |  | Interconnected | Trade Secret | Trade | RPO | RPO311 | Residential |  | Trade Secret | 2021 | 2021
20252-215912-02 | Xcel Energy | 85 | 13781 | IOU | 04424394 | 8.7 | Solar |  |  | Interconnected | Trade Secret | Trade | LLK | LLK061 | Residential | Solar*Rewards | Trade Secret | 2021 | 2021
20252-215912-02 | Xcel Energy | 85 | 13781 | IOU | 04424421 | 5.51 | Solar |  |  | Interconnected | Trade Secret | Trade | TER | TER075 | Residential | Solar*Rewards | Trade Secret | 2021 | 2021
20252-215912-02 | Xcel Energy | 85 | 13781 | IOU | 04424439 | 8.768 | Solar |  |  | Interconnected | Trade Secret | Trade | RPO | RPO312 | Residential |  | Trade Secret | 2021 | 2021
20252-215912-02 | Xcel Energy | 85 | 13781 | IOU | 04424531 | 10.44 | Solar |  |  | Interconnected | Trade Secret | Trade | RMT | RMT321 | Residential | Solar*Rewards | Trade Secret | 2021 | 2021
20252-215912-02 | Xcel Energy | 85 | 13781 | IOU | 04424635 | 6.028 | Solar |  |  | Interconnected | Trade Secret | Trade | WDY | WDY311 | Residential |  | Trade Secret | 2021 | 2021
20252-215912-02 | Xcel Energy | 85 | 13781 | IOU | 04424715 | 3.48 | Solar |  | X | Interconnected | Trade Secret | Trade | TWL | TWL081 | Residential | Solar*Rewards | Trade Secret | 2021 | 2021
20252-215912-02 | Xcel Energy | 85 | 13781 | IOU | 04424752 | 4.886 | Solar |  |  | Interconnected | Trade Secret | Trade | WES | WES076 | Residential | Solar*Rewards | Trade Secret | 2021 | 2021
20252-215912-02 | Xcel Energy | 85 | 13781 | IOU | 04424819 | 7.54 | Solar |  |  | Active Application | Trade Secret | Trade | NOF | NOF061 | Residential | Solar*Rewards | Trade Secret | 2021
20252-215912-02 | Xcel Energy | 85 | 13781 | IOU | 04424890 | 5.22 | Solar |  | X | Interconnected | Trade Secret | Trade | WSG | WSG361 | Residential | Solar*Rewards | Trade Secret | 2021 | 2021
20252-215912-02 | Xcel Energy | 85 | 13781 | IOU | 04424950 | 5 | Solar |  |  | Interconnected | Trade Secret | Trade | RMT | RMT321 | Residential |  | Trade Secret | 2021 | 2021
20252-215912-02 | Xcel Energy | 85 | 13781 | IOU | 04424995 | 6.38 | Solar |  |  | Interconnected | Trade Secret | Trade | SOU | SOU061 | Residential | Solar*Rewards | Trade Secret | 2021 | 2021
20252-215912-02 | Xcel Energy | 85 | 13781 | IOU | 04424996 | 2.9 | Solar |  |  | Interconnected | Trade Secret | Trade | ALD | ALD073 | Residential | Solar*Rewards | Trade Secret | 2021 | 2021
20252-215912-02 | Xcel Energy | 85 | 13781 | IOU | 04425044 | 6.09 | Solar |  |  | Interconnected | Trade Secret | Trade | RAM | RAM064 | Residential | Solar*Rewards | Trade Secret | 2021 | 2021
20252-215912-02 | Xcel Energy | 85 | 13781 | IOU | 04425205 | 7.83 | Solar |  |  | Active Application | Trade Secret | Trade | HWW | HWW074 | Residential | Solar*Rewards | Trade Secret | 2021
20252-215912-02 | Xcel Energy | 85 | 13781 | IOU | 04425298 | 7.54 | Solar |  |  | Interconnected | Trade Secret | Trade | HUG | HUG312 | Residential | Solar*Rewards | Trade Secret | 2021 | 2021
20252-215912-02 | Xcel Energy | 85 | 13781 | IOU | 04425356 | 9.994 | Solar |  |  | Interconnected | Trade Secret | Trade | AFT | AFT315 | Residential | Solar*Rewards | Trade Secret | 2021 | 2021
20252-215912-02 | Xcel Energy | 85 | 13781 | IOU | 04425399 | 9.994 | Solar |  |  | Interconnected | Trade Secret | Trade | STY | STY061 | Residential |  | Trade Secret | 2021 | 2021
20252-215912-02 | Xcel Energy | 85 | 13781 | IOU | 04425402 | 8.12 | Solar |  |  | Interconnected | Trade Secret | Trade | HUG | HUG311 | Residential | Solar*Rewards | Trade Secret | 2021 | 2021
20252-215912-02 | Xcel Energy | 85 | 13781 | IOU | 04425419 | 4.4 | Solar |  |  | Interconnected | Trade Secret | Trade | WDY | WDY311 | Residential |  | Trade Secret | 2021 | 2021
20252-215912-02 | Xcel Energy | 85 | 13781 | IOU | 04425447 |  |  |  |  | Active Application | Trade Secret | Trade |  |  | Residential |  | Trade Secret | 2021
20252-215912-02 | Xcel Energy | 85 | 13781 | IOU | 04425616 | 400 | Solar |  |  | Interconnected | Trade Secret | Trade | ALK | ALK073 | Commercial |  | Trade Secret | 2021 | 2022
20252-215912-02 | Xcel Energy | 85 | 13781 | IOU | 04425681 | 5 | Solar |  |  | Interconnected | Trade Secret | Trade | MEL | MEL075 | Residential | Solar*Rewards | Trade Secret | 2021 | 2021
20252-215912-02 | Xcel Energy | 85 | 13781 | IOU | 04425694 | 5.054 | Solar |  |  | Active Application | Trade Secret | Trade | CGR | CGR064 | Residential | Solar*Rewards | Trade Secret | 2021
20252-215912-02 | Xcel Energy | 85 | 13781 | IOU | 04425730 | 7.83 | Solar |  |  | Interconnected | Trade Secret | Trade | HWW | HWW073 | Residential | Solar*Rewards | Trade Secret | 2021 | 2021
20252-215912-02 | Xcel Energy | 85 | 13781 | IOU | 04425803 | 15.08 | Solar |  |  | Interconnected | Trade Secret | Trade | CGR | CGR061 | Residential | Solar*Rewards | Trade Secret | 2021 | 2021
20252-215912-02 | Xcel Energy | 85 | 13781 | IOU | 04425808 | 4.188 | Solar |  |  | Interconnected | Trade Secret | Trade | HUG | HUG321 | Residential | Solar*Rewards | Trade Secret | 2021 | 2021
20252-215912-02 | Xcel Energy | 85 | 13781 | IOU | 04425906 | 39.74 | Solar |  |  | Interconnected | Trade Secret | Trade | WIL | WIL083 | Commercial | Solar*Rewards | Trade Secret | 2022 | 2022
20252-215912-02 | Xcel Energy | 85 | 13781 | IOU | 04425927 | 10.44 | Solar |  |  | Withdrawn | Trade Secret | Trade | RPO | RPO311 | Residential | Solar*Rewards | Trade Secret | 2021
20252-215912-02 | Xcel Energy | 85 | 13781 | IOU | 04425992 | 10.44 | Solar |  |  | Active Application | Trade Secret | Trade | SLP | SLP072 | Residential | Solar*Rewards | Trade Secret | 2021
20252-215912-02 | Xcel Energy | 85 | 13781 | IOU | 04426005 | 3.141 | Solar |  |  | Interconnected | Trade Secret | Trade | MPK | MPK064 | Residential | Solar*Rewards | Trade Secret | 2021 | 2023
20252-215912-02 | Xcel Energy | 85 | 13781 | IOU | 04426046 | 8.12 | Solar |  |  | Interconnected | Trade Secret | Trade | BRP | BRP061 | Residential | Solar*Rewards | Trade Secret | 2021 | 2021
20252-215912-02 | Xcel Energy | 85 | 13781 | IOU | 04426291 | 14.5 | Solar |  | X | Interconnected | Trade Secret | Trade | LSP | LSP021 | Residential | Solar*Rewards | Trade Secret | 2021 | 2022
20252-215912-02 | Xcel Energy | 85 | 13781 | IOU | 04426543 | 2.03 | Solar |  |  | Interconnected | Trade Secret | Trade | MST | MST070 | Residential | Solar*Rewards | Trade Secret | 2021 | 2021
20252-215912-02 | Xcel Energy | 85 | 13781 | IOU | 04426548 | 4.35 | Solar |  |  | Interconnected | Trade Secret | Trade | PAT | PAT313 | Residential | Solar*Rewards | Trade Secret | 2021 | 2022
20252-215912-02 | Xcel Energy | 85 | 13781 | IOU | 04426567 |  | Solar |  |  | Active Application | Trade Secret | Trade |  |  | Residential | Solar*Rewards | Trade Secret | 2021
20252-215912-02 | Xcel Energy | 85 | 13781 | IOU | 04427062 |  | Solar |  |  | Active Application | Trade Secret | Trade |  |  | Residential | Solar*Rewards | Trade Secret | 2021
20252-215912-02 | Xcel Energy | 85 | 13781 | IOU | 04427216 | 7.83 | Solar |  |  | Interconnected | Trade Secret | Trade | WDY | WDY311 | Residential | Solar*Rewards | Trade Secret | 2021 | 2021
20252-215912-02 | Xcel Energy | 85 | 13781 | IOU | 04427489 | 7.83 | Solar |  |  | Interconnected | Trade Secret | Trade | DND | DND072 | Residential | Solar*Rewards | Trade Secret | 2021 | 2021
20252-215912-02 | Xcel Energy | 85 | 13781 | IOU | 04427582 | 4.64 | Solar |  |  | Interconnected | Trade Secret | Trade | MND | MND071 | Residential | Solar*Rewards | Trade Secret | 2021 | 2021
20252-215912-02 | Xcel Energy | 85 | 13781 | IOU | 04427584 | 6 | Solar |  |  | Active Application | Trade Secret | Trade | WKN | WKN001 | Commercial | Solar*Rewards | Trade Secret | 2021
20252-215912-02 | Xcel Energy | 85 | 13781 | IOU | 04427690 | 6 | Solar |  |  | Interconnected | Trade Secret | Trade | WDY | WDY311 | Residential | Solar*Rewards | Trade Secret | 2021 | 2021
20252-215912-02 | Xcel Energy | 85 | 13781 | IOU | 04427693 | 5.054 | Solar |  |  | Active Application | Trade Secret | Trade | SCL | SCL312 | Residential | Solar*Rewards | Trade Secret | 2021
20252-215912-02 | Xcel Energy | 85 | 13781 | IOU | 04427999 | 5 | Solar |  |  | Active Application | Trade Secret | Trade | RRK | RRK064 | Residential | Solar*Rewards | Trade Secret | 2021
20252-215912-02 | Xcel Energy | 85 | 13781 | IOU | 04428178 | 35.563 | Solar |  |  | Interconnected | Trade Secret | Trade | WEH | WEH022 | Commercial | Solar*Rewards | Trade Secret | 2021 | 2021
20252-215912-02 | Xcel Energy | 85 | 13781 | IOU | 04428245 | 5.933 | Solar |  |  | Interconnected | Trade Secret | Trade | CGR | CGR063 | Residential | Solar*Rewards | Trade Secret | 2021 | 2021
20252-215912-02 | Xcel Energy | 85 | 13781 | IOU | 04428258 |  |  |  |  | Active Application | Trade Secret | Trade |  |  | Residential |  | Trade Secret | 2021
20252-215912-02 | Xcel Energy | 85 | 13781 | IOU | 04428324 | 2.32 | Solar |  |  | Interconnected | Trade Secret | Trade | MPK | MPK071 | Residential | Solar*Rewards | Trade Secret | 2021 | 2021
20252-215912-02 | Xcel Energy | 85 | 13781 | IOU | 04428356 | 2.9 | Solar |  |  | Interconnected | Trade Secret | Trade | HWW | HWW074 | Residential | Solar*Rewards | Trade Secret | 2021 | 2021
20252-215912-02 | Xcel Energy | 85 | 13781 | IOU | 04428441 | 3.747 | Solar |  |  | Interconnected | Trade Secret | Trade | SOU | SOU081 | Residential | Solar*Rewards | Trade Secret | 2021 | 2021
20252-215912-02 | Xcel Energy | 85 | 13781 | IOU | 04428457 |  | Solar |  |  | Withdrawn | Trade Secret | Trade |  |  | Residential | Solar*Rewards | Trade Secret | 2021
20252-215912-02 | Xcel Energy | 85 | 13781 | IOU | 04428476 | 10.47 | Solar |  |  | Interconnected | Trade Secret | Trade | LOK | LOK093 | Residential | Solar*Rewards | Trade Secret | 2021 | 2021
20252-215912-02 | Xcel Energy | 85 | 13781 | IOU | 04428654 | 8.2 | Solar |  |  | Withdrawn | Trade Secret | Trade | BEL | BEL061 | Residential | Solar*Rewards | Trade Secret | 2021
20252-215912-02 | Xcel Energy | 85 | 13781 | IOU | 04428734 | 19.006 | Solar |  |  | Withdrawn | Trade Secret | Trade | MHW | MHW311 | Residential | Solar*Rewards | Trade Secret | 2021
20252-215912-02 | Xcel Energy | 85 | 13781 | IOU | 04428946 | 7.616 | Solar |  |  | Active Application | Trade Secret | Trade | LAB | LAB311 | Residential | Solar*Rewards | Trade Secret | 2021
20252-215912-02 | Xcel Energy | 85 | 13781 | IOU | 04429005 | 7.54 | Solar |  |  | Active Application | Trade Secret | Trade | HOL | HOL071 | Residential | Solar*Rewards | Trade Secret | 2021
20252-215912-02 | Xcel Energy | 85 | 13781 | IOU | 04429092 | 6.67 | Solar |  |  | Interconnected | Trade Secret | Trade | TLK | TLK077 | Residential | Solar*Rewards | Trade Secret | 2021 | 2021
20252-215912-02 | Xcel Energy | 85 | 13781 | IOU | 04429127 | 6.6 | Solar |  |  | Interconnected | Trade Secret | Trade | WDY | WDY311 | Residential | Solar*Rewards | Trade Secret | 2021 | 2021
20252-215912-02 | Xcel Energy | 85 | 13781 | IOU | 04429154 |  | Solar |  |  | Active Application | Trade Secret | Trade |  |  | Residential | Solar*Rewards | Trade Secret | 2021
20252-215912-02 | Xcel Energy | 85 | 13781 | IOU | 04429196 | 6.576 | Solar |  |  | Interconnected | Trade Secret | Trade | AFT | AFT322 | Residential |  | Trade Secret | 2021 | 2021
20252-215912-02 | Xcel Energy | 85 | 13781 | IOU | 04429239 | 11.39 | Solar |  |  | Active Application | Trade Secret | Trade | TWL | TWL066 | Residential | Solar*Rewards | Trade Secret | 2021
20252-215912-02 | Xcel Energy | 85 | 13781 | IOU | 04429254 | 6.028 | Solar |  |  | Withdrawn | Trade Secret | Trade | AFT | AFT321 | Residential |  | Trade Secret | 2021
20252-215912-02 | Xcel Energy | 85 | 13781 | IOU | 04429294 | 7.83 | Solar |  |  | Interconnected | Trade Secret | Trade | WIL | WIL079 | Residential | Solar*Rewards | Trade Secret | 2021 | 2021
20252-215912-02 | Xcel Energy | 85 | 13781 | IOU | 04429316 | 19.988 | Solar |  |  | Withdrawn | Trade Secret | Trade | RPO | RPO312 | Residential | Solar*Rewards | Trade Secret | 2021
20252-215912-02 | Xcel Energy | 85 | 13781 | IOU | 04429594 | 7.6 | Solar |  |  | Active Application | Trade Secret | Trade | GSL | GSL074 | Residential | Solar*Rewards | Trade Secret | 2021
20252-215912-02 | Xcel Energy | 85 | 13781 | IOU | 04429618 | 5.054 | Solar |  |  | Interconnected | Trade Secret | Trade | HSN | HSN322 | Residential | Solar*Rewards | Trade Secret | 2021 | 2021
20252-215912-02 | Xcel Energy | 85 | 13781 | IOU | 04429623 | 2.9 | Solar |  |  | Active Application | Trade Secret | Trade | SOU | SOU073 | Residential | Solar*Rewards | Trade Secret | 2021
20252-215912-02 | Xcel Energy | 85 | 13781 | IOU | 04429804 | 4.537 | Solar |  |  | Interconnected | Trade Secret | Trade | SOU | SOU069 | Residential | Solar*Rewards | Trade Secret | 2021 | 2021
20252-215912-02 | Xcel Energy | 85 | 13781 | IOU | 04429862 | 6.38 | Solar |  |  | Interconnected | Trade Secret | Trade | DND | DND061 | Residential | Solar*Rewards | Trade Secret | 2021 | 2021
20252-215912-02 | Xcel Energy | 85 | 13781 | IOU | 04429876 | 11.508 | Solar |  |  | Active Application | Trade Secret | Trade | AFT | AFT321 | Residential | Solar*Rewards | Trade Secret | 2021
20252-215912-02 | Xcel Energy | 85 | 13781 | IOU | 04429889 | 13.152 | Solar |  |  | Interconnected | Trade Secret | Trade | AFT | AFT321 | Residential |  | Trade Secret | 2021 | 2021
20252-215912-02 | Xcel Energy | 85 | 13781 | IOU | 04429906 |  | Solar |  |  | Active Application | Trade Secret | Trade |  |  | Residential | Solar*Rewards | Trade Secret | 2021
20252-215912-02 | Xcel Energy | 85 | 13781 | IOU | 04430061 | 3.77 | Solar |  |  | Interconnected | Trade Secret | Trade | NMC | NMC083 | Residential | Solar*Rewards | Trade Secret | 2021 | 2021
20252-215912-02 | Xcel Energy | 85 | 13781 | IOU | 04430063 | 3.288 | Solar |  |  | Interconnected | Trade Secret | Trade | AFT | AFT321 | Residential |  | Trade Secret | 2021 | 2021
20252-215912-02 | Xcel Energy | 85 | 13781 | IOU | 04430453 | 15.232 | Solar |  |  | Interconnected | Trade Secret | Trade | BYT | BYT061 | Residential | Solar*Rewards | Trade Secret | 2021 | 2021
20252-215912-02 | Xcel Energy | 85 | 13781 | IOU | 04430513 | 4.64 | Solar |  |  | Interconnected | Trade Secret | Trade | MPK | MPK063 | Residential |  | Trade Secret | 2021 | 2021
20252-215912-02 | Xcel Energy | 85 | 13781 | IOU | 04430554 | 5.054 | Solar |  |  | Interconnected | Trade Secret | Trade | SOU | SOU069 | Residential | Solar*Rewards | Trade Secret | 2021 | 2022
20252-215912-02 | Xcel Energy | 85 | 13781 | IOU | 04430644 | 59.997 | Solar |  |  | Active Application | Trade Secret | Trade | MPK | MPK075 | Commercial |  | Trade Secret | 2021
20252-215912-02 | Xcel Energy | 85 | 13781 | IOU | 04430715 | 6.028 | Solar |  |  | Interconnected | Trade Secret | Trade | AFT | AFT321 | Residential |  | Trade Secret | 2021 | 2021
20252-215912-02 | Xcel Energy | 85 | 13781 | IOU | 04430723 | 7.616 | Solar |  |  | Withdrawn | Trade Secret | Trade | TLK | TLK077 | Residential |  | Trade Secret | 2021
20252-215912-02 | Xcel Energy | 85 | 13781 | IOU | 04430750 | 6 | Solar |  |  | Interconnected | Trade Secret | Trade | HWW | HWW062 | Residential | Solar*Rewards | Trade Secret | 2021 | 2021
20252-215912-02 | Xcel Energy | 85 | 13781 | IOU | 04430942 | 7.616 | Solar |  |  | Active Application | Trade Secret | Trade | RPL | RPL074 | Residential | Solar*Rewards | Trade Secret | 2021
20252-215912-02 | Xcel Energy | 85 | 13781 | IOU | 04430946 | 3.747 | Solar |  |  | Active Application | Trade Secret | Trade | APA | APA075 | Residential | Solar*Rewards | Trade Secret | 2021
20252-215912-02 | Xcel Energy | 85 | 13781 | IOU | 04430998 | 12.056 | Solar |  |  | Interconnected | Trade Secret | Trade | WEB | WEB021 | Residential |  | Trade Secret | 2021 | 2021
20252-215912-02 | Xcel Energy | 85 | 13781 | IOU | 04431085 | 11.39 | Solar |  |  | Interconnected | Trade Secret | Trade | HSN | HSN322 | Residential |  | Trade Secret | 2021 | 2021
20252-215912-02 | Xcel Energy | 85 | 13781 | IOU | 04431087 | 5.054 | Solar |  |  | Active Application | Trade Secret | Trade | NMC | NMC093 | Residential | Solar*Rewards | Trade Secret | 2021
20252-215912-02 | Xcel Energy | 85 | 13781 | IOU | 04431156 | 7.672 | Solar |  |  | Interconnected | Trade Secret | Trade | AFT | AFT321 | Residential |  | Trade Secret | 2021 | 2021
20252-215912-02 | Xcel Energy | 85 | 13781 | IOU | 04431165 | 12.215 | Solar |  |  | Interconnected | Trade Secret | Trade | GNL | GNL062 | Residential | Solar*Rewards | Trade Secret | 2021 | 2021
20252-215912-02 | Xcel Energy | 85 | 13781 | IOU | 04431280 |  | Solar |  |  | Active Application | Trade Secret | Trade |  |  | Residential | Solar*Rewards | Trade Secret | 2021
20252-215912-02 | Xcel Energy | 85 | 13781 | IOU | 04431312 | 6.028 | Solar |  |  | Interconnected | Trade Secret | Trade | CHE | CHE076 | Residential |  | Trade Secret | 2021 | 2021
20252-215912-02 | Xcel Energy | 85 | 13781 | IOU | 04431313 | 6.72 | Solar |  |  | Interconnected | Trade Secret | Trade | CTR | CTR031 | Residential | Solar*Rewards | Trade Secret | 2021 | 2022
20252-215912-02 | Xcel Energy | 85 | 13781 | IOU | 04431329 | 6.028 | Solar |  |  | Interconnected | Trade Secret | Trade | AFT | AFT321 | Residential |  | Trade Secret | 2021 | 2021
20252-215912-02 | Xcel Energy | 85 | 13781 | IOU | 04431369 | 2.9 | Solar |  |  | Interconnected | Trade Secret | Trade | MOL | MOL068 | Residential | Solar*Rewards | Trade Secret | 2021 | 2021
20252-215912-02 | Xcel Energy | 85 | 13781 | IOU | 04431436 | 11.39 | Solar |  |  | Interconnected | Trade Secret | Trade | CGR | CGR063 | Residential | Solar*Rewards | Trade Secret | 2021 | 2021
20252-215912-02 | Xcel Energy | 85 | 13781 | IOU | 04431521 | 20.591 | Solar |  |  | Interconnected | Trade Secret | Trade | RPO | RPO312 | Residential | Solar*Rewards | Trade Secret | 2021 | 2021
20252-215912-02 | Xcel Energy | 85 | 13781 | IOU | 04431595 | 8.22 | Solar |  |  | Interconnected | Trade Secret | Trade | AFT | AFT322 | Residential |  | Trade Secret | 2021 | 2021
20252-215912-02 | Xcel Energy | 85 | 13781 | IOU | 04431667 | 6.282 | Solar |  |  | Interconnected | Trade Secret | Trade | GLK | GLK064 | Residential | Solar*Rewards | Trade Secret | 2021 | 2021
20252-215912-02 | Xcel Energy | 85 | 13781 | IOU | 04431685 | 8.7 | Solar |  |  | Interconnected | Trade Secret | Trade | PIP | PIP061 | Residential | Solar*Rewards | Trade Secret | 2021 | 2022
20252-215912-02 | Xcel Energy | 85 | 13781 | IOU | 04431687 | 6.028 | Solar |  |  | Interconnected | Trade Secret | Trade | AFT | AFT322 | Residential |  | Trade Secret | 2021 | 2021
20252-215912-02 | Xcel Energy | 85 | 13781 | IOU | 04431810 | 5.933 | Solar |  |  | Interconnected | Trade Secret | Trade | WYO | WYO021 | Residential | Solar*Rewards | Trade Secret | 2021 | 2021
20252-215912-02 | Xcel Energy | 85 | 13781 | IOU | 04431848 |  | Solar |  |  | Active Application | Trade Secret | Trade | OPK | OPK077 | Residential | Solar*Rewards | Trade Secret | 2021
20252-215912-02 | Xcel Energy | 85 | 13781 | IOU | 04434020 | 6 | Solar |  |  | Interconnected | Trade Secret | Trade | SCA | SCA021 | Residential | Solar*Rewards | Trade Secret | 2021 | 2021
20252-215912-02 | Xcel Energy | 85 | 13781 | IOU | 04434043 | 11.517 | Solar |  |  | Active Application | Trade Secret | Trade | CGR | CGR071 | Residential | Solar*Rewards | Trade Secret | 2021
20252-215912-02 | Xcel Energy | 85 | 13781 | IOU | 04434052 | 8.12 | Solar |  |  | Active Application | Trade Secret | Trade | DND | DND061 | Residential | Solar*Rewards | Trade Secret | 2021
20252-215912-02 | Xcel Energy | 85 | 13781 | IOU | 04434285 | 8.12 | Solar |  |  | Interconnected | Trade Secret | Trade | REW | REW031 | Residential | Solar*Rewards | Trade Secret | 2021 | 2021
20252-215912-02 | Xcel Energy | 85 | 13781 | IOU | 04434290 | 5.8 | Solar |  |  | Interconnected | Trade Secret | Trade | PKL | PKL075 | Residential | Solar*Rewards | Trade Secret | 2021 | 2021
20252-215912-02 | Xcel Energy | 85 | 13781 | IOU | 04434301 | 5.8 | Solar |  |  | Interconnected | Trade Secret | Trade | SLP | SLP092 | Residential | Solar*Rewards | Trade Secret | 2021 | 2021
20252-215912-02 | Xcel Energy | 85 | 13781 | IOU | 04434610 | 3.48 | Solar |  |  | Active Application | Trade Secret | Trade | DPN | DPN063 | Commercial | Solar*Rewards | Trade Secret | 2021
20252-215912-02 | Xcel Energy | 85 | 13781 | IOU | 04434614 | 6.38 | Solar |  |  | Interconnected | Trade Secret | Trade | HOL | HOL072 | Residential | Solar*Rewards | Trade Secret | 2021 | 2021
20252-215912-02 | Xcel Energy | 85 | 13781 | IOU | 04434684 | 5.054 | Solar |  |  | Interconnected | Trade Secret | Trade | LLK | LLK072 | Residential | Solar*Rewards | Trade Secret | 2021 | 2021
20252-215912-02 | Xcel Energy | 85 | 13781 | IOU | 04434753 | 5.054 | Solar |  |  | Interconnected | Trade Secret | Trade | OAD | OAD061 | Residential | Solar*Rewards | Trade Secret | 2021 | 2022
20252-215912-02 | Xcel Energy | 85 | 13781 | IOU | 04434920 | 7.616 | Solar |  |  | Interconnected | Trade Secret | Trade | CGR | CGR071 | Residential | Solar*Rewards | Trade Secret | 2021 | 2022
20252-215912-02 | Xcel Energy | 85 | 13781 | IOU | 04434922 | 100 | Solar |  |  | Interconnected | Trade Secret | Trade | MOL | MOL077 | Commercial |  | Trade Secret | 2021 | 2022
20252-215912-02 | Xcel Energy | 85 | 13781 | IOU | 04434958 | 60.251 | Solar |  |  | Interconnected | Trade Secret | Trade | MOL | MOL067 | Commercial |  | Trade Secret | 2021 | 2022
20252-215912-02 | Xcel Energy | 85 | 13781 | IOU | 04435073 | 15.232 | Solar |  |  | Active Application | Trade Secret | Trade | LAP | LAP311 | Residential | Solar*Rewards | Trade Secret | 2021
20252-215912-02 | Xcel Energy | 85 | 13781 | IOU | 04435082 | 3.84 | Solar |  |  | Withdrawn | Trade Secret | Trade | IDA | IDA064 | Residential | Solar*Rewards | Trade Secret | 2021
20252-215912-02 | Xcel Energy | 85 | 13781 | IOU | 04435132 | 73.552 | Solar |  |  | Interconnected | Trade Secret | Trade | MOL | MOL078 | Commercial |  | Trade Secret | 2021 | 2022
20252-215912-02 | Xcel Energy | 85 | 13781 | IOU | 04435200 | 6.38 | Solar |  |  | Interconnected | Trade Secret | Trade | AFT | AFT314 | Residential | Solar*Rewards | Trade Secret | 2021 | 2021
20252-215912-02 | Xcel Energy | 85 | 13781 | IOU | 04435212 | 7.616 | Solar |  |  | Interconnected | Trade Secret | Trade | TWL | TWL063 | Residential | Solar*Rewards | Trade Secret | 2021 | 2022
20252-215912-02 | Xcel Energy | 85 | 13781 | IOU | 04435229 | 4.64 | Solar |  |  | Interconnected | Trade Secret | Trade | UPP | UPP084 | Residential | Solar*Rewards | Trade Secret | 2021 | 2021
20252-215912-02 | Xcel Energy | 85 | 13781 | IOU | 04435270 | 3.836 | Solar |  |  | Interconnected | Trade Secret | Trade | AFT | AFT321 | Residential |  | Trade Secret | 2021 | 2021
20252-215912-02 | Xcel Energy | 85 | 13781 | IOU | 04435463 | 3.48 | Solar |  |  | Interconnected | Trade Secret | Trade | SLP | SLP076 | Residential | Solar*Rewards | Trade Secret | 2021 | 2021
20252-215912-02 | Xcel Energy | 85 | 13781 | IOU | 04435478 | 4.64 | Solar |  |  | Interconnected | Trade Secret | Trade | SOU | SOU069 | Residential | Solar*Rewards | Trade Secret | 2021 | 2021
20252-215912-02 | Xcel Energy | 85 | 13781 | IOU | 04437894 | 7.54 | Solar |  | X | Interconnected | Trade Secret | Trade | DPN | DPN072 | Residential |  | Trade Secret | 2021 | 2021
20252-215912-02 | Xcel Energy | 85 | 13781 | IOU | 04437895 | 39.999 | Solar |  |  | Interconnected | Trade Secret | Trade | SAR | SAR021 | Commercial | Solar*Rewards | Trade Secret | 2021 | 2021
20252-215912-02 | Xcel Energy | 85 | 13781 | IOU | 04438089 | 6 | Solar |  |  | Active Application | Trade Secret | Trade | NOF | NOF061 | Residential |  | Trade Secret | 2021
20252-215912-02 | Xcel Energy | 85 | 13781 | IOU | 04438201 | 18.497 | Solar |  | X | Interconnected | Trade Secret | Trade | WDY | WDY312 | Residential | Solar*Rewards | Trade Secret | 2021 | 2021
20252-215912-02 | Xcel Energy | 85 | 13781 | IOU | 04438207 | 39.999 | Solar |  |  | Interconnected | Trade Secret | Trade | LEX | LEX331 | Commercial | Solar*Rewards | Trade Secret | 2021 | 2021
20252-215912-02 | Xcel Energy | 85 | 13781 | IOU | 04438244 | 7.616 | Solar |  |  | Interconnected | Trade Secret | Trade | AHI | AHI025 | Residential | Solar*Rewards | Trade Secret | 2021 | 2021
20252-215912-02 | Xcel Energy | 85 | 13781 | IOU | 04438308 | 9.994 | Solar |  |  | Withdrawn | Trade Secret | Trade | ALD | ALD092 | Residential | Solar*Rewards | Trade Secret | 2021
20252-215912-02 | Xcel Energy | 85 | 13781 | IOU | 04438389 | 3.839 | Solar |  |  | Active Application | Trade Secret | Trade | WDY | WDY311 | Residential | Solar*Rewards | Trade Secret | 2021
20252-215912-02 | Xcel Energy | 85 | 13781 | IOU | 04438394 | 2.9 | Solar |  |  | Active Application | Trade Secret | Trade | WES | WES073 | Residential | Solar*Rewards | Trade Secret | 2021
20252-215912-02 | Xcel Energy | 85 | 13781 | IOU | 04438396 | 4.64 | Solar |  |  | Interconnected | Trade Secret | Trade | HWW | HWW062 | Residential | Solar*Rewards | Trade Secret | 2021 | 2021
20252-215912-02 | Xcel Energy | 85 | 13781 | IOU | 04438422 | 6.631 | Solar |  |  | Active Application | Trade Secret | Trade | ZUM | ZUM022 | Residential | Solar*Rewards | Trade Secret | 2021
20252-215912-02 | Xcel Energy | 85 | 13781 | IOU | 04438441 | 6.96 | Solar |  |  | Interconnected | Trade Secret | Trade | SLP | SLP092 | Residential | Solar*Rewards | Trade Secret | 2021 | 2021
20252-215912-02 | Xcel Energy | 85 | 13781 | IOU | 04438536 | 6.09 | Solar |  |  | Interconnected | Trade Secret | Trade | RAM | RAM064 | Residential | Solar*Rewards | Trade Secret | 2022 | 2022
20252-215912-02 | Xcel Energy | 85 | 13781 | IOU | 04438559 | 13.92 | Solar |  |  | Interconnected | Trade Secret | Trade | LAB | LAB311 | Residential | Solar*Rewards | Trade Secret | 2021 | 2021
20252-215912-02 | Xcel Energy | 85 | 13781 | IOU | 04438572 | 6.96 | Solar |  |  | Interconnected | Trade Secret | Trade | HUG | HUG311 | Residential | Solar*Rewards | Trade Secret | 2021 | 2021
20252-215912-02 | Xcel Energy | 85 | 13781 | IOU | 04438618 |  | Solar |  |  | Active Application | Trade Secret | Trade |  |  | Residential | Solar*Rewards | Trade Secret | 2021
20252-215912-02 | Xcel Energy | 85 | 13781 | IOU | 04438658 | 9.994 | Solar |  |  | Withdrawn | Trade Secret | Trade | ALD | ALD083 | Residential | Solar*Rewards | Trade Secret | 2021
20252-215912-02 | Xcel Energy | 85 | 13781 | IOU | 04438668 | 6.282 | Solar |  |  | Interconnected | Trade Secret | Trade | APA | APA069 | Residential | Solar*Rewards | Trade Secret | 2021 | 2021
20252-215912-02 | Xcel Energy | 85 | 13781 | IOU | 04438674 | 4.93 | Solar |  |  | Interconnected | Trade Secret | Trade | MPK | MPK065 | Residential | Solar*Rewards | Trade Secret | 2021 | 2021
20252-215912-02 | Xcel Energy | 85 | 13781 | IOU | 04438689 | 5.48 | Solar |  |  | Interconnected | Trade Secret | Trade | RPO | RPO311 | Residential |  | Trade Secret | 2021 | 2022
20252-215912-02 | Xcel Energy | 85 | 13781 | IOU | 04438698 | 8.41 | Solar |  |  | Interconnected | Trade Secret | Trade | CHE | CHE076 | Residential | Solar*Rewards | Trade Secret | 2021 | 2021
20252-215912-02 | Xcel Energy | 85 | 13781 | IOU | 04438711 | 7.124 | Solar |  |  | Interconnected | Trade Secret | Trade | AFT | AFT321 | Residential |  | Trade Secret | 2021 | 2021
20252-215912-02 | Xcel Energy | 85 | 13781 | IOU | 04438714 | 5.8 | Solar |  |  | Active Application | Trade Secret | Trade | ZUM | ZUM021 | Residential | Solar*Rewards | Trade Secret | 2021
20252-215912-02 | Xcel Energy | 85 | 13781 | IOU | 04438720 | 7.25 | Solar |  |  | Interconnected | Trade Secret | Trade | SOU | SOU060 | Residential | Solar*Rewards | Trade Secret | 2021 | 2021
20252-215912-02 | Xcel Energy | 85 | 13781 | IOU | 04438727 | 6.96 | Solar |  |  | Interconnected | Trade Secret | Trade | WDY | WDY322 | Residential | Solar*Rewards | Trade Secret | 2021 | 2021
20252-215912-02 | Xcel Energy | 85 | 13781 | IOU | 04438730 | 9.772 | Solar |  |  | Interconnected | Trade Secret | Trade | WIL | WIL098 | Residential | Solar*Rewards | Trade Secret | 2021 | 2021
20252-215912-02 | Xcel Energy | 85 | 13781 | IOU | 04438733 | 3.77 | Solar |  |  | Interconnected | Trade Secret | Trade | WES | WES076 | Residential | Solar*Rewards | Trade Secret | 2021 | 2021
20252-215912-02 | Xcel Energy | 85 | 13781 | IOU | 04438735 | 8.41 | Solar |  |  | Interconnected | Trade Secret | Trade | SLP | SLP097 | Residential | Solar*Rewards | Trade Secret | 2021 | 2021
20252-215912-02 | Xcel Energy | 85 | 13781 | IOU | 04438740 | 7.25 | Solar |  |  | Interconnected | Trade Secret | Trade | GLK | GLK074 | Residential | Solar*Rewards | Trade Secret | 2021 | 2021
20252-215912-02 | Xcel Energy | 85 | 13781 | IOU | 04438742 | 4.886 | Solar |  |  | Interconnected | Trade Secret | Trade | OAD | OAD072 | Residential | Solar*Rewards | Trade Secret | 2021 | 2021
20252-215912-02 | Xcel Energy | 85 | 13781 | IOU | 04438749 | 7.678 | Solar |  |  | Interconnected | Trade Secret | Trade | RLK | RLK065 | Residential | Solar*Rewards | Trade Secret | 2021 | 2021
20252-215912-02 | Xcel Energy | 85 | 13781 | IOU | 04438752 | 15.08 | Solar |  |  | Interconnected | Trade Secret | Trade | HYL | HYL064 | Residential | Solar*Rewards | Trade Secret | 2021 | 2021
20252-215912-02 | Xcel Energy | 85 | 13781 | IOU | 04438760 | 6.38 | Solar |  |  | Active Application | Trade Secret | Trade | LOW | LOW021 | Residential | Solar*Rewards | Trade Secret | 2021
20252-215912-02 | Xcel Energy | 85 | 13781 | IOU | 04438763 | 4.06 | Solar |  |  | Interconnected | Trade Secret | Trade | TER | TER061 | Residential | Solar*Rewards | Trade Secret | 2021 | 2021
20252-215912-02 | Xcel Energy | 85 | 13781 | IOU | 04438772 | 5.22 | Solar |  |  | Interconnected | Trade Secret | Trade | SOU | SOU073 | Residential | Solar*Rewards | Trade Secret | 2021 | 2021
20252-215912-02 | Xcel Energy | 85 | 13781 | IOU | 04438777 | 4.06 | Solar |  |  | Interconnected | Trade Secret | Trade | HWW | HWW071 | Residential |  | Trade Secret | 2021 | 2021
20252-215912-02 | Xcel Energy | 85 | 13781 | IOU | 04438779 | 5.22 | Solar |  |  | Interconnected | Trade Secret | Trade | UPP | UPP084 | Residential | Solar*Rewards | Trade Secret | 2021 | 2021
20252-215912-02 | Xcel Energy | 85 | 13781 | IOU | 04438784 | 4.64 | Solar |  |  | Interconnected | Trade Secret | Trade | SOU | SOU063 | Residential | Solar*Rewards | Trade Secret | 2021 | 2021
20252-215912-02 | Xcel Energy | 85 | 13781 | IOU | 04438788 | 3.77 | Solar |  |  | Interconnected | Trade Secret | Trade | SLP | SLP321 | Residential | Solar*Rewards | Trade Secret | 2021 | 2021
20252-215912-02 | Xcel Energy | 85 | 13781 | IOU | 04438790 | 5.22 | Solar |  |  | Withdrawn | Trade Secret | Trade | RIV | RIV061 | Residential | Solar*Rewards | Trade Secret | 2021
20252-215912-02 | Xcel Energy | 85 | 13781 | IOU | 04438791 |  | Solar |  |  | Active Application | Trade Secret | Trade |  |  | Residential | Solar*Rewards | Trade Secret | 2021
20252-215912-02 | Xcel Energy | 85 | 13781 | IOU | 04438793 | 3.48 | Solar |  |  | Interconnected | Trade Secret | Trade | WES | WES076 | Residential | Solar*Rewards | Trade Secret | 2021 | 2021
20252-215912-02 | Xcel Energy | 85 | 13781 | IOU | 04438865 | 11.6 | Solar |  |  | Interconnected | Trade Secret | Trade | WSG | WSG065 | Residential | Solar*Rewards | Trade Secret | 2021 | 2021
20252-215912-02 | Xcel Energy | 85 | 13781 | IOU | 04438897 | 6.38 | Solar |  |  | Interconnected | Trade Secret | Trade | DBL | DBL063 | Residential | Solar*Rewards | Trade Secret | 2021 | 2021
20252-215912-02 | Xcel Energy | 85 | 13781 | IOU | 04438976 | 99.99 | Solar |  |  | Interconnected | Trade Secret | Trade | UPP | UPP066 | Commercial |  | Trade Secret | 2021 | 2023
20252-215912-02 | Xcel Energy | 85 | 13781 | IOU | 04439011 | 5.054 | Solar |  |  | Interconnected | Trade Secret | Trade | MPK | MPK087 | Residential | Solar*Rewards | Trade Secret | 2021 | 2021
20252-215912-02 | Xcel Energy | 85 | 13781 | IOU | 04439016 | 17.61 | Solar |  |  | Interconnected | Trade Secret | Trade | HYL | HYL064 | Residential | Solar*Rewards | Trade Secret | 2021 | 2021
20252-215912-02 | Xcel Energy | 85 | 13781 | IOU | 04439047 | 9.994 | Solar |  |  | Interconnected | Trade Secret | Trade | AFT | AFT322 | Residential | Solar*Rewards | Trade Secret | 2021 | 2021
20252-215912-02 | Xcel Energy | 85 | 13781 | IOU | 04439085 | 4.64 | Solar |  |  | Interconnected | Trade Secret | Trade | HUG | HUG311 | Residential | Solar*Rewards | Trade Secret | 2021 | 2021
20252-215912-02 | Xcel Energy | 85 | 13781 | IOU | 04439193 | 9.994 | Solar |  |  | Interconnected | Trade Secret | Trade | TER | TER071 | Residential | Solar*Rewards | Trade Secret | 2021 | 2021
20252-215912-02 | Xcel Energy | 85 | 13781 | IOU | 04439281 | 26.622 | Solar |  |  | Interconnected | Trade Secret | Trade | GLK | GLK065 | Residential | Solar*Rewards | Trade Secret | 2021 | 2021
20252-215912-02 | Xcel Energy | 85 | 13781 | IOU | 04439801 | 5.054 | Solar |  |  | Interconnected | Trade Secret | Trade | SLP | SLP071 | Residential | Solar*Rewards | Trade Secret | 2021 | 2022
20252-215912-02 | Xcel Energy | 85 | 13781 | IOU | 04439820 | 7.616 | Solar |  |  | Active Application | Trade Secret | Trade | WDY | WDY312 | Residential | Solar*Rewards | Trade Secret | 2021
20252-215912-02 | Xcel Energy | 85 | 13781 | IOU | 04439841 | 13.92 | Solar |  |  | Interconnected | Trade Secret | Trade | HSN | HSN321 | Residential | Solar*Rewards | Trade Secret | 2021 | 2022
20252-215912-02 | Xcel Energy | 85 | 13781 | IOU | 04439882 | 39.999 | Solar |  |  | Interconnected | Trade Secret | Trade | RIV | RIV073 | Commercial | Solar*Rewards | Trade Secret | 2021 | 2022
20252-215912-02 | Xcel Energy | 85 | 13781 | IOU | 04439914 | 18.148 | Solar |  |  | Interconnected | Trade Secret | Trade | SHP | SHP061 | Residential | Solar*Rewards | Trade Secret | 2021 | 2022
20252-215912-02 | Xcel Energy | 85 | 13781 | IOU | 04439929 | 5.51 | Solar |  |  | Interconnected | Trade Secret | Trade | ALD | ALD076 | Residential | Solar*Rewards | Trade Secret | 2021 | 2021
20252-215912-02 | Xcel Energy | 85 | 13781 | IOU | 04439937 | 11.866 | Solar |  |  | Interconnected | Trade Secret | Trade | DBL | DBL074 | Residential | Solar*Rewards | Trade Secret | 2021 | 2021
20252-215912-02 | Xcel Energy | 85 | 13781 | IOU | 04439966 | 5.22 | Solar |  |  | Interconnected | Trade Secret | Trade | SLP | SLP084 | Residential |  | Trade Secret | 2021 | 2021
20252-215912-02 | Xcel Energy | 85 | 13781 | IOU | 04439977 | 5.054 | Solar |  |  | Active Application | Trade Secret | Trade | LCR | LCR311 | Residential | Solar*Rewards | Trade Secret | 2021
20252-215912-02 | Xcel Energy | 85 | 13781 | IOU | 04440036 |  | Solar |  |  | Active Application | Trade Secret | Trade | HAS | HAS021 | Commercial | Solar*Rewards | Trade Secret | 2021
20252-215912-02 | Xcel Energy | 85 | 13781 | IOU | 04440070 | 7.124 | Solar |  |  | Interconnected | Trade Secret | Trade | AFT | AFT321 | Residential |  | Trade Secret | 2021 | 2021
20252-215912-02 | Xcel Energy | 85 | 13781 | IOU | 04440074 | 34.17 | Solar |  |  | Withdrawn | Trade Secret | Trade | FSL | FSL311 | Commercial | Solar*Rewards | Trade Secret | 2021
20252-215912-02 | Xcel Energy | 85 | 13781 | IOU | 04440102 | 4.188 | Solar |  |  | Interconnected | Trade Secret | Trade | TER | TER062 | Residential | Solar*Rewards | Trade Secret | 2021 | 2021
20252-215912-02 | Xcel Energy | 85 | 13781 | IOU | 04440169 | 15.66 | Solar |  | X | Interconnected | Trade Secret | Trade | HUG | HUG321 | Residential | Solar*Rewards | Trade Secret | 2021 | 2022
20252-215912-02 | Xcel Energy | 85 | 13781 | IOU | 04440173 | 11.39 | Solar |  |  | Interconnected | Trade Secret | Trade | SLP | SLP071 | Residential | Solar*Rewards | Trade Secret | 2021 | 2021
20252-215912-02 | Xcel Energy | 85 | 13781 | IOU | 04440182 | 9.994 | Solar |  |  | Active Application | Trade Secret | Trade | DHL | DHL061 | Residential | Solar*Rewards | Trade Secret | 2021
20252-215912-02 | Xcel Energy | 85 | 13781 | IOU | 04440242 | 4.64 | Solar |  |  | Interconnected | Trade Secret | Trade | SLP | SLP085 | Residential | Solar*Rewards | Trade Secret | 2021 | 2021
20252-215912-02 | Xcel Energy | 85 | 13781 | IOU | 04440250 | 7.25 | Solar |  |  | Interconnected | Trade Secret | Trade | IDA | IDA073 | Residential | Solar*Rewards | Trade Secret | 2022 | 2022
20252-215912-02 | Xcel Energy | 85 | 13781 | IOU | 04440296 | 9.57 | Solar |  |  | Interconnected | Trade Secret | Trade | WCR | WCR311 | Residential | Solar*Rewards | Trade Secret | 2021 | 2021
20252-215912-02 | Xcel Energy | 85 | 13781 | IOU | 04440336 | 33.3 | Solar |  |  | Active Application | Trade Secret | Trade | SCL | SCL322 | Commercial | Solar*Rewards | Trade Secret | 2021
20252-215912-02 | Xcel Energy | 85 | 13781 | IOU | 04440338 | 8.7 | Solar |  |  | Interconnected | Trade Secret | Trade | SOU | SOU088 | Residential | Solar*Rewards | Trade Secret | 2022 | 2022
20252-215912-02 | Xcel Energy | 85 | 13781 | IOU | 04440354 | 9.994 | Solar |  |  | Interconnected | Trade Secret | Trade | GNL | GNL062 | Residential | Solar*Rewards | Trade Secret | 2021 | 2021
20252-215912-02 | Xcel Energy | 85 | 13781 | IOU | 04440370 | 8.725 | Solar |  |  | Interconnected | Trade Secret | Trade | GSL | GSL341 | Residential | Solar*Rewards | Trade Secret | 2021 | 2021
20252-215912-02 | Xcel Energy | 85 | 13781 | IOU | 04440406 | 4.35 | Solar |  |  | Interconnected | Trade Secret | Trade | TWL | TWL063 | Residential | Solar*Rewards | Trade Secret | 2021 | 2021
20252-215912-02 | Xcel Energy | 85 | 13781 | IOU | 04440439 | 29.02 | Solar |  |  | Interconnected | Trade Secret | Trade | MEL | MEL067 | Commercial | Solar*Rewards | Trade Secret | 2021 | 2021
20252-215912-02 | Xcel Energy | 85 | 13781 | IOU | 04440449 | 4.64 | Solar |  |  | Interconnected | Trade Secret | Trade | ALD | ALD076 | Residential | Solar*Rewards | Trade Secret | 2021 | 2021
20252-215912-02 | Xcel Energy | 85 | 13781 | IOU | 04440470 | 17.61 | Solar |  |  | Interconnected | Trade Secret | Trade | APA | APA077 | Residential | Solar*Rewards | Trade Secret | 2021 | 2021
20252-215912-02 | Xcel Energy | 85 | 13781 | IOU | 04440583 | 9 | Solar |  |  | Withdrawn | Trade Secret | Trade | MOL | MOL072 | Commercial | Solar*Rewards | Trade Secret | 2021
20252-215912-02 | Xcel Energy | 85 | 13781 | IOU | 04440592 | 5.235 | Solar |  |  | Interconnected | Trade Secret | Trade | MPK | MPK064 | Residential | Solar*Rewards | Trade Secret | 2021 | 2021
20252-215912-02 | Xcel Energy | 85 | 13781 | IOU | 04440651 | 16.564 | Solar |  |  | Interconnected | Trade Secret | Trade | MOL | MOL072 | Commercial | Solar*Rewards | Trade Secret | 2021 | 2022
20252-215912-02 | Xcel Energy | 85 | 13781 | IOU | 04440653 | 13.05 | Solar |  |  | Interconnected | Trade Secret | Trade | AHI | AHI063 | Residential | Solar*Rewards | Trade Secret | 2021 | 2021
20252-215912-02 | Xcel Energy | 85 | 13781 | IOU | 04440744 | 18 | Solar |  |  | Active Application | Trade Secret | Trade | TWL | TWL063 | Commercial | Solar*Rewards | Trade Secret | 2021
20252-215912-02 | Xcel Energy | 85 | 13781 | IOU | 04440747 | 7.616 | Solar |  |  | Withdrawn | Trade Secret | Trade | XRD | XRD062 | Residential | Solar*Rewards | Trade Secret | 2021
20252-215912-02 | Xcel Energy | 85 | 13781 | IOU | 04440780 | 7.616 | Solar |  |  | Interconnected | Trade Secret | Trade | HYL | HYL062 | Residential | Solar*Rewards | Trade Secret | 2021 | 2021
20252-215912-02 | Xcel Energy | 85 | 13781 | IOU | 04440844 | 7.616 | Solar |  |  | Withdrawn | Trade Secret | Trade | MPK | MPK068 | Residential | Solar*Rewards | Trade Secret | 2021
20252-215912-02 | Xcel Energy | 85 | 13781 | IOU | 04440874 | 5.28 | Solar |  |  | Interconnected | Trade Secret | Trade | SAV | SAV069 | Residential | Solar*Rewards | Trade Secret | 2021 | 2021
20252-215912-02 | Xcel Energy | 85 | 13781 | IOU | 04440897 |  | Solar |  |  | Active Application | Trade Secret | Trade |  |  | Residential | Solar*Rewards | Trade Secret | 2021
20252-215912-02 | Xcel Energy | 85 | 13781 | IOU | 04440925 | 11.866 | Solar |  |  | Interconnected | Trade Secret | Trade | WSG | WSG066 | Residential | Solar*Rewards | Trade Secret | 2021 | 2021
20252-215912-02 | Xcel Energy | 85 | 13781 | IOU | 04440926 | 7.124 | Solar |  |  | Interconnected | Trade Secret | Trade | AFT | AFT322 | Residential |  | Trade Secret | 2021 | 2021
20252-215912-02 | Xcel Energy | 85 | 13781 | IOU | 04440932 | 6.98 | Solar |  |  | Interconnected | Trade Secret | Trade | UPP | UPP063 | Residential | Solar*Rewards | Trade Secret | 2021 | 2021
20252-215912-02 | Xcel Energy | 85 | 13781 | IOU | 04441041 | 6.09 | Solar |  |  | Interconnected | Trade Secret | Trade | MPK | MPK071 | Residential | Solar*Rewards | Trade Secret | 2021 | 2022
20252-215912-02 | Xcel Energy | 85 | 13781 | IOU | 04441183 | 6.96 | Solar |  |  | Interconnected | Trade Secret | Trade | WIL | WIL062 | Residential | Solar*Rewards | Trade Secret | 2021 | 2022
20252-215912-02 | Xcel Energy | 85 | 13781 | IOU | 04441184 | 8.12 | Solar |  |  | Interconnected | Trade Secret | Trade | TWL | TWL068 | Residential | Solar*Rewards | Trade Secret | 2021 | 2021
20252-215912-02 | Xcel Energy | 85 | 13781 | IOU | 04441349 | 1000 | Solar |  |  | Withdrawn | Trade Secret | Trade | DND | DND071 | Community Solar Garden | Solar*Rewards Community | Trade Secret | 2021
20252-215912-02 | Xcel Energy | 85 | 13781 | IOU | 04441418 | 33.3 | Solar |  |  | Interconnected | Trade Secret | Trade | FSL | FSL312 | Commercial | Solar*Rewards | Trade Secret | 2021 | 2023
20252-215912-02 | Xcel Energy | 85 | 13781 | IOU | 04441489 | 33.3 | Solar |  |  | Active Application | Trade Secret | Trade | GRC | GRC313 | Commercial | Solar*Rewards | Trade Secret | 2021
20252-215912-02 | Xcel Energy | 85 | 13781 | IOU | 04441547 | 11.39 | Solar |  |  | Interconnected | Trade Secret | Trade | AHI | AHI025 | Residential | Solar*Rewards | Trade Secret | 2021 | 2021
20252-215912-02 | Xcel Energy | 85 | 13781 | IOU | 04441594 | 13.741 | Solar |  |  | Interconnected | Trade Secret | Trade | MND | MND063 | Residential | Solar*Rewards | Trade Secret | 2021 | 2021
20252-215912-02 | Xcel Energy | 85 | 13781 | IOU | 04441634 | 19.988 | Solar |  |  | Active Application | Trade Secret | Trade | GRC | GRC312 | Commercial | Solar*Rewards | Trade Secret | 2021
20252-215912-02 | Xcel Energy | 85 | 13781 | IOU | 04441639 | 9.36 | Solar |  |  | Interconnected | Trade Secret | Trade | HEN | HEN021 | Residential | Solar*Rewards | Trade Secret | 2021 | 2021
20252-215912-02 | Xcel Energy | 85 | 13781 | IOU | 04441650 | 19.988 | Solar |  |  | Interconnected | Trade Secret | Trade | RED | RED091 | Residential | Solar*Rewards | Trade Secret | 2021 | 2022
20252-215912-02 | Xcel Energy | 85 | 13781 | IOU | 04441709 | 23.51 | Solar |  |  | Withdrawn | Trade Secret | Trade | XRD | XRD063 | Commercial | Solar*Rewards | Trade Secret | 2021
20252-215912-02 | Xcel Energy | 85 | 13781 | IOU | 04441735 | 4.95 | Solar |  |  | Withdrawn | Trade Secret | Trade | XRD | XRD076 | Commercial | Solar*Rewards | Trade Secret | 2021
20252-215912-02 | Xcel Energy | 85 | 13781 | IOU | 04441853 | 4.06 | Solar |  |  | Withdrawn | Trade Secret | Trade | OPK | OPK073 | Residential |  | Trade Secret | 2021
20252-215912-02 | Xcel Energy | 85 | 13781 | IOU | 04441880 | 9.994 | Solar |  |  | Active Application | Trade Secret | Trade | CGR | CGR063 | Commercial | Solar*Rewards | Trade Secret | 2021
20252-215912-02 | Xcel Energy | 85 | 13781 | IOU | 04441881 |  | Solar |  |  | Active Application | Trade Secret | Trade |  |  | Residential | Solar*Rewards | Trade Secret | 2021
20252-215912-02 | Xcel Energy | 85 | 13781 | IOU | 04441901 | 15.356 | Solar |  |  | Interconnected | Trade Secret | Trade | MOL | MOL073 | Residential |  | Trade Secret | 2021 | 2021
20252-215912-02 | Xcel Energy | 85 | 13781 | IOU | 04441910 |  | Solar |  |  | Active Application | Trade Secret | Trade |  |  | Residential | Solar*Rewards | Trade Secret | 2021
20252-215912-02 | Xcel Energy | 85 | 13781 | IOU | 04441920 | 5 | Solar |  |  | Withdrawn | Trade Secret | Trade | BEL | BEL061 | Residential | Solar*Rewards | Trade Secret | 2021
20252-215912-02 | Xcel Energy | 85 | 13781 | IOU | 04441928 | 9.008 | Solar |  |  | Interconnected | Trade Secret | Trade | PLA | PLA022 | Residential | Solar*Rewards | Trade Secret | 2021 | 2022
20252-215912-02 | Xcel Energy | 85 | 13781 | IOU | 04441938 | 23.51 | Solar |  |  | Active Application | Trade Secret | Trade | SCL | SCL322 | Commercial | Solar*Rewards | Trade Secret | 2021
20252-215912-02 | Xcel Energy | 85 | 13781 | IOU | 04441949 | 5 | Solar |  |  | Active Application | Trade Secret | Trade | HWW | HWW071 | Residential | Solar*Rewards | Trade Secret | 2021
20252-215912-02 | Xcel Energy | 85 | 13781 | IOU | 04441953 | 3.19 | Solar |  |  | Active Application | Trade Secret | Trade | SOU | SOU077 | Residential | Solar*Rewards | Trade Secret | 2021
20252-215912-02 | Xcel Energy | 85 | 13781 | IOU | 04441956 | 4.64 | Solar |  |  | Withdrawn | Trade Secret | Trade | UPP | UPP085 | Residential |  | Trade Secret | 2021
20252-215912-02 | Xcel Energy | 85 | 13781 | IOU | 04441975 |  | Solar |  |  | Active Application | Trade Secret | Trade |  |  | Residential | Solar*Rewards | Trade Secret | 2021
20252-215912-02 | Xcel Energy | 85 | 13781 | IOU | 04441979 | 5 | Solar |  |  | Active Application | Trade Secret | Trade | AVN | AVN021 | Residential | Solar*Rewards | Trade Secret | 2021
20252-215912-02 | Xcel Energy | 85 | 13781 | IOU | 04442017 | 6.96 | Solar |  |  | Withdrawn | Trade Secret | Trade | RSP | RSP061 | Residential | Solar*Rewards | Trade Secret | 2021
20252-215912-02 | Xcel Energy | 85 | 13781 | IOU | 04442029 | 8.99 | Solar |  |  | Active Application | Trade Secret | Trade | RPO | RPO311 | Residential | Solar*Rewards | Trade Secret | 2021
20252-215912-02 | Xcel Energy | 85 | 13781 | IOU | 04442031 | 7.616 | Solar |  |  | Active Application | Trade Secret | Trade | LIN | LIN031 | Residential | Solar*Rewards | Trade Secret | 2021
20252-215912-02 | Xcel Energy | 85 | 13781 | IOU | 04442047 | 11.559 | Solar |  |  | Active Application | Trade Secret | Trade | RMT | RMT321 | Residential | Solar*Rewards | Trade Secret | 2021
20252-215912-02 | Xcel Energy | 85 | 13781 | IOU | 04442048 | 26.5 | Solar |  |  | Interconnected | Trade Secret | Trade | GLK | GLK071 | Commercial |  | Trade Secret | 2021 | 2022
20252-215912-02 | Xcel Energy | 85 | 13781 | IOU | 04442084 | 3.747 | Solar |  |  | Interconnected | Trade Secret | Trade | SLP | SLP084 | Residential | Solar*Rewards | Trade Secret | 2021 | 2022
20252-215912-02 | Xcel Energy | 85 | 13781 | IOU | 04442102 | 7.68 | Solar |  |  | Withdrawn | Trade Secret | Trade | RPO | RPO311 | Residential | Solar*Rewards | Trade Secret | 2021
20252-215912-02 | Xcel Energy | 85 | 13781 | IOU | 04442104 | 5.8 | Solar |  |  | Interconnected | Trade Secret | Trade | SAV | SAV071 | Residential | Solar*Rewards | Trade Secret | 2021 | 2021
20252-215912-02 | Xcel Energy | 85 | 13781 | IOU | 04442111 | 19.988 | Solar |  |  | Withdrawn | Trade Secret | Trade | FSL | FSL312 | Commercial | Solar*Rewards | Trade Secret | 2021
20252-215912-02 | Xcel Energy | 85 | 13781 | IOU | 04442118 | 7.616 | Solar |  |  | Withdrawn | Trade Secret | Trade | HYL | HYL064 | Residential |  | Trade Secret | 2021
20252-215912-02 | Xcel Energy | 85 | 13781 | IOU | 04442124 | 7.68 | Solar |  |  | Withdrawn | Trade Secret | Trade | CGR | CGR071 | Residential | Solar*Rewards | Trade Secret | 2021
20252-215912-02 | Xcel Energy | 85 | 13781 | IOU | 04442149 | 7.68 | Solar |  | X | Withdrawn | Trade Secret | Trade | ECK | ECK321 | Residential | Solar*Rewards | Trade Secret | 2021
20252-215912-02 | Xcel Energy | 85 | 13781 | IOU | 04442170 | 7.616 | Solar |  |  | Active Application | Trade Secret | Trade | UPP | UPP084 | Residential | Solar*Rewards | Trade Secret | 2021
20252-215912-02 | Xcel Energy | 85 | 13781 | IOU | 04442306 |  | Solar |  |  | Active Application | Trade Secret | Trade | AFT | AFT321 | Residential | Solar*Rewards | Trade Secret | 2021
20252-215912-02 | Xcel Energy | 85 | 13781 | IOU | 04442405 | 10.121 | Solar |  |  | Interconnected | Trade Secret | Trade | GSL | GSL341 | Residential | Solar*Rewards | Trade Secret | 2021 | 2022
20252-215912-02 | Xcel Energy | 85 | 13781 | IOU | 04442456 | 7.68 | Solar |  |  | Active Application | Trade Secret | Trade | WIL | WIL073 | Residential | Solar*Rewards | Trade Secret | 2021
20252-215912-02 | Xcel Energy | 85 | 13781 | IOU | 04442467 | 40 | Solar |  |  | Active Application | Trade Secret | Trade | TER | TER061 | Commercial | Solar*Rewards | Trade Secret | 2021
20252-215912-02 | Xcel Energy | 85 | 13781 | IOU | 04442478 | 180 | Solar |  |  | Interconnected | Trade Secret | Trade | TER | TER061 | Commercial |  | Trade Secret | 2021 | 2022
20252-215912-02 | Xcel Energy | 85 | 13781 | IOU | 04442646 | 6.98 | Solar |  |  | Interconnected | Trade Secret | Trade | BCR | BCR083 | Residential | Solar*Rewards | Trade Secret | 2021 | 2022
20252-215912-02 | Xcel Energy | 85 | 13781 | IOU | 04442696 |  | Solar |  |  | Active Application | Trade Secret | Trade |  |  | Residential | Solar*Rewards | Trade Secret | 2021
20252-215912-02 | Xcel Energy | 85 | 13781 | IOU | 04442727 | 4.384 | Solar |  |  | Interconnected | Trade Secret | Trade | AFT | AFT322 | Residential |  | Trade Secret | 2021 | 2021
20252-215912-02 | Xcel Energy | 85 | 13781 | IOU | 04444524 | 7.54 | Solar |  |  | Interconnected | Trade Secret | Trade | UPP | UPP082 | Residential | Solar*Rewards | Trade Secret | 2022 | 2022
20252-215912-02 | Xcel Energy | 85 | 13781 | IOU | 04444539 | 3.48 | Solar |  |  | Interconnected | Trade Secret | Trade | WES | WES076 | Residential | Solar*Rewards | Trade Secret | 2021 | 2021
20252-215912-02 | Xcel Energy | 85 | 13781 | IOU | 04444546 | 5.8 | Solar |  |  | Interconnected | Trade Secret | Trade | EDA | EDA079 | Residential |  | Trade Secret | 2021 | 2021
20252-215912-02 | Xcel Energy | 85 | 13781 | IOU | 04444674 | 7.68 | Solar |  |  | Active Application | Trade Secret | Trade | TWL | TWL083 | Residential | Solar*Rewards | Trade Secret | 2021
20252-215912-02 | Xcel Energy | 85 | 13781 | IOU | 04444683 | 4.35 | Solar |  |  | Interconnected | Trade Secret | Trade | TLK | TLK075 | Residential | Solar*Rewards | Trade Secret | 2021 | 2021
20252-215912-02 | Xcel Energy | 85 | 13781 | IOU | 04444688 | 3.747 | Solar |  |  | Withdrawn | Trade Secret | Trade | RVA | RVA061 | Residential |  | Trade Secret | 2021
20252-215912-02 | Xcel Energy | 85 | 13781 | IOU | 04444703 |  | Solar |  |  | Active Application | Trade Secret | Trade | MND | MND062 | Residential | Solar*Rewards | Trade Secret | 2021
20252-215912-02 | Xcel Energy | 85 | 13781 | IOU | 04444733 | 5.22 | Solar |  |  | Interconnected | Trade Secret | Trade | MPK | MPK087 | Residential | Solar*Rewards | Trade Secret | 2021 | 2022
20252-215912-02 | Xcel Energy | 85 | 13781 | IOU | 04444816 | 5 | Solar |  |  | Active Application | Trade Secret | Trade | MPK | MPK065 | Residential | Solar*Rewards | Trade Secret | 2021
20252-215912-02 | Xcel Energy | 85 | 13781 | IOU | 04444846 | 7.68 | Solar |  |  | Active Application | Trade Secret | Trade | AHI | AHI022 | Residential | Solar*Rewards | Trade Secret | 2021
20252-215912-02 | Xcel Energy | 85 | 13781 | IOU | 04444864 | 5.235 | Solar |  |  | Active Application | Trade Secret | Trade | IDA | IDA063 | Residential | Solar*Rewards | Trade Secret | 2021
20252-215912-02 | Xcel Energy | 85 | 13781 | IOU | 04444900 | 5.8 | Solar |  |  | Active Application | Trade Secret | Trade | MPK | MPK065 | Residential | Solar*Rewards | Trade Secret | 2021
20252-215912-02 | Xcel Energy | 85 | 13781 | IOU | 04444912 | 7.616 | Solar |  |  | Interconnected | Trade Secret | Trade | WSG | WSG061 | Residential | Solar*Rewards | Trade Secret | 2021 | 2021
20252-215912-02 | Xcel Energy | 85 | 13781 | IOU | 04445174 | 3.747 | Solar |  |  | Active Application | Trade Secret | Trade | SOU | SOU076 | Residential | Solar*Rewards | Trade Secret | 2021
20252-215912-02 | Xcel Energy | 85 | 13781 | IOU | 04445229 | 7.54 | Solar |  |  | Interconnected | Trade Secret | Trade | WCR | WCR322 | Residential | Solar*Rewards | Trade Secret | 2021 | 2021
20252-215912-02 | Xcel Energy | 85 | 13781 | IOU | 04445243 | 19.988 | Solar |  |  | Active Application | Trade Secret | Trade | SLP | SLP081 | Commercial | Solar*Rewards | Trade Secret | 2021
20252-215912-02 | Xcel Energy | 85 | 13781 | IOU | 04445264 | 6.98 | Solar |  |  | Withdrawn | Trade Secret | Trade | MPK | MPK074 | Residential | Solar*Rewards | Trade Secret | 2021
20252-215912-02 | Xcel Energy | 85 | 13781 | IOU | 04445265 | 7.616 | Solar |  |  | Interconnected | Trade Secret | Trade | UPP | UPP083 | Commercial | Solar*Rewards | Trade Secret | 2021 | 2022
20252-215912-02 | Xcel Energy | 85 | 13781 | IOU | 04445267 |  | Solar |  |  | Active Application | Trade Secret | Trade |  |  | Residential | Solar*Rewards | Trade Secret | 2021
20252-215912-02 | Xcel Energy | 85 | 13781 | IOU | 04445435 | 7.25 | Solar |  |  | Interconnected | Trade Secret | Trade | AFT | AFT322 | Residential | Solar*Rewards | Trade Secret | 2021 | 2022
20252-215912-02 | Xcel Energy | 85 | 13781 | IOU | 04445455 |  |  |  |  | Withdrawn | Trade Secret | Trade |  |  | Residential |  | Trade Secret | 2021
20252-215912-02 | Xcel Energy | 85 | 13781 | IOU | 04445477 | 9.86 | Solar |  |  | Interconnected | Trade Secret | Trade | AFT | AFT315 | Residential | Solar*Rewards | Trade Secret | 2021 | 2022
20252-215912-02 | Xcel Energy | 85 | 13781 | IOU | 04445546 | 11.39 | Solar |  |  | Interconnected | Trade Secret | Trade | GSL | GSL341 | Residential | Solar*Rewards | Trade Secret | 2021 | 2022
20252-215912-02 | Xcel Energy | 85 | 13781 | IOU | 04445608 | 3.48 | Solar |  |  | Interconnected | Trade Secret | Trade | UPP | UPP068 | Residential | Solar*Rewards | Trade Secret | 2021 | 2022
20252-215912-02 | Xcel Energy | 85 | 13781 | IOU | 04445637 | 5.22 | Solar |  |  | Interconnected | Trade Secret | Trade | SOU | SOU060 | Residential | Solar*Rewards | Trade Secret | 2021 | 2021
20252-215912-02 | Xcel Energy | 85 | 13781 | IOU | 04445643 | 4.93 | Solar |  |  | Interconnected | Trade Secret | Trade | HWW | HWW073 | Residential | Solar*Rewards | Trade Secret | 2021 | 2022
20252-215912-02 | Xcel Energy | 85 | 13781 | IOU | 04445644 | 6.96 | Solar |  |  | Interconnected | Trade Secret | Trade | RAM | RAM062 | Residential |  | Trade Secret | 2021 | 2021
20252-215912-02 | Xcel Energy | 85 | 13781 | IOU | 04445673 | 4.64 | Solar |  |  | Interconnected | Trade Secret | Trade | GNL | GNL071 | Residential | Solar*Rewards | Trade Secret | 2021 | 2022
20252-215912-02 | Xcel Energy | 85 | 13781 | IOU | 04445729 | 4.64 | Solar |  |  | Interconnected | Trade Secret | Trade | APA | APA075 | Residential | Solar*Rewards | Trade Secret | 2022 | 2023
20252-215912-02 | Xcel Energy | 85 | 13781 | IOU | 04445752 | 4.64 | Solar |  |  | Interconnected | Trade Secret | Trade | SOU | SOU084 | Residential | Solar*Rewards | Trade Secret | 2021 | 2022
20252-215912-02 | Xcel Energy | 85 | 13781 | IOU | 04445770 | 5.054 | Solar |  |  | Interconnected | Trade Secret | Trade | CRL | CRL031 | Residential | Solar*Rewards | Trade Secret | 2021 | 2022
20252-215912-02 | Xcel Energy | 85 | 13781 | IOU | 04445778 | 3.77 | Solar |  |  | Active Application | Trade Secret | Trade | ALD | ALD088 | Residential | Solar*Rewards | Trade Secret | 2021
20252-215912-02 | Xcel Energy | 85 | 13781 | IOU | 04445783 | 12.18 | Solar |  |  | Withdrawn | Trade Secret | Trade | OSS | OSS076 | Residential | Solar*Rewards | Trade Secret | 2022
20252-215912-02 | Xcel Energy | 85 | 13781 | IOU | 04445784 | 6.67 | Solar |  |  | Withdrawn | Trade Secret | Trade | AFT | AFT322 | Residential | Solar*Rewards | Trade Secret | 2021
20252-215912-02 | Xcel Energy | 85 | 13781 | IOU | 04445790 | 6.09 | Solar |  |  | Interconnected | Trade Secret | Trade | MPK | MPK063 | Residential | Solar*Rewards | Trade Secret | 2021 | 2022
20252-215912-02 | Xcel Energy | 85 | 13781 | IOU | 04445808 | 9.28 | Solar |  |  | Interconnected | Trade Secret | Trade | ALK | ALK072 | Residential | Solar*Rewards | Trade Secret | 2022 | 2022
20252-215912-02 | Xcel Energy | 85 | 13781 | IOU | 04445817 | 4.06 | Solar |  |  | Interconnected | Trade Secret | Trade | WIL | WIL091 | Residential | Solar*Rewards | Trade Secret | 2022 | 2022
20252-215912-02 | Xcel Energy | 85 | 13781 | IOU | 04445845 | 11.6 | Solar |  |  | Interconnected | Trade Secret | Trade | WSG | WSG066 | Residential | Solar*Rewards | Trade Secret | 2022 | 2022
20252-215912-02 | Xcel Energy | 85 | 13781 | IOU | 04445970 | 3.48 | Solar |  |  | Interconnected | Trade Secret | Trade | SOU | SOU081 | Residential | Solar*Rewards | Trade Secret | 2022 | 2023
20252-215912-02 | Xcel Energy | 85 | 13781 | IOU | 04445972 | 4.64 | Solar |  |  | Interconnected | Trade Secret | Trade | APA | APA075 | Residential | Solar*Rewards | Trade Secret | 2022 | 2022
20252-215912-02 | Xcel Energy | 85 | 13781 | IOU | 04445974 | 12.18 | Solar |  |  | Interconnected | Trade Secret | Trade | MEL | MEL068 | Residential | Solar*Rewards | Trade Secret | 2021 | 2022
20252-215912-02 | Xcel Energy | 85 | 13781 | IOU | 04445977 | 4.06 | Solar |  |  | Interconnected | Trade Secret | Trade | MST | MST070 | Residential | Solar*Rewards | Trade Secret | 2022 | 2022
20252-215912-02 | Xcel Energy | 85 | 13781 | IOU | 04445983 | 9.86 | Solar |  |  | Interconnected | Trade Secret | Trade | HYL | HYL075 | Residential | Solar*Rewards | Trade Secret | 2022 | 2023
20252-215912-02 | Xcel Energy | 85 | 13781 | IOU | 04445998 | 7.54 | Solar |  |  | Interconnected | Trade Secret | Trade | HUG | HUG322 | Residential | Solar*Rewards | Trade Secret | 2022 | 2022
20252-215912-02 | Xcel Energy | 85 | 13781 | IOU | 04446010 | 5.22 | Solar |  |  | Active Application | Trade Secret | Trade | RPO | RPO311 | Residential | Solar*Rewards | Trade Secret | 2021
20252-215912-02 | Xcel Energy | 85 | 13781 | IOU | 04446012 | 6.96 | Solar |  |  | Interconnected | Trade Secret | Trade | UPP | UPP082 | Residential | Solar*Rewards | Trade Secret | 2022 | 2022
20252-215912-02 | Xcel Energy | 85 | 13781 | IOU | 04446021 | 9.86 | Solar |  |  | Active Application | Trade Secret | Trade | DBL | DBL067 | Residential | Solar*Rewards | Trade Secret | 2021
20252-215912-02 | Xcel Energy | 85 | 13781 | IOU | 04446067 | 3.48 | Solar |  |  | Active Application | Trade Secret | Trade | SOU | SOU072 | Residential | Solar*Rewards | Trade Secret | 2021
20252-215912-02 | Xcel Energy | 85 | 13781 | IOU | 04446070 | 7.25 | Solar |  |  | Active Application | Trade Secret | Trade | WDY | WDY311 | Residential | Solar*Rewards | Trade Secret | 2021
20252-215912-02 | Xcel Energy | 85 | 13781 | IOU | 04447952 | 11.02 | Solar |  |  | Withdrawn | Trade Secret | Trade | DBL | DBL066 | Residential | Solar*Rewards | Trade Secret | 2021
20252-215912-02 | Xcel Energy | 85 | 13781 | IOU | 04447994 | 30.16 | Solar |  |  | Active Application | Trade Secret | Trade | HYL | HYL075 | Commercial | Solar*Rewards | Trade Secret | 2021
20252-215912-02 | Xcel Energy | 85 | 13781 | IOU | 04448010 | 6.38 | Solar |  | X | Active Application | Trade Secret | Trade | LSP | LSP022 | Residential | Solar*Rewards | Trade Secret | 2021
20252-215912-02 | Xcel Energy | 85 | 13781 | IOU | 04448017 | 11.6 | Solar |  |  | Active Application | Trade Secret | Trade | RRK | RRK082 | Residential | Solar*Rewards | Trade Secret | 2021
20252-215912-02 | Xcel Energy | 85 | 13781 | IOU | 04448074 | 3.6 | Solar |  |  | Active Application | Trade Secret | Trade | WIL | WIL091 | Residential | Solar*Rewards | Trade Secret | 2021
20252-215912-02 | Xcel Energy | 85 | 13781 | IOU | 04448081 |  | Solar |  |  | Active Application | Trade Secret | Trade |  |  | Residential | Solar*Rewards | Trade Secret | 2021
20252-215912-02 | Xcel Energy | 85 | 13781 | IOU | 04448364 | 9.994 | Solar |  |  | Withdrawn | Trade Secret | Trade | WSG | WSG071 | Residential | Solar*Rewards | Trade Secret | 2021
20252-215912-02 | Xcel Energy | 85 | 13781 | IOU | 04448434 | 14.5 | Solar |  |  | Withdrawn | Trade Secret | Trade | ECK | ECK322 | Residential | Solar*Rewards | Trade Secret | 2021
20252-215912-02 | Xcel Energy | 85 | 13781 | IOU | 04448477 | 4.93 | Solar |  |  | Active Application | Trade Secret | Trade | WYO | WYO021 | Residential | Solar*Rewards | Trade Secret | 2021
20252-215912-02 | Xcel Energy | 85 | 13781 | IOU | 04448484 | 11.31 | Solar |  |  | Active Application | Trade Secret | Trade | PKL | PKL083 | Residential | Solar*Rewards | Trade Secret | 2021
20252-215912-02 | Xcel Energy | 85 | 13781 | IOU | 04448528 | 9.423 | Solar |  |  | Active Application | Trade Secret | Trade | HOL | HOL073 | Residential | Solar*Rewards | Trade Secret | 2021
20252-215912-02 | Xcel Energy | 85 | 13781 | IOU | 04448580 | 8.725 | Solar |  |  | Withdrawn | Trade Secret | Trade | TWL | TWL066 | Residential | Solar*Rewards | Trade Secret | 2021
20252-215912-02 | Xcel Energy | 85 | 13781 | IOU | 04448646 | 10.47 | Solar |  |  | Withdrawn | Trade Secret | Trade | HYL | HYL071 | Residential | Solar*Rewards | Trade Secret | 2021
20252-215912-02 | Xcel Energy | 85 | 13781 | IOU | 04449029 | 8.376 | Solar |  |  | Active Application | Trade Secret | Trade | SCA | SCA021 | Residential | Solar*Rewards | Trade Secret | 2021
20252-215912-02 | Xcel Energy | 85 | 13781 | IOU | 04449052 | 4.537 | Solar |  |  | Active Application | Trade Secret | Trade | SOU | SOU083 | Residential | Solar*Rewards | Trade Secret | 2021
20252-215912-02 | Xcel Energy | 85 | 13781 | IOU | 04449089 | 9.57 | Solar |  |  | Active Application | Trade Secret | Trade | AHI | AHI021 | Residential | Solar*Rewards | Trade Secret | 2021
20252-215912-02 | Xcel Energy | 85 | 13781 | IOU | 04449187 | 8.22 | Solar |  |  | Interconnected | Trade Secret | Trade | WDY | WDY322 | Residential |  | Trade Secret | 2021 | 2021
20252-215912-02 | Xcel Energy | 85 | 13781 | IOU | 04449210 | 15.08 | Solar |  |  | Withdrawn | Trade Secret | Trade | CHI | CHI311 | Residential | Solar*Rewards | Trade Secret | 2021
20252-215912-02 | Xcel Energy | 85 | 13781 | IOU | 04449293 | 10.73 | Solar |  |  | Active Application | Trade Secret | Trade | SOU | SOU087 | Residential | Solar*Rewards | Trade Secret | 2021
20252-215912-02 | Xcel Energy | 85 | 13781 | IOU | 04449327 | 7.672 | Solar |  |  | Interconnected | Trade Secret | Trade | RMT | RMT321 | Residential |  | Trade Secret | 2021 | 2021
20252-215912-02 | Xcel Energy | 85 | 13781 | IOU | 04449333 | 73.3 | Solar |  |  | Interconnected | Trade Secret | Trade | LOK | LOK091 | Commercial |  | Trade Secret | 2021 | 2022
20252-215912-02 | Xcel Energy | 85 | 13781 | IOU | 04449365 | 4.537 | Solar |  |  | Active Application | Trade Secret | Trade | SCA | SCA021 | Residential | Solar*Rewards | Trade Secret | 2021
20252-215912-02 | Xcel Energy | 85 | 13781 | IOU | 04449424 | 5.8 | Solar |  |  | Active Application | Trade Secret | Trade | KOL | KOL061 | Residential | Solar*Rewards | Trade Secret | 2021
20252-215912-02 | Xcel Energy | 85 | 13781 | IOU | 04449437 |  | Solar |  |  | Active Application | Trade Secret | Trade | WRR | WRR075 | Commercial | Solar*Rewards | Trade Secret | 2021
20252-215912-02 | Xcel Energy | 85 | 13781 | IOU | 04449823 | 3.77 | Solar |  |  | Withdrawn | Trade Secret | Trade | TWL | TWL063 | Residential | Solar*Rewards | Trade Secret | 2021
20252-215912-02 | Xcel Energy | 85 | 13781 | IOU | 04449899 | 4.06 | Solar |  |  | Active Application | Trade Secret | Trade | CEL | CEL066 | Residential | Solar*Rewards | Trade Secret | 2021
20252-215912-02 | Xcel Energy | 85 | 13781 | IOU | 04449907 | 5.51 | Solar |  |  | Active Application | Trade Secret | Trade | ALD | ALD097 | Residential | Solar*Rewards | Trade Secret | 2021
20252-215912-02 | Xcel Energy | 85 | 13781 | IOU | 04450238 | 11.559 | Solar |  |  | Active Application | Trade Secret | Trade | ECK | ECK321 | Residential | Solar*Rewards | Trade Secret | 2021
20252-215912-02 | Xcel Energy | 85 | 13781 | IOU | 04450364 | 7.68 | Solar |  |  | Interconnected | Trade Secret | Trade | LAB | LAB311 | Residential |  | Trade Secret | 2021 | 2022
20252-215912-02 | Xcel Energy | 85 | 13781 | IOU | 04450369 |  |  |  |  | Active Application | Trade Secret | Trade |  |  | Residential |  | Trade Secret | 2021
20252-215912-02 | Xcel Energy | 85 | 13781 | IOU | 04450432 | 4.35 | Solar |  |  | Active Application | Trade Secret | Trade | EXC | EXC062 | Commercial | Solar*Rewards | Trade Secret | 2021
20252-215912-02 | Xcel Energy | 85 | 13781 | IOU | 04450495 | 7.616 | Solar |  |  | Active Application | Trade Secret | Trade | RIV | RIV076 | Residential | Solar*Rewards | Trade Secret | 2021
20252-215912-02 | Xcel Energy | 85 | 13781 | IOU | 04450516 | 15.356 | Solar |  |  | Active Application | Trade Secret | Trade | WYO | WYO032 | Residential | Solar*Rewards | Trade Secret | 2021
20252-215912-02 | Xcel Energy | 85 | 13781 | IOU | 04450537 | 5 | Solar |  |  | Active Application | Trade Secret | Trade | TWL | TWL089 | Residential | Solar*Rewards | Trade Secret | 2021
20252-215912-02 | Xcel Energy | 85 | 13781 | IOU | 04450578 | 3.77 | Solar |  |  | Active Application | Trade Secret | Trade | WDY | WDY311 | Residential | Solar*Rewards | Trade Secret | 2021
20252-215912-02 | Xcel Energy | 85 | 13781 | IOU | 04450968 | 7.68 | Solar |  |  | Active Application | Trade Secret | Trade | WSG | WSG063 | Residential |  | Trade Secret | 2021
20252-215912-02 | Xcel Energy | 85 | 13781 | IOU | 04451008 | 11.559 | Solar |  |  | Active Application | Trade Secret | Trade | HUG | HUG311 | Residential |  | Trade Secret | 2021
20252-215912-02 | Xcel Energy | 85 | 13781 | IOU | 04451025 | 7.616 | Solar |  | X | Active Application | Trade Secret | Trade | ECK | ECK062 | Residential |  | Trade Secret | 2021
20252-215912-02 | Xcel Energy | 85 | 13781 | IOU | 04451326 | 5.51 | Solar |  |  | Active Application | Trade Secret | Trade | RAM | RAM077 | Residential | Solar*Rewards | Trade Secret | 2021
20252-215912-02 | Xcel Energy | 85 | 13781 | IOU | 04451696 | 7.68 | Solar |  |  | Active Application | Trade Secret | Trade | ALD | ALD092 | Residential |  | Trade Secret | 2021
20252-215912-02 | Xcel Energy | 85 | 13781 | IOU | 04451706 | 6 | Solar |  |  | Active Application | Trade Secret | Trade | DBL | DBL065 | Residential |  | Trade Secret | 2021
20252-215912-02 | Xcel Energy | 85 | 13781 | IOU | 04451740 | 8.7 | Solar |  |  | Active Application | Trade Secret | Trade | LOK | LOK062 | Residential | Solar*Rewards | Trade Secret | 2021
20252-215912-02 | Xcel Energy | 85 | 13781 | IOU | 04451812 | 9.28 | Solar |  |  | Active Application | Trade Secret | Trade | SOU | SOU064 | Residential | Solar*Rewards | Trade Secret | 2021
20252-215912-02 | Xcel Energy | 85 | 13781 | IOU | 04452239 | 5 | Solar |  |  | Active Application | Trade Secret | Trade | ESW | ESW081 | Residential | Solar*Rewards | Trade Secret | 2021
20252-215912-02 | Xcel Energy | 85 | 13781 | IOU | 04452261 | 7.616 | Solar |  |  | Interconnected | Trade Secret | Trade | MPK | MPK082 | Residential |  | Trade Secret | 2021 | 2022
20252-215912-02 | Xcel Energy | 85 | 13781 | IOU | 04452658 | 7.124 | Solar |  |  | Interconnected | Trade Secret | Trade | CTR | CTR031 | Residential |  | Trade Secret | 2021 | 2021
20252-215912-02 | Xcel Energy | 85 | 13781 | IOU | 04453426 | 17.39 | Solar |  |  | Interconnected | Trade Secret | Trade | SIP | SIP072 | Residential |  | Trade Secret | 2021 | 2022
20252-215912-02 | Xcel Energy | 85 | 13781 | IOU | 04453601 |  | Solar |  |  | Active Application | Trade Secret | Trade |  |  | Residential | Solar*Rewards | Trade Secret | 2021
20252-215912-02 | Xcel Energy | 85 | 13781 | IOU | 04453747 | 5.054 | Solar |  |  | Interconnected | Trade Secret | Trade | SOU | SOU081 | Residential |  | Trade Secret | 2021 | 2022
20252-215912-02 | Xcel Energy | 85 | 13781 | IOU | 04453884 | 6.96 | Solar |  |  | Active Application | Trade Secret | Trade | CGR | CGR071 | Residential | Solar*Rewards | Trade Secret | 2021
20252-215912-02 | Xcel Energy | 85 | 13781 | IOU | 04453946 | 9.994 | Solar |  |  | Interconnected | Trade Secret | Trade | ZUF | ZUF021 | Residential |  | Trade Secret | 2021 | 2023
20252-215912-02 | Xcel Energy | 85 | 13781 | IOU | 04454094 | 7.678 | Solar |  |  | Withdrawn | Trade Secret | Trade | ECK | ECK321 | Residential | Solar*Rewards | Trade Secret | 2021
20252-215912-02 | Xcel Energy | 85 | 13781 | IOU | 04454118 | 13.96 | Solar |  |  | Active Application | Trade Secret | Trade | LCR | LCR311 | Residential | Solar*Rewards | Trade Secret | 2021
20252-215912-02 | Xcel Energy | 85 | 13781 | IOU | 04454139 | 5.22 | Solar |  |  | Active Application | Trade Secret | Trade | ALD | ALD076 | Residential | Solar*Rewards | Trade Secret | 2021
20252-215912-02 | Xcel Energy | 85 | 13781 | IOU | 04454151 | 4.886 | Solar |  |  | Withdrawn | Trade Secret | Trade | CGR | CGR061 | Residential | Solar*Rewards | Trade Secret | 2021
20252-215912-02 | Xcel Energy | 85 | 13781 | IOU | 04454161 | 13.262 | Solar |  |  | Active Application | Trade Secret | Trade | HOL | HOL071 | Residential | Solar*Rewards | Trade Secret | 2021
20252-215912-02 | Xcel Energy | 85 | 13781 | IOU | 04454389 | 7.25 | Solar |  |  | Active Application | Trade Secret | Trade | MOL | MOL068 | Residential | Solar*Rewards | Trade Secret | 2021
20252-215912-02 | Xcel Energy | 85 | 13781 | IOU | 04454398 | 4.06 | Solar |  |  | Active Application | Trade Secret | Trade | REW | REW023 | Residential | Solar*Rewards | Trade Secret | 2021
20252-215912-02 | Xcel Energy | 85 | 13781 | IOU | 04454608 | 216 | Solar |  |  | Interconnected | Trade Secret | Trade | CNC | CNC062 | Commercial |  | Trade Secret | 2021 | 2022
20252-215912-02 | Xcel Energy | 85 | 13781 | IOU | 04454733 | 4.384 | Solar |  |  | Interconnected | Trade Secret | Trade | WDY | WDY322 | Residential |  | Trade Secret | 2021 | 2021
20252-215912-02 | Xcel Energy | 85 | 13781 | IOU | 04454747 | 7.616 | Solar |  |  | Active Application | Trade Secret | Trade | SCL | SCL312 | Residential | Solar*Rewards | Trade Secret | 2021
20252-215912-02 | Xcel Energy | 85 | 13781 | IOU | 04454748 | 3.747 | Solar |  |  | Active Application | Trade Secret | Trade | GFD | GFD022 | Residential | Solar*Rewards | Trade Secret | 2021
20252-215912-02 | Xcel Energy | 85 | 13781 | IOU | 04454763 | 6 | Solar |  |  | Active Application | Trade Secret | Trade | RPL | RPL071 | Residential | Solar*Rewards | Trade Secret | 2021
20252-215912-02 | Xcel Energy | 85 | 13781 | IOU | 04454765 | 13.92 | Solar |  |  | Interconnected | Trade Secret | Trade | APA | APA078 | Commercial |  | Trade Secret | 2021 | 2021
20252-215912-02 | Xcel Energy | 85 | 13781 | IOU | 04454794 | 7.616 | Solar |  |  | Active Application | Trade Secret | Trade | LOK | LOK093 | Residential | Solar*Rewards | Trade Secret | 2021
20252-215912-02 | Xcel Energy | 85 | 13781 | IOU | 04454853 | 3.747 | Solar |  |  | Active Application | Trade Secret | Trade | CEL | CEL064 | Residential | Solar*Rewards | Trade Secret | 2021
20252-215912-02 | Xcel Energy | 85 | 13781 | IOU | 04454876 | 3.747 | Solar |  |  | Active Application | Trade Secret | Trade | ALK | ALK072 | Residential | Solar*Rewards | Trade Secret | 2021
20252-215912-02 | Xcel Energy | 85 | 13781 | IOU | 04454894 |  | Solar |  |  | Active Application | Trade Secret | Trade |  |  | Residential | Solar*Rewards | Trade Secret | 2021
20252-215912-02 | Xcel Energy | 85 | 13781 | IOU | 04454923 | 3.747 | Solar |  |  | Active Application | Trade Secret | Trade | UPP | UPP082 | Residential | Solar*Rewards | Trade Secret | 2021
20252-215912-02 | Xcel Energy | 85 | 13781 | IOU | 04454944 | 3.747 | Solar |  |  | Active Application | Trade Secret | Trade | GLK | GLK073 | Residential | Solar*Rewards | Trade Secret | 2021
20252-215912-02 | Xcel Energy | 85 | 13781 | IOU | 04455024 | 6.09 | Solar |  |  | Withdrawn | Trade Secret | Trade | UPP | UPP082 | Residential | Solar*Rewards | Trade Secret | 2021
20252-215912-02 | Xcel Energy | 85 | 13781 | IOU | 04455045 | 4.64 | Solar |  |  | Active Application | Trade Secret | Trade | DBL | DBL060 | Commercial | Solar*Rewards | Trade Secret | 2021
20252-215912-02 | Xcel Energy | 85 | 13781 | IOU | 04455092 | 3.48 | Solar |  |  | Active Application | Trade Secret | Trade | RPL | RPL064 | Residential | Solar*Rewards | Trade Secret | 2021
20252-215912-02 | Xcel Energy | 85 | 13781 | IOU | 04455119 | 6.282 | Solar |  |  | Active Application | Trade Secret | Trade | SLP | SLP082 | Residential | Solar*Rewards | Trade Secret | 2021
20252-215912-02 | Xcel Energy | 85 | 13781 | IOU | 04455139 | 3.77 | Solar |  |  | Interconnected | Trade Secret | Trade | NOF | NOF071 | Residential |  | Trade Secret | 2021 | 2021
20252-215912-02 | Xcel Energy | 85 | 13781 | IOU | 04455144 | 4.64 | Solar |  |  | Active Application | Trade Secret | Trade | TER | TER061 | Residential | Solar*Rewards | Trade Secret | 2021
20252-215912-02 | Xcel Energy | 85 | 13781 | IOU | 04455190 | 7.616 | Solar |  |  | Active Application | Trade Secret | Trade | IDA | IDA074 | Residential | Solar*Rewards | Trade Secret | 2021
20252-215912-02 | Xcel Energy | 85 | 13781 | IOU | 04455212 | 7.678 | Solar |  |  | Active Application | Trade Secret | Trade | HAS | HAS021 | Commercial | Solar*Rewards | Trade Secret | 2021
20252-215912-02 | Xcel Energy | 85 | 13781 | IOU | 04455264 | 3.747 | Solar |  |  | Withdrawn | Trade Secret | Trade | HSN | HSN312 | Residential |  | Trade Secret | 2021
20252-215912-02 | Xcel Energy | 85 | 13781 | IOU | 04455394 | 8.12 | Solar |  | X | Active Application | Trade Secret | Trade | DPN | DPN072 | Residential | Solar*Rewards | Trade Secret | 2021
20252-215912-02 | Xcel Energy | 85 | 13781 | IOU | 04455847 | 5.22 | Solar |  |  | Active Application | Trade Secret | Trade | WES | WES076 | Residential | Solar*Rewards | Trade Secret | 2021
20252-215912-02 | Xcel Energy | 85 | 13781 | IOU | 04456016 | 9.994 | Solar |  |  | Active Application | Trade Secret | Trade | WIL | WIL092 | Residential |  | Trade Secret | 2021
20252-215912-02 | Xcel Energy | 85 | 13781 | IOU | 04456207 | 7.68 | Solar |  | X | Interconnected | Trade Secret | Trade | HYL | HYL075 | Residential |  | Trade Secret | 2021 | 2022
20252-215912-02 | Xcel Energy | 85 | 13781 | IOU | 04456415 | 11.559 | Solar |  | X | Withdrawn | Trade Secret | Trade | MEL | MEL061 | Residential |  | Trade Secret | 2021
20252-215912-02 | Xcel Energy | 85 | 13781 | IOU | 04456487 | 3.879 | Solar |  |  | Interconnected | Trade Secret | Trade | TWL | TWL083 | Residential |  | Trade Secret | 2021 | 2022
20252-215912-02 | Xcel Energy | 85 | 13781 | IOU | 04456583 |  | Solar |  |  | Active Application | Trade Secret | Trade |  |  | Residential | Solar*Rewards | Trade Secret | 2021
20252-215912-02 | Xcel Energy | 85 | 13781 | IOU | 04456591 | 7.68 | Solar |  |  | Withdrawn | Trade Secret | Trade | SLP | SLP076 | Residential |  | Trade Secret | 2021
20252-215912-02 | Xcel Energy | 85 | 13781 | IOU | 04456595 | 10.47 | Solar |  |  | Withdrawn | Trade Secret | Trade | VMR | VMR062 | Residential | Solar*Rewards | Trade Secret | 2021
20252-215912-02 | Xcel Energy | 85 | 13781 | IOU | 04456733 | 11.559 | Solar |  |  | Active Application | Trade Secret | Trade | ANN | ANN021 | Residential |  | Trade Secret | 2021
20252-215912-02 | Xcel Energy | 85 | 13781 | IOU | 04458208 | 9.423 | Solar |  |  | Active Application | Trade Secret | Trade | BCR | BCR063 | Residential | Solar*Rewards | Trade Secret | 2021
20252-215912-02 | Xcel Energy | 85 | 13781 | IOU | 04458647 | 4.06 | Solar |  |  | Active Application | Trade Secret | Trade | BRP | BRP072 | Residential | Solar*Rewards | Trade Secret | 2021
20252-215912-02 | Xcel Energy | 85 | 13781 | IOU | 04458837 | 5 | Solar |  |  | Active Application | Trade Secret | Trade | ECK | ECK322 | Residential | Solar*Rewards | Trade Secret | 2021
20252-215912-02 | Xcel Energy | 85 | 13781 | IOU | 04458842 | 9.772 | Solar |  |  | Active Application | Trade Secret | Trade | SOU | SOU072 | Residential | Solar*Rewards | Trade Secret | 2021
20252-215912-02 | Xcel Energy | 85 | 13781 | IOU | 04458889 | 9.994 | Solar |  |  | Active Application | Trade Secret | Trade | HSN | HSN321 | Residential | Solar*Rewards | Trade Secret | 2021
20252-215912-02 | Xcel Energy | 85 | 13781 | IOU | 04458916 | 11.559 | Solar |  |  | Interconnected | Trade Secret | Trade | AFT | AFT321 | Residential |  | Trade Secret | 2021 | 2022
20252-215912-02 | Xcel Energy | 85 | 13781 | IOU | 04458960 | 11.39 | Solar |  |  | Active Application | Trade Secret | Trade | RPO | RPO311 | Residential |  | Trade Secret | 2021
20252-215912-02 | Xcel Energy | 85 | 13781 | IOU | 04459091 | 4.93 | Solar |  |  | Withdrawn | Trade Secret | Trade | SAK | SAK321 | Residential | Solar*Rewards | Trade Secret | 2021
20252-215912-02 | Xcel Energy | 85 | 13781 | IOU | 04459128 |  | Solar |  |  | Active Application | Trade Secret | Trade | HYL | HYL062 | Residential | Solar*Rewards | Trade Secret | 2021
20252-215912-02 | Xcel Energy | 85 | 13781 | IOU | 04459156 | 5.054 | Solar |  |  | Active Application | Trade Secret | Trade | SLP | SLP084 | Residential | Solar*Rewards | Trade Secret | 2021
20252-215912-02 | Xcel Energy | 85 | 13781 | IOU | 04459216 | 9.994 | Solar |  |  | Active Application | Trade Secret | Trade | HYL | HYL062 | Residential | Solar*Rewards | Trade Secret | 2021
20252-215912-02 | Xcel Energy | 85 | 13781 | IOU | 04459235 | 7.616 | Solar |  |  | Active Application | Trade Secret | Trade | OAD | OAD071 | Residential | Solar*Rewards | Trade Secret | 2021
20252-215912-02 | Xcel Energy | 85 | 13781 | IOU | 04459251 | 3.747 | Solar |  |  | Active Application | Trade Secret | Trade | SMT | SMT062 | Residential | Solar*Rewards | Trade Secret | 2021
20252-215912-02 | Xcel Energy | 85 | 13781 | IOU | 04459266 | 5 | Solar |  |  | Active Application | Trade Secret | Trade | RWD | RWD081 | Residential | Solar*Rewards | Trade Secret | 2021
20252-215912-02 | Xcel Energy | 85 | 13781 | IOU | 04459371 | 3.747 | Solar |  |  | Active Application | Trade Secret | Trade | HWW | HWW074 | Residential | Solar*Rewards | Trade Secret | 2021
20252-215912-02 | Xcel Energy | 85 | 13781 | IOU | 04459440 | 5.054 | Solar |  |  | Active Application | Trade Secret | Trade | SOU | SOU081 | Residential | Solar*Rewards | Trade Secret | 2021
20252-215912-02 | Xcel Energy | 85 | 13781 | IOU | 04459451 | 166.6 | Solar |  |  | Interconnected | Trade Secret | Trade | PKL | PKL081 | Commercial |  | Trade Secret | 2021 | 2022
20252-215912-02 | Xcel Energy | 85 | 13781 | IOU | 04459476 |  |  |  |  | Active Application | Trade Secret | Trade |  |  | Residential |  | Trade Secret | 2021
20252-215912-02 | Xcel Energy | 85 | 13781 | IOU | 04462136 | 4.06 | Solar |  |  | Withdrawn | Trade Secret | Trade | SLP | SLP084 | Residential |  | Trade Secret | 2021
20252-215912-02 | Xcel Energy | 85 | 13781 | IOU | 04462298 |  | Solar |  |  | Active Application | Trade Secret | Trade | CGR | CGR072 | Residential | Solar*Rewards | Trade Secret | 2021
20252-215912-02 | Xcel Energy | 85 | 13781 | IOU | 04462442 |  | Solar |  |  | Active Application | Trade Secret | Trade |  |  | Residential | Solar*Rewards | Trade Secret | 2021
20252-215912-02 | Xcel Energy | 85 | 13781 | IOU | 04462474 |  | Solar |  |  | Active Application | Trade Secret | Trade |  |  | Residential | Solar*Rewards | Trade Secret | 2021
20252-215912-02 | Xcel Energy | 85 | 13781 | IOU | 04462884 | 9.994 | Solar |  |  | Active Application | Trade Secret | Trade | MOL | MOL068 | Residential | Solar*Rewards | Trade Secret | 2021
20252-215912-02 | Xcel Energy | 85 | 13781 | IOU | 04462900 |  | Solar |  |  | Active Application | Trade Secret | Trade |  |  | Residential | Solar*Rewards | Trade Secret | 2021
20252-215912-02 | Xcel Energy | 85 | 13781 | IOU | 04462904 | 11.39 | Solar |  |  | Active Application | Trade Secret | Trade | HSN | HSN321 | Residential | Solar*Rewards | Trade Secret | 2021
20252-215912-02 | Xcel Energy | 85 | 13781 | IOU | 04462923 | 6 | Solar |  |  | Withdrawn | Trade Secret | Trade | GLD | GLD021 | Residential | Solar*Rewards | Trade Secret | 2021
20252-215912-02 | Xcel Energy | 85 | 13781 | IOU | 04462945 | 9.994 | Solar |  |  | Active Application | Trade Secret | Trade | WEL | WEL021 | Residential | Solar*Rewards | Trade Secret | 2021
20252-215912-02 | Xcel Energy | 85 | 13781 | IOU | 04462960 |  | Solar |  |  | Active Application | Trade Secret | Trade |  |  | Residential | Solar*Rewards | Trade Secret | 2021
20252-215912-02 | Xcel Energy | 85 | 13781 | IOU | 04462983 | 7.616 | Solar |  |  | Active Application | Trade Secret | Trade | EDA | EDA084 | Residential | Solar*Rewards | Trade Secret | 2021
20252-215912-02 | Xcel Energy | 85 | 13781 | IOU | 04462998 | 7.616 | Solar |  |  | Active Application | Trade Secret | Trade | SHP | SHP062 | Residential | Solar*Rewards | Trade Secret | 2021
20252-215912-02 | Xcel Energy | 85 | 13781 | IOU | 04463382 | 13.05 | Solar |  |  | Interconnected | Trade Secret | Trade | RIV | RIV061 | Commercial | Solar*Rewards | Trade Secret | 2022 | 2022
20252-215912-02 | Xcel Energy | 85 | 13781 | IOU | 04463444 | 4.35 | Solar |  |  | Active Application | Trade Secret | Trade | RIV | RIV061 | Residential | Solar*Rewards | Trade Secret | 2021
20252-215912-02 | Xcel Energy | 85 | 13781 | IOU | 04463533 |  | Solar |  |  | Active Application | Trade Secret | Trade |  |  | Residential | Solar*Rewards | Trade Secret | 2021
20252-215912-02 | Xcel Energy | 85 | 13781 | IOU | 04463544 |  | Solar |  |  | Active Application | Trade Secret | Trade |  |  | Residential | Solar*Rewards | Trade Secret | 2021
20252-215912-02 | Xcel Energy | 85 | 13781 | IOU | 04463549 |  | Solar |  |  | Active Application | Trade Secret | Trade |  |  | Residential | Solar*Rewards | Trade Secret | 2021
20252-215912-02 | Xcel Energy | 85 | 13781 | IOU | 04463555 |  | Solar |  |  | Active Application | Trade Secret | Trade |  |  | Residential | Solar*Rewards | Trade Secret | 2021
20252-215912-02 | Xcel Energy | 85 | 13781 | IOU | 04463611 | 7.616 | Solar |  |  | Active Application | Trade Secret | Trade | ELP | ELP062 | Residential | Solar*Rewards | Trade Secret | 2021
20252-215912-02 | Xcel Energy | 85 | 13781 | IOU | 04463997 | 9.864 | Solar |  |  | Interconnected | Trade Secret | Trade | WDY | WDY322 | Residential |  | Trade Secret | 2021 | 2021
20252-215912-02 | Xcel Energy | 85 | 13781 | IOU | 04464200 | 6.96 | Solar |  |  | Withdrawn | Trade Secret | Trade | WCR | WCR062 | Residential | Solar*Rewards | Trade Secret | 2021
20252-215912-02 | Xcel Energy | 85 | 13781 | IOU | 04464433 |  | Solar |  |  | Active Application | Trade Secret | Trade |  |  | Residential | Solar*Rewards | Trade Secret | 2021
20252-215912-02 | Xcel Energy | 85 | 13781 | IOU | 04464555 |  | Solar |  |  | Active Application | Trade Secret | Trade | WES | WES074 | Residential | Solar*Rewards | Trade Secret | 2021
20252-215912-02 | Xcel Energy | 85 | 13781 | IOU | 04464613 | 7.616 | Solar |  |  | Active Application | Trade Secret | Trade | SOU | SOU083 | Residential |  | Trade Secret | 2021
20252-215912-02 | Xcel Energy | 85 | 13781 | IOU | 04464734 | 3.747 | Solar |  |  | Active Application | Trade Secret | Trade | UPP | UPP084 | Residential | Solar*Rewards | Trade Secret | 2021
20252-215912-02 | Xcel Energy | 85 | 13781 | IOU | 04464771 |  |  |  |  | Active Application | Trade Secret | Trade |  |  | Residential |  | Trade Secret | 2021
20252-215912-02 | Xcel Energy | 85 | 13781 | IOU | 04464778 | 11.559 | Solar |  |  | Interconnected | Trade Secret | Trade | CHE | CHE065 | Residential | Solar*Rewards | Trade Secret | 2021 | 2022
20252-215912-02 | Xcel Energy | 85 | 13781 | IOU | 04464899 |  | Solar |  |  | Active Application | Trade Secret | Trade |  |  | Community Solar Garden | Solar*Rewards Community | Trade Secret | 2021
20252-215912-02 | Xcel Energy | 85 | 13781 | IOU | 04464955 | 6.38 | Solar |  |  | Active Application | Trade Secret | Trade | WDY | WDY311 | Residential | Solar*Rewards | Trade Secret | 2021
20252-215912-02 | Xcel Energy | 85 | 13781 | IOU | 04465051 | 7.68 | Solar |  |  | Interconnected | Trade Secret | Trade | MOL | MOL072 | Residential | Solar*Rewards | Trade Secret | 2021 | 2024
20252-215912-02 | Xcel Energy | 85 | 13781 | IOU | 04465325 | 66.6 | Solar |  |  | Interconnected | Trade Secret | Trade | GRC | GRC062 | Commercial |  | Trade Secret | 2021 | 2024
20252-215912-02 | Xcel Energy | 85 | 13781 | IOU | 04465496 |  | Solar |  |  | Active Application | Trade Secret | Trade |  |  | Residential | Solar*Rewards | Trade Secret | 2021
20252-215912-02 | Xcel Energy | 85 | 13781 | IOU | 04465725 |  |  |  |  | Active Application | Trade Secret | Trade | MPK | MPK071 | Residential |  | Trade Secret | 2021
20252-215912-02 | Xcel Energy | 85 | 13781 | IOU | 04465738 | 6 | Solar |  |  | Active Application | Trade Secret | Trade | DBL | DBL065 | Residential | Solar*Rewards | Trade Secret | 2021
20252-215912-02 | Xcel Energy | 85 | 13781 | IOU | 04465747 | 3.747 | Solar |  |  | Active Application | Trade Secret | Trade | MPK | MPK082 | Residential | Solar*Rewards | Trade Secret | 2021
20252-215912-02 | Xcel Energy | 85 | 13781 | IOU | 04465914 | 22.78 | Solar |  |  | Interconnected | Trade Secret | Trade | SOU | SOU084 | Commercial |  | Trade Secret | 2021 | 2022
20252-215912-02 | Xcel Energy | 85 | 13781 | IOU | 04466229 |  | Solar |  |  | Active Application | Trade Secret | Trade |  |  | Residential | Solar*Rewards | Trade Secret | 2021
20252-215912-02 | Xcel Energy | 85 | 13781 | IOU | 04466273 | 5.054 | Solar |  |  | Active Application | Trade Secret | Trade | SCL | SCL322 | Residential | Solar*Rewards | Trade Secret | 2021
20252-215912-02 | Xcel Energy | 85 | 13781 | IOU | 04466418 | 5 | Solar |  |  | Active Application | Trade Secret | Trade | CHI | CHI311 | Residential | Solar*Rewards | Trade Secret | 2021
20252-215912-02 | Xcel Energy | 85 | 13781 | IOU | 04466436 | 7.616 | Solar |  |  | Active Application | Trade Secret | Trade | MTW | MTW021 | Residential |  | Trade Secret | 2021
20252-215912-02 | Xcel Energy | 85 | 13781 | IOU | 04466472 | 6.67 | Solar |  |  | Active Application | Trade Secret | Trade | WEB | WEB021 | Residential | Solar*Rewards | Trade Secret | 2021
20252-215912-02 | Xcel Energy | 85 | 13781 | IOU | 04466826 | 3.747 | Solar |  |  | Interconnected | Trade Secret | Trade | PKL | PKL085 | Residential | Solar*Rewards | Trade Secret | 2021 | 2023
20252-215912-02 | Xcel Energy | 85 | 13781 | IOU | 04466860 | 7.678 | Solar |  |  | Interconnected | Trade Secret | Trade | LAC | LAC063 | Residential |  | Trade Secret | 2021 | 2021
20252-215912-02 | Xcel Energy | 85 | 13781 | IOU | 04466917 |  | Solar |  |  | Active Application | Trade Secret | Trade |  |  | Residential | Solar*Rewards | Trade Secret | 2021
20252-215912-02 | Xcel Energy | 85 | 13781 | IOU | 04467109 | 39.998 | Solar |  |  | Withdrawn | Trade Secret | Trade | SOU | SOU088 | Commercial | Solar*Rewards | Trade Secret | 2021
20252-215912-02 | Xcel Energy | 85 | 13781 | IOU | 04469034 |  | Solar |  |  | Active Application | Trade Secret | Trade |  |  | Residential | Solar*Rewards | Trade Secret | 2021
20252-215912-02 | Xcel Energy | 85 | 13781 | IOU | 04469038 |  | Solar |  |  | Active Application | Trade Secret | Trade | HUG | HUG321 | Residential | Solar*Rewards | Trade Secret | 2021
20252-215912-02 | Xcel Energy | 85 | 13781 | IOU | 04469384 | 39.998 | Solar |  |  | Active Application | Trade Secret | Trade | HWW | HWW074 | Commercial | Solar*Rewards | Trade Secret | 2021
20252-215912-02 | Xcel Energy | 85 | 13781 | IOU | 04469431 | 7.616 | Solar |  |  | Active Application | Trade Secret | Trade | NOF | NOF072 | Residential | Solar*Rewards | Trade Secret | 2021
20252-215912-02 | Xcel Energy | 85 | 13781 | IOU | 04469516 | 7.25 | Solar |  |  | Interconnected | Trade Secret | Trade | HUG | HUG312 | Residential |  | Trade Secret | 2021 | 2021
20252-215912-02 | Xcel Energy | 85 | 13781 | IOU | 04469627 | 10.578 | Solar |  |  | Active Application | Trade Secret | Trade | BIS | BIS001 | Residential | Solar*Rewards | Trade Secret | 2021
20252-215912-02 | Xcel Energy | 85 | 13781 | IOU | 04469770 | 1000 | Solar |  |  | Withdrawn | Trade Secret | Trade | WAS | WAS092 | Community Solar Garden | Solar*Rewards Community | Trade Secret | 2021
20252-215912-02 | Xcel Energy | 85 | 13781 | IOU | 04470033 | 11.39 | Solar |  |  | Interconnected | Trade Secret | Trade | SOU | SOU060 | Commercial |  | Trade Secret | 2021 | 2022
20252-215912-02 | Xcel Energy | 85 | 13781 | IOU | 04470042 | 22.78 | Solar |  |  | Interconnected | Trade Secret | Trade | IDA | IDA072 | Commercial |  | Trade Secret | 2021 | 2022
20252-215912-02 | Xcel Energy | 85 | 13781 | IOU | 04470044 | 22.78 | Solar |  |  | Interconnected | Trade Secret | Trade | WRR | WRR075 | Commercial |  | Trade Secret | 2021 | 2022
20252-215912-02 | Xcel Energy | 85 | 13781 | IOU | 04470045 | 39.998 | Solar |  |  | Interconnected | Trade Secret | Trade | WRR | WRR075 | Commercial |  | Trade Secret | 2021 | 2022
20252-215912-02 | Xcel Energy | 85 | 13781 | IOU | 04470048 | 39.998 | Solar |  |  | Active Application | Trade Secret | Trade | HWW | HWW062 | Commercial | Solar*Rewards | Trade Secret | 2021
20252-215912-02 | Xcel Energy | 85 | 13781 | IOU | 04470052 | 19.999 | Solar |  |  | Active Application | Trade Secret | Trade | HWW | HWW072 | Commercial |  | Trade Secret | 2021
20252-215912-02 | Xcel Energy | 85 | 13781 | IOU | 04470053 | 33.3 | Solar |  |  | Interconnected | Trade Secret | Trade | HWW | HWW073 | Commercial |  | Trade Secret | 2021 | 2023
20252-215912-02 | Xcel Energy | 85 | 13781 | IOU | 04470058 | 40 | Solar |  |  | Active Application | Trade Secret | Trade | HWW | HWW073 | Commercial | Solar*Rewards | Trade Secret | 2021
20252-215912-02 | Xcel Energy | 85 | 13781 | IOU | 04470128 | 6.98 | Solar |  |  | Active Application | Trade Secret | Trade | DBL | DBL066 | Residential | Solar*Rewards | Trade Secret | 2021
20252-215912-02 | Xcel Energy | 85 | 13781 | IOU | 04470175 | 11.07 | Solar |  |  | Active Application | Trade Secret | Trade | HWW | HWW071 | Commercial | Solar*Rewards | Trade Secret | 2021
20252-215912-02 | Xcel Energy | 85 | 13781 | IOU | 04472278 |  | Solar |  |  | Active Application | Trade Secret | Trade |  |  | Residential | Solar*Rewards | Trade Secret | 2021
20252-215912-02 | Xcel Energy | 85 | 13781 | IOU | 04472296 | 3.747 | Solar |  |  | Active Application | Trade Secret | Trade | HUG | HUG322 | Residential | Solar*Rewards | Trade Secret | 2021
20252-215912-02 | Xcel Energy | 85 | 13781 | IOU | 04472320 | 6 | Solar |  |  | Active Application | Trade Secret | Trade | MPK | MPK074 | Residential | Solar*Rewards | Trade Secret | 2021
20252-215912-02 | Xcel Energy | 85 | 13781 | IOU | 04472330 |  | Solar |  |  | Active Application | Trade Secret | Trade |  |  | Residential | Solar*Rewards | Trade Secret | 2021
20252-215912-02 | Xcel Energy | 85 | 13781 | IOU | 04472380 | 3.747 | Solar |  |  | Active Application | Trade Secret | Trade | RWD | RWD062 | Residential | Solar*Rewards | Trade Secret | 2021
20252-215912-02 | Xcel Energy | 85 | 13781 | IOU | 04472412 |  | Solar |  |  | Active Application | Trade Secret | Trade |  |  | Residential | Solar*Rewards | Trade Secret | 2021
20252-215912-02 | Xcel Energy | 85 | 13781 | IOU | 04472423 | 3.747 | Solar |  |  | Active Application | Trade Secret | Trade | BRP | BRP063 | Residential | Solar*Rewards | Trade Secret | 2021
20252-215912-02 | Xcel Energy | 85 | 13781 | IOU | 04472439 | 3.747 | Solar |  |  | Active Application | Trade Secret | Trade | MPK | MPK082 | Residential | Solar*Rewards | Trade Secret | 2021
20252-215912-02 | Xcel Energy | 85 | 13781 | IOU | 04472461 | 9.994 | Solar |  |  | Active Application | Trade Secret | Trade | ECK | ECK063 | Residential | Solar*Rewards | Trade Secret | 2021
20252-215912-02 | Xcel Energy | 85 | 13781 | IOU | 04472463 | 9.994 | Solar |  |  | Interconnected | Trade Secret | Trade | LAB | LAB312 | Residential | Solar*Rewards | Trade Secret | 2021 | 2022
20252-215912-02 | Xcel Energy | 85 | 13781 | IOU | 04472477 | 300 | Solar |  |  | Interconnected | Trade Secret | Trade | MOL | MOL077 | Commercial |  | Trade Secret | 2021 | 2022
20252-215912-02 | Xcel Energy | 85 | 13781 | IOU | 04472486 | 2.962 | Solar |  |  | Active Application | Trade Secret | Trade | APA | APA075 | Residential | Solar*Rewards | Trade Secret | 2021
20252-215912-02 | Xcel Energy | 85 | 13781 | IOU | 04473170 | 3.747 | Solar |  |  | Active Application | Trade Secret | Trade | CGR | CGR064 | Residential | Solar*Rewards | Trade Secret | 2021
20252-215912-02 | Xcel Energy | 85 | 13781 | IOU | 04473442 | 3.747 | Solar |  |  | Active Application | Trade Secret | Trade | SOU | SOU087 | Residential | Solar*Rewards | Trade Secret | 2021
20252-215912-02 | Xcel Energy | 85 | 13781 | IOU | 04473483 | 4.35 | Solar |  |  | Active Application | Trade Secret | Trade | WIL | WIL091 | Residential | Solar*Rewards | Trade Secret | 2021
20252-215912-02 | Xcel Energy | 85 | 13781 | IOU | 04473868 |  | Solar |  |  | Active Application | Trade Secret | Trade |  |  | Residential | Solar*Rewards | Trade Secret | 2021
20252-215912-02 | Xcel Energy | 85 | 13781 | IOU | 04473920 | 4.06 | Solar |  |  | Interconnected | Trade Secret | Trade | SOU | SOU064 | Residential |  | Trade Secret | 2021 | 2021
20252-215912-02 | Xcel Energy | 85 | 13781 | IOU | 04474116 | 3.747 | Solar |  |  | Active Application | Trade Secret | Trade | PRR | PRR062 | Residential | Solar*Rewards | Trade Secret | 2021
20252-215912-02 | Xcel Energy | 85 | 13781 | IOU | 04474220 |  |  |  |  | Active Application | Trade Secret | Trade |  |  | Residential |  | Trade Secret | 2021
20252-215912-02 | Xcel Energy | 85 | 13781 | IOU | 04474236 | 8.725 | Solar |  |  | Interconnected | Trade Secret | Trade | MOL | MOL068 | Residential |  | Trade Secret | 2021 | 2021
20252-215912-02 | Xcel Energy | 85 | 13781 | IOU | 04474647 | 6 | Solar |  |  | Active Application | Trade Secret | Trade | HSN | HSN321 | Residential | Solar*Rewards | Trade Secret | 2021
20252-215912-02 | Xcel Energy | 85 | 13781 | IOU | 04475592 | 21.75 | Solar |  |  | Interconnected | Trade Secret | Trade | STY | STY061 | Residential |  | Trade Secret | 2021 | 2022
20252-215912-02 | Xcel Energy | 85 | 13781 | IOU | 04475644 | 5.48 | Solar |  |  | Interconnected | Trade Secret | Trade | SOU | SOU064 | Residential |  | Trade Secret | 2021 | 2021
20252-215912-02 | Xcel Energy | 85 | 13781 | IOU | 04476004 |  | Solar |  |  | Active Application | Trade Secret | Trade |  |  | Residential | Solar*Rewards | Trade Secret | 2021
20252-215912-02 | Xcel Energy | 85 | 13781 | IOU | 04476008 | 3.747 | Solar |  |  | Active Application | Trade Secret | Trade | WES | WES061 | Residential | Solar*Rewards | Trade Secret | 2021
20252-215912-02 | Xcel Energy | 85 | 13781 | IOU | 04476040 | 2.962 | Solar |  |  | Active Application | Trade Secret | Trade | RIV | RIV073 | Residential | Solar*Rewards | Trade Secret | 2021
20252-215912-02 | Xcel Energy | 85 | 13781 | IOU | 04476051 | 3.747 | Solar |  |  | Active Application | Trade Secret | Trade | WIL | WIL063 | Residential | Solar*Rewards | Trade Secret | 2021
20252-215912-02 | Xcel Energy | 85 | 13781 | IOU | 04476385 | 7.68 | Solar |  |  | Withdrawn | Trade Secret | Trade | MST | MST076 | Residential |  | Trade Secret | 2021
20252-215912-02 | Xcel Energy | 85 | 13781 | IOU | 04476423 | 7.68 | Solar |  | X | Withdrawn | Trade Secret | Trade | CGR | CGR072 | Residential |  | Trade Secret | 2021
20252-215912-02 | Xcel Energy | 85 | 13781 | IOU | 04476661 | 7.68 | Solar |  | X | Interconnected | Trade Secret | Trade | HUG | HUG322 | Residential |  | Trade Secret | 2021 | 2021
20252-215912-02 | Xcel Energy | 85 | 13781 | IOU | 04476717 | 7.68 | Solar |  |  | Active Application | Trade Secret | Trade | HUG | HUG311 | Residential |  | Trade Secret | 2021
20252-215912-02 | Xcel Energy | 85 | 13781 | IOU | 04476730 | 15 | Solar |  |  | Withdrawn | Trade Secret | Trade | GPH | GPH079 | Commercial |  | Trade Secret | 2021
20252-215912-02 | Xcel Energy | 85 | 13781 | IOU | 04476752 | 15 | Solar |  |  | Withdrawn | Trade Secret | Trade | GPH | GPH079 | Commercial |  | Trade Secret | 2021
20252-215912-02 | Xcel Energy | 85 | 13781 | IOU | 04476782 | 7.68 | Solar |  | X | Withdrawn | Trade Secret | Trade | RPO | RPO312 | Residential |  | Trade Secret | 2021
20252-215912-02 | Xcel Energy | 85 | 13781 | IOU | 04476848 | 192 | Solar |  |  | Interconnected | Trade Secret | Trade | COK | COK061 | Commercial |  | Trade Secret | 2021 | 2025
20252-215912-02 | Xcel Energy | 85 | 13781 | IOU | 04476991 | 160 | Solar |  |  | Active Application | Trade Secret | Trade | COK | COK061 | Commercial |  | Trade Secret | 2021
20252-215912-02 | Xcel Energy | 85 | 13781 | IOU | 04476998 | 66.6 | Solar |  |  | Interconnected | Trade Secret | Trade | COK | COK061 | Commercial |  | Trade Secret | 2021 | 2024
20252-215912-02 | Xcel Energy | 85 | 13781 | IOU | 04477023 | 15.36 | Solar |  | X | Interconnected | Trade Secret | Trade | RPO | RPO312 | Residential |  | Trade Secret | 2021 | 2022
20252-215912-02 | Xcel Energy | 85 | 13781 | IOU | 04477137 | 11.89 | Solar |  |  | Active Application | Trade Secret | Trade | MOL | MOL063 | Residential | Solar*Rewards | Trade Secret | 2021
20252-215912-02 | Xcel Energy | 85 | 13781 | IOU | 04477553 | 6.38 | Solar |  |  | Active Application | Trade Secret | Trade | WES | WES073 | Residential | Solar*Rewards | Trade Secret | 2021
20252-215912-02 | Xcel Energy | 85 | 13781 | IOU | 04477762 | 7.25 | Solar |  |  | Active Application | Trade Secret | Trade | HUG | HUG312 | Residential | Solar*Rewards | Trade Secret | 2021
20252-215912-02 | Xcel Energy | 85 | 13781 | IOU | 04477938 | 5 | Solar |  |  | Interconnected | Trade Secret | Trade | SOU | SOU076 | Residential |  | Trade Secret | 2021 | 2021
20252-215912-02 | Xcel Energy | 85 | 13781 | IOU | 04478058 |  |  |  |  | Active Application | Trade Secret | Trade | DOC | DOC211 | Residential |  | Trade Secret | 2021
20252-215912-02 | Xcel Energy | 85 | 13781 | IOU | 04478423 | 5 | Solar |  |  | Withdrawn | Trade Secret | Trade | AFT | AFT322 | Residential |  | Trade Secret | 2021
20252-215912-02 | Xcel Energy | 85 | 13781 | IOU | 04478839 | 7.68 | Solar |  |  | Interconnected | Trade Secret | Trade | MOL | MOL067 | Residential |  | Trade Secret | 2021 | 2022
20252-215912-02 | Xcel Energy | 85 | 13781 | IOU | 04478930 | 5.054 | Solar |  |  | Active Application | Trade Secret | Trade | OAD | OAD075 | Residential | Solar*Rewards | Trade Secret | 2021
20252-215912-02 | Xcel Energy | 85 | 13781 | IOU | 04478949 | 3.747 | Solar |  |  | Active Application | Trade Secret | Trade | PRR | PRR063 | Residential | Solar*Rewards | Trade Secret | 2021
20252-215912-02 | Xcel Energy | 85 | 13781 | IOU | 04480097 | 7.672 | Solar |  |  | Interconnected | Trade Secret | Trade | FRM | FRM062 | Residential |  | Trade Secret | 2021 | 2022
20252-215912-02 | Xcel Energy | 85 | 13781 | IOU | 04480103 | 9.864 | Solar |  |  | Interconnected | Trade Secret | Trade | FRM | FRM062 | Residential |  | Trade Secret | 2021 | 2022
20252-215912-02 | Xcel Energy | 85 | 13781 | IOU | 04480309 | 6 | Solar |  |  | Active Application | Trade Secret | Trade | WDY | WDY322 | Residential | Solar*Rewards | Trade Secret | 2021
20252-215912-02 | Xcel Energy | 85 | 13781 | IOU | 04480323 | 3.747 | Solar |  |  | Active Application | Trade Secret | Trade | MPK | MPK071 | Residential | Solar*Rewards | Trade Secret | 2021
20252-215912-02 | Xcel Energy | 85 | 13781 | IOU | 04480775 | 1000 | Solar |  |  | Withdrawn | Trade Secret | Trade |  |  | Community Solar Garden | Solar*Rewards Community | Trade Secret | 2021
20252-215912-02 | Xcel Energy | 85 | 13781 | IOU | 04480931 | 13.05 | Solar |  |  | Interconnected | Trade Secret | Trade | BEL | BEL061 | Residential |  | Trade Secret | 2021 | 2022
20252-215912-02 | Xcel Energy | 85 | 13781 | IOU | 04481024 | 7.83 | Solar |  |  | Interconnected | Trade Secret | Trade | AFT | AFT314 | Residential |  | Trade Secret | 2021 | 2021
20252-215912-02 | Xcel Energy | 85 | 13781 | IOU | 04481044 | 4.06 | Solar |  |  | Interconnected | Trade Secret | Trade | WES | WES074 | Residential |  | Trade Secret | 2021 | 2021
20252-215912-02 | Xcel Energy | 85 | 13781 | IOU | 04481615 | 9.994 | Solar |  |  | Interconnected | Trade Secret | Trade | WIL | WIL073 | Residential |  | Trade Secret | 2021 | 2021
20252-215912-02 | Xcel Energy | 85 | 13781 | IOU | 04481731 |  |  |  |  | Active Application | Trade Secret | Trade |  |  | Residential |  | Trade Secret | 2021
20252-215912-02 | Xcel Energy | 85 | 13781 | IOU | 04481752 | 6.96 | Solar |  |  | Interconnected | Trade Secret | Trade | SLP | SLP082 | Residential |  | Trade Secret | 2021 | 2021
20252-215912-02 | Xcel Energy | 85 | 13781 | IOU | 04482269 | 11.6 | Solar |  |  | Interconnected | Trade Secret | Trade | ALD | ALD088 | Residential |  | Trade Secret | 2021 | 2021
20252-215912-02 | Xcel Energy | 85 | 13781 | IOU | 04482278 | 2.9 | Solar |  |  | Withdrawn | Trade Secret | Trade | SOU | SOU073 | Residential |  | Trade Secret | 2021
20252-215912-02 | Xcel Energy | 85 | 13781 | IOU | 04482279 | 15.36 | Solar |  |  | Withdrawn | Trade Secret | Trade | TWL | TWL066 | Residential |  | Trade Secret | 2021
20252-215912-02 | Xcel Energy | 85 | 13781 | IOU | 04482290 |  | Solar |  |  | Active Application | Trade Secret | Trade |  |  | Residential | Solar*Rewards | Trade Secret | 2021
20252-215912-02 | Xcel Energy | 85 | 13781 | IOU | 04482467 | 7.68 | Solar |  |  | Interconnected | Trade Secret | Trade | WIL | WIL073 | Residential |  | Trade Secret | 2021 | 2022
20252-215912-02 | Xcel Energy | 85 | 13781 | IOU | 04482489 | 3.747 | Solar |  |  | Active Application | Trade Secret | Trade | WAV | WAV021 | Residential | Solar*Rewards | Trade Secret | 2021
20252-215912-02 | Xcel Energy | 85 | 13781 | IOU | 04482633 | 7.68 | Solar |  |  | Active Application | Trade Secret | Trade | SOU | SOU064 | Residential |  | Trade Secret | 2021
20252-215912-02 | Xcel Energy | 85 | 13781 | IOU | 04482726 | 15.36 | Solar |  |  | Active Application | Trade Secret | Trade | PBE | PBE061 | Residential |  | Trade Secret | 2021
20252-215912-02 | Xcel Energy | 85 | 13781 | IOU | 04482893 | 7.616 | Solar |  |  | Withdrawn | Trade Secret | Trade | STY | STY061 | Residential |  | Trade Secret | 2021
20252-215912-02 | Xcel Energy | 85 | 13781 | IOU | 04482926 | 3.19 | Solar |  |  | Interconnected | Trade Secret | Trade | DBL | DBL067 | Residential |  | Trade Secret | 2021 | 2021
20252-215912-02 | Xcel Energy | 85 | 13781 | IOU | 04482952 | 4.06 | Solar |  |  | Active Application | Trade Secret | Trade | SOU | SOU064 | Residential | Solar*Rewards | Trade Secret | 2021
20252-215912-02 | Xcel Energy | 85 | 13781 | IOU | 04483213 |  |  |  |  | Active Application | Trade Secret | Trade |  |  | Residential |  | Trade Secret | 2021
20252-215912-02 | Xcel Energy | 85 | 13781 | IOU | 04483220 | 3.836 | Solar |  |  | Interconnected | Trade Secret | Trade | VMR | VMR062 | Residential |  | Trade Secret | 2021 | 2021
20252-215912-02 | Xcel Energy | 85 | 13781 | IOU | 04483476 | 6 | Solar |  |  | Active Application | Trade Secret | Trade | GFD | GFD021 | Residential | Solar*Rewards | Trade Secret | 2021
20252-215912-02 | Xcel Energy | 85 | 13781 | IOU | 04483811 | 5.054 | Solar |  |  | Active Application | Trade Secret | Trade | SLP | SLP083 | Residential | Solar*Rewards | Trade Secret | 2021
20252-215912-02 | Xcel Energy | 85 | 13781 | IOU | 04484053 | 5.054 | Solar |  |  | Active Application | Trade Secret | Trade | TER | TER071 | Residential | Solar*Rewards | Trade Secret | 2021
20252-215912-02 | Xcel Energy | 85 | 13781 | IOU | 04484183 | 6.282 | Solar |  |  | Interconnected | Trade Secret | Trade | WES | WES073 | Residential |  | Trade Secret | 2021 | 2021
20252-215912-02 | Xcel Energy | 85 | 13781 | IOU | 04484299 | 6 | Solar |  |  | Active Application | Trade Secret | Trade | OPK | OPK072 | Residential | Solar*Rewards | Trade Secret | 2021
20252-215912-02 | Xcel Energy | 85 | 13781 | IOU | 04484312 |  |  |  |  | Withdrawn | Trade Secret | Trade |  |  | Residential |  | Trade Secret | 2021
20252-215912-02 | Xcel Energy | 85 | 13781 | IOU | 04484408 | 3.747 | Solar |  |  | Active Application | Trade Secret | Trade | SOU | SOU081 | Residential | Solar*Rewards | Trade Secret | 2021
20252-215912-02 | Xcel Energy | 85 | 13781 | IOU | 04485617 | 6 | Solar |  |  | Active Application | Trade Secret | Trade | ECK | ECK322 | Residential | Solar*Rewards | Trade Secret | 2021
20252-215912-02 | Xcel Energy | 85 | 13781 | IOU | 04485676 | 11.39 | Solar |  |  | Active Application | Trade Secret | Trade | RRK | RRK064 | Residential | Solar*Rewards | Trade Secret | 2021
20252-215912-02 | Xcel Energy | 85 | 13781 | IOU | 04485708 | 25 | Wind |  |  | Withdrawn | Trade Secret | Trade | MTV | MTV021 | Commercial |  | Trade Secret | 2021
20252-215912-02 | Xcel Energy | 85 | 13781 | IOU | 04485709 | 5.054 | Solar |  |  | Active Application | Trade Secret | Trade | GSL | GSL341 | Residential | Solar*Rewards | Trade Secret | 2021
20252-215912-02 | Xcel Energy | 85 | 13781 | IOU | 04485831 | 7.616 |  |  |  | Active Application | Trade Secret | Trade | DBL | DBL066 | Residential |  | Trade Secret | 2021
20252-215912-02 | Xcel Energy | 85 | 13781 | IOU | 04486117 | 15.356 | Solar |  |  | Interconnected | Trade Secret | Trade | RPO | RPO312 | Residential |  | Trade Secret | 2021 | 2021
20252-215912-02 | Xcel Energy | 85 | 13781 | IOU | 04486169 | 3.747 | Solar |  |  | Interconnected | Trade Secret | Trade | LEX | LEX332 | Residential |  | Trade Secret | 2021 | 2022
20252-215912-02 | Xcel Energy | 85 | 13781 | IOU | 04486202 | 11.559 | Solar |  | X | Withdrawn | Trade Secret | Trade | RMT | RMT321 | Residential |  | Trade Secret | 2021
20252-215912-02 | Xcel Energy | 85 | 13781 | IOU | 04486233 | 9.994 |  |  |  | Withdrawn | Trade Secret | Trade | TLK | TLK061 | Residential |  | Trade Secret | 2021
20252-215912-02 | Xcel Energy | 85 | 13781 | IOU | 04486245 | 5 | Solar |  |  | Withdrawn | Trade Secret | Trade | APA | APA069 | Residential |  | Trade Secret | 2021
20252-215912-02 | Xcel Energy | 85 | 13781 | IOU | 04488464 | 3.747 | Solar |  |  | Active Application | Trade Secret | Trade | RLK | RLK079 | Residential | Solar*Rewards | Trade Secret | 2021
20252-215912-02 | Xcel Energy | 85 | 13781 | IOU | 04488533 | 4.06 | Solar |  |  | Active Application | Trade Secret | Trade | SOU | SOU063 | Residential | Solar*Rewards | Trade Secret | 2021
20252-215912-02 | Xcel Energy | 85 | 13781 | IOU | 04488554 | 9.994 | Solar |  |  | Active Application | Trade Secret | Trade | SLP | SLP075 | Residential | Solar*Rewards | Trade Secret | 2021
20252-215912-02 | Xcel Energy | 85 | 13781 | IOU | 04488628 | 7.616 | Solar |  |  | Active Application | Trade Secret | Trade | YAM | YAM021 | Residential | Solar*Rewards | Trade Secret | 2021
20252-215912-02 | Xcel Energy | 85 | 13781 | IOU | 04489001 | 3.8 | Solar |  |  | Active Application | Trade Secret | Trade | RPL | RPL064 | Residential | Solar*Rewards | Trade Secret | 2021
20252-215912-02 | Xcel Energy | 85 | 13781 | IOU | 04489010 | 5.054 | Solar |  |  | Active Application | Trade Secret | Trade | RPL | RPL064 | Residential | Solar*Rewards | Trade Secret | 2021
20252-215912-02 | Xcel Energy | 85 | 13781 | IOU | 04489055 | 4.35 | Solar |  |  | Interconnected | Trade Secret | Trade | SLP | SLP081 | Residential |  | Trade Secret | 2021 | 2021
20252-215912-02 | Xcel Energy | 85 | 13781 | IOU | 04489120 | 2.61 | Solar |  |  | Interconnected | Trade Secret | Trade | TWL | TWL079 | Residential |  | Trade Secret | 2021 | 2021
20252-215912-02 | Xcel Energy | 85 | 13781 | IOU | 04489233 | 3.747 | Solar |  |  | Active Application | Trade Secret | Trade | HWW | HWW072 | Residential | Solar*Rewards | Trade Secret | 2021
20252-215912-02 | Xcel Energy | 85 | 13781 | IOU | 04489409 | 3.288 | Solar |  |  | Interconnected | Trade Secret | Trade | RMT | RMT321 | Residential |  | Trade Secret | 2021 | 2021
20252-215912-02 | Xcel Energy | 85 | 13781 | IOU | 04489420 | 7.672 | Solar |  |  | Interconnected | Trade Secret | Trade | PBE | PBE061 | Residential |  | Trade Secret | 2021 | 2022
20252-215912-02 | Xcel Energy | 85 | 13781 | IOU | 04489430 | 9.316 | Solar |  |  | Interconnected | Trade Secret | Trade | PBE | PBE061 | Residential |  | Trade Secret | 2021 | 2021
20252-215912-02 | Xcel Energy | 85 | 13781 | IOU | 04491561 | 13.92 | Solar |  |  | Interconnected | Trade Secret | Trade | GSL | GSL341 | Residential |  | Trade Secret | 2021 | 2021
20252-215912-02 | Xcel Energy | 85 | 13781 | IOU | 04491653 | 6 | Solar |  |  | Active Application | Trade Secret | Trade | ALK | ALK072 | Residential | Solar*Rewards | Trade Secret | 2021
20252-215912-02 | Xcel Energy | 85 | 13781 | IOU | 04491739 | 3.48 | Solar |  |  | Interconnected | Trade Secret | Trade | WES | WES076 | Residential |  | Trade Secret | 2021 | 2021
20252-215912-02 | Xcel Energy | 85 | 13781 | IOU | 04492030 | 5.8 | Solar |  |  | Interconnected | Trade Secret | Trade | DND | DND071 | Residential |  | Trade Secret | 2021 | 2021
20252-215912-02 | Xcel Energy | 85 | 13781 | IOU | 04492089 | 7.672 | Solar |  |  | Interconnected | Trade Secret | Trade | VMR | VMR062 | Residential |  | Trade Secret | 2021 | 2021
20252-215912-02 | Xcel Energy | 85 | 13781 | IOU | 04492269 | 40.252 | Solar |  |  | Active Application | Trade Secret | Trade | RPL | RPL074 | Commercial | Solar*Rewards | Trade Secret | 2021
20252-215912-02 | Xcel Energy | 85 | 13781 | IOU | 04492282 | 40.252 | Solar |  |  | Active Application | Trade Secret | Trade | MPK | MPK063 | Commercial | Solar*Rewards | Trade Secret | 2021
20252-215912-02 | Xcel Energy | 85 | 13781 | IOU | 04492286 | 40.252 | Solar |  |  | Active Application | Trade Secret | Trade | RPL | RPL074 | Commercial | Solar*Rewards | Trade Secret | 2021
20252-215912-02 | Xcel Energy | 85 | 13781 | IOU | 04492290 | 40.252 | Solar |  |  | Active Application | Trade Secret | Trade | MND | MND072 | Commercial | Solar*Rewards | Trade Secret | 2021
20252-215912-02 | Xcel Energy | 85 | 13781 | IOU | 04492414 | 5 | Solar |  |  | Interconnected | Trade Secret | Trade | MPK | MPK082 | Residential |  | Trade Secret | 2021 | 2022
20252-215912-02 | Xcel Energy | 85 | 13781 | IOU | 04492857 |  | Solar |  |  | Active Application | Trade Secret | Trade |  |  | Residential | Solar*Rewards | Trade Secret | 2021
20252-215912-02 | Xcel Energy | 85 | 13781 | IOU | 04492863 | 3.747 | Solar |  |  | Active Application | Trade Secret | Trade | SCL | SCL313 | Residential | Solar*Rewards | Trade Secret | 2021
20252-215912-02 | Xcel Energy | 85 | 13781 | IOU | 04492874 | 5.054 | Solar |  |  | Active Application | Trade Secret | Trade | PKL | PKL066 | Residential | Solar*Rewards | Trade Secret | 2021
20252-215912-02 | Xcel Energy | 85 | 13781 | IOU | 04492888 | 7.616 | Solar |  |  | Active Application | Trade Secret | Trade | HSN | HSN311 | Residential | Solar*Rewards | Trade Secret | 2021
20252-215912-02 | Xcel Energy | 85 | 13781 | IOU | 04492896 | 6 | Solar |  |  | Active Application | Trade Secret | Trade | HUG | HUG322 | Residential | Solar*Rewards | Trade Secret | 2021
20252-215912-02 | Xcel Energy | 85 | 13781 | IOU | 04492905 | 6 | Solar |  |  | Active Application | Trade Secret | Trade | RAM | RAM063 | Residential | Solar*Rewards | Trade Secret | 2021
20252-215912-02 | Xcel Energy | 85 | 13781 | IOU | 04492911 | 3.747 | Solar |  |  | Active Application | Trade Secret | Trade | HWW | HWW073 | Residential | Solar*Rewards | Trade Secret | 2021
20252-215912-02 | Xcel Energy | 85 | 13781 | IOU | 04492920 | 3.747 | Solar |  |  | Active Application | Trade Secret | Trade | SOU | SOU086 | Residential | Solar*Rewards | Trade Secret | 2021
20252-215912-02 | Xcel Energy | 85 | 13781 | IOU | 04492926 | 9.994 | Solar |  |  | Active Application | Trade Secret | Trade | MOL | MOL066 | Residential | Solar*Rewards | Trade Secret | 2021
20252-215912-02 | Xcel Energy | 85 | 13781 | IOU | 04492936 | 5 | Solar |  |  | Active Application | Trade Secret | Trade | WIL | WIL062 | Residential | Solar*Rewards | Trade Secret | 2021
20252-215912-02 | Xcel Energy | 85 | 13781 | IOU | 04492942 | 3.747 | Solar |  |  | Active Application | Trade Secret | Trade | LEX | LEX332 | Residential | Solar*Rewards | Trade Secret | 2021
20252-215912-02 | Xcel Energy | 85 | 13781 | IOU | 04492964 | 7.616 | Solar |  |  | Active Application | Trade Secret | Trade | CGR | CGR061 | Residential | Solar*Rewards | Trade Secret | 2021
20252-215912-02 | Xcel Energy | 85 | 13781 | IOU | 04492973 | 7.616 | Solar |  |  | Active Application | Trade Secret | Trade | ECK | ECK082 | Residential | Solar*Rewards | Trade Secret | 2021
20252-215912-02 | Xcel Energy | 85 | 13781 | IOU | 04492988 | 7.616 | Solar |  |  | Active Application | Trade Secret | Trade | RRK | RRK082 | Residential | Solar*Rewards | Trade Secret | 2021
20252-215912-02 | Xcel Energy | 85 | 13781 | IOU | 04493024 | 7.616 | Solar |  |  | Active Application | Trade Secret | Trade | CGR | CGR061 | Residential | Solar*Rewards | Trade Secret | 2021
20252-215912-02 | Xcel Energy | 85 | 13781 | IOU | 04493040 | 7.616 | Solar |  |  | Active Application | Trade Secret | Trade | CGR | CGR061 | Residential | Solar*Rewards | Trade Secret | 2021
20252-215912-02 | Xcel Energy | 85 | 13781 | IOU | 04493061 | 3.747 | Solar |  |  | Active Application | Trade Secret | Trade | SOU | SOU069 | Residential | Solar*Rewards | Trade Secret | 2021
20252-215912-02 | Xcel Energy | 85 | 13781 | IOU | 04493081 | 7.616 | Solar |  |  | Active Application | Trade Secret | Trade | LEX | LEX063 | Residential | Solar*Rewards | Trade Secret | 2021
20252-215912-02 | Xcel Energy | 85 | 13781 | IOU | 04493098 | 3.747 | Solar |  |  | Active Application | Trade Secret | Trade | DPN | DPN072 | Residential | Solar*Rewards | Trade Secret | 2021
20252-215912-02 | Xcel Energy | 85 | 13781 | IOU | 04493112 | 7.616 | Solar |  |  | Active Application | Trade Secret | Trade | MPK | MPK085 | Residential | Solar*Rewards | Trade Secret | 2021
20252-215912-02 | Xcel Energy | 85 | 13781 | IOU | 04493149 | 3.747 | Solar |  |  | Active Application | Trade Secret | Trade | DPN | DPN071 | Residential | Solar*Rewards | Trade Secret | 2021
20252-215912-02 | Xcel Energy | 85 | 13781 | IOU | 04493187 | 4.932 | Solar |  |  | Interconnected | Trade Secret | Trade | WDY | WDY321 | Residential |  | Trade Secret | 2021 | 2023
20252-215912-02 | Xcel Energy | 85 | 13781 | IOU | 04493199 | 7.672 | Solar |  |  | Interconnected | Trade Secret | Trade | RMT | RMT321 | Residential |  | Trade Secret | 2021 | 2021
20252-215912-02 | Xcel Energy | 85 | 13781 | IOU | 04493206 | 9.94 | Solar |  |  | Active Application | Trade Secret | Trade | LEX | LEX064 | Residential | Solar*Rewards | Trade Secret | 2021
20252-215912-02 | Xcel Energy | 85 | 13781 | IOU | 04493214 | 6.576 | Solar |  |  | Interconnected | Trade Secret | Trade | LAB | LAB311 | Residential |  | Trade Secret | 2021 | 2021
20252-215912-02 | Xcel Energy | 85 | 13781 | IOU | 04493230 | 7.616 | Solar |  |  | Active Application | Trade Secret | Trade | OAD | OAD073 | Residential | Solar*Rewards | Trade Secret | 2021
20252-215912-02 | Xcel Energy | 85 | 13781 | IOU | 04493257 | 5.054 | Solar |  |  | Active Application | Trade Secret | Trade | TLK | TLK061 | Residential | Solar*Rewards | Trade Secret | 2021
20252-215912-02 | Xcel Energy | 85 | 13781 | IOU | 04493292 | 5.054 | Solar |  |  | Active Application | Trade Secret | Trade | IDA | IDA072 | Residential | Solar*Rewards | Trade Secret | 2021
20252-215912-02 | Xcel Energy | 85 | 13781 | IOU | 04493313 | 9.994 | Solar |  |  | Active Application | Trade Secret | Trade | SOU | SOU061 | Residential | Solar*Rewards | Trade Secret | 2021
20252-215912-02 | Xcel Energy | 85 | 13781 | IOU | 04493346 | 3.747 | Solar |  |  | Active Application | Trade Secret | Trade | RLK | RLK073 | Residential | Solar*Rewards | Trade Secret | 2021
20252-215912-02 | Xcel Energy | 85 | 13781 | IOU | 04493432 | 6.15 | Solar |  |  | Active Application | Trade Secret | Trade | HWW | HWW071 | Commercial | Solar*Rewards | Trade Secret | 2021
20252-215912-02 | Xcel Energy | 85 | 13781 | IOU | 04493504 | 6.15 | Solar |  |  | Active Application | Trade Secret | Trade | HWW | HWW071 | Commercial | Solar*Rewards | Trade Secret | 2021
20252-215912-02 | Xcel Energy | 85 | 13781 | IOU | 04493736 | 10.578 | Solar |  |  | Active Application | Trade Secret | Trade | TWL | TWL075 | Residential | Solar*Rewards | Trade Secret | 2021
20252-215912-02 | Xcel Energy | 85 | 13781 | IOU | 04493752 | 5.054 | Solar |  |  | Active Application | Trade Secret | Trade | GLK | GLK073 | Residential | Solar*Rewards | Trade Secret | 2021
20252-215912-02 | Xcel Energy | 85 | 13781 | IOU | 04493762 | 3.747 | Solar |  |  | Active Application | Trade Secret | Trade | RAM | RAM071 | Residential | Solar*Rewards | Trade Secret | 2021
20252-215912-02 | Xcel Energy | 85 | 13781 | IOU | 04493802 | 2.61 | Solar |  |  | Interconnected | Trade Secret | Trade | SOU | SOU079 | Residential |  | Trade Secret | 2021 | 2021
20252-215912-02 | Xcel Energy | 85 | 13781 | IOU | 04493897 | 2.61 | Solar |  |  | Interconnected | Trade Secret | Trade | WCR | WCR322 | Residential |  | Trade Secret | 2021 | 2021
20252-215912-02 | Xcel Energy | 85 | 13781 | IOU | 04494123 |  | Solar |  |  | Active Application | Trade Secret | Trade | WSG | WSG065 | Residential | Solar*Rewards | Trade Secret | 2021
20252-215912-02 | Xcel Energy | 85 | 13781 | IOU | 04494329 | 9.994 | Solar |  |  | Active Application | Trade Secret | Trade | LNS | LNS033 | Residential | Solar*Rewards | Trade Secret | 2021
20252-215912-02 | Xcel Energy | 85 | 13781 | IOU | 04494342 | 11.39 | Solar |  |  | Active Application | Trade Secret | Trade | WSG | WSG362 | Residential | Solar*Rewards | Trade Secret | 2021
20252-215912-02 | Xcel Energy | 85 | 13781 | IOU | 04494347 |  | Solar |  |  | Active Application | Trade Secret | Trade |  |  | Residential | Solar*Rewards | Trade Secret | 2021
20252-215912-02 | Xcel Energy | 85 | 13781 | IOU | 04494363 | 9.994 | Solar |  |  | Active Application | Trade Secret | Trade | CTR | CTR031 | Residential | Solar*Rewards | Trade Secret | 2021
20252-215912-02 | Xcel Energy | 85 | 13781 | IOU | 04494377 | 5.054 | Solar |  |  | Active Application | Trade Secret | Trade | RLK | RLK069 | Residential | Solar*Rewards | Trade Secret | 2021
20252-215912-02 | Xcel Energy | 85 | 13781 | IOU | 04494402 | 6 | Solar |  |  | Active Application | Trade Secret | Trade | FRM | FRM071 | Residential | Solar*Rewards | Trade Secret | 2021
20252-215912-02 | Xcel Energy | 85 | 13781 | IOU | 04494414 | 5.054 | Solar |  |  | Active Application | Trade Secret | Trade | OSS | OSS062 | Residential | Solar*Rewards | Trade Secret | 2021
20252-215912-02 | Xcel Energy | 85 | 13781 | IOU | 04494419 | 14.5 | Solar |  |  | Interconnected | Trade Secret | Trade | APA | APA078 | Commercial |  | Trade Secret | 2021 | 2021
20252-215912-02 | Xcel Energy | 85 | 13781 | IOU | 04494433 | 7.616 | Solar |  |  | Active Application | Trade Secret | Trade | RWD | RWD081 | Residential | Solar*Rewards | Trade Secret | 2021
20252-215912-02 | Xcel Energy | 85 | 13781 | IOU | 04494447 | 11.39 | Solar |  |  | Active Application | Trade Secret | Trade | OPK | OPK077 | Residential | Solar*Rewards | Trade Secret | 2021
20252-215912-02 | Xcel Energy | 85 | 13781 | IOU | 04494514 | 4.35 | Solar |  |  | Interconnected | Trade Secret | Trade | EDA | EDA073 | Residential |  | Trade Secret | 2021 | 2021
20252-215912-02 | Xcel Energy | 85 | 13781 | IOU | 04494594 | 2.61 | Solar |  |  | Interconnected | Trade Secret | Trade | WCR | WCR063 | Residential |  | Trade Secret | 2021 | 2021
20252-215912-02 | Xcel Energy | 85 | 13781 | IOU | 04494602 | 2.61 | Solar |  |  | Interconnected | Trade Secret | Trade | BRP | BRP061 | Residential |  | Trade Secret | 2021 | 2021
20252-215912-02 | Xcel Energy | 85 | 13781 | IOU | 04494645 | 6 | Solar |  |  | Interconnected | Trade Secret | Trade | BCR | BCR083 | Residential |  | Trade Secret | 2021 | 2022
20252-215912-02 | Xcel Energy | 85 | 13781 | IOU | 04494692 | 133.3 | Solar |  |  | Interconnected | Trade Secret | Trade | LAE | LAE061 | Commercial |  | Trade Secret | 2021 | 2023
20252-215912-02 | Xcel Energy | 85 | 13781 | IOU | 04494745 | 380 | Solar |  |  | Interconnected | Trade Secret | Trade | MOL | MOL077 | Commercial |  | Trade Secret | 2021 | 2022
20252-215912-02 | Xcel Energy | 85 | 13781 | IOU | 04495103 |  | Solar |  |  | Active Application | Trade Secret | Trade |  |  | Community Solar Garden | Solar*Rewards Community | Trade Secret | 2021
20252-215912-02 | Xcel Energy | 85 | 13781 | IOU | 04495239 | 2000 | Other |  |  | Withdrawn | Trade Secret | Trade | SJO | SJO001 | Commercial |  | Trade Secret | 2022
20252-215912-02 | Xcel Energy | 85 | 13781 | IOU | 04495363 | 5 | Solar |  |  | Interconnected | Trade Secret | Trade | SOU | SOU082 | Residential |  | Trade Secret | 2021 | 2023
20252-215912-02 | Xcel Energy | 85 | 13781 | IOU | 04495454 |  | Solar |  |  | Active Application | Trade Secret | Trade |  |  | Residential | Solar*Rewards | Trade Secret | 2021
20252-215912-02 | Xcel Energy | 85 | 13781 | IOU | 04495474 | 6.576 | Solar |  |  | Interconnected | Trade Secret | Trade | WES | WES071 | Residential |  | Trade Secret | 2021 | 2022
20252-215912-02 | Xcel Energy | 85 | 13781 | IOU | 04495487 | 5.48 | Solar |  |  | Interconnected | Trade Secret | Trade | WDY | WDY311 | Residential |  | Trade Secret | 2021 | 2021
20252-215912-02 | Xcel Energy | 85 | 13781 | IOU | 04495497 | 11.508 | Solar |  |  | Interconnected | Trade Secret | Trade | VMR | VMR062 | Residential |  | Trade Secret | 2021 | 2021
20252-215912-02 | Xcel Energy | 85 | 13781 | IOU | 04495920 | 319.999 | Solar |  |  | Interconnected | Trade Secret | Trade | GLK | GLK073 | Commercial |  | Trade Secret | 2021 | 2021
20252-215912-02 | Xcel Energy | 85 | 13781 | IOU | 04496112 | 0.58 | Solar |  |  | Withdrawn | Trade Secret | Trade | APA | APA067 | Residential |  | Trade Secret | 2021
20252-215912-02 | Xcel Energy | 85 | 13781 | IOU | 04496262 | 9.994 | Solar |  |  | Active Application | Trade Secret | Trade | MPK | MPK071 | Residential | Solar*Rewards | Trade Secret | 2021
20252-215912-02 | Xcel Energy | 85 | 13781 | IOU | 04496308 | 3.747 | Solar |  |  | Active Application | Trade Secret | Trade | TWL | TWL062 | Residential | Solar*Rewards | Trade Secret | 2021
20252-215912-02 | Xcel Energy | 85 | 13781 | IOU | 04496379 | 5.054 | Solar |  |  | Active Application | Trade Secret | Trade | DBL | DBL068 | Residential | Solar*Rewards | Trade Secret | 2021
20252-215912-02 | Xcel Energy | 85 | 13781 | IOU | 04496642 | 7.54 | Solar |  | X | Interconnected | Trade Secret | Trade | SOU | SOU060 | Residential |  | Trade Secret | 2021 | 2021
20252-215912-02 | Xcel Energy | 85 | 13781 | IOU | 04496931 | 3.747 | Solar |  |  | Active Application | Trade Secret | Trade | SCL | SCL312 | Residential | Solar*Rewards | Trade Secret | 2021
20252-215912-02 | Xcel Energy | 85 | 13781 | IOU | 04497777 | 2.61 | Solar |  |  | Interconnected | Trade Secret | Trade | HWW | HWW073 | Residential |  | Trade Secret | 2021 | 2021
20252-215912-02 | Xcel Energy | 85 | 13781 | IOU | 04497780 | 9.994 | Solar |  |  | Active Application | Trade Secret | Trade | AHI | AHI025 | Residential | Solar*Rewards | Trade Secret | 2021
20252-215912-02 | Xcel Energy | 85 | 13781 | IOU | 04497788 | 14.21 | Solar |  |  | Interconnected | Trade Secret | Trade | CGR | CGR072 | Residential |  | Trade Secret | 2021 | 2021
20252-215912-02 | Xcel Energy | 85 | 13781 | IOU | 04498228 | 8.99 | Solar |  |  | Interconnected | Trade Secret | Trade | SLP | SLP081 | Residential |  | Trade Secret | 2021 | 2021
20252-215912-02 | Xcel Energy | 85 | 13781 | IOU | 04498403 | 1000 | Solar |  |  | Active Application | Trade Secret | Trade | NOF | NOF071 | Commercial |  | Trade Secret | 2021
20252-215912-02 | Xcel Energy | 85 | 13781 | IOU | 04498545 | 6.028 | Solar |  |  | Interconnected | Trade Secret | Trade | RMT | RMT321 | Residential |  | Trade Secret | 2021 | 2021
20252-215912-02 | Xcel Energy | 85 | 13781 | IOU | 04498769 | 5.8 | Solar |  |  | Interconnected | Trade Secret | Trade | WES | WES064 | Residential |  | Trade Secret | 2021 | 2021
20252-215912-02 | Xcel Energy | 85 | 13781 | IOU | 04498781 | 5.054 | Solar |  |  | Active Application | Trade Secret | Trade | WES | WES062 | Residential | Solar*Rewards | Trade Secret | 2021
20252-215912-02 | Xcel Energy | 85 | 13781 | IOU | 04498943 | 5.054 | Solar |  |  | Active Application | Trade Secret | Trade | TER | TER071 | Residential | Solar*Rewards | Trade Secret | 2021
20252-215912-02 | Xcel Energy | 85 | 13781 | IOU | 04499131 |  |  |  |  | Active Application | Trade Secret | Trade |  |  | Residential |  | Trade Secret | 2021
20252-215912-02 | Xcel Energy | 85 | 13781 | IOU | 04500687 | 15.232 | Solar |  |  | Active Application | Trade Secret | Trade | GRC | GRC313 | Residential | Solar*Rewards | Trade Secret | 2021
20252-215912-02 | Xcel Energy | 85 | 13781 | IOU | 04500835 | 7.616 | Solar |  |  | Active Application | Trade Secret | Trade | WCR | WCR322 | Residential |  | Trade Secret | 2021
20252-215912-02 | Xcel Energy | 85 | 13781 | IOU | 04500953 | 7.616 | Solar |  |  | Withdrawn | Trade Secret | Trade | MPK | MPK068 | Residential |  | Trade Secret | 2021
20252-215912-02 | Xcel Energy | 85 | 13781 | IOU | 04501155 | 6.96 | Solar |  |  | Interconnected | Trade Secret | Trade | SLP | SLP083 | Residential |  | Trade Secret | 2021 | 2021
20252-215912-02 | Xcel Energy | 85 | 13781 | IOU | 04501355 | 5.8 | Solar |  |  | Interconnected | Trade Secret | Trade | WES | WES073 | Residential |  | Trade Secret | 2021 | 2021
20252-215912-02 | Xcel Energy | 85 | 13781 | IOU | 04501442 | 4.886 | Solar |  |  | Interconnected | Trade Secret | Trade | DPN | DPN071 | Residential | Solar*Rewards | Trade Secret | 2021 | 2024
20252-215912-02 | Xcel Energy | 85 | 13781 | IOU | 04501504 | 5 | Solar |  |  | Withdrawn | Trade Secret | Trade | AFT | AFT322 | Residential |  | Trade Secret | 2021
20252-215912-02 | Xcel Energy | 85 | 13781 | IOU | 04501556 | 3.839 | Solar |  |  | Interconnected | Trade Secret | Trade | WDY | WDY311 | Residential |  | Trade Secret | 2021 | 2021
20252-215912-02 | Xcel Energy | 85 | 13781 | IOU | 04501579 | 7.616 | Solar |  |  | Active Application | Trade Secret | Trade | DBL | DBL065 | Residential | Solar*Rewards | Trade Secret | 2021
20252-215912-02 | Xcel Energy | 85 | 13781 | IOU | 04501604 | 15.232 | Solar |  |  | Active Application | Trade Secret | Trade | MTR | MTR021 | Residential | Solar*Rewards | Trade Secret | 2021
20252-215912-02 | Xcel Energy | 85 | 13781 | IOU | 04502163 |  | Solar |  |  | Active Application | Trade Secret | Trade |  |  | Residential | Solar*Rewards | Trade Secret | 2021
20252-215912-02 | Xcel Energy | 85 | 13781 | IOU | 04502524 | 6 | Solar |  |  | Active Application | Trade Secret | Trade | MND | MND063 | Residential | Solar*Rewards | Trade Secret | 2021
20252-215912-02 | Xcel Energy | 85 | 13781 | IOU | 04502550 | 3.747 | Solar |  |  | Active Application | Trade Secret | Trade | WES | WES074 | Residential | Solar*Rewards | Trade Secret | 2021
20252-215912-02 | Xcel Energy | 85 | 13781 | IOU | 04502559 | 6 | Solar |  |  | Active Application | Trade Secret | Trade | HSN | HSN321 | Residential | Solar*Rewards | Trade Secret | 2021
20252-215912-02 | Xcel Energy | 85 | 13781 | IOU | 04502736 | 3.747 | Solar |  |  | Active Application | Trade Secret | Trade | APA | APA071 | Residential | Solar*Rewards | Trade Secret | 2021
20252-215912-02 | Xcel Energy | 85 | 13781 | IOU | 04502855 | 16.054 | Solar |  |  | Interconnected | Trade Secret | Trade | VKG | VKG061 | Residential |  | Trade Secret | 2021 | 2021
20252-215912-02 | Xcel Energy | 85 | 13781 | IOU | 04503063 | 4.93 | Solar |  |  | Interconnected | Trade Secret | Trade | AHI | AHI022 | Residential |  | Trade Secret | 2021 | 2021
20252-215912-02 | Xcel Energy | 85 | 13781 | IOU | 04503220 | 4.886 | Solar |  | X | Interconnected | Trade Secret | Trade | BRP | BRP072 | Residential |  | Trade Secret | 2021 | 2021
20252-215912-02 | Xcel Energy | 85 | 13781 | IOU | 04503272 | 6.38 | Solar |  |  | Interconnected | Trade Secret | Trade | WDY | WDY311 | Residential |  | Trade Secret | 2021 | 2021
20252-215912-02 | Xcel Energy | 85 | 13781 | IOU | 04503321 | 3.48 | Solar |  |  | Interconnected | Trade Secret | Trade | HAS | HAS022 | Residential |  | Trade Secret | 2021 | 2022
20252-215912-02 | Xcel Energy | 85 | 13781 | IOU | 04503330 | 6.67 | Solar |  |  | Interconnected | Trade Secret | Trade | WEB | WEB021 | Residential |  | Trade Secret | 2021 | 2021
20252-215912-02 | Xcel Energy | 85 | 13781 | IOU | 04503375 | 11.89 | Solar |  |  | Interconnected | Trade Secret | Trade | MOL | MOL063 | Residential |  | Trade Secret | 2021 | 2021
20252-215912-02 | Xcel Energy | 85 | 13781 | IOU | 04503412 | 6.576 | Solar |  |  | Interconnected | Trade Secret | Trade | RMT | RMT321 | Residential |  | Trade Secret | 2021 | 2021
20252-215912-02 | Xcel Energy | 85 | 13781 | IOU | 04503438 |  | Solar |  |  | Active Application | Trade Secret | Trade |  |  | Residential | Solar*Rewards | Trade Secret | 2021
20252-215912-02 | Xcel Energy | 85 | 13781 | IOU | 04503451 | 8.7 | Solar |  |  | Interconnected | Trade Secret | Trade | BCR | BCR083 | Residential |  | Trade Secret | 2021 | 2021
20252-215912-02 | Xcel Energy | 85 | 13781 | IOU | 04503626 | 9.423 | Solar |  |  | Withdrawn | Trade Secret | Trade | AFT | AFT322 | Residential |  | Trade Secret | 2021
20252-215912-02 | Xcel Energy | 85 | 13781 | IOU | 04503641 |  | Solar |  |  | Active Application | Trade Secret | Trade |  |  | Residential | Solar*Rewards | Trade Secret | 2021
20252-215912-02 | Xcel Energy | 85 | 13781 | IOU | 04503669 | 5.054 | Solar |  |  | Interconnected | Trade Secret | Trade | MPK | MPK065 | Residential |  | Trade Secret | 2021 | 2021
20252-215912-02 | Xcel Energy | 85 | 13781 | IOU | 04504597 | 5 | Solar |  |  | Active Application | Trade Secret | Trade | SCL | SCL313 | Residential | Solar*Rewards | Trade Secret | 2021
20252-215912-02 | Xcel Energy | 85 | 13781 | IOU | 04504631 | 5.054 | Solar |  |  | Active Application | Trade Secret | Trade | DBL | DBL060 | Residential | Solar*Rewards | Trade Secret | 2021
20252-215912-02 | Xcel Energy | 85 | 13781 | IOU | 04504659 | 5.054 | Solar |  |  | Active Application | Trade Secret | Trade | MPK | MPK068 | Residential | Solar*Rewards | Trade Secret | 2021
20252-215912-02 | Xcel Energy | 85 | 13781 | IOU | 04504676 | 5.054 | Solar |  |  | Withdrawn | Trade Secret | Trade | WEB | WEB021 | Residential | Solar*Rewards | Trade Secret | 2021
20252-215912-02 | Xcel Energy | 85 | 13781 | IOU | 04504996 |  | Solar |  |  | Active Application | Trade Secret | Trade |  |  | Residential | Solar*Rewards | Trade Secret | 2021
20252-215912-02 | Xcel Energy | 85 | 13781 | IOU | 04505256 | 7.329 | Solar |  |  | Active Application | Trade Secret | Trade | AFT | AFT314 | Residential | Solar*Rewards | Trade Secret | 2021
20252-215912-02 | Xcel Energy | 85 | 13781 | IOU | 04505373 | 5 | Solar |  |  | Active Application | Trade Secret | Trade | SED | SED061 | Residential |  | Trade Secret | 2021
20252-215912-02 | Xcel Energy | 85 | 13781 | IOU | 04505497 | 5.584 | Solar |  |  | Interconnected | Trade Secret | Trade | BLC | BLC061 | Residential |  | Trade Secret | 2021 | 2021
20252-215912-02 | Xcel Energy | 85 | 13781 | IOU | 04507565 | 4.06 | Solar |  |  | Interconnected | Trade Secret | Trade | TWL | TWL063 | Residential |  | Trade Secret | 2021 | 2021
20252-215912-02 | Xcel Energy | 85 | 13781 | IOU | 04507608 | 5.054 | Solar |  |  | Withdrawn | Trade Secret | Trade | SCL | SCL322 | Residential |  | Trade Secret | 2021
20252-215912-02 | Xcel Energy | 85 | 13781 | IOU | 04507616 | 5.04 | Solar |  |  | Interconnected | Trade Secret | Trade | NOF | NOF071 | Residential |  | Trade Secret | 2021 | 2022
20252-215912-02 | Xcel Energy | 85 | 13781 | IOU | 04507626 | 9.994 | Solar |  |  | Active Application | Trade Secret | Trade | CTR | CTR031 | Residential |  | Trade Secret | 2021
20252-215912-02 | Xcel Energy | 85 | 13781 | IOU | 04507678 | 3.747 | Solar |  |  | Active Application | Trade Secret | Trade | APA | APA068 | Residential | Solar*Rewards | Trade Secret | 2021
20252-215912-02 | Xcel Energy | 85 | 13781 | IOU | 04507841 | 5.054 | Solar |  |  | Active Application | Trade Secret | Trade | DPN | DPN071 | Residential | Solar*Rewards | Trade Secret | 2021
20252-215912-02 | Xcel Energy | 85 | 13781 | IOU | 04507854 |  | Solar |  |  | Active Application | Trade Secret | Trade | SOU | SOU073 | Residential | Solar*Rewards | Trade Secret | 2021
20252-215912-02 | Xcel Energy | 85 | 13781 | IOU | 04507866 | 3.747 | Solar |  |  | Active Application | Trade Secret | Trade | SOU | SOU073 | Residential |  | Trade Secret | 2021
20252-215912-02 | Xcel Energy | 85 | 13781 | IOU | 04507936 |  |  |  |  | Active Application | Trade Secret | Trade |  |  | Residential |  | Trade Secret | 2021
20252-215912-02 | Xcel Energy | 85 | 13781 | IOU | 04507965 | 1.74 | Solar |  |  | Active Application | Trade Secret | Trade | SCA | SCA021 | Residential |  | Trade Secret | 2021
20252-215912-02 | Xcel Energy | 85 | 13781 | IOU | 04508045 | 7.672 | Solar |  |  | Interconnected | Trade Secret | Trade | RMT | RMT321 | Residential |  | Trade Secret | 2021 | 2021
20252-215912-02 | Xcel Energy | 85 | 13781 | IOU | 04508204 | 20 | Solar |  |  | Interconnected | Trade Secret | Trade | YAM | YAM021 | Residential |  | Trade Secret | 2021 | 2023
20252-215912-02 | Xcel Energy | 85 | 13781 | IOU | 04508216 | 3.747 | Solar |  |  | Interconnected | Trade Secret | Trade | GFD | GFD022 | Residential |  | Trade Secret | 2021 | 2022
20252-215912-02 | Xcel Energy | 85 | 13781 | IOU | 04508228 | 3.747 | Solar |  |  | Interconnected | Trade Secret | Trade | APA | APA068 | Residential |  | Trade Secret | 2021 | 2021
20252-215912-02 | Xcel Energy | 85 | 13781 | IOU | 04508237 | 6 | Solar |  |  | Interconnected | Trade Secret | Trade | WDY | WDY322 | Residential |  | Trade Secret | 2021 | 2022
20252-215912-02 | Xcel Energy | 85 | 13781 | IOU | 04508239 | 3.84 | Storage |  |  | Interconnected | Trade Secret | Trade | MEL | MEL078 | Residential |  | Trade Secret | 2021 | 2022
20252-215912-02 | Xcel Energy | 85 | 13781 | IOU | 04508244 | 18 | Solar |  |  | Interconnected | Trade Secret | Trade | RIV | RIV063 | Commercial |  | Trade Secret | 2021 | 2022
20252-215912-02 | Xcel Energy | 85 | 13781 | IOU | 04508246 | 6 | Solar |  |  | Interconnected | Trade Secret | Trade | OPK | OPK072 | Residential |  | Trade Secret | 2021 | 2022
20252-215912-02 | Xcel Energy | 85 | 13781 | IOU | 04508253 | 6 | Solar |  |  | Active Application | Trade Secret | Trade | OPK | OPK072 | Residential |  | Trade Secret | 2021
20252-215912-02 | Xcel Energy | 85 | 13781 | IOU | 04508267 | 3.747 | Solar |  |  | Active Application | Trade Secret | Trade | APA | APA071 | Residential |  | Trade Secret | 2021
20252-215912-02 | Xcel Energy | 85 | 13781 | IOU | 04508277 | 9.994 | Solar |  |  | Interconnected | Trade Secret | Trade | LNS | LNS033 | Residential |  | Trade Secret | 2021 | 2021
20252-215912-02 | Xcel Energy | 85 | 13781 | IOU | 04508281 | 9.994 | Solar |  |  | Interconnected | Trade Secret | Trade | SLP | SLP087 | Residential |  | Trade Secret | 2021 | 2021
20252-215912-02 | Xcel Energy | 85 | 13781 | IOU | 04508290 | 9.994 | Solar |  |  | Interconnected | Trade Secret | Trade | SOU | SOU061 | Residential |  | Trade Secret | 2021 | 2021
20252-215912-02 | Xcel Energy | 85 | 13781 | IOU | 04508297 | 9.994 | Solar |  |  | Interconnected | Trade Secret | Trade | MPK | MPK071 | Residential |  | Trade Secret | 2021 | 2022
20252-215912-02 | Xcel Energy | 85 | 13781 | IOU | 04508322 |  |  |  |  | Active Application | Trade Secret | Trade |  |  | Residential |  | Trade Secret | 2021
20252-215912-02 | Xcel Energy | 85 | 13781 | IOU | 04508325 | 9.994 | Solar |  |  | Interconnected | Trade Secret | Trade | ECK | ECK063 | Residential |  | Trade Secret | 2021 | 2022
20252-215912-02 | Xcel Energy | 85 | 13781 | IOU | 04508328 | 2.962 | Solar |  |  | Withdrawn | Trade Secret | Trade | APA | APA075 | Residential |  | Trade Secret | 2021
20252-215912-02 | Xcel Energy | 85 | 13781 | IOU | 04508342 | 5.054 | Solar |  |  | Interconnected | Trade Secret | Trade | SLP | SLP083 | Residential |  | Trade Secret | 2021 | 2021
20252-215912-02 | Xcel Energy | 85 | 13781 | IOU | 04508347 | 3.747 | Solar |  |  | Interconnected | Trade Secret | Trade | UPP | UPP082 | Residential |  | Trade Secret | 2021 | 2022
20252-215912-02 | Xcel Energy | 85 | 13781 | IOU | 04508349 | 5.054 | Solar |  |  | Interconnected | Trade Secret | Trade | IDA | IDA072 | Residential |  | Trade Secret | 2021 | 2021
20252-215912-02 | Xcel Energy | 85 | 13781 | IOU | 04508363 | 7.616 | Solar |  |  | Active Application | Trade Secret | Trade | OAD | OAD073 | Residential |  | Trade Secret | 2021
20252-215912-02 | Xcel Energy | 85 | 13781 | IOU | 04508372 |  |  |  |  | Active Application | Trade Secret | Trade |  |  | Residential |  | Trade Secret | 2021
20252-215912-02 | Xcel Energy | 85 | 13781 | IOU | 04508381 | 3.747 | Solar |  |  | Interconnected | Trade Secret | Trade | RLK | RLK079 | Residential |  | Trade Secret | 2021 | 2021
20252-215912-02 | Xcel Energy | 85 | 13781 | IOU | 04508386 | 3.747 | Solar |  |  | Withdrawn | Trade Secret | Trade | RRK | RRK064 | Residential |  | Trade Secret | 2021
20252-215912-02 | Xcel Energy | 85 | 13781 | IOU | 04508390 | 11.39 | Solar |  |  | Interconnected | Trade Secret | Trade | WSG | WSG362 | Residential |  | Trade Secret | 2021 | 2022
20252-215912-02 | Xcel Energy | 85 | 13781 | IOU | 04508397 | 6 | Solar |  |  | Withdrawn | Trade Secret | Trade | GLD | GLD021 | Residential |  | Trade Secret | 2021
20252-215912-02 | Xcel Energy | 85 | 13781 | IOU | 04508402 | 3.747 | Solar |  |  | Withdrawn | Trade Secret | Trade | MPK | MPK082 | Residential |  | Trade Secret | 2021
20252-215912-02 | Xcel Energy | 85 | 13781 | IOU | 04508403 | 7.616 | Solar |  |  | Interconnected | Trade Secret | Trade | EDA | EDA084 | Residential |  | Trade Secret | 2021 | 2022
20252-215912-02 | Xcel Energy | 85 | 13781 | IOU | 04508413 | 6 | Solar |  |  | Interconnected | Trade Secret | Trade | RPL | RPL071 | Residential |  | Trade Secret | 2021 | 2022
20252-215912-02 | Xcel Energy | 85 | 13781 | IOU | 04508416 | 7.616 | Solar |  |  | Withdrawn | Trade Secret | Trade | DBL | DBL065 | Residential |  | Trade Secret | 2021
20252-215912-02 | Xcel Energy | 85 | 13781 | IOU | 04508422 | 9.994 | Solar |  |  | Interconnected | Trade Secret | Trade | LEX | LEX064 | Residential |  | Trade Secret | 2021 | 2024
20252-215912-02 | Xcel Energy | 85 | 13781 | IOU | 04508423 | 2.9 | Solar |  |  | Interconnected | Trade Secret | Trade | RIV | RIV064 | Residential |  | Trade Secret | 2021 | 2021
20252-215912-02 | Xcel Energy | 85 | 13781 | IOU | 04508438 | 6 | Solar |  |  | Withdrawn | Trade Secret | Trade | HSN | HSN321 | Residential |  | Trade Secret | 2021
20252-215912-02 | Xcel Energy | 85 | 13781 | IOU | 04508443 | 6 | Solar |  |  | Withdrawn | Trade Secret | Trade | DBL | DBL065 | Residential |  | Trade Secret | 2021
20252-215912-02 | Xcel Energy | 85 | 13781 | IOU | 04508456 |  |  |  |  | Active Application | Trade Secret | Trade |  |  | Residential |  | Trade Secret | 2021
20252-215912-02 | Xcel Energy | 85 | 13781 | IOU | 04508458 | 3.747 | Solar |  |  | Withdrawn | Trade Secret | Trade | DPN | DPN071 | Residential |  | Trade Secret | 2021
20252-215912-02 | Xcel Energy | 85 | 13781 | IOU | 04508459 | 3.747 | Solar |  |  | Interconnected | Trade Secret | Trade | SOU | SOU073 | Residential |  | Trade Secret | 2021 | 2022
20252-215912-02 | Xcel Energy | 85 | 13781 | IOU | 04508470 | 15.232 | Solar |  |  | Interconnected | Trade Secret | Trade | MTR | MTR021 | Residential |  | Trade Secret | 2021 | 2022
20252-215912-02 | Xcel Energy | 85 | 13781 | IOU | 04508480 | 9.994 | Solar |  |  | Interconnected | Trade Secret | Trade | WEL | WEL021 | Residential |  | Trade Secret | 2021 | 2022
20252-215912-02 | Xcel Energy | 85 | 13781 | IOU | 04508485 |  |  |  |  | Active Application | Trade Secret | Trade |  |  | Residential |  | Trade Secret | 2021
20252-215912-02 | Xcel Energy | 85 | 13781 | IOU | 04508495 | 3.747 | Solar |  |  | Interconnected | Trade Secret | Trade | SCL | SCL313 | Residential |  | Trade Secret | 2021 | 2022
20252-215912-02 | Xcel Energy | 85 | 13781 | IOU | 04508538 | 10.45 | Solar |  |  | Interconnected | Trade Secret | Trade | PKL | PKL085 | Residential |  | Trade Secret | 2022 | 2022
20252-215912-02 | Xcel Energy | 85 | 13781 | IOU | 04508539 | 6 | Solar |  |  | Withdrawn | Trade Secret | Trade | MND | MND063 | Residential |  | Trade Secret | 2021
20252-215912-02 | Xcel Energy | 85 | 13781 | IOU | 04508637 | 4.06 | Solar |  |  | Interconnected | Trade Secret | Trade | DBL | DBL065 | Residential |  | Trade Secret | 2021 | 2021
20252-215912-02 | Xcel Energy | 85 | 13781 | IOU | 04508639 | 5.22 | Solar |  |  | Interconnected | Trade Secret | Trade | SIP | SIP072 | Residential |  | Trade Secret | 2021 | 2021
20252-215912-02 | Xcel Energy | 85 | 13781 | IOU | 04508662 | 10.73 | Solar |  |  | Interconnected | Trade Secret | Trade | SOU | SOU087 | Residential |  | Trade Secret | 2021 | 2021
20252-215912-02 | Xcel Energy | 85 | 13781 | IOU | 04508668 | 11.39 | Solar |  |  | Withdrawn | Trade Secret | Trade | GVW | GVW023 | Residential |  | Trade Secret | 2021
20252-215912-02 | Xcel Energy | 85 | 13781 | IOU | 04508670 | 5.054 | Solar |  |  | Withdrawn | Trade Secret | Trade | WEB | WEB021 | Residential |  | Trade Secret | 2021
20252-215912-02 | Xcel Energy | 85 | 13781 | IOU | 04508673 | 3.48 | Solar |  |  | Interconnected | Trade Secret | Trade | SOU | SOU060 | Residential |  | Trade Secret | 2021 | 2021
20252-215912-02 | Xcel Energy | 85 | 13781 | IOU | 04508694 | 15.232 | Solar |  |  | Interconnected | Trade Secret | Trade | GRC | GRC313 | Residential |  | Trade Secret | 2021 | 2021
20252-215912-02 | Xcel Energy | 85 | 13781 | IOU | 04508722 | 3.747 | Solar |  |  | Withdrawn | Trade Secret | Trade | MPK | MPK068 | Residential |  | Trade Secret | 2021
20252-215912-02 | Xcel Energy | 85 | 13781 | IOU | 04509036 | 3.747 | Solar |  |  | Interconnected | Trade Secret | Trade | ALK | ALK072 | Residential |  | Trade Secret | 2021 | 2022
20252-215912-02 | Xcel Energy | 85 | 13781 | IOU | 04509037 | 3.747 | Solar |  |  | Withdrawn | Trade Secret | Trade | RPL | RPL064 | Residential |  | Trade Secret | 2021
20252-215912-02 | Xcel Energy | 85 | 13781 | IOU | 04509050 | 7.616 | Solar |  |  | Interconnected | Trade Secret | Trade | MPK | MPK085 | Residential |  | Trade Secret | 2021 | 2022
20252-215912-02 | Xcel Energy | 85 | 13781 | IOU | 04509058 | 7.616 | Solar |  |  | Interconnected | Trade Secret | Trade | HSN | HSN311 | Residential |  | Trade Secret | 2021 | 2021
20252-215912-02 | Xcel Energy | 85 | 13781 | IOU | 04509059 | 3.747 | Solar |  |  | Withdrawn | Trade Secret | Trade | DPN | DPN072 | Residential |  | Trade Secret | 2021
20252-215912-02 | Xcel Energy | 85 | 13781 | IOU | 04509064 | 7.616 | Solar |  |  | Interconnected | Trade Secret | Trade | LLK | LLK071 | Residential |  | Trade Secret | 2021 | 2022
20252-215912-02 | Xcel Energy | 85 | 13781 | IOU | 04509065 | 3.747 | Solar |  |  | Active Application | Trade Secret | Trade | HUG | HUG322 | Residential |  | Trade Secret | 2021
20252-215912-02 | Xcel Energy | 85 | 13781 | IOU | 04509074 | 6 | Solar |  |  | Withdrawn | Trade Secret | Trade | MPK | MPK074 | Residential |  | Trade Secret | 2021
20252-215912-02 | Xcel Energy | 85 | 13781 | IOU | 04509076 | 6 | Solar |  |  | Interconnected | Trade Secret | Trade | HUG | HUG322 | Residential |  | Trade Secret | 2021 | 2021
20252-215912-02 | Xcel Energy | 85 | 13781 | IOU | 04509082 | 7.616 | Solar |  |  | Interconnected | Trade Secret | Trade | LEX | LEX063 | Residential |  | Trade Secret | 2021 | 2022
20252-215912-02 | Xcel Energy | 85 | 13781 | IOU | 04509083 | 5.054 | Solar |  |  | Active Application | Trade Secret | Trade | DBL | DBL068 | Residential |  | Trade Secret | 2021
20252-215912-02 | Xcel Energy | 85 | 13781 | IOU | 04509087 | 3.747 | Solar |  |  | Withdrawn | Trade Secret | Trade | TWL | TWL062 | Residential |  | Trade Secret | 2021
20252-215912-02 | Xcel Energy | 85 | 13781 | IOU | 04509090 | 3.747 | Solar |  |  | Interconnected | Trade Secret | Trade | WES | WES074 | Residential |  | Trade Secret | 2021 | 2022
20252-215912-02 | Xcel Energy | 85 | 13781 | IOU | 04509096 | 6 | Solar |  |  | Interconnected | Trade Secret | Trade | RPL | RPL064 | Residential |  | Trade Secret | 2021 | 2021
20252-215912-02 | Xcel Energy | 85 | 13781 | IOU | 04509097 | 5.054 | Solar |  |  | Active Application | Trade Secret | Trade | TER | TER071 | Residential |  | Trade Secret | 2021
20252-215912-02 | Xcel Energy | 85 | 13781 | IOU | 04509109 | 2.962 | Solar |  |  | Withdrawn | Trade Secret | Trade | RIV | RIV073 | Residential |  | Trade Secret | 2021
20252-215912-02 | Xcel Energy | 85 | 13781 | IOU | 04509114 | 7.616 | Solar |  |  | Withdrawn | Trade Secret | Trade | OAD | OAD071 | Residential |  | Trade Secret | 2021
20252-215912-02 | Xcel Energy | 85 | 13781 | IOU | 04509126 | 3.747 | Solar |  |  | Interconnected | Trade Secret | Trade | WES | WES061 | Residential |  | Trade Secret | 2021 | 2022
20252-215912-02 | Xcel Energy | 85 | 13781 | IOU | 04509137 | 6 | Solar |  |  | Interconnected | Trade Secret | Trade | GLK | GLK073 | Residential |  | Trade Secret | 2021 | 2022
20252-215912-02 | Xcel Energy | 85 | 13781 | IOU | 04509146 | 3.747 | Solar |  |  | Interconnected | Trade Secret | Trade | RAM | RAM071 | Residential |  | Trade Secret | 2021 | 2022
20252-215912-02 | Xcel Energy | 85 | 13781 | IOU | 04509149 | 10.15 | Solar |  |  | Interconnected | Trade Secret | Trade | CRL | CRL065 | Residential |  | Trade Secret | 2021 | 2021
20252-215912-02 | Xcel Energy | 85 | 13781 | IOU | 04509153 | 5.054 | Solar |  |  | Interconnected | Trade Secret | Trade | GSL | GSL341 | Residential |  | Trade Secret | 2021 | 2021
20252-215912-02 | Xcel Energy | 85 | 13781 | IOU | 04509155 | 7.616 | Solar |  |  | Interconnected | Trade Secret | Trade | CGR | CGR061 | Residential |  | Trade Secret | 2021 | 2022
20252-215912-02 | Xcel Energy | 85 | 13781 | IOU | 04509164 | 6 | Solar |  |  | Withdrawn | Trade Secret | Trade | HSN | HSN321 | Residential |  | Trade Secret | 2021
20252-215912-02 | Xcel Energy | 85 | 13781 | IOU | 04509173 | 11.39 | Solar |  |  | Withdrawn | Trade Secret | Trade | GLK | GLK061 | Residential |  | Trade Secret | 2021
20252-215912-02 | Xcel Energy | 85 | 13781 | IOU | 04509177 | 9.994 | Solar |  |  | Interconnected | Trade Secret | Trade | MOL | MOL068 | Residential |  | Trade Secret | 2021 | 2022
20252-215912-02 | Xcel Energy | 85 | 13781 | IOU | 04509189 | 9.994 | Solar |  |  | Interconnected | Trade Secret | Trade | SLP | SLP075 | Residential |  | Trade Secret | 2021 | 2022
20252-215912-02 | Xcel Energy | 85 | 13781 | IOU | 04509190 | 5.054 | Solar |  |  | Interconnected | Trade Secret | Trade | OAD | OAD075 | Residential |  | Trade Secret | 2021 | 2021
20252-215912-02 | Xcel Energy | 85 | 13781 | IOU | 04509198 |  | Solar |  |  | Active Application | Trade Secret | Trade |  |  | Residential | Solar*Rewards | Trade Secret | 2021
20252-215912-02 | Xcel Energy | 85 | 13781 | IOU | 04509201 | 3.747 | Solar |  |  | Interconnected | Trade Secret | Trade | RWD | RWD062 | Residential |  | Trade Secret | 2021 | 2021
20252-215912-02 | Xcel Energy | 85 | 13781 | IOU | 04509212 | 3.747 | Solar |  |  | Active Application | Trade Secret | Trade | SOU | SOU069 | Residential |  | Trade Secret | 2021
20252-215912-02 | Xcel Energy | 85 | 13781 | IOU | 04509220 | 3.747 | Solar |  |  | Active Application | Trade Secret | Trade | SOU | SOU069 | Residential |  | Trade Secret | 2021
20252-215912-02 | Xcel Energy | 85 | 13781 | IOU | 04509235 |  | Solar |  |  | Active Application | Trade Secret | Trade |  |  | Residential | Solar*Rewards | Trade Secret | 2021
20252-215912-02 | Xcel Energy | 85 | 13781 | IOU | 04509245 | 9.994 | Solar |  |  | Interconnected | Trade Secret | Trade | CTR | CTR031 | Residential |  | Trade Secret | 2021 | 2022
20252-215912-02 | Xcel Energy | 85 | 13781 | IOU | 04509268 | 6 | Solar |  |  | Interconnected | Trade Secret | Trade | ECK | ECK322 | Residential |  | Trade Secret | 2021 | 2021
20252-215912-02 | Xcel Energy | 85 | 13781 | IOU | 04509275 | 11.39 | Solar |  |  | Interconnected | Trade Secret | Trade | OPK | OPK077 | Residential |  | Trade Secret | 2021 | 2022
20252-215912-02 | Xcel Energy | 85 | 13781 | IOU | 04509279 |  | Solar |  |  | Active Application | Trade Secret | Trade |  |  | Residential | Solar*Rewards | Trade Secret | 2021
20252-215912-02 | Xcel Energy | 85 | 13781 | IOU | 04509296 | 5.054 | Solar |  |  | Withdrawn | Trade Secret | Trade | DBL | DBL060 | Residential |  | Trade Secret | 2021
20252-215912-02 | Xcel Energy | 85 | 13781 | IOU | 04509303 | 3.747 | Solar |  |  | Interconnected | Trade Secret | Trade | HWW | HWW074 | Residential |  | Trade Secret | 2021 | 2021
20252-215912-02 | Xcel Energy | 85 | 13781 | IOU | 04509320 | 7.616 | Solar |  |  | Withdrawn | Trade Secret | Trade | CGR | CGR061 | Residential |  | Trade Secret | 2021
20252-215912-02 | Xcel Energy | 85 | 13781 | IOU | 04509326 | 7.616 | Solar |  |  | Interconnected | Trade Secret | Trade | LOK | LOK093 | Residential |  | Trade Secret | 2021 | 2021
20252-215912-02 | Xcel Energy | 85 | 13781 | IOU | 04509329 | 5.054 | Solar |  |  | Withdrawn | Trade Secret | Trade | SCL | SCL322 | Residential |  | Trade Secret | 2021
20252-215912-02 | Xcel Energy | 85 | 13781 | IOU | 04509335 | 2.9 | Solar |  |  | Interconnected | Trade Secret | Trade | UPP | UPP085 | Residential |  | Trade Secret | 2021 | 2021
20252-215912-02 | Xcel Energy | 85 | 13781 | IOU | 04509336 | 3.747 | Solar |  |  | Interconnected | Trade Secret | Trade | SOU | SOU081 | Residential |  | Trade Secret | 2021 | 2021
20252-215912-02 | Xcel Energy | 85 | 13781 | IOU | 04509340 | 6 | Solar |  |  | Interconnected | Trade Secret | Trade | RAM | RAM063 | Residential |  | Trade Secret | 2021 | 2022
20252-215912-02 | Xcel Energy | 85 | 13781 | IOU | 04509344 | 3.747 | Solar |  |  | Interconnected | Trade Secret | Trade | BRP | BRP063 | Residential |  | Trade Secret | 2021 | 2022
20252-215912-02 | Xcel Energy | 85 | 13781 | IOU | 04509351 | 5.054 | Solar |  |  | Interconnected | Trade Secret | Trade | RLK | RLK069 | Residential |  | Trade Secret | 2021 | 2021
20252-215912-02 | Xcel Energy | 85 | 13781 | IOU | 04509356 | 9.994 | Solar |  |  | Withdrawn | Trade Secret | Trade | HSN | HSN321 | Residential |  | Trade Secret | 2021
20252-215912-02 | Xcel Energy | 85 | 13781 | IOU | 04509367 | 6 | Solar |  |  | Interconnected | Trade Secret | Trade | FRM | FRM071 | Residential |  | Trade Secret | 2021 | 2022
20252-215912-02 | Xcel Energy | 85 | 13781 | IOU | 04509383 | 9.994 | Solar |  |  | Interconnected | Trade Secret | Trade | HYL | HYL062 | Residential |  | Trade Secret | 2021 | 2022
20252-215912-02 | Xcel Energy | 85 | 13781 | IOU | 04509396 | 3.747 | Solar |  |  | Withdrawn | Trade Secret | Trade | HWW | HWW073 | Residential |  | Trade Secret | 2021
20252-215912-02 | Xcel Energy | 85 | 13781 | IOU | 04509403 | 11.39 | Solar |  |  | Interconnected | Trade Secret | Trade | RRK | RRK064 | Residential |  | Trade Secret | 2021 | 2021
20252-215912-02 | Xcel Energy | 85 | 13781 | IOU | 04509422 | 5.054 | Solar |  |  | Withdrawn | Trade Secret | Trade | MPK | MPK071 | Residential |  | Trade Secret | 2021
20252-215912-02 | Xcel Energy | 85 | 13781 | IOU | 04509441 | 3.747 | Solar |  |  | Active Application | Trade Secret | Trade | LEX | LEX332 | Residential |  | Trade Secret | 2021
20252-215912-02 | Xcel Energy | 85 | 13781 | IOU | 04509464 | 7.616 | Solar |  |  | Withdrawn | Trade Secret | Trade | SHP | SHP062 | Residential |  | Trade Secret | 2021
20252-215912-02 | Xcel Energy | 85 | 13781 | IOU | 04509479 | 7.616 | Solar |  |  | Interconnected | Trade Secret | Trade | ECK | ECK082 | Residential |  | Trade Secret | 2021 | 2022
20252-215912-02 | Xcel Energy | 85 | 13781 | IOU | 04509499 | 7.616 | Solar |  |  | Withdrawn | Trade Secret | Trade | RWD | RWD081 | Residential |  | Trade Secret | 2021
20252-215912-02 | Xcel Energy | 85 | 13781 | IOU | 04509513 | 5.054 | Solar |  |  | Withdrawn | Trade Secret | Trade | WES | WES062 | Residential |  | Trade Secret | 2021
20252-215912-02 | Xcel Energy | 85 | 13781 | IOU | 04509521 | 7.616 | Solar |  |  | Interconnected | Trade Secret | Trade | RRK | RRK082 | Residential |  | Trade Secret | 2021 | 2022
20252-215912-02 | Xcel Energy | 85 | 13781 | IOU | 04509532 | 3.747 | Solar |  |  | Active Application | Trade Secret | Trade | WIL | WIL063 | Residential |  | Trade Secret | 2021
20252-215912-02 | Xcel Energy | 85 | 13781 | IOU | 04509535 | 266.4 | Solar |  |  | Active Application | Trade Secret | Trade | SLP | SLP081 | Commercial |  | Trade Secret | 2021
20252-215912-02 | Xcel Energy | 85 | 13781 | IOU | 04509545 | 3.747 | Solar |  |  | Interconnected | Trade Secret | Trade | RRK | RRK064 | Residential |  | Trade Secret | 2021 | 2022
20252-215912-02 | Xcel Energy | 85 | 13781 | IOU | 04509564 | 5.054 | Solar |  |  | Withdrawn | Trade Secret | Trade | DPN | DPN071 | Residential |  | Trade Secret | 2021
20252-215912-02 | Xcel Energy | 85 | 13781 | IOU | 04509569 | 5.054 | Solar |  |  | Interconnected | Trade Secret | Trade | SOU | SOU079 | Residential |  | Trade Secret | 2021 | 2022
20252-215912-02 | Xcel Energy | 85 | 13781 | IOU | 04509724 | 5 | Storage |  |  | Interconnected | Trade Secret | Trade | WYO | WYO021 | Residential |  | Trade Secret | 2021 | 2021
20252-215912-02 | Xcel Energy | 85 | 13781 | IOU | 04510327 | 7.2 | Solar |  | X | Interconnected | Trade Secret | Trade | ALK | ALK072 | Residential |  | Trade Secret | 2021 | 2022
20252-215912-02 | Xcel Energy | 85 | 13781 | IOU | 04510330 | 16.08 | Solar |  |  | Interconnected | Trade Secret | Trade | HUG | HUG321 | Residential |  | Trade Secret | 2021 | 2021
20252-215912-02 | Xcel Energy | 85 | 13781 | IOU | 04510669 | 29.02 | Solar |  |  | Interconnected | Trade Secret | Trade | SOU | SOU088 | Commercial | Solar*Rewards | Trade Secret | 2021 | 2021
20252-215912-02 | Xcel Energy | 85 | 13781 | IOU | 04511091 | 4.384 | Solar |  |  | Interconnected | Trade Secret | Trade | RMT | RMT321 | Residential |  | Trade Secret | 2021 | 2022
20252-215912-02 | Xcel Energy | 85 | 13781 | IOU | 04511504 | 7.83 | Solar |  |  | Active Application | Trade Secret | Trade | HAS | HAS021 | Residential | Solar*Rewards | Trade Secret | 2021
20252-215912-02 | Xcel Energy | 85 | 13781 | IOU | 04511522 | 8.12 | Solar |  |  | Interconnected | Trade Secret | Trade | AFT | AFT314 | Residential |  | Trade Secret | 2021 | 2021
20252-215912-02 | Xcel Energy | 85 | 13781 | IOU | 04511560 | 6.38 | Solar |  |  | Interconnected | Trade Secret | Trade | SOU | SOU063 | Residential |  | Trade Secret | 2021 | 2021
20252-215912-02 | Xcel Energy | 85 | 13781 | IOU | 04511726 | 3.839 | Solar |  |  | Interconnected | Trade Secret | Trade | OAD | OAD075 | Residential |  | Trade Secret | 2021 | 2021
20252-215912-02 | Xcel Energy | 85 | 13781 | IOU | 04511843 | 5.51 | Solar |  |  | Interconnected | Trade Secret | Trade | RPL | RPL063 | Residential |  | Trade Secret | 2021 | 2022
20252-215912-02 | Xcel Energy | 85 | 13781 | IOU | 04511902 | 7.616 | Solar |  |  | Interconnected | Trade Secret | Trade | RMT | RMT321 | Residential |  | Trade Secret | 2021 | 2022
20252-215912-02 | Xcel Energy | 85 | 13781 | IOU | 04511954 | 7.616 | Solar |  |  | Interconnected | Trade Secret | Trade | ECK | ECK321 | Residential |  | Trade Secret | 2021 | 2022
20252-215912-02 | Xcel Energy | 85 | 13781 | IOU | 04512583 | 2.962 | Solar |  |  | Interconnected | Trade Secret | Trade | FRM | FRM071 | Residential |  | Trade Secret | 2021 | 2021
20252-215912-02 | Xcel Energy | 85 | 13781 | IOU | 04513177 | 5.8 | Solar |  |  | Interconnected | Trade Secret | Trade | KOL | KOL061 | Residential |  | Trade Secret | 2021 | 2021
20252-215912-02 | Xcel Energy | 85 | 13781 | IOU | 04513239 | 11.39 | Solar |  |  | Interconnected | Trade Secret | Trade | LOK | LOK093 | Residential |  | Trade Secret | 2021 | 2021
20252-215912-02 | Xcel Energy | 85 | 13781 | IOU | 04513622 | 8.12 | Solar |  |  | Interconnected | Trade Secret | Trade | WIL | WIL082 | Residential |  | Trade Secret | 2021 | 2021
20252-215912-02 | Xcel Energy | 85 | 13781 | IOU | 04513636 | 7.616 | Solar |  |  | Active Application | Trade Secret | Trade | BCR | BCR061 | Residential |  | Trade Secret | 2021
20252-215912-02 | Xcel Energy | 85 | 13781 | IOU | 04513798 | 5 | Solar |  |  | Active Application | Trade Secret | Trade | TWL | TWL089 | Residential |  | Trade Secret | 2021
20252-215912-02 | Xcel Energy | 85 | 13781 | IOU | 04514032 | 3.747 | Solar |  |  | Withdrawn | Trade Secret | Trade | PRR | PRR062 | Residential |  | Trade Secret | 2021
20252-215912-02 | Xcel Energy | 85 | 13781 | IOU | 04514454 | 3.747 | Solar |  |  | Interconnected | Trade Secret | Trade | WAV | WAV021 | Residential |  | Trade Secret | 2021 | 2022
20252-215912-02 | Xcel Energy | 85 | 13781 | IOU | 04514468 | 5.054 | Solar |  |  | Interconnected | Trade Secret | Trade | RWD | RWD081 | Residential |  | Trade Secret | 2021 | 2022
20252-215912-02 | Xcel Energy | 85 | 13781 | IOU | 04514632 | 15.6 | Wind |  |  | Active Application | Trade Secret | Trade | WWK | WWK321 | Residential |  | Trade Secret | 2021
20252-215912-02 | Xcel Energy | 85 | 13781 | IOU | 04514931 | 7.616 | Solar |  |  | Interconnected | Trade Secret | Trade | UPP | UPP085 | Residential |  | Trade Secret | 2021 | 2022
20252-215912-02 | Xcel Energy | 85 | 13781 | IOU | 04515034 | 7.616 | Solar |  |  | Active Application | Trade Secret | Trade | TWL | TWL081 | Residential |  | Trade Secret | 2021
20252-215912-02 | Xcel Energy | 85 | 13781 | IOU | 04515352 | 4.35 | Solar |  |  | Interconnected | Trade Secret | Trade | RLK | RLK072 | Residential |  | Trade Secret | 2021 | 2021
20252-215912-02 | Xcel Energy | 85 | 13781 | IOU | 04515554 | 4.188 | Solar |  |  | Interconnected | Trade Secret | Trade | SOU | SOU061 | Residential |  | Trade Secret | 2021 | 2021
20252-215912-02 | Xcel Energy | 85 | 13781 | IOU | 04515821 | 1000 | Solar |  |  | Withdrawn | Trade Secret | Trade | VIL | VIL021 | Community Solar Garden | Solar*Rewards Community | Trade Secret | 2021
20252-215912-02 | Xcel Energy | 85 | 13781 | IOU | 04515846 | 1000 | Solar |  |  | Active Application | Trade Secret | Trade | DAS | DAS061 | Community Solar Garden | Solar*Rewards Community | Trade Secret | 2023
20252-215912-02 | Xcel Energy | 85 | 13781 | IOU | 04515947 | 7.616 | Solar |  |  | Withdrawn | Trade Secret | Trade | BCR | BCR061 | Residential |  | Trade Secret | 2021
20252-215912-02 | Xcel Energy | 85 | 13781 | IOU | 04516029 | 8.7 | Solar |  |  | Interconnected | Trade Secret | Trade | WES | WES065 | Residential |  | Trade Secret | 2021 | 2022
20252-215912-02 | Xcel Energy | 85 | 13781 | IOU | 04517353 | 3.747 | Solar |  |  | Interconnected | Trade Secret | Trade | WCR | WCR321 | Residential |  | Trade Secret | 2021 | 2021
20252-215912-02 | Xcel Energy | 85 | 13781 | IOU | 04517480 | 5.22 | Solar |  |  | Interconnected | Trade Secret | Trade | WES | WES074 | Residential |  | Trade Secret | 2021 | 2021
20252-215912-02 | Xcel Energy | 85 | 13781 | IOU | 04517590 |  |  |  |  | Active Application | Trade Secret | Trade |  |  | Residential |  | Trade Secret | 2021
20252-215912-02 | Xcel Energy | 85 | 13781 | IOU | 04517664 | 7.616 | Solar |  |  | Active Application | Trade Secret | Trade | SCL | SCL312 | Residential |  | Trade Secret | 2021
20252-215912-02 | Xcel Energy | 85 | 13781 | IOU | 04517786 | 7.54 | Solar |  |  | Interconnected | Trade Secret | Trade | ECK | ECK062 | Residential |  | Trade Secret | 2021 | 2022
20252-215912-02 | Xcel Energy | 85 | 13781 | IOU | 04517816 | 4.537 | Solar |  |  | Interconnected | Trade Secret | Trade | CNC | CNC073 | Residential |  | Trade Secret | 2021 | 2021
20252-215912-02 | Xcel Energy | 85 | 13781 | IOU | 04517866 | 9.994 | Solar |  |  | Interconnected | Trade Secret | Trade | SLP | SLP087 | Residential |  | Trade Secret | 2021 | 2021
20252-215912-02 | Xcel Energy | 85 | 13781 | IOU | 04518361 | 6.38 | Solar |  |  | Interconnected | Trade Secret | Trade | MPK | MPK074 | Residential |  | Trade Secret | 2021 | 2021
20252-215912-02 | Xcel Energy | 85 | 13781 | IOU | 04518443 | 3.747 | Solar |  |  | Interconnected | Trade Secret | Trade | CGR | CGR064 | Residential |  | Trade Secret | 2021 | 2022
20252-215912-02 | Xcel Energy | 85 | 13781 | IOU | 04518494 | 5.054 | Solar |  |  | Interconnected | Trade Secret | Trade | SOU | SOU081 | Residential |  | Trade Secret | 2021 | 2022
20252-215912-02 | Xcel Energy | 85 | 13781 | IOU | 04518515 | 7.625 | Solar |  |  | Interconnected | Trade Secret | Trade | NOF | NOF072 | Residential |  | Trade Secret | 2021 | 2021
20252-215912-02 | Xcel Energy | 85 | 13781 | IOU | 04518638 | 4.8 | Solar |  |  | Interconnected | Trade Secret | Trade | RPO | RPO312 | Residential |  | Trade Secret | 2021 | 2021
20252-215912-02 | Xcel Energy | 85 | 13781 | IOU | 04519005 | 3.747 | Solar |  |  | Interconnected | Trade Secret | Trade | CEL | CEL064 | Residential |  | Trade Secret | 2021 | 2022
20252-215912-02 | Xcel Energy | 85 | 13781 | IOU | 04519021 | 6 | Solar |  |  | Withdrawn | Trade Secret | Trade | TER | TER071 | Residential |  | Trade Secret | 2021
20252-215912-02 | Xcel Energy | 85 | 13781 | IOU | 04519041 | 3.747 | Solar |  |  | Interconnected | Trade Secret | Trade | UPP | UPP086 | Residential |  | Trade Secret | 2021 | 2022
20252-215912-02 | Xcel Energy | 85 | 13781 | IOU | 04519061 | 5.8 | Solar |  |  | Interconnected | Trade Secret | Trade | WSG | WSG061 | Residential |  | Trade Secret | 2021 | 2021
20252-215912-02 | Xcel Energy | 85 | 13781 | IOU | 04519073 | 9.772 | Solar |  |  | Active Application | Trade Secret | Trade | PKL | PKL085 | Residential | Solar*Rewards | Trade Secret | 2021
20252-215912-02 | Xcel Energy | 85 | 13781 | IOU | 04519077 | 9.28 | Solar |  |  | Interconnected | Trade Secret | Trade | APA | APA076 | Residential |  | Trade Secret | 2021 | 2021
20252-215912-02 | Xcel Energy | 85 | 13781 | IOU | 04519339 | 6 | Solar |  |  | Interconnected | Trade Secret | Trade | ECK | ECK061 | Residential |  | Trade Secret | 2021 | 2022
20252-215912-02 | Xcel Energy | 85 | 13781 | IOU | 04519351 | 6.09 | Solar |  |  | Interconnected | Trade Secret | Trade | MPK | MPK071 | Residential |  | Trade Secret | 2021 | 2021
20252-215912-02 | Xcel Energy | 85 | 13781 | IOU | 04519536 | 1000 | Solar |  |  | Withdrawn | Trade Secret | Trade | WIN | WIN043 | Community Solar Garden | Solar*Rewards Community | Trade Secret | 2021
20252-215912-02 | Xcel Energy | 85 | 13781 | IOU | 04519700 | 266.6 | Solar |  |  | Interconnected | Trade Secret | Trade | RPL | RPL061 | Commercial |  | Trade Secret | 2021 | 2021
20252-215912-02 | Xcel Energy | 85 | 13781 | IOU | 04519966 | 5.22 | Solar |  | X | Withdrawn | Trade Secret | Trade | WIN | WIN032 | Residential |  | Trade Secret | 2021
20252-215912-02 | Xcel Energy | 85 | 13781 | IOU | 04520228 | 8.99 | Solar |  |  | Interconnected | Trade Secret | Trade | WES | WES064 | Residential |  | Trade Secret | 2021 | 2022
20252-215912-02 | Xcel Energy | 85 | 13781 | IOU | 04520291 | 6 | Solar |  |  | Interconnected | Trade Secret | Trade | DBL | DBL073 | Residential |  | Trade Secret | 2021 | 2022
20252-215912-02 | Xcel Energy | 85 | 13781 | IOU | 04520351 | 7.616 | Solar |  |  | Interconnected | Trade Secret | Trade | EDA | EDA075 | Residential |  | Trade Secret | 2021 | 2021
20252-215912-02 | Xcel Energy | 85 | 13781 | IOU | 04520369 |  | Solar |  |  | Active Application | Trade Secret | Trade | DBL | DBL073 | Residential | Solar*Rewards | Trade Secret | 2021
20252-215912-02 | Xcel Energy | 85 | 13781 | IOU | 04520370 | 5.054 | Solar |  |  | Active Application | Trade Secret | Trade | UPP | UPP084 | Residential |  | Trade Secret | 2021
20252-215912-02 | Xcel Energy | 85 | 13781 | IOU | 04520823 | 5.22 | Solar |  |  | Interconnected | Trade Secret | Trade | RLK | RLK071 | Residential |  | Trade Secret | 2021 | 2021
20252-215912-02 | Xcel Energy | 85 | 13781 | IOU | 04520825 | 1000 | Solar |  |  | Withdrawn | Trade Secret | Trade | RED | RED091 | Community Solar Garden | Solar*Rewards Community | Trade Secret | 2021
20252-215912-02 | Xcel Energy | 85 | 13781 | IOU | 04520837 | 1000 | Solar |  |  | Withdrawn | Trade Secret | Trade | RED | RED091 | Community Solar Garden | Solar*Rewards Community | Trade Secret | 2021
20252-215912-02 | Xcel Energy | 85 | 13781 | IOU | 04520912 | 1000 | Solar |  |  | Withdrawn | Trade Secret | Trade | YLM | YLM211 | Community Solar Garden | Solar*Rewards Community | Trade Secret | 2021
20252-215912-02 | Xcel Energy | 85 | 13781 | IOU | 04520989 | 1000 | Solar |  |  | Withdrawn | Trade Secret | Trade | RNV | RNV021 | Community Solar Garden | Solar*Rewards Community | Trade Secret | 2021
20252-215912-02 | Xcel Energy | 85 | 13781 | IOU | 04521030 | 1000 | Solar |  |  | Withdrawn | Trade Secret | Trade | YLM | YLM212 | Community Solar Garden | Solar*Rewards Community | Trade Secret | 2021
20252-215912-02 | Xcel Energy | 85 | 13781 | IOU | 04521436 | 8.41 | Solar |  |  | Interconnected | Trade Secret | Trade | SOU | SOU079 | Residential |  | Trade Secret | 2021 | 2020
20252-215912-02 | Xcel Energy | 85 | 13781 | IOU | 04521556 | 3.747 | Solar |  |  | Interconnected | Trade Secret | Trade | RLK | RLK073 | Residential |  | Trade Secret | 2021 | 2022
20252-215912-02 | Xcel Energy | 85 | 13781 | IOU | 04521568 | 7.616 | Solar |  |  | Withdrawn | Trade Secret | Trade | DPN | DPN071 | Residential |  | Trade Secret | 2021
20252-215912-02 | Xcel Energy | 85 | 13781 | IOU | 04521573 | 3.747 | Solar |  |  | Withdrawn | Trade Secret | Trade | SLP | SLP075 | Residential |  | Trade Secret | 2021
20252-215912-02 | Xcel Energy | 85 | 13781 | IOU | 04521587 | 6 | Solar |  |  | Interconnected | Trade Secret | Trade | WIL | WIL085 | Residential |  | Trade Secret | 2021 | 2021
20252-215912-02 | Xcel Energy | 85 | 13781 | IOU | 04521771 | 8.12 | Solar |  |  | Interconnected | Trade Secret | Trade | SOU | SOU061 | Residential |  | Trade Secret | 2021 | 2021
20252-215912-02 | Xcel Energy | 85 | 13781 | IOU | 04521998 | 9.994 | Solar |  |  | Interconnected | Trade Secret | Trade | RAM | RAM064 | Residential |  | Trade Secret | 2021 | 2022
20252-215912-02 | Xcel Energy | 85 | 13781 | IOU | 04522039 | 8.41 | Solar |  |  | Interconnected | Trade Secret | Trade | ALD | ALD097 | Residential |  | Trade Secret | 2021 | 2022
20252-215912-02 | Xcel Energy | 85 | 13781 | IOU | 04522986 | 4.93 | Solar |  |  | Interconnected | Trade Secret | Trade | WIL | WIL063 | Residential |  | Trade Secret | 2021 | 2021
20252-215912-02 | Xcel Energy | 85 | 13781 | IOU | 04522989 | 3.48 | Solar |  |  | Interconnected | Trade Secret | Trade | RIV | RIV063 | Residential |  | Trade Secret | 2021 | 2021
20252-215912-02 | Xcel Energy | 85 | 13781 | IOU | 04523019 | 8.7 | Solar |  |  | Interconnected | Trade Secret | Trade | FRM | FRM062 | Residential |  | Trade Secret | 2021 | 2022
20252-215912-02 | Xcel Energy | 85 | 13781 | IOU | 04523075 | 4.35 |  |  |  | Active Application | Trade Secret | Trade | TWL | TWL078 | Residential |  | Trade Secret | 2021
20252-215912-02 | Xcel Energy | 85 | 13781 | IOU | 04523113 | 7.6 | Solar |  |  | Active Application | Trade Secret | Trade | GSL | GSL074 | Residential |  | Trade Secret | 2021
20252-215912-02 | Xcel Energy | 85 | 13781 | IOU | 04523119 | 7.616 | Solar |  |  | Active Application | Trade Secret | Trade | SHP | SHP062 | Residential |  | Trade Secret | 2021
20252-215912-02 | Xcel Energy | 85 | 13781 | IOU | 04523155 | 7.616 | Solar |  |  | Active Application | Trade Secret | Trade | SHP | SHP062 | Residential |  | Trade Secret | 2021
20252-215912-02 | Xcel Energy | 85 | 13781 | IOU | 04523488 | 10.819 |  |  |  | Active Application | Trade Secret | Trade | WDY | WDY311 | Residential |  | Trade Secret | 2021
20252-215912-02 | Xcel Energy | 85 | 13781 | IOU | 04523545 | 10.578 | Solar |  |  | Interconnected | Trade Secret | Trade | BIS | BIS001 | Residential |  | Trade Secret | 2021 | 2023
20252-215912-02 | Xcel Energy | 85 | 13781 | IOU | 04523790 | 6.96 | Solar |  |  | Interconnected | Trade Secret | Trade | LEX | LEX065 | Residential |  | Trade Secret | 2021 | 2021
20252-215912-02 | Xcel Energy | 85 | 13781 | IOU | 04523851 | 3.747 | Solar |  |  | Interconnected | Trade Secret | Trade | SOU | SOU076 | Residential |  | Trade Secret | 2021 | 2022
20252-215912-02 | Xcel Energy | 85 | 13781 | IOU | 04524224 | 4.188 | Solar |  |  | Interconnected | Trade Secret | Trade | WES | WES076 | Residential |  | Trade Secret | 2021 | 2021
20252-215912-02 | Xcel Energy | 85 | 13781 | IOU | 04524298 | 7.54 | Solar |  |  | Interconnected | Trade Secret | Trade | WES | WES074 | Residential |  | Trade Secret | 2021 | 2021
20252-215912-02 | Xcel Energy | 85 | 13781 | IOU | 04525530 | 5.054 | Solar |  |  | Active Application | Trade Secret | Trade | SLP | SLP084 | Residential |  | Trade Secret | 2021
20252-215912-02 | Xcel Energy | 85 | 13781 | IOU | 04525568 | 5.054 | Solar |  |  | Active Application | Trade Secret | Trade | DBL | DBL068 | Residential |  | Trade Secret | 2022
20252-215912-02 | Xcel Energy | 85 | 13781 | IOU | 04526156 | 6.09 | Solar |  |  | Interconnected | Trade Secret | Trade | AFT | AFT321 | Residential |  | Trade Secret | 2021 | 2021
20252-215912-02 | Xcel Energy | 85 | 13781 | IOU | 04526382 | 3.48 | Solar |  |  | Interconnected | Trade Secret | Trade | SOU | SOU077 | Residential |  | Trade Secret | 2021 | 2021
20252-215912-02 | Xcel Energy | 85 | 13781 | IOU | 04526518 | 80 | Solar |  |  | Interconnected | Trade Secret | Trade | TLK | TLK071 | Commercial |  | Trade Secret | 2021 | 2022
20252-215912-02 | Xcel Energy | 85 | 13781 | IOU | 04526545 | 433.2 | Solar |  |  | Interconnected | Trade Secret | Trade | CEL | CEL064 | Commercial |  | Trade Secret | 2021 | 2022
20252-215912-02 | Xcel Energy | 85 | 13781 | IOU | 04526593 | 2.094 | Solar |  |  | Active Application | Trade Secret | Trade | EDA | EDA067 | Residential | Solar*Rewards | Trade Secret | 2021
20252-215912-02 | Xcel Energy | 85 | 13781 | IOU | 04526906 | 10.15 | Solar |  |  | Interconnected | Trade Secret | Trade | CHE | CHE076 | Residential |  | Trade Secret | 2021 | 2021
20252-215912-02 | Xcel Energy | 85 | 13781 | IOU | 04527425 | 7.54 | Solar |  |  | Interconnected | Trade Secret | Trade | GVW | GVW023 | Residential |  | Trade Secret | 2021 | 2022
20252-215912-02 | Xcel Energy | 85 | 13781 | IOU | 04527531 | 7.25 | Solar |  |  | Interconnected | Trade Secret | Trade | HUG | HUG311 | Residential |  | Trade Secret | 2021 | 2022
20252-215912-02 | Xcel Energy | 85 | 13781 | IOU | 04527615 | 3.747 | Solar |  |  | Interconnected | Trade Secret | Trade | HUG | HUG322 | Residential |  | Trade Secret | 2021 | 2022
20252-215912-02 | Xcel Energy | 85 | 13781 | IOU | 04527631 | 9.994 | Solar |  |  | Withdrawn | Trade Secret | Trade | TLK | TLK067 | Residential |  | Trade Secret | 2021
20252-215912-02 | Xcel Energy | 85 | 13781 | IOU | 04527632 | 12.47 | Solar |  |  | Interconnected | Trade Secret | Trade | OPK | OPK073 | Residential |  | Trade Secret | 2021 | 2021
20252-215912-02 | Xcel Energy | 85 | 13781 | IOU | 04527681 | 6.38 | Solar |  |  | Interconnected | Trade Secret | Trade | CGR | CGR063 | Residential |  | Trade Secret | 2021 | 2021
20252-215912-02 | Xcel Energy | 85 | 13781 | IOU | 04527702 | 13.34 | Solar |  |  | Interconnected | Trade Secret | Trade | LAP | LAP311 | Residential |  | Trade Secret | 2021 | 2024
20252-215912-02 | Xcel Energy | 85 | 13781 | IOU | 04527758 | 1.74 | Solar |  |  | Interconnected | Trade Secret | Trade | PIP | PIP061 | Residential |  | Trade Secret | 2021 | 2022
20252-215912-02 | Xcel Energy | 85 | 13781 | IOU | 04527983 | 6 | Solar |  |  | Interconnected | Trade Secret | Trade | RAM | RAM077 | Residential |  | Trade Secret | 2021 | 2021
20252-215912-02 | Xcel Energy | 85 | 13781 | IOU | 04528037 |  | Solar |  |  | Active Application | Trade Secret | Trade | AFT | AFT322 | Residential | Solar*Rewards | Trade Secret | 2021
20252-215912-02 | Xcel Energy | 85 | 13781 | IOU | 04528666 | 9.994 | Solar |  |  | Interconnected | Trade Secret | Trade | APA | APA068 | Residential |  | Trade Secret | 2021 | 2021
20252-215912-02 | Xcel Energy | 85 | 13781 | IOU | 04528700 | 7.616 | Solar |  |  | Withdrawn | Trade Secret | Trade | UPP | UPP082 | Residential |  | Trade Secret | 2021
20252-215912-02 | Xcel Energy | 85 | 13781 | IOU | 04528704 |  |  |  |  | Active Application | Trade Secret | Trade |  |  | Residential |  | Trade Secret | 2021
20252-215912-02 | Xcel Energy | 85 | 13781 | IOU | 04528710 | 7.616 | Solar |  |  | Interconnected | Trade Secret | Trade | XRD | XRD076 | Residential |  | Trade Secret | 2021 | 2024
20252-215912-02 | Xcel Energy | 85 | 13781 | IOU | 04528725 | 5.054 | Solar |  |  | Interconnected | Trade Secret | Trade | ECK | ECK322 | Residential |  | Trade Secret | 2021 | 2021
20252-215912-02 | Xcel Energy | 85 | 13781 | IOU | 04528737 | 8.016 | Solar |  |  | Withdrawn | Trade Secret | Trade | TLK | TLK061 | Residential |  | Trade Secret | 2021
20252-215912-02 | Xcel Energy | 85 | 13781 | IOU | 04528806 | 8.7 | Solar |  |  | Interconnected | Trade Secret | Trade | WCR | WCR322 | Residential |  | Trade Secret | 2021 | 2021
20252-215912-02 | Xcel Energy | 85 | 13781 | IOU | 04528824 | 3.747 | Solar |  |  | Interconnected | Trade Secret | Trade | LEX | LEX332 | Residential |  | Trade Secret | 2021 | 2022
20252-215912-02 | Xcel Energy | 85 | 13781 | IOU | 04528839 | 5.054 | Solar |  |  | Interconnected | Trade Secret | Trade | OSS | OSS062 | Residential |  | Trade Secret | 2021 | 2021
20252-215912-02 | Xcel Energy | 85 | 13781 | IOU | 04528849 | 9.994 | Solar |  |  | Withdrawn | Trade Secret | Trade | MPK | MPK064 | Residential |  | Trade Secret | 2021
20252-215912-02 | Xcel Energy | 85 | 13781 | IOU | 04528975 |  | Solar |  |  | Active Application | Trade Secret | Trade |  |  | Residential | Solar*Rewards | Trade Secret | 2021
20252-215912-02 | Xcel Energy | 85 | 13781 | IOU | 04529280 | 3.747 | Solar |  |  | Active Application | Trade Secret | Trade | SCL | SCL312 | Residential |  | Trade Secret | 2021
20252-215912-02 | Xcel Energy | 85 | 13781 | IOU | 04529367 | 11.39 | Solar |  |  | Interconnected | Trade Secret | Trade | MEL | MEL078 | Residential |  | Trade Secret | 2021 | 2021
20252-215912-02 | Xcel Energy | 85 | 13781 | IOU | 04529373 | 5.8 | Solar |  |  | Interconnected | Trade Secret | Trade | RIV | RIV076 | Residential |  | Trade Secret | 2021 | 2021
20252-215912-02 | Xcel Energy | 85 | 13781 | IOU | 04529618 |  |  |  |  | Active Application | Trade Secret | Trade | ALK | ALK072 | Residential |  | Trade Secret | 2021
20252-215912-02 | Xcel Energy | 85 | 13781 | IOU | 04530087 | 5.054 | Solar |  |  | Active Application | Trade Secret | Trade | TLK | TLK077 | Residential |  | Trade Secret | 2021
20252-215912-02 | Xcel Energy | 85 | 13781 | IOU | 04530093 | 3.747 | Solar |  |  | Interconnected | Trade Secret | Trade | WCR | WCR322 | Residential |  | Trade Secret | 2021 | 2021
20252-215912-02 | Xcel Energy | 85 | 13781 | IOU | 04530214 | 4.64 | Solar |  |  | Interconnected | Trade Secret | Trade | WIL | WIL073 | Residential |  | Trade Secret | 2021 | 2021
20252-215912-02 | Xcel Energy | 85 | 13781 | IOU | 04530246 |  | Solar |  |  | Active Application | Trade Secret | Trade |  |  | Residential | Solar*Rewards | Trade Secret | 2021
20252-215912-02 | Xcel Energy | 85 | 13781 | IOU | 04530252 | 7.616 | Solar |  |  | Interconnected | Trade Secret | Trade | ALK | ALK067 | Residential |  | Trade Secret | 2021 | 2022
20252-215912-02 | Xcel Energy | 85 | 13781 | IOU | 04535060 | 5.054 | Solar |  |  | Interconnected | Trade Secret | Trade | OAD | OAD071 | Residential |  | Trade Secret | 2021 | 2022
20252-215912-02 | Xcel Energy | 85 | 13781 | IOU | 04535263 | 5.22 | Solar |  |  | Interconnected | Trade Secret | Trade | WES | WES076 | Residential |  | Trade Secret | 2021 | 2021
20252-215912-02 | Xcel Energy | 85 | 13781 | IOU | 04535492 | 6.631 | Solar |  |  | Interconnected | Trade Secret | Trade | STY | STY061 | Residential |  | Trade Secret | 2021 | 2021
20252-215912-02 | Xcel Energy | 85 | 13781 | IOU | 04535691 | 6.38 | Solar |  |  | Interconnected | Trade Secret | Trade | SLP | SLP074 | Residential |  | Trade Secret | 2021 | 2021
20252-215912-02 | Xcel Energy | 85 | 13781 | IOU | 04535751 | 15.6 | Wind |  |  | Interconnected | Trade Secret | Trade | PIP | PIP090 | Residential |  | Trade Secret | 2021 | 2023
20252-215912-02 | Xcel Energy | 85 | 13781 | IOU | 04536338 |  | Solar |  |  | Active Application | Trade Secret | Trade | OSS | OSS077 | Residential | Solar*Rewards | Trade Secret | 2021
20252-215912-02 | Xcel Energy | 85 | 13781 | IOU | 04536346 |  | Solar |  |  | Active Application | Trade Secret | Trade |  |  | Residential | Solar*Rewards | Trade Secret | 2021
20252-215912-02 | Xcel Energy | 85 | 13781 | IOU | 04536539 | 10.32 | Solar |  |  | Interconnected | Trade Secret | Trade | CEL | CEL064 | Residential |  | Trade Secret | 2021 | 2021
20252-215912-02 | Xcel Energy | 85 | 13781 | IOU | 04536546 | 5 | Solar |  |  | Interconnected | Trade Secret | Trade | TER | TER081 | Commercial |  | Trade Secret | 2022 | 2022
20252-215912-02 | Xcel Energy | 85 | 13781 | IOU | 04537042 | 8.98 | Solar |  |  | Interconnected | Trade Secret | Trade | CHE | CHE065 | Residential |  | Trade Secret | 2021 | 2021
20252-215912-02 | Xcel Energy | 85 | 13781 | IOU | 04537216 | 4.188 | Solar |  |  | Interconnected | Trade Secret | Trade | SOU | SOU086 | Residential |  | Trade Secret | 2021 | 2021
20252-215912-02 | Xcel Energy | 85 | 13781 | IOU | 04537258 | 1000 | Solar |  |  | Active Application | Trade Secret | Trade |  |  | Community Solar Garden | Solar*Rewards Community | Trade Secret | 2021
20252-215912-02 | Xcel Energy | 85 | 13781 | IOU | 04537374 | 5 | Storage |  |  | Interconnected | Trade Secret | Trade | HUG | HUG321 | Residential |  | Trade Secret | 2021 | 2022
20252-215912-02 | Xcel Energy | 85 | 13781 | IOU | 04537440 | 1000 | Solar |  |  | Withdrawn | Trade Secret | Trade | LSP | LSP021 | Community Solar Garden | Solar*Rewards Community | Trade Secret | 2022
20252-215912-02 | Xcel Energy | 85 | 13781 | IOU | 04537564 | 16.24 | Solar |  |  | Active Application | Trade Secret | Trade | CHI | CHI311 | Residential |  | Trade Secret | 2021
20252-215912-02 | Xcel Energy | 85 | 13781 | IOU | 04537566 | 6.09 | Solar |  |  | Interconnected | Trade Secret | Trade | OAD | OAD063 | Residential |  | Trade Secret | 2021 | 2021
20252-215912-02 | Xcel Energy | 85 | 13781 | IOU | 04537672 | 8.99 | Solar |  |  | Interconnected | Trade Secret | Trade | SLP | SLP074 | Residential |  | Trade Secret | 2021 | 2021
20252-215912-02 | Xcel Energy | 85 | 13781 | IOU | 04538476 | 3.747 | Solar |  |  | Interconnected | Trade Secret | Trade | SLP | SLP075 | Residential |  | Trade Secret | 2021 | 2023
20252-215912-02 | Xcel Energy | 85 | 13781 | IOU | 04538868 | 7.616 | Solar |  |  | Withdrawn | Trade Secret | Trade | SCL | SCL322 | Residential |  | Trade Secret | 2021
20252-215912-02 | Xcel Energy | 85 | 13781 | IOU | 04539135 | 600 | Solar |  |  | Withdrawn | Trade Secret | Trade |  |  | Community Solar Garden | Solar*Rewards Community | Trade Secret | 2021
20252-215912-02 | Xcel Energy | 85 | 13781 | IOU | 04539514 | 5.22 | Solar |  |  | Interconnected | Trade Secret | Trade | MPK | MPK074 | Residential |  | Trade Secret | 2021 | 2021
20252-215912-02 | Xcel Energy | 85 | 13781 | IOU | 04539957 | 3.141 | Solar |  | X | Interconnected | Trade Secret | Trade | ECK | ECK062 | Residential |  | Trade Secret | 2021 | 2021
20252-215912-02 | Xcel Energy | 85 | 13781 | IOU | 04539958 |  |  |  |  | Active Application | Trade Secret | Trade |  |  | Residential |  | Trade Secret | 2021
20252-215912-02 | Xcel Energy | 85 | 13781 | IOU | 04539964 | 9.994 | Solar |  |  | Interconnected | Trade Secret | Trade | GLK | GLK062 | Residential |  | Trade Secret | 2021 | 2022
20252-215912-02 | Xcel Energy | 85 | 13781 | IOU | 04540479 | 8.376 | Solar |  |  | Interconnected | Trade Secret | Trade | HUG | HUG321 | Residential |  | Trade Secret | 2021 | 2021
20252-215912-02 | Xcel Energy | 85 | 13781 | IOU | 04540556 |  |  |  |  | Withdrawn | Trade Secret | Trade |  |  | Residential |  | Trade Secret | 2021
20252-215912-02 | Xcel Energy | 85 | 13781 | IOU | 04540702 | 7.616 | Solar |  |  | Active Application | Trade Secret | Trade | SLP | SLP083 | Residential |  | Trade Secret | 2021
20252-215912-02 | Xcel Energy | 85 | 13781 | IOU | 04540724 | 8.41 | Solar |  | X | Interconnected | Trade Secret | Trade | MPK | MPK071 | Residential |  | Trade Secret | 2021 | 2022
20252-215912-02 | Xcel Energy | 85 | 13781 | IOU | 04540771 | 4.35 | Solar |  |  | Interconnected | Trade Secret | Trade | MPK | MPK082 | Residential |  | Trade Secret | 2021 | 2021
20252-215912-02 | Xcel Energy | 85 | 13781 | IOU | 04541100 | 5 | Solar |  |  | Active Application | Trade Secret | Trade | SWN | SWN022 | Residential | Solar*Rewards | Trade Secret | 2021
20252-215912-02 | Xcel Energy | 85 | 13781 | IOU | 04541178 | 12 | Solar |  |  | Interconnected | Trade Secret | Trade | RPO | RPO311 | Residential |  | Trade Secret | 2021 | 2021
20252-215912-02 | Xcel Energy | 85 | 13781 | IOU | 04543044 | 10.578 | Solar |  |  | Interconnected | Trade Secret | Trade | TWL | TWL075 | Residential |  | Trade Secret | 2021 | 2022
20252-215912-02 | Xcel Energy | 85 | 13781 | IOU | 04543057 | 9.28 | Solar |  |  | Active Application | Trade Secret | Trade | CHI | CHI311 | Residential |  | Trade Secret | 2021
20252-215912-02 | Xcel Energy | 85 | 13781 | IOU | 04543118 | 5.054 | Solar |  |  | Withdrawn | Trade Secret | Trade | WIL | WIL062 | Residential |  | Trade Secret | 2021
20252-215912-02 | Xcel Energy | 85 | 13781 | IOU | 04543148 | 9.994 | Solar |  |  | Withdrawn | Trade Secret | Trade | MOL | MOL066 | Residential |  | Trade Secret | 2021
20252-215912-02 | Xcel Energy | 85 | 13781 | IOU | 04543163 | 6 | Solar |  |  | Interconnected | Trade Secret | Trade | MEL | MEL075 | Residential |  | Trade Secret | 2021 | 2023
20252-215912-02 | Xcel Energy | 85 | 13781 | IOU | 04543326 | 3.747 | Solar |  |  | Active Application | Trade Secret | Trade | FSL | FSL311 | Residential |  | Trade Secret | 2021
20252-215912-02 | Xcel Energy | 85 | 13781 | IOU | 04543521 |  |  |  |  | Active Application | Trade Secret | Trade |  |  | Residential |  | Trade Secret | 2021
20252-215912-02 | Xcel Energy | 85 | 13781 | IOU | 04543782 | 5.8 | Solar |  |  | Interconnected | Trade Secret | Trade | APA | APA075 | Residential |  | Trade Secret | 2021 | 2021
20252-215912-02 | Xcel Energy | 85 | 13781 | IOU | 04543907 | 5.12 | Storage |  |  | Interconnected | Trade Secret | Trade | RPO | RPO312 | Residential |  | Trade Secret | 2021 | 2021
20252-215912-02 | Xcel Energy | 85 | 13781 | IOU | 04544786 | 7.25 | Solar |  |  | Interconnected | Trade Secret | Trade | CTR | CTR031 | Residential |  | Trade Secret | 2021 | 2021
20252-215912-02 | Xcel Energy | 85 | 13781 | IOU | 04544840 | 10.47 | Solar |  |  | Interconnected | Trade Secret | Trade | MEL | MEL075 | Residential |  | Trade Secret | 2021 | 2021
20252-215912-02 | Xcel Energy | 85 | 13781 | IOU | 04544846 | 13.05 | Solar |  |  | Withdrawn | Trade Secret | Trade | AFT | AFT321 | Residential |  | Trade Secret | 2021
20252-215912-02 | Xcel Energy | 85 | 13781 | IOU | 04545069 |  |  |  |  | Active Application | Trade Secret | Trade |  |  | Residential |  | Trade Secret | 2021
20252-215912-02 | Xcel Energy | 85 | 13781 | IOU | 04545072 | 86.4 |  |  |  | Active Application | Trade Secret | Trade | CRL | CRL031 | Commercial |  | Trade Secret | 2021
20252-215912-02 | Xcel Energy | 85 | 13781 | IOU | 04545222 | 8.12 | Solar |  |  | Interconnected | Trade Secret | Trade | BEL | BEL061 | Residential |  | Trade Secret | 2021 | 2022
20252-215912-02 | Xcel Energy | 85 | 13781 | IOU | 04545247 | 919.95 | Solar |  |  | Active Application | Trade Secret | Trade | SMT | SMT063 | Commercial |  | Trade Secret | 2021
20252-215912-02 | Xcel Energy | 85 | 13781 | IOU | 04545288 | 38.02 | Solar |  |  | Interconnected | Trade Secret | Trade | SLP | SLP083 | Commercial |  | Trade Secret | 2021 | 2024
20252-215912-02 | Xcel Energy | 85 | 13781 | IOU | 04545312 | 5.8 | Solar |  |  | Interconnected | Trade Secret | Trade | OSS | OSS065 | Residential |  | Trade Secret | 2021 | 2022
20252-215912-02 | Xcel Energy | 85 | 13781 | IOU | 04545354 | 9.28 | Solar |  |  | Interconnected | Trade Secret | Trade | LOK | LOK062 | Residential |  | Trade Secret | 2021 | 2021
20252-215912-02 | Xcel Energy | 85 | 13781 | IOU | 04547561 |  |  |  |  | Active Application | Trade Secret | Trade |  |  | Residential |  | Trade Secret | 2021
20252-215912-02 | Xcel Energy | 85 | 13781 | IOU | 04547791 | 6.67 | Solar |  |  | Interconnected | Trade Secret | Trade | ALK | ALK072 | Residential |  | Trade Secret | 2021 | 2021
20252-215912-02 | Xcel Energy | 85 | 13781 | IOU | 04548345 | 11.39 | Solar |  |  | Interconnected | Trade Secret | Trade | TWL | TWL066 | Residential |  | Trade Secret | 2021 | 2022
20252-215912-02 | Xcel Energy | 85 | 13781 | IOU | 04548387 | 9.994 | Solar |  |  | Withdrawn | Trade Secret | Trade | RRK | RRK064 | Residential |  | Trade Secret | 2021
20252-215912-02 | Xcel Energy | 85 | 13781 | IOU | 04548432 | 3.747 | Solar |  |  | Withdrawn | Trade Secret | Trade | SOU | SOU081 | Residential |  | Trade Secret | 2021
20252-215912-02 | Xcel Energy | 85 | 13781 | IOU | 04548529 |  | Solar |  |  | Active Application | Trade Secret | Trade |  |  | Community Solar Garden | Solar*Rewards Community | Trade Secret | 2021
20252-215912-02 | Xcel Energy | 85 | 13781 | IOU | 04548585 | 6.67 | Solar |  |  | Interconnected | Trade Secret | Trade | AFT | AFT314 | Residential |  | Trade Secret | 2021 | 2021
20252-215912-02 | Xcel Energy | 85 | 13781 | IOU | 04548592 | 11.39 | Solar |  |  | Active Application | Trade Secret | Trade | WAS | WAS092 | Residential |  | Trade Secret | 2021
20252-215912-02 | Xcel Energy | 85 | 13781 | IOU | 04548620 | 160 | Solar |  |  | Interconnected | Trade Secret | Trade | WRR | WRR081 | Commercial |  | Trade Secret | 2022 | 2023
20252-215912-02 | Xcel Energy | 85 | 13781 | IOU | 04548649 | 16.054 | Solar |  |  | Interconnected | Trade Secret | Trade | LLK | LLK071 | Residential |  | Trade Secret | 2021 | 2022
20252-215912-02 | Xcel Energy | 85 | 13781 | IOU | 04548708 | 9.28 | Solar |  |  | Withdrawn | Trade Secret | Trade | FRA | FRA001 | Residential |  | Trade Secret | 2021
20252-215912-02 | Xcel Energy | 85 | 13781 | IOU | 04548714 | 15.232 | Solar |  |  | Interconnected | Trade Secret | Trade | WCR | WCR063 | Residential |  | Trade Secret | 2021 | 2022
20252-215912-02 | Xcel Energy | 85 | 13781 | IOU | 04548799 | 3.77 | Solar |  |  | Interconnected | Trade Secret | Trade | WES | WES073 | Residential |  | Trade Secret | 2021 | 2021
20252-215912-02 | Xcel Energy | 85 | 13781 | IOU | 04548821 | 8.027 | Solar |  |  | Interconnected | Trade Secret | Trade | AFT | AFT321 | Residential |  | Trade Secret | 2021 | 2021
20252-215912-02 | Xcel Energy | 85 | 13781 | IOU | 04548921 | 5 |  |  |  | Active Application | Trade Secret | Trade | OAD | OAD071 | Residential |  | Trade Secret | 2021
20252-215912-02 | Xcel Energy | 85 | 13781 | IOU | 04548961 | 6.38 | Solar |  |  | Interconnected | Trade Secret | Trade | EDA | EDA089 | Residential |  | Trade Secret | 2021 | 2021
20252-215912-02 | Xcel Energy | 85 | 13781 | IOU | 04549109 |  |  |  |  | Active Application | Trade Secret | Trade |  |  | Residential |  | Trade Secret | 2021
20252-215912-02 | Xcel Energy | 85 | 13781 | IOU | 04549810 | 11.168 | Solar |  |  | Interconnected | Trade Secret | Trade | LAP | LAP311 | Residential |  | Trade Secret | 2021 | 2022
20252-215912-02 | Xcel Energy | 85 | 13781 | IOU | 04549967 | 5.22 | Solar |  |  | Interconnected | Trade Secret | Trade | CEL | CEL066 | Residential |  | Trade Secret | 2021 | 2021
20252-215912-02 | Xcel Energy | 85 | 13781 | IOU | 04550028 | 7.54 | Solar |  | X | Interconnected | Trade Secret | Trade | HOL | HOL061 | Residential |  | Trade Secret | 2021 | 2021
20252-215912-02 | Xcel Energy | 85 | 13781 | IOU | 04550110 | 6 | Solar |  |  | Active Application | Trade Secret | Trade | HWW | HWW062 | Residential |  | Trade Secret | 2021
20252-215912-02 | Xcel Energy | 85 | 13781 | IOU | 04550127 | 2.88 | Solar |  |  | Interconnected | Trade Secret | Trade | TLK | TLK061 | Residential |  | Trade Secret | 2021 | 2021
20252-215912-02 | Xcel Energy | 85 | 13781 | IOU | 04550172 | 6.09 | Solar |  |  | Interconnected | Trade Secret | Trade | WIL | WIL074 | Residential |  | Trade Secret | 2021 | 2021
20252-215912-02 | Xcel Energy | 85 | 13781 | IOU | 04550213 | 6.38 | Solar |  |  | Interconnected | Trade Secret | Trade | RAM | RAM061 | Residential |  | Trade Secret | 2021 | 2021
20252-215912-02 | Xcel Energy | 85 | 13781 | IOU | 04550302 | 43.2 | Solar |  |  | Interconnected | Trade Secret | Trade | LOK | LOK061 | Commercial |  | Trade Secret | 2021 | 2022
20252-215912-02 | Xcel Energy | 85 | 13781 | IOU | 04550314 | 4.35 | Solar |  |  | Active Application | Trade Secret | Trade | CHI | CHI311 | Residential |  | Trade Secret | 2021
20252-215912-02 | Xcel Energy | 85 | 13781 | IOU | 04550416 | 3.747 |  |  |  | Active Application | Trade Secret | Trade | HWW | HWW074 | Residential |  | Trade Secret | 2021
20252-215912-02 | Xcel Energy | 85 | 13781 | IOU | 04550445 | 6 | Solar |  |  | Active Application | Trade Secret | Trade | DBL | DBL063 | Residential |  | Trade Secret | 2021
20252-215912-02 | Xcel Energy | 85 | 13781 | IOU | 04550736 | 5 |  |  |  | Active Application | Trade Secret | Trade | TWL | TWL081 | Residential |  | Trade Secret | 2021
20252-215912-02 | Xcel Energy | 85 | 13781 | IOU | 04552043 | 6.96 | Solar |  |  | Interconnected | Trade Secret | Trade | EDA | EDA067 | Residential |  | Trade Secret | 2021 | 2021
20252-215912-02 | Xcel Energy | 85 | 13781 | IOU | 04552060 | 7.25 | Solar |  | X | Interconnected | Trade Secret | Trade | TWL | TWL073 | Residential |  | Trade Secret | 2021 | 2021
20252-215912-02 | Xcel Energy | 85 | 13781 | IOU | 04552237 | 6 | Solar |  |  | Active Application | Trade Secret | Trade | RPL | RPL064 | Residential |  | Trade Secret | 2021
20252-215912-02 | Xcel Energy | 85 | 13781 | IOU | 04552261 | 5.8 | Solar |  |  | Interconnected | Trade Secret | Trade | OAD | OAD071 | Residential |  | Trade Secret | 2021 | 2021
20252-215912-02 | Xcel Energy | 85 | 13781 | IOU | 04552372 | 6.98 | Solar |  |  | Interconnected | Trade Secret | Trade | UPP | UPP085 | Residential |  | Trade Secret | 2021 | 2022
20252-215912-02 | Xcel Energy | 85 | 13781 | IOU | 04553198 | 5 | Solar |  |  | Active Application | Trade Secret | Trade | TWL | TWL081 | Residential |  | Trade Secret | 2021
20252-215912-02 | Xcel Energy | 85 | 13781 | IOU | 04553622 | 4.06 | Solar |  |  | Interconnected | Trade Secret | Trade | WES | WES076 | Residential |  | Trade Secret | 2021 | 2021
20252-215912-02 | Xcel Energy | 85 | 13781 | IOU | 04553811 | 7.54 | Solar |  | X | Interconnected | Trade Secret | Trade | SLP | SLP092 | Residential |  | Trade Secret | 2021 | 2021
20252-215912-02 | Xcel Energy | 85 | 13781 | IOU | 04554024 | 7.616 | Solar |  |  | Interconnected | Trade Secret | Trade | CRL | CRL065 | Residential |  | Trade Secret | 2021 | 2022
20252-215912-02 | Xcel Energy | 85 | 13781 | IOU | 04554136 | 7.616 | Solar |  |  | Interconnected | Trade Secret | Trade | MEL | MEL061 | Residential |  | Trade Secret | 2021 | 2021
20252-215912-02 | Xcel Energy | 85 | 13781 | IOU | 04554826 | 3.19 | Solar |  |  | Interconnected | Trade Secret | Trade | SOU | SOU063 | Residential |  | Trade Secret | 2021 | 2021
20252-215912-02 | Xcel Energy | 85 | 13781 | IOU | 04554939 | 2.094 | Solar |  |  | Interconnected | Trade Secret | Trade | HWW | HWW072 | Residential |  | Trade Secret | 2021 | 2022
20252-215912-02 | Xcel Energy | 85 | 13781 | IOU | 04554965 | 6 | Solar |  |  | Interconnected | Trade Secret | Trade | TWL | TWL071 | Residential |  | Trade Secret | 2021 | 2022
20252-215912-02 | Xcel Energy | 85 | 13781 | IOU | 04555014 | 5 | Solar |  |  | Active Application | Trade Secret | Trade | SLP | SLP071 | Residential |  | Trade Secret | 2021
20252-215912-02 | Xcel Energy | 85 | 13781 | IOU | 04555097 | 3.747 | Solar |  |  | Interconnected | Trade Secret | Trade | OPK | OPK065 | Residential |  | Trade Secret | 2021 | 2022
20252-215912-02 | Xcel Energy | 85 | 13781 | IOU | 04555116 | 7.616 | Solar |  |  | Withdrawn | Trade Secret | Trade | RRK | RRK063 | Residential |  | Trade Secret | 2021
20252-215912-02 | Xcel Energy | 85 | 13781 | IOU | 04555139 | 2.962 | Solar |  |  | Withdrawn | Trade Secret | Trade | TER | TER071 | Residential |  | Trade Secret | 2021
20252-215912-02 | Xcel Energy | 85 | 13781 | IOU | 04555155 | 2.962 | Solar |  |  | Withdrawn | Trade Secret | Trade | SLP | SLP083 | Residential |  | Trade Secret | 2021
20252-215912-02 | Xcel Energy | 85 | 13781 | IOU | 04555190 | 5 | Solar |  |  | Interconnected | Trade Secret | Trade | FAB | FAB071 | Residential |  | Trade Secret | 2021 | 2022
20252-215912-02 | Xcel Energy | 85 | 13781 | IOU | 04555317 | 76.56 | Solar |  |  | Active Application | Trade Secret | Trade | HSN | HSN322 | Residential | Solar*Rewards | Trade Secret | 2021
20252-215912-02 | Xcel Energy | 85 | 13781 | IOU | 04555325 | 7.616 | Solar |  |  | Interconnected | Trade Secret | Trade | SCL | SCL312 | Residential |  | Trade Secret | 2021 | 2022
20252-215912-02 | Xcel Energy | 85 | 13781 | IOU | 04555349 | 5 | Solar |  |  | Interconnected | Trade Secret | Trade | MEL | MEL072 | Residential |  | Trade Secret | 2021 | 2022
20252-215912-02 | Xcel Energy | 85 | 13781 | IOU | 04555361 | 5.054 | Solar |  |  | Interconnected | Trade Secret | Trade | MOL | MOL064 | Residential |  | Trade Secret | 2021 | 2023
20252-215912-02 | Xcel Energy | 85 | 13781 | IOU | 04555364 | 10.47 | Solar |  |  | Interconnected | Trade Secret | Trade | MEL | MEL088 | Residential |  | Trade Secret | 2021 | 2022
20252-215912-02 | Xcel Energy | 85 | 13781 | IOU | 04555389 | 7.616 | Solar |  |  | Withdrawn | Trade Secret | Trade | WIL | WIL089 | Residential |  | Trade Secret | 2021
20252-215912-02 | Xcel Energy | 85 | 13781 | IOU | 04555404 | 3.747 | Solar |  |  | Interconnected | Trade Secret | Trade | RPL | RPL063 | Residential |  | Trade Secret | 2021 | 2022
20252-215912-02 | Xcel Energy | 85 | 13781 | IOU | 04555477 | 11.39 | Solar |  |  | Withdrawn | Trade Secret | Trade | OPK | OPK077 | Residential |  | Trade Secret | 2021
20252-215912-02 | Xcel Energy | 85 | 13781 | IOU | 04555882 |  | Solar |  |  | Active Application | Trade Secret | Trade |  |  | Residential | Solar*Rewards | Trade Secret | 2021
20252-215912-02 | Xcel Energy | 85 | 13781 | IOU | 04555883 |  | Solar |  |  | Active Application | Trade Secret | Trade |  |  | Residential | Solar*Rewards | Trade Secret | 2021
20252-215912-02 | Xcel Energy | 85 | 13781 | IOU | 04556368 | 5.8 | Solar |  |  | Interconnected | Trade Secret | Trade | TER | TER061 | Residential |  | Trade Secret | 2021 | 2022
20252-215912-02 | Xcel Energy | 85 | 13781 | IOU | 04556591 | 10.15 | Solar |  |  | Interconnected | Trade Secret | Trade | SLP | SLP086 | Residential |  | Trade Secret | 2021 | 2021
20252-215912-02 | Xcel Energy | 85 | 13781 | IOU | 04557177 | 3.747 | Solar |  |  | Withdrawn | Trade Secret | Trade | UPP | UPP084 | Residential |  | Trade Secret | 2021
20252-215912-02 | Xcel Energy | 85 | 13781 | IOU | 04557211 | 7.616 | Solar |  |  | Interconnected | Trade Secret | Trade | GLK | GLK074 | Residential |  | Trade Secret | 2021 | 2022
20252-215912-02 | Xcel Energy | 85 | 13781 | IOU | 04557252 | 5.054 | Solar |  |  | Withdrawn | Trade Secret | Trade | SLP | SLP084 | Residential |  | Trade Secret | 2021
20252-215912-02 | Xcel Energy | 85 | 13781 | IOU | 04557707 | 3.747 | Solar |  |  | Active Application | Trade Secret | Trade | GAY | GAY002 | Residential |  | Trade Secret | 2021
20252-215912-02 | Xcel Energy | 85 | 13781 | IOU | 04557813 | 11.39 | Solar |  |  | Active Application | Trade Secret | Trade | CHE | CHE065 | Residential |  | Trade Secret | 2021
20252-215912-02 | Xcel Energy | 85 | 13781 | IOU | 04558119 | 7.616 | Solar |  |  | Withdrawn | Trade Secret | Trade | RPO | RPO312 | Residential | Solar*Rewards | Trade Secret | 2021
20252-215912-02 | Xcel Energy | 85 | 13781 | IOU | 04558241 | 6 | Solar |  |  | Active Application | Trade Secret | Trade | TSS | TSS061 | Residential |  | Trade Secret | 2021
20252-215912-02 | Xcel Energy | 85 | 13781 | IOU | 04558460 | 7.616 | Solar |  |  | Interconnected | Trade Secret | Trade | RWD | RWD063 | Residential |  | Trade Secret | 2021 | 2022
20252-215912-02 | Xcel Energy | 85 | 13781 | IOU | 04558611 | 11.39 |  |  |  | Active Application | Trade Secret | Trade | CHE | CHE065 | Residential |  | Trade Secret | 2021
20252-215912-02 | Xcel Energy | 85 | 13781 | IOU | 04558822 | 7.54 | Solar |  |  | Interconnected | Trade Secret | Trade | MPK | MPK082 | Residential |  | Trade Secret | 2021 | 2021
20252-215912-02 | Xcel Energy | 85 | 13781 | IOU | 04558982 | 3.747 | Solar |  |  | Interconnected | Trade Secret | Trade | WCR | WCR061 | Residential |  | Trade Secret | 2021 | 2022
20252-215912-02 | Xcel Energy | 85 | 13781 | IOU | 04559045 |  |  |  |  | Active Application | Trade Secret | Trade |  |  | Residential |  | Trade Secret | 2021
20252-215912-02 | Xcel Energy | 85 | 13781 | IOU | 04559047 | 1 |  |  |  | Active Application | Trade Secret | Trade | SCL | SCL312 | Residential |  | Trade Secret | 2021
20252-215912-02 | Xcel Energy | 85 | 13781 | IOU | 04559199 | 7.616 | Solar |  |  | Interconnected | Trade Secret | Trade | ALD | ALD072 | Residential |  | Trade Secret | 2021 | 2024
20252-215912-02 | Xcel Energy | 85 | 13781 | IOU | 04559204 | 8.962 | Solar |  |  | Interconnected | Trade Secret | Trade | TWL | TWL078 | Residential |  | Trade Secret | 2021 | 2021
20252-215912-02 | Xcel Energy | 85 | 13781 | IOU | 04559631 | 11.866 | Solar |  |  | Interconnected | Trade Secret | Trade | RMT | RMT321 | Residential |  | Trade Secret | 2021 | 2022
20252-215912-02 | Xcel Energy | 85 | 13781 | IOU | 04559946 | 5 | Solar |  |  | Withdrawn | Trade Secret | Trade | RPL | RPL064 | Residential |  | Trade Secret | 2021
20252-215912-02 | Xcel Energy | 85 | 13781 | IOU | 04560003 | 3.747 | Solar |  |  | Interconnected | Trade Secret | Trade | BRP | BRP063 | Residential |  | Trade Secret | 2021 | 2022
20252-215912-02 | Xcel Energy | 85 | 13781 | IOU | 04560022 | 6 | Solar |  |  | Withdrawn | Trade Secret | Trade | MDT | MDT077 | Residential |  | Trade Secret | 2021
20252-215912-02 | Xcel Energy | 85 | 13781 | IOU | 04560039 | 3.747 | Solar |  |  | Withdrawn | Trade Secret | Trade | IDA | IDA072 | Residential |  | Trade Secret | 2021
20252-215912-02 | Xcel Energy | 85 | 13781 | IOU | 04560501 | 5.054 | Solar |  |  | Interconnected | Trade Secret | Trade | UPP | UPP084 | Residential |  | Trade Secret | 2021 | 2022
20252-215912-02 | Xcel Energy | 85 | 13781 | IOU | 04560569 |  |  |  |  | Active Application | Trade Secret | Trade |  |  | Residential |  | Trade Secret | 2021
20252-215912-02 | Xcel Energy | 85 | 13781 | IOU | 04560646 |  | Solar |  |  | Active Application | Trade Secret | Trade |  |  | Residential | Solar*Rewards | Trade Secret | 2021
20252-215912-02 | Xcel Energy | 85 | 13781 | IOU | 04560757 | 4.93 | Solar |  |  | Interconnected | Trade Secret | Trade | RWD | RWD062 | Residential |  | Trade Secret | 2021 | 2021
20252-215912-02 | Xcel Energy | 85 | 13781 | IOU | 04560994 |  |  |  |  | Active Application | Trade Secret | Trade |  |  | Residential |  | Trade Secret | 2021
20252-215912-02 | Xcel Energy | 85 | 13781 | IOU | 04561249 | 4.93 | Solar |  |  | Interconnected | Trade Secret | Trade | WYO | WYO021 | Residential |  | Trade Secret | 2021 | 2021
20252-215912-02 | Xcel Energy | 85 | 13781 | IOU | 04561425 | 8.12 | Solar |  |  | Interconnected | Trade Secret | Trade | WSG | WSG063 | Residential |  | Trade Secret | 2021 | 2021
20252-215912-02 | Xcel Energy | 85 | 13781 | IOU | 04561713 | 6.282 | Solar |  | X | Active Application | Trade Secret | Trade | ZUM | ZUM021 | Residential |  | Trade Secret | 2021
20252-215912-02 | Xcel Energy | 85 | 13781 | IOU | 04561904 | 5.584 | Solar |  |  | Interconnected | Trade Secret | Trade | SOU | SOU064 | Residential |  | Trade Secret | 2021 | 2021
20252-215912-02 | Xcel Energy | 85 | 13781 | IOU | 04562224 | 7.616 | Solar |  |  | Active Application | Trade Secret | Trade | LAB | LAB311 | Residential | Solar*Rewards | Trade Secret | 2021
20252-215912-02 | Xcel Energy | 85 | 13781 | IOU | 04562859 | 7.616 | Solar |  |  | Active Application | Trade Secret | Trade | LAB | LAB311 | Residential | Solar*Rewards | Trade Secret | 2021
20252-215912-02 | Xcel Energy | 85 | 13781 | IOU | 04562860 | 7.616 | Solar |  |  | Active Application | Trade Secret | Trade | LAB | LAB311 | Residential | Solar*Rewards | Trade Secret | 2021
20252-215912-02 | Xcel Energy | 85 | 13781 | IOU | 04563361 | 3.747 |  |  |  | Active Application | Trade Secret | Trade | HWW | HWW072 | Residential |  | Trade Secret | 2021
20252-215912-02 | Xcel Energy | 85 | 13781 | IOU | 04563820 | 8.41 | Solar |  |  | Withdrawn | Trade Secret | Trade | RAP | RAP081 | Residential |  | Trade Secret | 2021
20252-215912-02 | Xcel Energy | 85 | 13781 | IOU | 04564823 | 6.96 | Solar |  |  | Interconnected | Trade Secret | Trade | BRP | BRP063 | Residential |  | Trade Secret | 2021 | 2021
20252-215912-02 | Xcel Energy | 85 | 13781 | IOU | 04565379 |  |  |  |  | Active Application | Trade Secret | Trade |  |  | Residential |  | Trade Secret | 2021
20252-215912-02 | Xcel Energy | 85 | 13781 | IOU | 04565706 | 2.962 | Solar |  |  | Active Application | Trade Secret | Trade | RIV | RIV073 | Residential |  | Trade Secret | 2021
20252-215912-02 | Xcel Energy | 85 | 13781 | IOU | 04565781 | 1775 | Solar |  |  | Active Application | Trade Secret | Trade | MPK | MPK071 | Commercial |  | Trade Secret | 2021
20252-215912-02 | Xcel Energy | 85 | 13781 | IOU | 04565906 |  | Solar |  |  | Active Application | Trade Secret | Trade |  |  | Residential | Solar*Rewards | Trade Secret | 2021
20252-215912-02 | Xcel Energy | 85 | 13781 | IOU | 04565991 | 10.47 | Solar |  |  | Interconnected | Trade Secret | Trade | ALD | ALD088 | Residential |  | Trade Secret | 2021 | 2021
20252-215912-02 | Xcel Energy | 85 | 13781 | IOU | 04565992 |  | Solar |  |  | Active Application | Trade Secret | Trade |  |  | Residential | Solar*Rewards | Trade Secret | 2021
20252-215912-02 | Xcel Energy | 85 | 13781 | IOU | 04566032 | 4.64 | Solar |  |  | Withdrawn | Trade Secret | Trade | DND | DND061 | Residential |  | Trade Secret | 2021
20252-215912-02 | Xcel Energy | 85 | 13781 | IOU | 04566630 | 6 | Solar |  |  | Active Application | Trade Secret | Trade | NOF | NOF061 | Residential |  | Trade Secret | 2021
20252-215912-02 | Xcel Energy | 85 | 13781 | IOU | 04566892 | 7.68 | Solar |  |  | Active Application | Trade Secret | Trade | WSG | WSG076 | Residential |  | Trade Secret | 2021
20252-215912-02 | Xcel Energy | 85 | 13781 | IOU | 04566923 | 11.559 | Solar |  |  | Interconnected | Trade Secret | Trade | LEX | LEX074 | Residential |  | Trade Secret | 2021 | 2023
20252-215912-02 | Xcel Energy | 85 | 13781 | IOU | 04567166 | 933 | Solar |  |  | Active Application | Trade Secret | Trade | YAM | YAM031 | Community Solar Garden | Solar*Rewards Community | Trade Secret | 2023
20252-215912-02 | Xcel Energy | 85 | 13781 | IOU | 04567192 |  | Solar |  |  | Active Application | Trade Secret | Trade |  |  | Residential | Solar*Rewards | Trade Secret | 2021
20252-215912-02 | Xcel Energy | 85 | 13781 | IOU | 04567236 | 5.8 | Solar |  |  | Interconnected | Trade Secret | Trade | WIL | WIL061 | Residential |  | Trade Secret | 2021 | 2021
20252-215912-02 | Xcel Energy | 85 | 13781 | IOU | 04567273 | 10.121 | Solar |  |  | Interconnected | Trade Secret | Trade | SLP | SLP084 | Residential |  | Trade Secret | 2021 | 2021
20252-215912-02 | Xcel Energy | 85 | 13781 | IOU | 04567625 |  |  |  |  | Active Application | Trade Secret | Trade |  |  | Residential |  | Trade Secret | 2021
20252-215912-02 | Xcel Energy | 85 | 13781 | IOU | 04570395 | 5.22 | Solar |  |  | Interconnected | Trade Secret | Trade | ALD | ALD095 | Residential |  | Trade Secret | 2021 | 2021
20252-215912-02 | Xcel Energy | 85 | 13781 | IOU | 04570448 | 4.35 | Solar |  |  | Interconnected | Trade Secret | Trade | WIL | WIL085 | Residential |  | Trade Secret | 2021 | 2021
20252-215912-02 | Xcel Energy | 85 | 13781 | IOU | 04570531 | 3.77 | Solar |  |  | Interconnected | Trade Secret | Trade | SLP | SLP092 | Residential |  | Trade Secret | 2021 | 2021
20252-215912-02 | Xcel Energy | 85 | 13781 | IOU | 04570739 | 3.19 | Solar |  |  | Interconnected | Trade Secret | Trade | WSG | WSG362 | Residential | Solar*Rewards | Trade Secret | 2021 | 2021
20252-215912-02 | Xcel Energy | 85 | 13781 | IOU | 04570929 |  | Solar |  |  | Active Application | Trade Secret | Trade |  |  | Residential | Solar*Rewards | Trade Secret | 2021
20252-215912-02 | Xcel Energy | 85 | 13781 | IOU | 04571076 | 15.36 | Solar |  | X | Interconnected | Trade Secret | Trade | EDA | EDA074 | Residential |  | Trade Secret | 2021 | 2022
20252-215912-02 | Xcel Energy | 85 | 13781 | IOU | 04571154 | 8.725 | Solar |  |  | Interconnected | Trade Secret | Trade | RMT | RMT321 | Residential |  | Trade Secret | 2021 | 2021
20252-215912-02 | Xcel Energy | 85 | 13781 | IOU | 04573107 | 10.44 | Solar |  |  | Active Application | Trade Secret | Trade | CGR | CGR063 | Residential | Solar*Rewards | Trade Secret | 2021
20252-215912-02 | Xcel Energy | 85 | 13781 | IOU | 04573365 | 6.38 | Solar |  |  | Interconnected | Trade Secret | Trade | GLK | GLK062 | Residential |  | Trade Secret | 2021 | 2021
20252-215912-02 | Xcel Energy | 85 | 13781 | IOU | 04573413 | 5.22 | Solar |  |  | Interconnected | Trade Secret | Trade | WTN | WTN062 | Residential |  | Trade Secret | 2021 | 2022
20252-215912-02 | Xcel Energy | 85 | 13781 | IOU | 04573514 | 6 | Solar |  |  | Withdrawn | Trade Secret | Trade | MEL | MEL081 | Residential |  | Trade Secret | 2021
20252-215912-02 | Xcel Energy | 85 | 13781 | IOU | 04573518 | 14.5 | Solar |  | X | Active Application | Trade Secret | Trade | WDY | WDY312 | Residential |  | Trade Secret | 2021
20252-215912-02 | Xcel Energy | 85 | 13781 | IOU | 04573568 | 7.616 | Solar |  |  | Interconnected | Trade Secret | Trade | ELP | ELP062 | Residential |  | Trade Secret | 2021 | 2022
20252-215912-02 | Xcel Energy | 85 | 13781 | IOU | 04573739 | 3.879 |  |  |  | Active Application | Trade Secret | Trade | MOL | MOL073 | Residential |  | Trade Secret | 2021
20252-215912-02 | Xcel Energy | 85 | 13781 | IOU | 04573762 | 3.879 |  |  |  | Active Application | Trade Secret | Trade | MOL | MOL073 | Residential |  | Trade Secret | 2021
20252-215912-02 | Xcel Energy | 85 | 13781 | IOU | 04574990 | 11.39 | Solar |  |  | Active Application | Trade Secret | Trade | GSL | GSL061 | Residential |  | Trade Secret | 2021
20252-215912-02 | Xcel Energy | 85 | 13781 | IOU | 04575019 |  |  |  |  | Active Application | Trade Secret | Trade |  |  | Residential |  | Trade Secret | 2021
20252-215912-02 | Xcel Energy | 85 | 13781 | IOU | 04575022 | 7.616 | Solar |  |  | Withdrawn | Trade Secret | Trade | TWL | TWL079 | Residential |  | Trade Secret | 2021
20252-215912-02 | Xcel Energy | 85 | 13781 | IOU | 04575034 | 9.28 | Solar |  |  | Interconnected | Trade Secret | Trade | WSG | WSG065 | Residential |  | Trade Secret | 2021 | 2022
20252-215912-02 | Xcel Energy | 85 | 13781 | IOU | 04575057 | 5 | Solar |  |  | Interconnected | Trade Secret | Trade | IDA | IDA074 | Residential |  | Trade Secret | 2021 | 2022
20252-215912-02 | Xcel Energy | 85 | 13781 | IOU | 04575085 | 5.054 | Solar |  |  | Interconnected | Trade Secret | Trade | TWL | TWL089 | Residential |  | Trade Secret | 2021 | 2021
20252-215912-02 | Xcel Energy | 85 | 13781 | IOU | 04575259 | 5.22 | Solar |  |  | Interconnected | Trade Secret | Trade | UPP | UPP085 | Residential |  | Trade Secret | 2021 | 2021
20252-215912-02 | Xcel Energy | 85 | 13781 | IOU | 04575354 | 6.98 | Solar |  |  | Interconnected | Trade Secret | Trade | SOU | SOU076 | Residential |  | Trade Secret | 2021 | 2021
20252-215912-02 | Xcel Energy | 85 | 13781 | IOU | 04575521 | 5.584 | Solar |  |  | Interconnected | Trade Secret | Trade | WIL | WIL089 | Residential |  | Trade Secret | 2021 | 2022
20252-215912-02 | Xcel Energy | 85 | 13781 | IOU | 04575701 | 359.997 | Solar |  |  | Interconnected | Trade Secret | Trade | ALK | ALK072 | Commercial |  | Trade Secret | 2021 | 2021
20252-215912-02 | Xcel Energy | 85 | 13781 | IOU | 04575742 | 5.8 | Solar |  |  | Withdrawn | Trade Secret | Trade | MPK | MPK064 | Residential |  | Trade Secret | 2021
20252-215912-02 | Xcel Energy | 85 | 13781 | IOU | 04575911 | 1000 | Solar |  |  | Withdrawn | Trade Secret | Trade | VIL | VIL021 | Community Solar Garden | Solar*Rewards Community | Trade Secret | 2022
20252-215912-02 | Xcel Energy | 85 | 13781 | IOU | 04576123 | 11.31 | Solar |  |  | Interconnected | Trade Secret | Trade | SOU | SOU082 | Residential |  | Trade Secret | 2021 | 2021
20252-215912-02 | Xcel Energy | 85 | 13781 | IOU | 04576456 | 1000 | Solar |  |  | Withdrawn | Trade Secret | Trade | WAS | WAS092 | Community Solar Garden | Solar*Rewards Community | Trade Secret | 2021
20252-215912-02 | Xcel Energy | 85 | 13781 | IOU | 04578621 |  |  |  |  | Active Application | Trade Secret | Trade |  |  | Residential |  | Trade Secret | 2021
20252-215912-02 | Xcel Energy | 85 | 13781 | IOU | 04579109 | 6.09 | Solar |  |  | Interconnected | Trade Secret | Trade | LIN | LIN031 | Residential |  | Trade Secret | 2021 | 2023
20252-215912-02 | Xcel Energy | 85 | 13781 | IOU | 04579145 | 4.93 | Solar |  |  | Withdrawn | Trade Secret | Trade | PIL | PIL021 | Residential |  | Trade Secret | 2021
20252-215912-02 | Xcel Energy | 85 | 13781 | IOU | 04579203 | 59.997 | Solar |  |  | Withdrawn | Trade Secret | Trade | ALK | ALK064 | Commercial |  | Trade Secret | 2021
20252-215912-02 | Xcel Energy | 85 | 13781 | IOU | 04579309 | 39.976 | Solar |  |  | Interconnected | Trade Secret | Trade | ESW | ESW072 | Commercial |  | Trade Secret | 2021 | 2022
20252-215912-02 | Xcel Energy | 85 | 13781 | IOU | 04579926 |  |  |  |  | Active Application | Trade Secret | Trade |  |  | Residential |  | Trade Secret | 2021
20252-215912-02 | Xcel Energy | 85 | 13781 | IOU | 04580293 | 11.559 | Solar |  |  | Active Application | Trade Secret | Trade | AHI | AHI022 | Residential |  | Trade Secret | 2021
20252-215912-02 | Xcel Energy | 85 | 13781 | IOU | 04580298 | 2.9 | Solar |  |  | Interconnected | Trade Secret | Trade | SHP | SHP062 | Residential |  | Trade Secret | 2021 | 2021
20252-215912-02 | Xcel Energy | 85 | 13781 | IOU | 04580307 | 7.68 | Solar |  |  | Interconnected | Trade Secret | Trade | AHI | AHI022 | Residential |  | Trade Secret | 2021 | 2022
20252-215912-02 | Xcel Energy | 85 | 13781 | IOU | 04580330 | 7.54 | Solar |  |  | Interconnected | Trade Secret | Trade | EXC | EXC061 | Residential |  | Trade Secret | 2021 | 2021
20252-215912-02 | Xcel Energy | 85 | 13781 | IOU | 04580613 | 133.3 | Solar |  |  | Interconnected | Trade Secret | Trade | MEL | MEL074 | Commercial |  | Trade Secret | 2021 | 2022
20252-215912-02 | Xcel Energy | 85 | 13781 | IOU | 04580642 | 133.3 | Solar |  |  | Interconnected | Trade Secret | Trade | WIL | WIL088 | Commercial |  | Trade Secret | 2021 | 2022
20252-215912-02 | Xcel Energy | 85 | 13781 | IOU | 04580696 | 3.48 | Solar |  |  | Interconnected | Trade Secret | Trade | MPK | MPK082 | Residential |  | Trade Secret | 2021 | 2021
20252-215912-02 | Xcel Energy | 85 | 13781 | IOU | 04580842 | 6.38 | Solar |  |  | Interconnected | Trade Secret | Trade | CRL | CRL027 | Residential |  | Trade Secret | 2021 | 2022
20252-215912-02 | Xcel Energy | 85 | 13781 | IOU | 04584453 | 7.63 | Solar |  |  | Active Application | Trade Secret | Trade | CHI | CHI311 | Residential | Solar*Rewards | Trade Secret | 2021
20252-215912-02 | Xcel Energy | 85 | 13781 | IOU | 04584742 | 3.19 | Solar |  |  | Interconnected | Trade Secret | Trade | TER | TER081 | Residential |  | Trade Secret | 2021 | 2021
20252-215912-02 | Xcel Energy | 85 | 13781 | IOU | 04584991 | 3.48 | Solar |  |  | Interconnected | Trade Secret | Trade | APA | APA075 | Residential |  | Trade Secret | 2021 | 2021
20252-215912-02 | Xcel Energy | 85 | 13781 | IOU | 04585033 | 7.68 | Solar |  |  | Withdrawn | Trade Secret | Trade | RPO | RPO311 | Residential |  | Trade Secret | 2021
20252-215912-02 | Xcel Energy | 85 | 13781 | IOU | 04585265 | 10.44 | Solar |  | X | Active Application | Trade Secret | Trade | CGR | CGR063 | Residential | Solar*Rewards | Trade Secret | 2021
20252-215912-02 | Xcel Energy | 85 | 13781 | IOU | 04585485 | 3.77 | Solar |  |  | Interconnected | Trade Secret | Trade | SOU | SOU069 | Residential |  | Trade Secret | 2021 | 2022
20252-215912-02 | Xcel Energy | 85 | 13781 | IOU | 04587532 | 3.747 | Solar |  |  | Interconnected | Trade Secret | Trade | MPK | MPK074 | Residential |  | Trade Secret | 2021 | 2021
20252-215912-02 | Xcel Energy | 85 | 13781 | IOU | 04587833 | 4.35 | Solar |  |  | Interconnected | Trade Secret | Trade | GLK | GLK063 | Residential |  | Trade Secret | 2021 | 2021
20252-215912-02 | Xcel Energy | 85 | 13781 | IOU | 04587949 | 7.329 | Solar |  |  | Interconnected | Trade Secret | Trade | CRL | CRL031 | Residential |  | Trade Secret | 2021 | 2022
20252-215912-02 | Xcel Energy | 85 | 13781 | IOU | 04588473 |  | Solar |  |  | Active Application | Trade Secret | Trade |  |  | Residential | Solar*Rewards | Trade Secret | 2021
20252-215912-02 | Xcel Energy | 85 | 13781 | IOU | 04588881 | 4.368 | Solar |  |  | Withdrawn | Trade Secret | Trade | MHW | MHW311 | Residential |  | Trade Secret | 2021
20252-215912-02 | Xcel Energy | 85 | 13781 | IOU | 04589487 | 1000 | Solar |  |  | Interconnected | Renville | Trade | RNV | RNV021 | Community Solar Garden | Solar*Rewards Community | Trade Secret | 2022 | 2024
20252-215912-02 | Xcel Energy | 85 | 13781 | IOU | 04589535 | 7.68 | Solar |  | X | Interconnected | Trade Secret | Trade | ECK | ECK321 | Residential |  | Trade Secret | 2021 | 2022
20252-215912-02 | Xcel Energy | 85 | 13781 | IOU | 04589726 | 99.9 | Solar |  |  | Interconnected | Trade Secret | Trade | EDP | EDP081 | Commercial |  | Trade Secret | 2021 | 2022
20252-215912-02 | Xcel Energy | 85 | 13781 | IOU | 04589874 | 6 | Solar |  |  | Interconnected | Trade Secret | Trade | TER | TER063 | Residential |  | Trade Secret | 2021 | 2022
20252-215912-02 | Xcel Energy | 85 | 13781 | IOU | 04590013 | 3.747 | Solar |  |  | Withdrawn | Trade Secret | Trade | SCL | SCL312 | Residential |  | Trade Secret | 2021
20252-215912-02 | Xcel Energy | 85 | 13781 | IOU | 04590153 | 9.994 | Solar |  |  | Active Application | Trade Secret | Trade | APA | APA064 | Residential |  | Trade Secret | 2021
20252-215912-02 | Xcel Energy | 85 | 13781 | IOU | 04590204 |  |  |  |  | Active Application | Trade Secret | Trade |  |  | Residential |  | Trade Secret | 2021
20252-215912-02 | Xcel Energy | 85 | 13781 | IOU | 04590208 | 5.054 | Solar |  |  | Withdrawn | Trade Secret | Trade | MDT | MDT073 | Residential |  | Trade Secret | 2021
20252-215912-02 | Xcel Energy | 85 | 13781 | IOU | 04590258 | 3.747 | Solar |  |  | Interconnected | Trade Secret | Trade | PKL | PKL081 | Residential |  | Trade Secret | 2021 | 2022
20252-215912-02 | Xcel Energy | 85 | 13781 | IOU | 04590329 | 4.93 | Solar |  |  | Interconnected | Trade Secret | Trade | WDY | WDY321 | Residential | Solar*Rewards | Trade Secret | 2021 | 2021
20252-215912-02 | Xcel Energy | 85 | 13781 | IOU | 04590335 | 5.054 | Solar |  |  | Withdrawn | Trade Secret | Trade | MOL | MOL064 | Residential |  | Trade Secret | 2021
20252-215912-02 | Xcel Energy | 85 | 13781 | IOU | 04590391 | 9.994 | Solar |  |  | Withdrawn | Trade Secret | Trade | DPN | DPN071 | Residential |  | Trade Secret | 2021
20252-215912-02 | Xcel Energy | 85 | 13781 | IOU | 04590396 | 8.41 | Solar |  |  | Interconnected | Trade Secret | Trade | HWW | HWW073 | Commercial |  | Trade Secret | 2021 | 2021
20252-215912-02 | Xcel Energy | 85 | 13781 | IOU | 04590414 | 8.41 | Solar |  |  | Interconnected | Trade Secret | Trade | SAV | SAV071 | Residential |  | Trade Secret | 2021 | 2021
20252-215912-02 | Xcel Energy | 85 | 13781 | IOU | 04590464 | 7.616 | Solar |  |  | Withdrawn | Trade Secret | Trade | LEX | LEX332 | Residential |  | Trade Secret | 2021
20252-215912-02 | Xcel Energy | 85 | 13781 | IOU | 04590565 | 100 | Solar |  |  | Interconnected | Trade Secret | Trade | MPK | MPK065 | Commercial |  | Trade Secret | 2021 | 2022
20252-215912-02 | Xcel Energy | 85 | 13781 | IOU | 04591115 | 5.054 | Solar |  |  | Interconnected | Trade Secret | Trade | LEX | LEX074 | Residential |  | Trade Secret | 2021 | 2021
20252-215912-02 | Xcel Energy | 85 | 13781 | IOU | 04591176 | 9.994 | Solar |  |  | Withdrawn | Trade Secret | Trade | OAD | OAD071 | Residential |  | Trade Secret | 2021
20252-215912-02 | Xcel Energy | 85 | 13781 | IOU | 04591211 | 5.054 |  |  |  | Active Application | Trade Secret | Trade | DBL | DBL068 | Residential |  | Trade Secret | 2021
20252-215912-02 | Xcel Energy | 85 | 13781 | IOU | 04591224 | 3.747 | Solar |  |  | Withdrawn | Trade Secret | Trade | TER | TER081 | Residential |  | Trade Secret | 2021
20252-215912-02 | Xcel Energy | 85 | 13781 | IOU | 04591234 | 5.054 | Solar |  |  | Interconnected | Trade Secret | Trade | MND | MND063 | Residential |  | Trade Secret | 2021 | 2022
20252-215912-02 | Xcel Energy | 85 | 13781 | IOU | 04591271 | 7.616 | Solar |  |  | Active Application | Trade Secret | Trade | LEX | LEX071 | Residential |  | Trade Secret | 2021
20252-215912-02 | Xcel Energy | 85 | 13781 | IOU | 04591318 |  |  |  |  | Active Application | Trade Secret | Trade |  |  | Residential |  | Trade Secret | 2021
20252-215912-02 | Xcel Energy | 85 | 13781 | IOU | 04591366 | 3.747 | Solar |  |  | Interconnected | Trade Secret | Trade | DBL | DBL073 | Residential |  | Trade Secret | 2021 | 2023
20252-215912-02 | Xcel Energy | 85 | 13781 | IOU | 04591415 | 5.22 | Solar |  |  | Interconnected | Trade Secret | Trade | LOK | LOK093 | Residential |  | Trade Secret | 2021 | 2021
20252-215912-02 | Xcel Energy | 85 | 13781 | IOU | 04591476 | 11.02 | Solar |  |  | Interconnected | Trade Secret | Trade | RLK | RLK079 | Residential |  | Trade Secret | 2021 | 2021
20252-215912-02 | Xcel Energy | 85 | 13781 | IOU | 04591910 | 23.51 | Solar |  |  | Interconnected | Trade Secret | Trade | SOU | SOU084 | Commercial | Solar*Rewards | Trade Secret | 2021 | 2022
20252-215912-02 | Xcel Energy | 85 | 13781 | IOU | 04592177 | 8.7 | Solar |  |  | Interconnected | Trade Secret | Trade | RMT | RMT321 | Residential |  | Trade Secret | 2021 | 2021
20252-215912-02 | Xcel Energy | 85 | 13781 | IOU | 04592200 | 5.584 | Solar |  | X | Active Application | Trade Secret | Trade | CHI | CHI311 | Residential |  | Trade Secret | 2021
20252-215912-02 | Xcel Energy | 85 | 13781 | IOU | 04592227 | 5.22 | Solar |  |  | Interconnected | Trade Secret | Trade | LLK | LLK071 | Residential |  | Trade Secret | 2021 | 2021
20252-215912-02 | Xcel Energy | 85 | 13781 | IOU | 04592240 | 3.48 | Solar |  |  | Interconnected | Trade Secret | Trade | UPP | UPP082 | Residential |  | Trade Secret | 2021 | 2021
20252-215912-02 | Xcel Energy | 85 | 13781 | IOU | 04592246 | 3.48 | Solar |  |  | Interconnected | Trade Secret | Trade | HOL | HOL061 | Residential |  | Trade Secret | 2021 | 2021
20252-215912-02 | Xcel Energy | 85 | 13781 | IOU | 04592255 | 5.51 | Solar |  |  | Interconnected | Trade Secret | Trade | GPH | GPH061 | Residential |  | Trade Secret | 2021 | 2021
20252-215912-02 | Xcel Energy | 85 | 13781 | IOU | 04592289 | 5.933 | Solar |  |  | Interconnected | Trade Secret | Trade | WYO | WYO031 | Residential |  | Trade Secret | 2021 | 2021
20252-215912-02 | Xcel Energy | 85 | 13781 | IOU | 04592302 | 2.792 | Solar |  |  | Interconnected | Trade Secret | Trade | WYO | WYO031 | Residential |  | Trade Secret | 2021 | 2021
20252-215912-02 | Xcel Energy | 85 | 13781 | IOU | 04592684 | 4.06 | Solar |  |  | Interconnected | Trade Secret | Trade | WIL | WIL063 | Residential |  | Trade Secret | 2021 | 2021
20252-215912-02 | Xcel Energy | 85 | 13781 | IOU | 04593013 | 6 | Solar |  |  | Interconnected | Trade Secret | Trade | WSG | WSG071 | Residential |  | Trade Secret | 2021 | 2022
20252-215912-02 | Xcel Energy | 85 | 13781 | IOU | 04593182 | 9.994 | Solar |  |  | Interconnected | Trade Secret | Trade | TLK | TLK067 | Residential |  | Trade Secret | 2021 | 2022
20252-215912-02 | Xcel Energy | 85 | 13781 | IOU | 04593499 | 5.054 | Solar |  |  | Interconnected | Trade Secret | Trade | WCR | WCR063 | Residential |  | Trade Secret | 2021 | 2021
20252-215912-02 | Xcel Energy | 85 | 13781 | IOU | 04594726 |  |  |  |  | Active Application | Trade Secret | Trade |  |  | Residential |  | Trade Secret | 2021
20252-215912-02 | Xcel Energy | 85 | 13781 | IOU | 04594735 | 6.09 | Solar |  |  | Interconnected | Trade Secret | Trade | TER | TER061 | Residential | Solar*Rewards | Trade Secret | 2021 | 2022
20252-215912-02 | Xcel Energy | 85 | 13781 | IOU | 04594758 | 10.73 | Solar |  |  | Active Application | Trade Secret | Trade | NOF | NOF061 | Residential | Solar*Rewards | Trade Secret | 2021
20252-215912-02 | Xcel Energy | 85 | 13781 | IOU | 04594776 | 6.38 | Solar |  |  | Interconnected | Trade Secret | Trade | MPK | MPK087 | Residential | Solar*Rewards | Trade Secret | 2021 | 2021
20252-215912-02 | Xcel Energy | 85 | 13781 | IOU | 04594784 |  |  |  |  | Withdrawn | Trade Secret | Trade |  |  | Residential |  | Trade Secret | 2021
20252-215912-02 | Xcel Energy | 85 | 13781 | IOU | 04594809 | 3.48 | Solar |  |  | Interconnected | Trade Secret | Trade | SOU | SOU083 | Residential |  | Trade Secret | 2021 | 2022
20252-215912-02 | Xcel Energy | 85 | 13781 | IOU | 04594970 | 0.58 | Solar |  |  | Interconnected | Trade Secret | Trade | APA | APA077 | Commercial |  | Trade Secret | 2021 | 2022
20252-215912-02 | Xcel Energy | 85 | 13781 | IOU | 04595181 | 9.994 | Solar |  |  | Withdrawn | Trade Secret | Trade | IDA | IDA062 | Residential |  | Trade Secret | 2021
20252-215912-02 | Xcel Energy | 85 | 13781 | IOU | 04595238 |  |  |  |  | Withdrawn | Trade Secret | Trade | WSG | WSG352 | Residential |  | Trade Secret | 2021
20252-215912-02 | Xcel Energy | 85 | 13781 | IOU | 04595338 | 9.6 | Solar |  |  | Interconnected | Trade Secret | Trade | HUG | HUG321 | Residential |  | Trade Secret | 2021 | 2022
20252-215912-02 | Xcel Energy | 85 | 13781 | IOU | 04595369 | 5.054 | Solar |  |  | Interconnected | Trade Secret | Trade | UPP | UPP084 | Residential |  | Trade Secret | 2021 | 2022
20252-215912-02 | Xcel Energy | 85 | 13781 | IOU | 04595456 | 6 | Solar |  |  | Withdrawn | Trade Secret | Trade | TWL | TWL068 | Residential |  | Trade Secret | 2021
20252-215912-02 | Xcel Energy | 85 | 13781 | IOU | 04595490 | 19.14 | Solar |  |  | Interconnected | Trade Secret | Trade | OPK | OPK077 | Residential |  | Trade Secret | 2021 | 2022
20252-215912-02 | Xcel Energy | 85 | 13781 | IOU | 04595614 | 7.616 | Solar |  |  | Interconnected | Trade Secret | Trade | CGR | CGR071 | Residential |  | Trade Secret | 2021 | 2021
20252-215912-02 | Xcel Energy | 85 | 13781 | IOU | 04595651 | 14.21 | Solar |  |  | Interconnected | Trade Secret | Trade | OAD | OAD075 | Residential |  | Trade Secret | 2021 | 2021
20252-215912-02 | Xcel Energy | 85 | 13781 | IOU | 04595698 | 5.8 | Solar |  |  | Withdrawn | Trade Secret | Trade | SAV | SAV071 | Residential |  | Trade Secret | 2021
20252-215912-02 | Xcel Energy | 85 | 13781 | IOU | 04595714 | 8.99 | Solar |  |  | Interconnected | Trade Secret | Trade | ECK | ECK322 | Residential | Solar*Rewards | Trade Secret | 2021 | 2022
20252-215912-02 | Xcel Energy | 85 | 13781 | IOU | 04595742 | 8.41 | Solar |  |  | Interconnected | Trade Secret | Trade | WCR | WCR322 | Residential | Solar*Rewards | Trade Secret | 2021 | 2021
20252-215912-02 | Xcel Energy | 85 | 13781 | IOU | 04595755 | 5.8 | Solar |  |  | Interconnected | Trade Secret | Trade | TER | TER081 | Residential |  | Trade Secret | 2021 | 2021
20252-215912-02 | Xcel Energy | 85 | 13781 | IOU | 04596018 |  |  |  |  | Withdrawn | Trade Secret | Trade |  |  | Residential |  | Trade Secret | 2021
20252-215912-02 | Xcel Energy | 85 | 13781 | IOU | 04596157 | 43.2 | Solar |  |  | Interconnected | Trade Secret | Trade | SOU | SOU088 | Commercial |  | Trade Secret | 2021 | 2021
20252-215912-02 | Xcel Energy | 85 | 13781 | IOU | 04596398 | 1.74 | Solar |  |  | Active Application | Trade Secret | Trade | HWW | HWW072 | Residential |  | Trade Secret | 2021
20252-215912-02 | Xcel Energy | 85 | 13781 | IOU | 04596416 | 15.232 | Solar |  |  | Withdrawn | Trade Secret | Trade | MPK | MPK074 | Residential |  | Trade Secret | 2021
20252-215912-02 | Xcel Energy | 85 | 13781 | IOU | 04596438 | 3.747 | Solar |  |  | Withdrawn | Trade Secret | Trade | SOU | SOU081 | Residential |  | Trade Secret | 2021
20252-215912-02 | Xcel Energy | 85 | 13781 | IOU | 04596454 |  |  |  |  | Withdrawn | Trade Secret | Trade |  |  | Residential |  | Trade Secret | 2021
20252-215912-02 | Xcel Energy | 85 | 13781 | IOU | 04596511 | 1000 | Solar |  |  | Active Application | Trade Secret | Trade | WAS | WAS092 | Community Solar Garden | Solar*Rewards Community | Trade Secret | 2021
20252-215912-02 | Xcel Energy | 85 | 13781 | IOU | 04596557 | 5.054 | Solar |  |  | Withdrawn | Trade Secret | Trade | WIL | WIL063 | Residential |  | Trade Secret | 2021
20252-215912-02 | Xcel Energy | 85 | 13781 | IOU | 04596620 | 5.054 | Solar |  |  | Active Application | Trade Secret | Trade | DBL | DBL068 | Residential |  | Trade Secret | 2021
20252-215912-02 | Xcel Energy | 85 | 13781 | IOU | 04596693 | 3.747 | Solar |  |  | Withdrawn | Trade Secret | Trade | TWL | TWL081 | Residential |  | Trade Secret | 2021
20252-215912-02 | Xcel Energy | 85 | 13781 | IOU | 04596772 | 9.994 | Solar |  |  | Interconnected | Trade Secret | Trade | RPL | RPL063 | Residential |  | Trade Secret | 2021 | 2022
20252-215912-02 | Xcel Energy | 85 | 13781 | IOU | 04596813 | 1000 | Solar |  |  | Withdrawn | Trade Secret | Trade | WIN | WIN043 | Community Solar Garden | Solar*Rewards Community | Trade Secret | 2021
20252-215912-02 | Xcel Energy | 85 | 13781 | IOU | 04596821 | 7.616 | Solar |  |  | Withdrawn | Trade Secret | Trade | MPK | MPK063 | Residential |  | Trade Secret | 2021
20252-215912-02 | Xcel Energy | 85 | 13781 | IOU | 04596846 | 3.747 | Solar |  |  | Interconnected | Trade Secret | Trade | STY | STY065 | Residential |  | Trade Secret | 2021 | 2022
20252-215912-02 | Xcel Energy | 85 | 13781 | IOU | 04596896 | 5.054 | Solar |  |  | Interconnected | Trade Secret | Trade | SLP | SLP083 | Residential |  | Trade Secret | 2021 | 2022
20252-215912-02 | Xcel Energy | 85 | 13781 | IOU | 04596983 | 6 | Solar |  |  | Interconnected | Trade Secret | Trade | MEL | MEL089 | Residential |  | Trade Secret | 2021 | 2023
20252-215912-02 | Xcel Energy | 85 | 13781 | IOU | 04596997 | 15.232 | Solar |  |  | Withdrawn | Trade Secret | Trade | ECK | ECK082 | Residential |  | Trade Secret | 2021
20252-215912-02 | Xcel Energy | 85 | 13781 | IOU | 04596999 |  | Solar |  |  | Withdrawn | Trade Secret | Trade |  |  | Residential | Solar*Rewards | Trade Secret | 2021
20252-215912-02 | Xcel Energy | 85 | 13781 | IOU | 04597145 | 5.054 | Solar |  |  | Interconnected | Trade Secret | Trade | RRK | RRK064 | Residential |  | Trade Secret | 2021 | 2022
20252-215912-02 | Xcel Energy | 85 | 13781 | IOU | 04597157 | 7.616 | Solar |  |  | Interconnected | Trade Secret | Trade | APA | APA064 | Residential |  | Trade Secret | 2021 | 2023
20252-215912-02 | Xcel Energy | 85 | 13781 | IOU | 04597193 | 9.994 | Solar |  |  | Withdrawn | Trade Secret | Trade | OSS | OSS071 | Residential |  | Trade Secret | 2021
20252-215912-02 | Xcel Energy | 85 | 13781 | IOU | 04597206 | 3.747 | Solar |  |  | Interconnected | Trade Secret | Trade | HWW | HWW074 | Residential |  | Trade Secret | 2021 | 2022
20252-215912-02 | Xcel Energy | 85 | 13781 | IOU | 04597229 | 9.994 | Solar |  |  | Withdrawn | Trade Secret | Trade | RAM | RAM071 | Residential |  | Trade Secret | 2021
20252-215912-02 | Xcel Energy | 85 | 13781 | IOU | 04599703 | 8.7 | Solar |  |  | Interconnected | Trade Secret | Trade | WAV | WAV021 | Residential |  | Trade Secret | 2021 | 2022
20252-215912-02 | Xcel Energy | 85 | 13781 | IOU | 04599710 | 5.8 | Solar |  | X | Interconnected | Trade Secret | Trade | RPO | RPO312 | Residential | Solar*Rewards | Trade Secret | 2021 | 2021
20252-215912-02 | Xcel Energy | 85 | 13781 | IOU | 04599728 | 3.48 | Solar |  |  | Interconnected | Trade Secret | Trade | TWL | TWL066 | Residential |  | Trade Secret | 2021 | 2021
20252-215912-02 | Xcel Energy | 85 | 13781 | IOU | 04599750 | 7.54 | Solar |  |  | Active Application | Trade Secret | Trade | NOF | NOF061 | Residential |  | Trade Secret | 2021
20252-215912-02 | Xcel Energy | 85 | 13781 | IOU | 04600082 | 400 | Solar |  |  | Interconnected | Trade Secret | Trade | ALK | ALK064 | Commercial |  | Trade Secret | 2021 | 2022
20252-215912-02 | Xcel Energy | 85 | 13781 | IOU | 04600104 | 700 | Solar |  |  | Interconnected | Trade Secret | Trade | ALK | ALK072 | Commercial |  | Trade Secret | 2021 | 2022
20252-215912-02 | Xcel Energy | 85 | 13781 | IOU | 04600195 | 5.22 | Solar |  | X | Interconnected | Trade Secret | Trade | OSS | OSS073 | Residential |  | Trade Secret | 2021 | 2024
20252-215912-02 | Xcel Energy | 85 | 13781 | IOU | 04600260 | 15.2 | Solar |  | X | Interconnected | Trade Secret | Trade | SLP | SLP072 | Residential |  | Trade Secret | 2021 | 2022
20252-215912-02 | Xcel Energy | 85 | 13781 | IOU | 04600274 | 4.537 | Solar |  |  | Interconnected | Trade Secret | Trade | HYL | HYL063 | Residential |  | Trade Secret | 2021 | 2021
20252-215912-02 | Xcel Energy | 85 | 13781 | IOU | 04600296 | 5.8 | Solar |  |  | Withdrawn | Trade Secret | Trade | OAD | OAD063 | Residential |  | Trade Secret | 2021
20252-215912-02 | Xcel Energy | 85 | 13781 | IOU | 04600362 | 5.8 | Solar |  | X | Interconnected | Trade Secret | Trade | GLK | GLK064 | Residential |  | Trade Secret | 2021 | 2023
20252-215912-02 | Xcel Energy | 85 | 13781 | IOU | 04600456 | 1000 | Solar |  |  | Withdrawn | Trade Secret | Trade | YLM | YLM212 | Community Solar Garden | Solar*Rewards Community | Trade Secret | 2021
20252-215912-02 | Xcel Energy | 85 | 13781 | IOU | 04601898 | 6.282 | Solar |  |  | Withdrawn | Trade Secret | Trade | NER | NER021 | Residential | Solar*Rewards | Trade Secret | 2022
20252-215912-02 | Xcel Energy | 85 | 13781 | IOU | 04602542 | 11.02 | Solar |  |  | Interconnected | Trade Secret | Trade | ORO | ORO061 | Residential |  | Trade Secret | 2021 | 2022
20252-215912-02 | Xcel Energy | 85 | 13781 | IOU | 04602657 | 3.77 | Solar |  |  | Interconnected | Trade Secret | Trade | APA | APA067 | Residential |  | Trade Secret | 2021 | 2021
20252-215912-02 | Xcel Energy | 85 | 13781 | IOU | 04603198 | 7.54 | Solar |  |  | Interconnected | Trade Secret | Trade | WCS | WCS071 | Commercial |  | Trade Secret | 2021 | 2021
20252-215912-02 | Xcel Energy | 85 | 13781 | IOU | 04603287 | 7.616 | Solar |  |  | Interconnected | Trade Secret | Trade | TWL | TWL063 | Residential |  | Trade Secret | 2021 | 2021
20252-215912-02 | Xcel Energy | 85 | 13781 | IOU | 04603313 | 5.8 | Solar |  |  | Interconnected | Trade Secret | Trade | EDA | EDA067 | Residential |  | Trade Secret | 2021 | 2021
20252-215912-02 | Xcel Energy | 85 | 13781 | IOU | 04603332 | 2.61 | Solar |  |  | Interconnected | Trade Secret | Trade | LLK | LLK071 | Residential |  | Trade Secret | 2021 | 2021
20252-215912-02 | Xcel Energy | 85 | 13781 | IOU | 04603346 | 5.22 | Solar |  |  | Interconnected | Trade Secret | Trade | MOL | MOL076 | Residential |  | Trade Secret | 2021 | 2021
20252-215912-02 | Xcel Energy | 85 | 13781 | IOU | 04604633 |  | Solar |  |  | Withdrawn | Trade Secret | Trade |  |  | Residential | Solar*Rewards | Trade Secret | 2021
20252-215912-02 | Xcel Energy | 85 | 13781 | IOU | 04605065 | 7.63 | Solar |  |  | Withdrawn | Trade Secret | Trade | IDA | IDA062 | Residential |  | Trade Secret | 2021
20252-215912-02 | Xcel Energy | 85 | 13781 | IOU | 04605121 | 6.98 | Solar |  | X | Interconnected | Trade Secret | Trade | AHI | AHI063 | Residential | Solar*Rewards | Trade Secret | 2021 | 2021
20252-215912-02 | Xcel Energy | 85 | 13781 | IOU | 04605145 | 6.282 | Solar |  |  | Interconnected | Trade Secret | Trade | EDP | EDP073 | Residential |  | Trade Secret | 2021 | 2021
20252-215912-02 | Xcel Energy | 85 | 13781 | IOU | 04605162 | 12.18 | Solar |  | X | Interconnected | Trade Secret | Trade | GSL | GSL341 | Residential |  | Trade Secret | 2021 | 2022
20252-215912-02 | Xcel Energy | 85 | 13781 | IOU | 04605171 | 5.8 | Solar |  |  | Interconnected | Trade Secret | Trade | RAM | RAM073 | Residential |  | Trade Secret | 2021 | 2021
20252-215912-02 | Xcel Energy | 85 | 13781 | IOU | 04605959 | 6 | Solar |  |  | Interconnected | Trade Secret | Trade | WES | WES073 | Residential | Solar*Rewards | Trade Secret | 2021 | 2022
20252-215912-02 | Xcel Energy | 85 | 13781 | IOU | 04606035 | 7.616 | Solar |  |  | Interconnected | Trade Secret | Trade | PIL | PIL022 | Residential |  | Trade Secret | 2021 | 2022
20252-215912-02 | Xcel Energy | 85 | 13781 | IOU | 04606092 | 3.48 | Solar |  |  | Interconnected | Trade Secret | Trade | HWW | HWW074 | Residential |  | Trade Secret | 2021 | 2021
20252-215912-02 | Xcel Energy | 85 | 13781 | IOU | 04606109 | 5.22 | Solar |  |  | Interconnected | Trade Secret | Trade | MPK | MPK082 | Residential |  | Trade Secret | 2021 | 2021
20252-215912-02 | Xcel Energy | 85 | 13781 | IOU | 04606263 | 9.772 | Solar |  |  | Interconnected | Trade Secret | Trade | RAM | RAM071 | Residential |  | Trade Secret | 2021 | 2022
20252-215912-02 | Xcel Energy | 85 | 13781 | IOU | 04606279 | 7.678 | Solar |  | X | Interconnected | Trade Secret | Trade | ECK | ECK061 | Residential |  | Trade Secret | 2021 | 2021
20252-215912-02 | Xcel Energy | 85 | 13781 | IOU | 04606570 |  | Solar |  |  | Active Application | Trade Secret | Trade |  |  | Community Solar Garden | Solar*Rewards Community | Trade Secret | 2021
20252-215912-02 | Xcel Energy | 85 | 13781 | IOU | 04607006 |  | Solar |  |  | Active Application | Trade Secret | Trade | LOK | LOK081 | Residential | Solar*Rewards | Trade Secret | 2021
20252-215912-02 | Xcel Energy | 85 | 13781 | IOU | 04609160 |  |  |  |  | Active Application | Trade Secret | Trade | APA | APA073 | Commercial |  | Trade Secret | 2021
20252-215912-02 | Xcel Energy | 85 | 13781 | IOU | 04609309 | 9.994 | Solar |  |  | Withdrawn | Trade Secret | Trade | VES | VES021 | Residential |  | Trade Secret | 2021
20252-215912-02 | Xcel Energy | 85 | 13781 | IOU | 04609510 | 5.054 | Solar |  |  | Interconnected | Trade Secret | Trade | EDP | EDP073 | Residential |  | Trade Secret | 2021 | 2022
20252-215912-02 | Xcel Energy | 85 | 13781 | IOU | 04609540 | 9.994 | Solar |  |  | Withdrawn | Trade Secret | Trade | WCR | WCR322 | Residential |  | Trade Secret | 2022
20252-215912-02 | Xcel Energy | 85 | 13781 | IOU | 04609572 | 7.616 | Solar |  |  | Interconnected | Trade Secret | Trade | MPK | MPK074 | Residential |  | Trade Secret | 2021 | 2023
20252-215912-02 | Xcel Energy | 85 | 13781 | IOU | 04609658 | 7.68 | Solar |  |  | Interconnected | Trade Secret | Trade | EDA | EDA073 | Residential |  | Trade Secret | 2021 | 2021
20252-215912-02 | Xcel Energy | 85 | 13781 | IOU | 04610446 | 5.22 | Solar |  |  | Interconnected | Trade Secret | Trade | AFT | AFT315 | Residential |  | Trade Secret | 2021 | 2021
20252-215912-02 | Xcel Energy | 85 | 13781 | IOU | 04611122 | 3.747 | Solar |  |  | Interconnected | Trade Secret | Trade | SOU | SOU064 | Residential |  | Trade Secret | 2021 | 2022
20252-215912-02 | Xcel Energy | 85 | 13781 | IOU | 04611191 | 5.054 | Solar |  |  | Interconnected | Trade Secret | Trade | DBL | DBL063 | Residential |  | Trade Secret | 2021 | 2022
20252-215912-02 | Xcel Energy | 85 | 13781 | IOU | 04611239 | 2.962 | Solar |  |  | Interconnected | Trade Secret | Trade | HYL | HYL074 | Residential |  | Trade Secret | 2021 | 2021
20252-215912-02 | Xcel Energy | 85 | 13781 | IOU | 04611409 | 6.38 | Solar |  |  | Interconnected | Trade Secret | Trade | TWL | TWL067 | Residential |  | Trade Secret | 2021 | 2021
20252-215912-02 | Xcel Energy | 85 | 13781 | IOU | 04611604 |  |  |  |  | Active Application | Trade Secret | Trade |  |  | Residential |  | Trade Secret | 2021
20252-215912-02 | Xcel Energy | 85 | 13781 | IOU | 04611653 | 5.51 | Solar |  |  | Interconnected | Trade Secret | Trade | WIL | WIL082 | Residential |  | Trade Secret | 2021 | 2021
20252-215912-02 | Xcel Energy | 85 | 13781 | IOU | 04611664 | 3.141 | Solar |  |  | Interconnected | Trade Secret | Trade | SOU | SOU064 | Residential |  | Trade Secret | 2021 | 2021
20252-215912-02 | Xcel Energy | 85 | 13781 | IOU | 04612033 | 17.61 | Solar |  |  | Interconnected | Trade Secret | Trade | GNL | GNL073 | Residential |  | Trade Secret | 2021 | 2021
20252-215912-02 | Xcel Energy | 85 | 13781 | IOU | 04612047 | 3.48 | Solar |  |  | Interconnected | Trade Secret | Trade | SOU | SOU069 | Residential |  | Trade Secret | 2021 | 2022
20252-215912-02 | Xcel Energy | 85 | 13781 | IOU | 04612809 | 8.99 | Solar |  |  | Interconnected | Trade Secret | Trade | RAM | RAM073 | Residential | Solar*Rewards | Trade Secret | 2021 | 2021
20252-215912-02 | Xcel Energy | 85 | 13781 | IOU | 04612847 | 6 | Solar |  |  | Active Application | Trade Secret | Trade | LAP | LAP311 | Residential |  | Trade Secret | 2021
20252-215912-02 | Xcel Energy | 85 | 13781 | IOU | 04612853 | 5.054 | Solar |  |  | Withdrawn | Trade Secret | Trade | MPK | MPK073 | Residential |  | Trade Secret | 2021
20252-215912-02 | Xcel Energy | 85 | 13781 | IOU | 04612877 | 11.39 | Solar |  |  | Active Application | Trade Secret | Trade | HSN | HSN322 | Residential |  | Trade Secret | 2021
20252-215912-02 | Xcel Energy | 85 | 13781 | IOU | 04612941 | 6 | Solar |  |  | Active Application | Trade Secret | Trade | WIL | WIL098 | Residential |  | Trade Secret | 2021
20252-215912-02 | Xcel Energy | 85 | 13781 | IOU | 04612948 |  | Solar |  |  | Active Application | Trade Secret | Trade | OAD | OAD074 | Residential | Solar*Rewards | Trade Secret | 2021
20252-215912-02 | Xcel Energy | 85 | 13781 | IOU | 04612957 | 6 | Solar |  |  | Withdrawn | Trade Secret | Trade | RLK | RLK066 | Residential |  | Trade Secret | 2021
20252-215912-02 | Xcel Energy | 85 | 13781 | IOU | 04612971 | 9.994 | Solar |  |  | Active Application | Trade Secret | Trade | CEL | CEL064 | Residential | Solar*Rewards | Trade Secret | 2021
20252-215912-02 | Xcel Energy | 85 | 13781 | IOU | 04612980 | 2.962 | Solar |  |  | Withdrawn | Trade Secret | Trade | WIL | WIL061 | Residential |  | Trade Secret | 2021
20252-215912-02 | Xcel Energy | 85 | 13781 | IOU | 04613057 |  |  |  |  | Active Application | Trade Secret | Trade |  |  | Residential |  | Trade Secret | 2021
20252-215912-02 | Xcel Energy | 85 | 13781 | IOU | 04613060 | 7.616 | Solar |  |  | Interconnected | Trade Secret | Trade | TWL | TWL064 | Residential |  | Trade Secret | 2021 | 2022
20252-215912-02 | Xcel Energy | 85 | 13781 | IOU | 04613100 | 5 | Solar |  |  | Interconnected | Trade Secret | Trade | SOU | SOU086 | Residential |  | Trade Secret | 2021 | 2021
20252-215912-02 | Xcel Energy | 85 | 13781 | IOU | 04613129 |  |  |  |  | Active Application | Trade Secret | Trade |  |  | Residential |  | Trade Secret | 2021
20252-215912-02 | Xcel Energy | 85 | 13781 | IOU | 04613138 | 15.232 | Solar |  |  | Interconnected | Trade Secret | Trade | ALD | ALD088 | Residential |  | Trade Secret | 2021 | 2021
20252-215912-02 | Xcel Energy | 85 | 13781 | IOU | 04613162 | 7.616 | Solar |  |  | Interconnected | Trade Secret | Trade | EDA | EDA084 | Residential |  | Trade Secret | 2021 | 2022
20252-215912-02 | Xcel Energy | 85 | 13781 | IOU | 04613174 | 3.747 | Solar |  |  | Interconnected | Trade Secret | Trade | HWW | HWW074 | Residential |  | Trade Secret | 2021 | 2022
20252-215912-02 | Xcel Energy | 85 | 13781 | IOU | 04613199 |  |  |  |  | Active Application | Trade Secret | Trade |  |  | Residential |  | Trade Secret | 2021
20252-215912-02 | Xcel Energy | 85 | 13781 | IOU | 04613211 | 7.616 | Solar |  |  | Withdrawn | Trade Secret | Trade | WCR | WCR311 | Residential |  | Trade Secret | 2021
20252-215912-02 | Xcel Energy | 85 | 13781 | IOU | 04613463 | 2.094 | Solar |  |  | Interconnected | Trade Secret | Trade | SHP | SHP062 | Residential |  | Trade Secret | 2021 | 2021
20252-215912-02 | Xcel Energy | 85 | 13781 | IOU | 04613486 | 4.93 | Solar |  |  | Interconnected | Trade Secret | Trade | TWL | TWL064 | Residential |  | Trade Secret | 2021 | 2022
20252-215912-02 | Xcel Energy | 85 | 13781 | IOU | 04613593 | 9.074 | Solar |  |  | Withdrawn | Trade Secret | Trade | SDX | SDX311 | Residential |  | Trade Secret | 2021
20252-215912-02 | Xcel Energy | 85 | 13781 | IOU | 04613619 | 3.747 | Solar |  |  | Interconnected | Trade Secret | Trade | DBL | DBL081 | Residential |  | Trade Secret | 2021 | 2022
20252-215912-02 | Xcel Energy | 85 | 13781 | IOU | 04613623 |  |  |  |  | Active Application | Trade Secret | Trade |  |  | Residential |  | Trade Secret | 2021
20252-215912-02 | Xcel Energy | 85 | 13781 | IOU | 04613647 |  |  |  |  | Active Application | Trade Secret | Trade |  |  | Residential |  | Trade Secret | 2021
20252-215912-02 | Xcel Energy | 85 | 13781 | IOU | 04613710 |  | Solar |  |  | Active Application | Trade Secret | Trade |  |  | Residential | Solar*Rewards | Trade Secret | 2021
20252-215912-02 | Xcel Energy | 85 | 13781 | IOU | 04613764 | 5.933 | Solar |  |  | Interconnected | Trade Secret | Trade | GNL | GNL063 | Residential |  | Trade Secret | 2021 | 2022
20252-215912-02 | Xcel Energy | 85 | 13781 | IOU | 04613822 | 12.47 | Solar |  |  | Interconnected | Trade Secret | Trade | WYO | WYO021 | Residential |  | Trade Secret | 2021 | 2022
20252-215912-02 | Xcel Energy | 85 | 13781 | IOU | 04613848 | 5.584 | Solar |  |  | Interconnected | Trade Secret | Trade | SHP | SHP062 | Residential |  | Trade Secret | 2021 | 2022
20252-215912-02 | Xcel Energy | 85 | 13781 | IOU | 04613859 | 7.83 | Solar |  |  | Interconnected | Trade Secret | Trade | MEL | MEL072 | Residential |  | Trade Secret | 2021 | 2021
20252-215912-02 | Xcel Energy | 85 | 13781 | IOU | 04614022 |  |  |  |  | Withdrawn | Trade Secret | Trade |  |  | Residential |  | Trade Secret | 2021
20252-215912-02 | Xcel Energy | 85 | 13781 | IOU | 04614031 | 2.16 | Solar |  |  | Withdrawn | Trade Secret | Trade | PKL | PKL085 | Residential | Solar*Rewards | Trade Secret | 2022
20252-215912-02 | Xcel Energy | 85 | 13781 | IOU | 04614403 | 2.9 | Solar |  |  | Interconnected | Trade Secret | Trade | RLK | RLK072 | Residential |  | Trade Secret | 2021 | 2022
20252-215912-02 | Xcel Energy | 85 | 13781 | IOU | 04614413 | 6.98 | Solar |  |  | Interconnected | Trade Secret | Trade | UPP | UPP082 | Residential | Solar*Rewards | Trade Secret | 2021 | 2022
20252-215912-02 | Xcel Energy | 85 | 13781 | IOU | 04614425 | 4.64 | Solar |  |  | Interconnected | Trade Secret | Trade | MOL | MOL074 | Residential |  | Trade Secret | 2021 | 2021
20252-215912-02 | Xcel Energy | 85 | 13781 | IOU | 04614432 | 9.28 | Solar |  |  | Interconnected | Trade Secret | Trade | HYL | HYL061 | Residential |  | Trade Secret | 2021 | 2021
20252-215912-02 | Xcel Energy | 85 | 13781 | IOU | 04614435 | 5.054 | Solar |  |  | Withdrawn | Trade Secret | Trade | WRR | WRR075 | Residential |  | Trade Secret | 2021
20252-215912-02 | Xcel Energy | 85 | 13781 | IOU | 04614439 | 15.08 | Solar |  | X | Interconnected | Trade Secret | Trade | SLP | SLP095 | Residential |  | Trade Secret | 2021 | 2021
20252-215912-02 | Xcel Energy | 85 | 13781 | IOU | 04614455 | 4.64 | Solar |  |  | Interconnected | Trade Secret | Trade | SOU | SOU060 | Residential |  | Trade Secret | 2021 | 2021
20252-215912-02 | Xcel Energy | 85 | 13781 | IOU | 04614700 | 6 | Solar |  |  | Interconnected | Trade Secret | Trade | WES | WES073 | Residential |  | Trade Secret | 2021 | 2022
20252-215912-02 | Xcel Energy | 85 | 13781 | IOU | 04614825 | 7.38 | Solar |  |  | Interconnected | Trade Secret | Trade | RLK | RLK069 | Residential |  | Trade Secret | 2021 | 2022
20252-215912-02 | Xcel Energy | 85 | 13781 | IOU | 04615021 | 15.232 | Solar |  |  | Interconnected | Trade Secret | Trade | LLK | LLK071 | Commercial |  | Trade Secret | 2021 | 2022
20252-215912-02 | Xcel Energy | 85 | 13781 | IOU | 04615094 | 11.39 | Solar |  |  | Interconnected | Trade Secret | Trade | LLK | LLK071 | Commercial |  | Trade Secret | 2021 | 2022
20252-215912-02 | Xcel Energy | 85 | 13781 | IOU | 04615109 | 15.232 | Solar |  |  | Interconnected | Trade Secret | Trade | LLK | LLK071 | Commercial |  | Trade Secret | 2021 | 2022
20252-215912-02 | Xcel Energy | 85 | 13781 | IOU | 04615139 | 5.22 | Solar |  |  | Interconnected | Trade Secret | Trade | APA | APA075 | Residential |  | Trade Secret | 2021 | 2022
20252-215912-02 | Xcel Energy | 85 | 13781 | IOU | 04617765 | 6.96 | Solar |  |  | Interconnected | Trade Secret | Trade | WIL | WIL091 | Residential |  | Trade Secret | 2021 | 2021
20252-215912-02 | Xcel Energy | 85 | 13781 | IOU | 04617778 | 13.92 | Solar |  |  | Interconnected | Trade Secret | Trade | RPO | RPO312 | Residential |  | Trade Secret | 2021 | 2021
20252-215912-02 | Xcel Energy | 85 | 13781 | IOU | 04617799 | 7.83 | Solar |  |  | Interconnected | Trade Secret | Trade | SLP | SLP075 | Residential |  | Trade Secret | 2021 | 2021
20252-215912-02 | Xcel Energy | 85 | 13781 | IOU | 04617819 | 5.51 | Solar |  |  | Interconnected | Trade Secret | Trade | MPK | MPK063 | Residential |  | Trade Secret | 2021 | 2022
20252-215912-02 | Xcel Energy | 85 | 13781 | IOU | 04617832 | 7.54 | Solar |  |  | Interconnected | Trade Secret | Trade | VMR | VMR062 | Residential |  | Trade Secret | 2021 | 2021
20252-215912-02 | Xcel Energy | 85 | 13781 | IOU | 04617851 | 6.98 | Solar |  | X | Interconnected | Trade Secret | Trade | GSL | GSL064 | Residential |  | Trade Secret | 2021 | 2022
20252-215912-02 | Xcel Energy | 85 | 13781 | IOU | 04617869 | 4.886 | Solar |  |  | Interconnected | Trade Secret | Trade | SHP | SHP062 | Residential |  | Trade Secret | 2021 | 2021
20252-215912-02 | Xcel Energy | 85 | 13781 | IOU | 04618111 | 16.564 | Solar |  |  | Withdrawn | Trade Secret | Trade | MDT | MDT074 | Commercial | Solar*Rewards | Trade Secret | 2021
20252-215912-02 | Xcel Energy | 85 | 13781 | IOU | 04618406 | 5.235 | Solar |  |  | Interconnected | Trade Secret | Trade | BEL | BEL061 | Residential |  | Trade Secret | 2021 | 2022
20252-215912-02 | Xcel Energy | 85 | 13781 | IOU | 04618420 | 6 | Solar |  |  | Interconnected | Trade Secret | Trade | SAV | SAV063 | Residential |  | Trade Secret | 2021 | 2021
20252-215912-02 | Xcel Energy | 85 | 13781 | IOU | 04618452 | 367 | Solar |  |  | Active Application | Trade Secret | Trade | LAF | LAF001 | Community Solar Garden | Solar*Rewards Community | Trade Secret | 2023
20252-215912-02 | Xcel Energy | 85 | 13781 | IOU | 04618478 | 13.611 | Solar |  |  | Withdrawn | Trade Secret | Trade | TSS | TSS061 | Residential |  | Trade Secret | 2021
20252-215912-02 | Xcel Energy | 85 | 13781 | IOU | 04618580 | 3.49 | Solar |  |  | Withdrawn | Trade Secret | Trade | WAB | WAB031 | Residential |  | Trade Secret | 2021
20252-215912-02 | Xcel Energy | 85 | 13781 | IOU | 04619177 |  |  |  |  | Withdrawn | Trade Secret | Trade |  |  | Residential |  | Trade Secret | 2021
20252-215912-02 | Xcel Energy | 85 | 13781 | IOU | 04619643 | 3.77 | Solar |  |  | Withdrawn | Trade Secret | Trade | WIL | WIL062 | Residential |  | Trade Secret | 2021
20252-215912-02 | Xcel Energy | 85 | 13781 | IOU | 04619666 | 4.932 | Solar |  |  | Interconnected | Trade Secret | Trade | ALK | ALK072 | Residential |  | Trade Secret | 2021 | 2021
20252-215912-02 | Xcel Energy | 85 | 13781 | IOU | 04619846 | 5.054 | Solar |  |  | Interconnected | Trade Secret | Trade | WIL | WIL082 | Residential |  | Trade Secret | 2021 | 2022
20252-215912-02 | Xcel Energy | 85 | 13781 | IOU | 04619888 | 5.8 | Solar |  |  | Active Application | Trade Secret | Trade | TWL | TWL062 | Residential |  | Trade Secret | 2021
20252-215912-02 | Xcel Energy | 85 | 13781 | IOU | 04619940 | 7.68 |  |  |  | Withdrawn | Trade Secret | Trade | MPK | MPK078 | Residential |  | Trade Secret | 2021
20252-215912-02 | Xcel Energy | 85 | 13781 | IOU | 04620291 | 1000 | Solar |  |  | Withdrawn | Trade Secret | Trade | BEG | BEG001 | Community Solar Garden | Solar*Rewards Community | Trade Secret | 2021
20252-215912-02 | Xcel Energy | 85 | 13781 | IOU | 04620359 | 1000 | Solar |  |  | Active Application | Trade Secret | Trade | PIP | PIP061 | Community Solar Garden | Solar*Rewards Community | Trade Secret | 2024
20252-215912-02 | Xcel Energy | 85 | 13781 | IOU | 04620361 | 1000 | Solar |  |  | Active Application | Trade Secret | Trade | PIP | PIP061 | Community Solar Garden | Solar*Rewards Community | Trade Secret | 2024
20252-215912-02 | Xcel Energy | 85 | 13781 | IOU | 04620363 | 1000 | Solar |  |  | Active Application | Trade Secret | Trade | PIP | PIP061 | Community Solar Garden | Solar*Rewards Community | Trade Secret | 2024
20252-215912-02 | Xcel Energy | 85 | 13781 | IOU | 04620915 | 7.616 | Solar |  |  | Interconnected | Trade Secret | Trade | HSN | HSN322 | Residential |  | Trade Secret | 2021 | 2021
20252-215912-02 | Xcel Energy | 85 | 13781 | IOU | 04621185 | 2.792 | Solar |  |  | Withdrawn | Trade Secret | Trade | MPK | MPK063 | Residential |  | Trade Secret | 2021
20252-215912-02 | Xcel Energy | 85 | 13781 | IOU | 04621196 | 4.06 | Solar |  |  | Interconnected | Trade Secret | Trade | WCR | WCR063 | Residential |  | Trade Secret | 2021 | 2021
20252-215912-02 | Xcel Energy | 85 | 13781 | IOU | 04621222 | 14.5 | Solar |  |  | Interconnected | Trade Secret | Trade | DPN | DPN071 | Residential |  | Trade Secret | 2021 | 2022
20252-215912-02 | Xcel Energy | 85 | 13781 | IOU | 04621230 | 14.21 | Solar |  |  | Withdrawn | Trade Secret | Trade | AHI | AHI063 | Residential |  | Trade Secret | 2021
20252-215912-02 | Xcel Energy | 85 | 13781 | IOU | 04621241 | 4.06 | Solar |  |  | Interconnected | Trade Secret | Trade | MOL | MOL066 | Residential |  | Trade Secret | 2021 | 2021
20252-215912-02 | Xcel Energy | 85 | 13781 | IOU | 04621384 | 5.054 | Solar |  |  | Withdrawn | Trade Secret | Trade | ALD | ALD072 | Residential |  | Trade Secret | 2021
20252-215912-02 | Xcel Energy | 85 | 13781 | IOU | 04622522 | 6.028 | Solar |  |  | Interconnected | Trade Secret | Trade | EDA | EDA061 | Residential |  | Trade Secret | 2021 | 2022
20252-215912-02 | Xcel Energy | 85 | 13781 | IOU | 04622991 | 5.584 | Solar |  |  | Interconnected | Trade Secret | Trade | UPP | UPP085 | Residential |  | Trade Secret | 2021 | 2021
20252-215912-02 | Xcel Energy | 85 | 13781 | IOU | 04623007 | 6.38 | Solar |  |  | Interconnected | Trade Secret | Trade | SOU | SOU063 | Residential |  | Trade Secret | 2021 | 2021
20252-215912-02 | Xcel Energy | 85 | 13781 | IOU | 04623031 | 6.96 | Solar |  |  | Interconnected | Trade Secret | Trade | WES | WES076 | Residential |  | Trade Secret | 2021 | 2022
20252-215912-02 | Xcel Energy | 85 | 13781 | IOU | 04623043 | 8.7 | Solar |  |  | Interconnected | Trade Secret | Trade | LEX | LEX332 | Residential |  | Trade Secret | 2021 | 2021
20252-215912-02 | Xcel Energy | 85 | 13781 | IOU | 04623058 | 9.074 | Solar |  |  | Interconnected | Trade Secret | Trade | SLP | SLP075 | Residential |  | Trade Secret | 2021 | 2021
20252-215912-02 | Xcel Energy | 85 | 13781 | IOU | 04623084 | 7.25 | Solar |  | X | Interconnected | Trade Secret | Trade | DND | DND071 | Residential |  | Trade Secret | 2021 | 2022
20252-215912-02 | Xcel Energy | 85 | 13781 | IOU | 04623095 | 3.48 | Solar |  |  | Interconnected | Trade Secret | Trade | MPK | MPK085 | Residential |  | Trade Secret | 2021 | 2021
20252-215912-02 | Xcel Energy | 85 | 13781 | IOU | 04623371 | 6 |  |  |  | Withdrawn | Trade Secret | Trade | DBL | DBL068 | Residential |  | Trade Secret | 2021
20252-215912-02 | Xcel Energy | 85 | 13781 | IOU | 04623392 | 3.747 | Solar |  |  | Interconnected | Trade Secret | Trade | PRR | PRR063 | Residential |  | Trade Secret | 2021 | 2022
20252-215912-02 | Xcel Energy | 85 | 13781 | IOU | 04623425 |  | Solar |  |  | Withdrawn | Trade Secret | Trade | DBL | DBL065 | Commercial | Solar*Rewards | Trade Secret | 2021
20252-215912-02 | Xcel Energy | 85 | 13781 | IOU | 04623679 | 43.2 | Solar |  |  | Withdrawn | Trade Secret | Trade | MDT | MDT062 | Commercial |  | Trade Secret | 2021
20252-215912-02 | Xcel Energy | 85 | 13781 | IOU | 04624257 | 6.282 | Solar |  |  | Withdrawn | Trade Secret | Trade | MPK | MPK085 | Residential |  | Trade Secret | 2021
20252-215912-02 | Xcel Energy | 85 | 13781 | IOU | 04624349 | 8.99 | Solar |  |  | Interconnected | Trade Secret | Trade | CGR | CGR072 | Residential |  | Trade Secret | 2021 | 2021
20252-215912-02 | Xcel Energy | 85 | 13781 | IOU | 04624374 | 10.73 | Solar |  |  | Interconnected | Trade Secret | Trade | MPK | MPK087 | Residential |  | Trade Secret | 2021 | 2021
20252-215912-02 | Xcel Energy | 85 | 13781 | IOU | 04624388 | 5.22 | Solar |  |  | Interconnected | Trade Secret | Trade | SOU | SOU083 | Residential |  | Trade Secret | 2021 | 2021
20252-215912-02 | Xcel Energy | 85 | 13781 | IOU | 04624434 | 80.504 | Solar |  |  | Interconnected | Trade Secret | Trade | UPP | UPP083 | Commercial |  | Trade Secret | 2021 | 2022
20252-215912-02 | Xcel Energy | 85 | 13781 | IOU | 04625079 | 17.61 | Solar |  |  | Interconnected | Trade Secret | Trade | APA | APA073 | Residential |  | Trade Secret | 2021 | 2021
20252-215912-02 | Xcel Energy | 85 | 13781 | IOU | 04625220 | 6 | Solar |  |  | Interconnected | Trade Secret | Trade | MOL | MOL062 | Residential |  | Trade Secret | 2021 | 2021
20252-215912-02 | Xcel Energy | 85 | 13781 | IOU | 04625241 |  | Solar |  |  | Withdrawn | Trade Secret | Trade |  |  | Residential | Solar*Rewards | Trade Secret | 2021
20252-215912-02 | Xcel Energy | 85 | 13781 | IOU | 04625591 | 5 | Solar |  |  | Interconnected | Trade Secret | Trade | ALK | ALK072 | Residential |  | Trade Secret | 2021 | 2022
20252-215912-02 | Xcel Energy | 85 | 13781 | IOU | 04625838 | 6.09 | Solar |  |  | Interconnected | Trade Secret | Trade | XRD | XRD062 | Residential |  | Trade Secret | 2021 | 2022
20252-215912-02 | Xcel Energy | 85 | 13781 | IOU | 04625848 | 6 | Solar |  |  | Withdrawn | Trade Secret | Trade | WCR | WCR063 | Residential |  | Trade Secret | 2021
20252-215912-02 | Xcel Energy | 85 | 13781 | IOU | 04625865 | 9.994 | Solar |  |  | Withdrawn | Trade Secret | Trade | SLP | SLP074 | Residential |  | Trade Secret | 2021
20252-215912-02 | Xcel Energy | 85 | 13781 | IOU | 04625890 | 3.747 | Solar |  |  | Withdrawn | Trade Secret | Trade | WIL | WIL063 | Residential |  | Trade Secret | 2021
20252-215912-02 | Xcel Energy | 85 | 13781 | IOU | 04625905 | 6.96 | Solar |  |  | Interconnected | Trade Secret | Trade | RPL | RPL071 | Residential |  | Trade Secret | 2021 | 2021
20252-215912-02 | Xcel Energy | 85 | 13781 | IOU | 04625912 | 4.06 | Solar |  |  | Interconnected | Trade Secret | Trade | EGL | EGL022 | Residential |  | Trade Secret | 2021 | 2022
20252-215912-02 | Xcel Energy | 85 | 13781 | IOU | 04625917 | 6.282 | Solar |  |  | Interconnected | Trade Secret | Trade | SOU | SOU087 | Residential |  | Trade Secret | 2021 | 2021
20252-215912-02 | Xcel Energy | 85 | 13781 | IOU | 04625918 | 12.18 | Solar |  |  | Interconnected | Trade Secret | Trade | ECK | ECK062 | Residential |  | Trade Secret | 2021 | 2022
20252-215912-02 | Xcel Energy | 85 | 13781 | IOU | 04625945 | 6.96 | Solar |  |  | Interconnected | Trade Secret | Trade | ECK | ECK321 | Residential |  | Trade Secret | 2021 | 2021
20252-215912-02 | Xcel Energy | 85 | 13781 | IOU | 04625956 | 5.51 | Solar |  |  | Interconnected | Trade Secret | Trade | SLP | SLP092 | Residential |  | Trade Secret | 2021 | 2022
20252-215912-02 | Xcel Energy | 85 | 13781 | IOU | 04625976 | 9.423 | Solar |  |  | Interconnected | Trade Secret | Trade | TLK | TLK064 | Residential |  | Trade Secret | 2021 | 2021
20252-215912-02 | Xcel Energy | 85 | 13781 | IOU | 04626162 | 3.48 | Solar |  |  | Withdrawn | Trade Secret | Trade | WIL | WIL097 | Residential |  | Trade Secret | 2021
20252-215912-02 | Xcel Energy | 85 | 13781 | IOU | 04626271 | 5.51 | Solar |  |  | Withdrawn | Trade Secret | Trade | ECK | ECK082 | Residential |  | Trade Secret | 2021
20252-215912-02 | Xcel Energy | 85 | 13781 | IOU | 04626292 | 3.77 | Solar |  |  | Withdrawn | Trade Secret | Trade | MST | MST066 | Residential |  | Trade Secret | 2021
20252-215912-02 | Xcel Energy | 85 | 13781 | IOU | 04626317 | 4.64 | Solar |  |  | Interconnected | Trade Secret | Trade | SOU | SOU066 | Residential |  | Trade Secret | 2021 | 2022
20252-215912-02 | Xcel Energy | 85 | 13781 | IOU | 04626368 | 5.054 | Solar |  |  | Interconnected | Trade Secret | Trade | GPH | GPH061 | Residential |  | Trade Secret | 2021 | 2022
20252-215912-02 | Xcel Energy | 85 | 13781 | IOU | 04626383 | 11.255 | Solar |  |  | Interconnected | Trade Secret | Trade | CDV | CDV072 | Residential |  | Trade Secret | 2021 | 2022
20252-215912-02 | Xcel Energy | 85 | 13781 | IOU | 04627114 | 3.48 | Solar |  |  | Withdrawn | Trade Secret | Trade | APA | APA073 | Residential |  | Trade Secret | 2021
20252-215912-02 | Xcel Energy | 85 | 13781 | IOU | 04629889 |  | Solar |  |  | Withdrawn | Trade Secret | Trade |  |  | Residential | Solar*Rewards | Trade Secret | 2021
20252-215912-02 | Xcel Energy | 85 | 13781 | IOU | 04630134 |  |  |  |  | Withdrawn | Trade Secret | Trade |  |  | Residential |  | Trade Secret | 2021
20252-215912-02 | Xcel Energy | 85 | 13781 | IOU | 04630288 | 3.77 | Solar |  |  | Withdrawn | Trade Secret | Trade | WRR | WRR064 | Residential |  | Trade Secret | 2021
20252-215912-02 | Xcel Energy | 85 | 13781 | IOU | 04630798 | 3.48 | Solar |  |  | Withdrawn | Trade Secret | Trade | MST | MST070 | Residential |  | Trade Secret | 2021
20252-215912-02 | Xcel Energy | 85 | 13781 | IOU | 04630924 | 8.376 | Solar |  |  | Interconnected | Trade Secret | Trade | WAB | WAB021 | Residential |  | Trade Secret | 2021 | 2022
20252-215912-02 | Xcel Energy | 85 | 13781 | IOU | 04631006 | 11.89 | Solar |  |  | Withdrawn | Trade Secret | Trade | WSG | WSG071 | Residential |  | Trade Secret | 2021
20252-215912-02 | Xcel Energy | 85 | 13781 | IOU | 04632062 | 11.39 | Solar |  |  | Interconnected | Trade Secret | Trade | MST | MST066 | Residential |  | Trade Secret | 2021 | 2022
20252-215912-02 | Xcel Energy | 85 | 13781 | IOU | 04632485 |  |  |  |  | Withdrawn | Trade Secret | Trade |  |  | Residential |  | Trade Secret | 2021
20252-215912-02 | Xcel Energy | 85 | 13781 | IOU | 04632848 |  |  |  |  | Withdrawn | Trade Secret | Trade | AFT | AFT314 | Residential |  | Trade Secret | 2021
20252-215912-02 | Xcel Energy | 85 | 13781 | IOU | 04632936 | 3.77 | Solar |  |  | Interconnected | Trade Secret | Trade | MPK | MPK063 | Residential |  | Trade Secret | 2021 | 2021
20252-215912-02 | Xcel Energy | 85 | 13781 | IOU | 04632948 | 31.02 | Solar |  | X | Withdrawn | Trade Secret | Trade | SCA | SCA021 | Residential |  | Trade Secret | 2021
20252-215912-02 | Xcel Energy | 85 | 13781 | IOU | 04632962 | 7.68 | Solar |  |  | Interconnected | Trade Secret | Trade | RPO | RPO311 | Residential |  | Trade Secret | 2021 | 2023
20252-215912-02 | Xcel Energy | 85 | 13781 | IOU | 04632965 | 7.83 | Solar |  |  | Interconnected | Trade Secret | Trade | WDY | WDY322 | Residential |  | Trade Secret | 2021 | 2022
20252-215912-02 | Xcel Energy | 85 | 13781 | IOU | 04633219 | 13.96 | Solar |  |  | Active Application | Trade Secret | Trade | LCR | LCR311 | Residential |  | Trade Secret | 2021
20252-215912-02 | Xcel Energy | 85 | 13781 | IOU | 04633291 | 400 | Solar |  |  | Withdrawn | Trade Secret | Trade | FAB | FAB063 | Community Solar Garden | Solar*Rewards Community | Trade Secret | 2021
20252-215912-02 | Xcel Energy | 85 | 13781 | IOU | 04634004 | 3.288 | Solar |  |  | Interconnected | Trade Secret | Trade | CGR | CGR061 | Residential |  | Trade Secret | 2021 | 2021
20252-215912-02 | Xcel Energy | 85 | 13781 | IOU | 04634354 | 1.74 | Solar |  |  | Interconnected | Trade Secret | Trade | WAT | WAT081 | Residential |  | Trade Secret | 2021 | 2023
20252-215912-02 | Xcel Energy | 85 | 13781 | IOU | 04634639 | 14.21 | Solar |  |  | Interconnected | Trade Secret | Trade | STY | STY073 | Commercial |  | Trade Secret | 2021 | 2022
20252-215912-02 | Xcel Energy | 85 | 13781 | IOU | 04635103 |  | Solar |  |  | Withdrawn | Trade Secret | Trade |  |  | Residential | Solar*Rewards | Trade Secret | 2021
20252-215912-02 | Xcel Energy | 85 | 13781 | IOU | 04635104 | 2.9 | Solar |  |  | Interconnected | Trade Secret | Trade | MEL | MEL065 | Residential |  | Trade Secret | 2021 | 2022
20252-215912-02 | Xcel Energy | 85 | 13781 | IOU | 04635141 | 7.25 | Solar |  |  | Interconnected | Trade Secret | Trade | TWL | TWL079 | Residential |  | Trade Secret | 2021 | 2021
20252-215912-02 | Xcel Energy | 85 | 13781 | IOU | 04636258 | 4.93 | Solar |  |  | Interconnected | Trade Secret | Trade | CHE | CHE064 | Residential |  | Trade Secret | 2021 | 2021
20252-215912-02 | Xcel Energy | 85 | 13781 | IOU | 04636294 | 8.7 | Solar |  |  | Interconnected | Trade Secret | Trade | TWL | TWL072 | Residential |  | Trade Secret | 2021 | 2021
20252-215912-02 | Xcel Energy | 85 | 13781 | IOU | 04636326 | 2.792 | Solar |  |  | Interconnected | Trade Secret | Trade | SLP | SLP084 | Residential |  | Trade Secret | 2021 | 2021
20252-215912-02 | Xcel Energy | 85 | 13781 | IOU | 04636481 | 24.43 | Solar |  |  | Withdrawn | Trade Secret | Trade | RRK | RRK064 | Residential |  | Trade Secret | 2021
20252-215912-02 | Xcel Energy | 85 | 13781 | IOU | 04636767 | 43.53 | Solar |  |  | Interconnected | Trade Secret | Trade | IDA | IDA072 | Commercial |  | Trade Secret | 2021 | 2023
20252-215912-02 | Xcel Energy | 85 | 13781 | IOU | 04637038 | 1000 | Solar |  |  | Withdrawn | Trade Secret | Trade | YLM | YLM212 | Community Solar Garden | Solar*Rewards Community | Trade Secret | 2021
20252-215912-02 | Xcel Energy | 85 | 13781 | IOU | 04637047 | 1000 | Solar |  |  | Withdrawn | Trade Secret | Trade | YLM | YLM211 | Community Solar Garden | Solar*Rewards Community | Trade Secret | 2021
20252-215912-02 | Xcel Energy | 85 | 13781 | IOU | 04637062 | 999 | Solar |  |  | Interconnected | Cold Spring | Trade | BLH | BLH061 | Community Solar Garden | Solar*Rewards Community | Trade Secret | 2022 | 2024
20252-215912-02 | Xcel Energy | 85 | 13781 | IOU | 04637612 | 4.64 | Solar |  |  | Interconnected | Trade Secret | Trade | WRR | WRR064 | Residential |  | Trade Secret | 2021 | 2022
20252-215912-02 | Xcel Energy | 85 | 13781 | IOU | 04637716 | 3.747 | Solar |  |  | Withdrawn | Trade Secret | Trade | UPP | UPP082 | Residential |  | Trade Secret | 2021
20252-215912-02 | Xcel Energy | 85 | 13781 | IOU | 04637732 | 6.09 | Solar |  |  | Interconnected | Trade Secret | Trade | RPL | RPL063 | Residential |  | Trade Secret | 2021 | 2021
20252-215912-02 | Xcel Energy | 85 | 13781 | IOU | 04637747 | 8.41 | Solar |  |  | Interconnected | Trade Secret | Trade | RLK | RLK069 | Residential |  | Trade Secret | 2021 | 2021
20252-215912-02 | Xcel Energy | 85 | 13781 | IOU | 04637764 | 5.22 | Solar |  |  | Interconnected | Trade Secret | Trade | WIL | WIL073 | Residential |  | Trade Secret | 2021 | 2022
20252-215912-02 | Xcel Energy | 85 | 13781 | IOU | 04637779 | 9.423 | Solar |  |  | Interconnected | Trade Secret | Trade | MPK | MPK064 | Residential |  | Trade Secret | 2021 | 2022
20252-215912-02 | Xcel Energy | 85 | 13781 | IOU | 04638571 | 7.678 | Solar |  | X | Interconnected | Trade Secret | Trade | GLK | GLK063 | Residential |  | Trade Secret | 2021 | 2022
20252-215912-02 | Xcel Energy | 85 | 13781 | IOU | 04639394 | 1000 | Solar |  |  | Active Application | Trade Secret | Trade | MHW | MHW311 | Community Solar Garden | Solar*Rewards Community | Trade Secret | 2021
20252-215912-02 | Xcel Energy | 85 | 13781 | IOU | 04639699 | 3.747 | Solar |  |  | Active Application | Trade Secret | Trade | LAB | LAB311 | Residential | Solar*Rewards | Trade Secret | 2021
20252-215912-02 | Xcel Energy | 85 | 13781 | IOU | 04640794 | 5.22 | Solar |  |  | Interconnected | Trade Secret | Trade | SLP | SLP092 | Residential |  | Trade Secret | 2021 | 2022
20252-215912-02 | Xcel Energy | 85 | 13781 | IOU | 04640854 | 15.007 | Solar |  |  | Interconnected | Trade Secret | Trade | HAS | HAS021 | Residential |  | Trade Secret | 2021 | 2022
20252-215912-02 | Xcel Energy | 85 | 13781 | IOU | 04640866 | 5.933 | Solar |  |  | Interconnected | Trade Secret | Trade | SOU | SOU082 | Residential |  | Trade Secret | 2021 | 2021
20252-215912-02 | Xcel Energy | 85 | 13781 | IOU | 04640873 | 3.48 | Solar |  |  | Interconnected | Trade Secret | Trade | HWW | HWW074 | Residential |  | Trade Secret | 2021 | 2021
20252-215912-02 | Xcel Energy | 85 | 13781 | IOU | 04640881 | 4.06 | Solar |  |  | Interconnected | Trade Secret | Trade | LOK | LOK093 | Residential |  | Trade Secret | 2021 | 2021
20252-215912-02 | Xcel Energy | 85 | 13781 | IOU | 04641145 |  |  |  |  | Withdrawn | Trade Secret | Trade |  |  | Residential |  | Trade Secret | 2021
20252-215912-02 | Xcel Energy | 85 | 13781 | IOU | 04641150 | 3.48 | Solar |  |  | Interconnected | Trade Secret | Trade | SOU | SOU087 | Residential |  | Trade Secret | 2021 | 2022
20252-215912-02 | Xcel Energy | 85 | 13781 | IOU | 04641168 | 5 | Solar |  |  | Interconnected | Trade Secret | Trade | ALK | ALK063 | Residential |  | Trade Secret | 2022 | 2022
20252-215912-02 | Xcel Energy | 85 | 13781 | IOU | 04641219 | 6 | Solar |  |  | Active Application | Trade Secret | Trade | RPL | RPL061 | Residential |  | Trade Secret | 2021
20252-215912-02 | Xcel Energy | 85 | 13781 | IOU | 04641363 | 33.128 | Solar |  |  | Interconnected | Trade Secret | Trade | HWW | HWW062 | Commercial | Solar*Rewards | Trade Secret | 2021 | 2023
20252-215912-02 | Xcel Energy | 85 | 13781 | IOU | 04641517 | 15.137 | Solar |  |  | Withdrawn | Trade Secret | Trade | WSG | WSG352 | Residential |  | Trade Secret | 2021
20252-215912-02 | Xcel Energy | 85 | 13781 | IOU | 04641891 | 10 | Solar |  |  | Interconnected | Trade Secret | Trade | WCR | WCR311 | Residential |  | Trade Secret | 2021 | 2021
20252-215912-02 | Xcel Energy | 85 | 13781 | IOU | 04641928 | 33.06 | Solar |  |  | Interconnected | Trade Secret | Trade | GLK | GLK072 | Residential |  | Trade Secret | 2021 | 2021
20252-215912-02 | Xcel Energy | 85 | 13781 | IOU | 04642403 | 6 | Solar |  |  | Interconnected | Trade Secret | Trade | ALK | ALK072 | Residential |  | Trade Secret | 2021 | 2022
20252-215912-02 | Xcel Energy | 85 | 13781 | IOU | 04642531 | 6.96 | Solar |  |  | Interconnected | Trade Secret | Trade | WRR | WRR075 | Residential |  | Trade Secret | 2021 | 2021
20252-215912-02 | Xcel Energy | 85 | 13781 | IOU | 04642561 | 9.994 | Solar |  |  | Interconnected | Trade Secret | Trade | MEL | MEL077 | Residential |  | Trade Secret | 2021 | 2022
20252-215912-02 | Xcel Energy | 85 | 13781 | IOU | 04643535 | 120 | Solar |  |  | Interconnected | Trade Secret | Trade | EKO | EKO021 | Commercial |  | Trade Secret | 2021 | 2024
20252-215912-02 | Xcel Energy | 85 | 13781 | IOU | 04644000 | 300 | Solar |  |  | Withdrawn | Trade Secret | Trade | WSG | WSG065 | Commercial |  | Trade Secret | 2021
20252-215912-02 | Xcel Energy | 85 | 13781 | IOU | 04644641 | 7.616 | Solar |  |  | Withdrawn | Trade Secret | Trade | IDA | IDA062 | Residential |  | Trade Secret | 2021
20252-215912-02 | Xcel Energy | 85 | 13781 | IOU | 04644836 | 9 | Solar |  |  | Interconnected | Trade Secret | Trade | MDT | MDT062 | Commercial | Solar*Rewards | Trade Secret | 2022 | 2023
20252-215912-02 | Xcel Energy | 85 | 13781 | IOU | 04645302 |  | Solar |  |  | Withdrawn | Trade Secret | Trade |  |  | Residential | Solar*Rewards | Trade Secret | 2021
20252-215912-02 | Xcel Energy | 85 | 13781 | IOU | 04647477 | 4.93 | Solar |  |  | Interconnected | Trade Secret | Trade | WES | WES073 | Residential |  | Trade Secret | 2021 | 2021
20252-215912-02 | Xcel Energy | 85 | 13781 | IOU | 04647656 |  | Solar |  |  | Withdrawn | Trade Secret | Trade |  |  | Residential | Solar*Rewards | Trade Secret | 2021
20252-215912-02 | Xcel Energy | 85 | 13781 | IOU | 04647770 | 5.8 | Solar |  |  | Interconnected | Trade Secret | Trade | APA | APA075 | Residential |  | Trade Secret | 2021 | 2022
20252-215912-02 | Xcel Energy | 85 | 13781 | IOU | 04648335 | 6 | Solar |  |  | Withdrawn | Trade Secret | Trade | SCL | SCL322 | Residential |  | Trade Secret | 2021
20252-215912-02 | Xcel Energy | 85 | 13781 | IOU | 04648356 | 5 | Solar |  |  | Withdrawn | Trade Secret | Trade | TWL | TWL072 | Residential |  | Trade Secret | 2021
20252-215912-02 | Xcel Energy | 85 | 13781 | IOU | 04648380 | 3.747 | Solar |  |  | Interconnected | Trade Secret | Trade | MPK | MPK082 | Residential |  | Trade Secret | 2021 | 2022
20252-215912-02 | Xcel Energy | 85 | 13781 | IOU | 04648426 | 5.054 | Solar |  |  | Withdrawn | Trade Secret | Trade | SCL | SCL313 | Residential |  | Trade Secret | 2021
20252-215912-02 | Xcel Energy | 85 | 13781 | IOU | 04648447 | 9.994 | Solar |  |  | Withdrawn | Trade Secret | Trade | PKL | PKL081 | Residential |  | Trade Secret | 2021
20252-215912-02 | Xcel Energy | 85 | 13781 | IOU | 04648482 | 5 | Solar |  |  | Withdrawn | Trade Secret | Trade | GLK | GLK063 | Residential |  | Trade Secret | 2021
20252-215912-02 | Xcel Energy | 85 | 13781 | IOU | 04648984 | 7.678 | Solar |  |  | Interconnected | Trade Secret | Trade | WSG | WSG065 | Residential |  | Trade Secret | 2021 | 2021
20252-215912-02 | Xcel Energy | 85 | 13781 | IOU | 04649254 | 5 | Solar |  |  | Withdrawn | Trade Secret | Trade | PKL | PKL066 | Residential |  | Trade Secret | 2021
20252-215912-02 | Xcel Energy | 85 | 13781 | IOU | 04649829 | 9.994 | Solar |  |  | Withdrawn | Trade Secret | Trade | GLD | GLD021 | Residential |  | Trade Secret | 2021
20252-215912-02 | Xcel Energy | 85 | 13781 | IOU | 04650819 | 6.96 | Solar |  | X | Interconnected | Trade Secret | Trade | WIL | WIL098 | Residential |  | Trade Secret | 2021 | 2022
20252-215912-02 | Xcel Energy | 85 | 13781 | IOU | 04651007 |  | Solar |  |  | Withdrawn | Trade Secret | Trade |  |  | Residential | Solar*Rewards | Trade Secret | 2021
20252-215912-02 | Xcel Energy | 85 | 13781 | IOU | 04651152 | 7.6 | Solar |  | X | Withdrawn | Trade Secret | Trade | WAB | WAB031 | Commercial |  | Trade Secret | 2021
20252-215912-02 | Xcel Energy | 85 | 13781 | IOU | 04651192 | 7.616 | Solar |  |  | Interconnected | Trade Secret | Trade | LOK | LOK081 | Residential |  | Trade Secret | 2021 | 2022
20252-215912-02 | Xcel Energy | 85 | 13781 | IOU | 04651193 | 9.994 | Solar |  |  | Interconnected | Trade Secret | Trade | TLK | TLK061 | Residential |  | Trade Secret | 2021 | 2022
20252-215912-02 | Xcel Energy | 85 | 13781 | IOU | 04651195 |  |  |  |  | Withdrawn | Trade Secret | Trade |  |  | Residential |  | Trade Secret | 2021
20252-215912-02 | Xcel Energy | 85 | 13781 | IOU | 04651200 | 5 | Solar |  |  | Interconnected | Trade Secret | Trade | OPK | OPK071 | Residential |  | Trade Secret | 2021 | 2021
20252-215912-02 | Xcel Energy | 85 | 13781 | IOU | 04651522 | 100 | Solar |  |  | Interconnected | Trade Secret | Trade | SLP | SLP096 | Commercial |  | Trade Secret | 2021 | 2024
20252-215912-02 | Xcel Energy | 85 | 13781 | IOU | 04651546 | 7.616 | Solar |  |  | Interconnected | Trade Secret | Trade | WIL | WIL082 | Residential |  | Trade Secret | 2021 | 2021
20252-215912-02 | Xcel Energy | 85 | 13781 | IOU | 04651621 | 11.39 | Solar |  |  | Withdrawn | Trade Secret | Trade | SED | SED061 | Residential |  | Trade Secret | 2021
20252-215912-02 | Xcel Energy | 85 | 13781 | IOU | 04652047 | 15.232 | Solar |  |  | Interconnected | Trade Secret | Trade | WIL | WIL063 | Residential |  | Trade Secret | 2021 | 2022
20252-215912-02 | Xcel Energy | 85 | 13781 | IOU | 04652418 | 5.51 | Solar |  |  | Interconnected | Trade Secret | Trade | WEB | WEB021 | Residential |  | Trade Secret | 2021 | 2022
20252-215912-02 | Xcel Energy | 85 | 13781 | IOU | 04653363 | 0.315 | Solar |  |  | Interconnected | Trade Secret | Trade | UPP | UPP084 | Residential |  | Trade Secret | 2021 | 2022
20252-215912-02 | Xcel Energy | 85 | 13781 | IOU | 04653640 | 2.32 | Solar |  |  | Interconnected | Trade Secret | Trade | SOU | SOU078 | Residential |  | Trade Secret | 2021 | 2021
20252-215912-02 | Xcel Energy | 85 | 13781 | IOU | 04653695 | 8.12 | Solar |  |  | Interconnected | Trade Secret | Trade | WDY | WDY322 | Residential |  | Trade Secret | 2021 | 2021
20252-215912-02 | Xcel Energy | 85 | 13781 | IOU | 04653704 | 7.54 | Solar |  |  | Interconnected | Trade Secret | Trade | WIL | WIL063 | Residential |  | Trade Secret | 2021 | 2021
20252-215912-02 | Xcel Energy | 85 | 13781 | IOU | 04653709 | 11.02 | Solar |  |  | Interconnected | Trade Secret | Trade | OPK | OPK073 | Residential |  | Trade Secret | 2021 | 2021
20252-215912-02 | Xcel Energy | 85 | 13781 | IOU | 04653721 | 2.792 | Solar |  |  | Withdrawn | Trade Secret | Trade | SLP | SLP085 | Residential |  | Trade Secret | 2021
20252-215912-02 | Xcel Energy | 85 | 13781 | IOU | 04653733 | 2.792 | Solar |  |  | Interconnected | Trade Secret | Trade | MEL | MEL061 | Residential |  | Trade Secret | 2021 | 2022
20252-215912-02 | Xcel Energy | 85 | 13781 | IOU | 04653745 | 2.32 | Solar |  |  | Withdrawn | Trade Secret | Trade | MEL | MEL078 | Residential |  | Trade Secret | 2021
20252-215912-02 | Xcel Energy | 85 | 13781 | IOU | 04654495 | 8.99 | Solar |  |  | Interconnected | Trade Secret | Trade | SHP | SHP061 | Residential |  | Trade Secret | 2021 | 2022
20252-215912-02 | Xcel Energy | 85 | 13781 | IOU | 04654518 | 22.78 |  |  |  | Withdrawn | Trade Secret | Trade | OAD | OAD063 | Commercial |  | Trade Secret | 2021
20252-215912-02 | Xcel Energy | 85 | 13781 | IOU | 04654542 | 18.56 | Solar |  |  | Interconnected | Trade Secret | Trade | CHE | CHE064 | Commercial |  | Trade Secret | 2021 | 2022
20252-215912-02 | Xcel Energy | 85 | 13781 | IOU | 04654595 |  |  |  |  | Withdrawn | Trade Secret | Trade |  |  | Commercial |  | Trade Secret | 2021
20252-215912-02 | Xcel Energy | 85 | 13781 | IOU | 04654601 | 8.41 | Solar |  |  | Interconnected | Trade Secret | Trade | AHI | AHI063 | Residential |  | Trade Secret | 2021 | 2021
20252-215912-02 | Xcel Energy | 85 | 13781 | IOU | 04654807 |  |  |  |  | Withdrawn | Trade Secret | Trade | NOF | NOF072 | Residential |  | Trade Secret | 2021
20252-215912-02 | Xcel Energy | 85 | 13781 | IOU | 04654821 | 8.376 | Solar |  |  | Interconnected | Trade Secret | Trade | SOU | SOU063 | Residential |  | Trade Secret | 2021 | 2021
20252-215912-02 | Xcel Energy | 85 | 13781 | IOU | 04654840 | 8.7 | Solar |  |  | Withdrawn | Trade Secret | Trade | SHP | SHP072 | Residential | Solar*Rewards | Trade Secret | 2021
20252-215912-02 | Xcel Energy | 85 | 13781 | IOU | 04654978 | 6.09 | Solar |  |  | Interconnected | Trade Secret | Trade | HUG | HUG322 | Residential |  | Trade Secret | 2021 | 2022
20252-215912-02 | Xcel Energy | 85 | 13781 | IOU | 04655481 | 6 | Solar |  |  | Interconnected | Trade Secret | Trade | WSG | WSG361 | Residential |  | Trade Secret | 2021 | 2021
20252-215912-02 | Xcel Energy | 85 | 13781 | IOU | 04655999 | 5.933 | Solar |  |  | Interconnected | Trade Secret | Trade | WIL | WIL076 | Residential |  | Trade Secret | 2021 | 2022
20252-215912-02 | Xcel Energy | 85 | 13781 | IOU | 04656795 | 7.616 | Solar |  |  | Interconnected | Trade Secret | Trade | HWW | HWW062 | Residential |  | Trade Secret | 2021 | 2021
20252-215912-02 | Xcel Energy | 85 | 13781 | IOU | 04657380 | 6.028 | Solar |  |  | Interconnected | Trade Secret | Trade | WES | WES064 | Residential |  | Trade Secret | 2021 | 2022
20252-215912-02 | Xcel Energy | 85 | 13781 | IOU | 04657479 | 9.994 | Solar |  |  | Active Application | Trade Secret | Trade | SCL | SCL322 | Residential |  | Trade Secret | 2021
20252-215912-02 | Xcel Energy | 85 | 13781 | IOU | 04657481 | 5.054 | Solar |  |  | Interconnected | Trade Secret | Trade | TWL | TWL089 | Residential |  | Trade Secret | 2021 | 2022
20252-215912-02 | Xcel Energy | 85 | 13781 | IOU | 04657482 | 6 | Solar |  |  | Interconnected | Trade Secret | Trade | MEL | MEL087 | Residential |  | Trade Secret | 2021 | 2022
20252-215912-02 | Xcel Energy | 85 | 13781 | IOU | 04657825 | 6.09 | Solar |  |  | Interconnected | Trade Secret | Trade | IDA | IDA072 | Residential |  | Trade Secret | 2021 | 2021
20252-215912-02 | Xcel Energy | 85 | 13781 | IOU | 04657842 | 5.51 | Solar |  |  | Interconnected | Trade Secret | Trade | SOU | SOU076 | Residential |  | Trade Secret | 2021 | 2021
20252-215912-02 | Xcel Energy | 85 | 13781 | IOU | 04658371 | 11.559 | Solar |  | X | Interconnected | Trade Secret | Trade | GSL | GSL341 | Residential |  | Trade Secret | 2021 | 2022
20252-215912-02 | Xcel Energy | 85 | 13781 | IOU | 04658734 | 0.63 | Solar |  |  | Interconnected | Trade Secret | Trade | FSL | FSL312 | Residential |  | Trade Secret | 2021 | 2022
20252-215912-02 | Xcel Energy | 85 | 13781 | IOU | 04659337 | 8.376 | Solar |  |  | Interconnected | Trade Secret | Trade | RLK | RLK079 | Residential |  | Trade Secret | 2021 | 2022
20252-215912-02 | Xcel Energy | 85 | 13781 | IOU | 04659347 | 3.141 | Solar |  |  | Interconnected | Trade Secret | Trade | SOU | SOU073 | Residential |  | Trade Secret | 2021 | 2022
20252-215912-02 | Xcel Energy | 85 | 13781 | IOU | 04659442 | 1000 | Solar |  |  | Active Application | Trade Secret | Trade | DAN | DAN021 | Community Solar Garden | Solar*Rewards Community | Trade Secret | 2023
20252-215912-02 | Xcel Energy | 85 | 13781 | IOU | 04659700 | 1000 | Solar |  |  | Active Application | Trade Secret | Trade | MNV | MNV211 | Community Solar Garden | Solar*Rewards Community | Trade Secret | 2023
20252-215912-02 | Xcel Energy | 85 | 13781 | IOU | 04659837 | 19.988 | Solar |  |  | Interconnected | Trade Secret | Trade | GFD | GFD021 | Residential |  | Trade Secret | 2021 | 2022
20252-215912-02 | Xcel Energy | 85 | 13781 | IOU | 04659984 | 1000 | Solar |  |  | Withdrawn | Trade Secret | Trade | NOF | NOF061 | Community Solar Garden | Solar*Rewards Community | Trade Secret | 2021
20252-215912-02 | Xcel Energy | 85 | 13781 | IOU | 04660042 | 1000 | Solar |  |  | Withdrawn | Trade Secret | Trade | MHW | MHW311 | Community Solar Garden | Solar*Rewards Community | Trade Secret | 2021
20252-215912-02 | Xcel Energy | 85 | 13781 | IOU | 04660069 | 1000 | Solar |  |  | Withdrawn | Trade Secret | Trade | WIN | WIN043 | Community Solar Garden | Solar*Rewards Community | Trade Secret | 2021
20252-215912-02 | Xcel Energy | 85 | 13781 | IOU | 04660070 | 6.96 | Solar |  |  | Interconnected | Trade Secret | Trade | SLP | SLP072 | Residential |  | Trade Secret | 2021 | 2021
20252-215912-02 | Xcel Energy | 85 | 13781 | IOU | 04660085 | 12.18 | Solar |  |  | Interconnected | Trade Secret | Trade | PKL | PKL083 | Residential |  | Trade Secret | 2021 | 2022
20252-215912-02 | Xcel Energy | 85 | 13781 | IOU | 04660937 | 9.864 | Solar |  |  | Interconnected | Trade Secret | Trade | HUG | HUG312 | Residential |  | Trade Secret | 2021 | 2022
20252-215912-02 | Xcel Energy | 85 | 13781 | IOU | 04660946 | 4.64 | Solar |  | X | Interconnected | Trade Secret | Trade | BCR | BCR063 | Residential |  | Trade Secret | 2021 | 2021
20252-215912-02 | Xcel Energy | 85 | 13781 | IOU | 04661262 | 7.68 | Solar |  |  | Withdrawn | Trade Secret | Trade | MPK | MPK078 | Residential |  | Trade Secret | 2021
20252-215912-02 | Xcel Energy | 85 | 13781 | IOU | 04661309 | 7.6 | Solar |  | X | Withdrawn | Trade Secret | Trade | ALK | ALK072 | Residential |  | Trade Secret | 2021
20252-215912-02 | Xcel Energy | 85 | 13781 | IOU | 04661500 | 7.616 | Solar |  |  | Interconnected | Trade Secret | Trade | TWL | TWL062 | Residential |  | Trade Secret | 2021 | 2022
20252-215912-02 | Xcel Energy | 85 | 13781 | IOU | 04661505 | 11.559 | Solar |  |  | Withdrawn | Trade Secret | Trade | SOU | SOU086 | Residential |  | Trade Secret | 2021
20252-215912-02 | Xcel Energy | 85 | 13781 | IOU | 04661546 | 4.06 | Solar |  |  | Interconnected | Trade Secret | Trade | APA | APA067 | Residential |  | Trade Secret | 2021 | 2021
20252-215912-02 | Xcel Energy | 85 | 13781 | IOU | 04661741 | 6.09 | Solar |  |  | Interconnected | Trade Secret | Trade | SOU | SOU073 | Residential |  | Trade Secret | 2021 | 2022
20252-215912-02 | Xcel Energy | 85 | 13781 | IOU | 04663943 | 4.06 | Solar |  |  | Interconnected | Trade Secret | Trade | HWW | HWW072 | Residential | Solar*Rewards | Trade Secret | 2021 | 2021
20252-215912-02 | Xcel Energy | 85 | 13781 | IOU | 04663962 | 5.933 | Solar |  |  | Interconnected | Trade Secret | Trade | LLK | LLK061 | Residential |  | Trade Secret | 2021 | 2021
20252-215912-02 | Xcel Energy | 85 | 13781 | IOU | 04664001 | 5.51 | Solar |  |  | Interconnected | Trade Secret | Trade | OPK | OPK073 | Residential |  | Trade Secret | 2021 | 2021
20252-215912-02 | Xcel Energy | 85 | 13781 | IOU | 04664021 | 3.84 | Storage |  |  | Withdrawn | Trade Secret | Trade | SLP | SLP082 | Residential |  | Trade Secret | 2021
20252-215912-02 | Xcel Energy | 85 | 13781 | IOU | 04664088 | 12.1 | Solar |  |  | Interconnected | Trade Secret | Trade | GLK | GLK074 | Residential |  | Trade Secret | 2021 | 2022
20252-215912-02 | Xcel Energy | 85 | 13781 | IOU | 04664176 | 5.12 | Storage |  |  | Interconnected | Trade Secret | Trade | WIL | WIL061 | Residential |  | Trade Secret | 2021 | 2021
20252-215912-02 | Xcel Energy | 85 | 13781 | IOU | 04664274 | 5 | Solar |  |  | Interconnected | Trade Secret | Trade | TWL | TWL062 | Residential |  | Trade Secret | 2021 | 2022
20252-215912-02 | Xcel Energy | 85 | 13781 | IOU | 04664324 | 15.232 | Solar |  |  | Interconnected | Trade Secret | Trade | APA | APA077 | Residential |  | Trade Secret | 2021 | 2022
20252-215912-02 | Xcel Energy | 85 | 13781 | IOU | 04664498 | 9.994 |  |  |  | Withdrawn | Trade Secret | Trade | BCH | BCH311 | Residential |  | Trade Secret | 2021
20252-215912-02 | Xcel Energy | 85 | 13781 | IOU | 04664549 | 13.616 | Solar |  |  | Interconnected | Trade Secret | Trade | EDA | EDA073 | Residential |  | Trade Secret | 2021 | 2021
20252-215912-02 | Xcel Energy | 85 | 13781 | IOU | 04664788 | 43.2 | Solar |  |  | Interconnected | Trade Secret | Trade | SOU | SOU088 | Commercial |  | Trade Secret | 2021 | 2022
20252-215912-02 | Xcel Energy | 85 | 13781 | IOU | 04664911 | 15.232 | Solar |  | X | Interconnected | Trade Secret | Trade | ALK | ALK072 | Residential |  | Trade Secret | 2021 | 2023
20252-215912-02 | Xcel Energy | 85 | 13781 | IOU | 04665056 |  | Solar |  |  | Withdrawn | Trade Secret | Trade |  |  | Residential | Solar*Rewards | Trade Secret | 2021
20252-215912-02 | Xcel Energy | 85 | 13781 | IOU | 04665583 | 12.18 | Solar |  |  | Interconnected | Trade Secret | Trade | CGR | CGR061 | Residential |  | Trade Secret | 2021 | 2021
20252-215912-02 | Xcel Energy | 85 | 13781 | IOU | 04666021 | 2.61 | Solar |  |  | Withdrawn | Trade Secret | Trade | ALD | ALD076 | Residential | Solar*Rewards | Trade Secret | 2021
20252-215912-02 | Xcel Energy | 85 | 13781 | IOU | 04666088 | 1000 | Solar |  |  | Withdrawn | Trade Secret | Trade | YLM | YLM212 | Community Solar Garden | Solar*Rewards Community | Trade Secret | 2021
20252-215912-02 | Xcel Energy | 85 | 13781 | IOU | 04666210 | 4.64 | Solar |  |  | Withdrawn | Trade Secret | Trade | HWW | HWW072 | Residential | Solar*Rewards | Trade Secret | 2021
20252-215912-02 | Xcel Energy | 85 | 13781 | IOU | 04666222 | 6 | Solar |  |  | Interconnected | Trade Secret | Trade | KOL | KOL063 | Residential |  | Trade Secret | 2021 | 2022
20252-215912-02 | Xcel Energy | 85 | 13781 | IOU | 04667049 | 11.6 | Solar |  |  | Interconnected | Trade Secret | Trade | SIP | SIP072 | Residential |  | Trade Secret | 2021 | 2021
20252-215912-02 | Xcel Energy | 85 | 13781 | IOU | 04667334 | 7.25 | Solar |  |  | Interconnected | Trade Secret | Trade | WSG | WSG066 | Residential |  | Trade Secret | 2021 | 2021
20252-215912-02 | Xcel Energy | 85 | 13781 | IOU | 04667929 | 5.22 | Solar |  |  | Withdrawn | Trade Secret | Trade | TWL | TWL067 | Residential | Solar*Rewards | Trade Secret | 2021
20252-215912-02 | Xcel Energy | 85 | 13781 | IOU | 04668119 | 7.54 | Solar |  |  | Withdrawn | Trade Secret | Trade | TWL | TWL067 | Residential | Solar*Rewards | Trade Secret | 2021
20252-215912-02 | Xcel Energy | 85 | 13781 | IOU | 04668208 | 7.54 | Solar |  |  | Interconnected | Trade Secret | Trade | PKL | PKL085 | Residential |  | Trade Secret | 2021 | 2021
20252-215912-02 | Xcel Energy | 85 | 13781 | IOU | 04668247 | 3.77 | Solar |  |  | Withdrawn | Trade Secret | Trade | SOU | SOU077 | Residential | Solar*Rewards | Trade Secret | 2021
20252-215912-02 | Xcel Energy | 85 | 13781 | IOU | 04668690 |  |  |  |  | Withdrawn | Trade Secret | Trade |  |  | Residential |  | Trade Secret | 2021
20252-215912-02 | Xcel Energy | 85 | 13781 | IOU | 04668878 | 5.054 | Solar |  |  | Interconnected | Trade Secret | Trade | WSG | WSG061 | Residential |  | Trade Secret | 2021 | 2022
20252-215912-02 | Xcel Energy | 85 | 13781 | IOU | 04669192 | 7.25 | Solar |  |  | Interconnected | Trade Secret | Trade | ALD | ALD073 | Residential |  | Trade Secret | 2021 | 2021
20252-215912-02 | Xcel Energy | 85 | 13781 | IOU | 04669222 | 7.616 | Solar |  |  | Interconnected | Trade Secret | Trade | SLP | SLP082 | Residential |  | Trade Secret | 2021 | 2022
20252-215912-02 | Xcel Energy | 85 | 13781 | IOU | 04669231 | 6.576 | Solar |  |  | Interconnected | Trade Secret | Trade | LOK | LOK093 | Residential |  | Trade Secret | 2022 | 2022
20252-215912-02 | Xcel Energy | 85 | 13781 | IOU | 04669467 | 233.3 | Solar |  |  | Interconnected | Trade Secret | Trade | WRR | WRR075 | Commercial |  | Trade Secret | 2021 | 2022
20252-215912-02 | Xcel Energy | 85 | 13781 | IOU | 04670749 | 6.4 | Storage |  |  | Interconnected | Trade Secret | Trade | HYL | HYL061 | Residential |  | Trade Secret | 2021 | 2021
20252-215912-02 | Xcel Energy | 85 | 13781 | IOU | 04670770 | 3.49 | Solar |  |  | Interconnected | Trade Secret | Trade | SLP | SLP082 | Residential |  | Trade Secret | 2021 | 2022
20252-215912-02 | Xcel Energy | 85 | 13781 | IOU | 04670953 |  |  |  |  | Withdrawn | Trade Secret | Trade |  |  | Residential |  | Trade Secret | 2021
20252-215912-02 | Xcel Energy | 85 | 13781 | IOU | 04670976 | 166.6 | Solar |  |  | Interconnected | Trade Secret | Trade | UPP | UPP063 | Commercial |  | Trade Secret | 2021 | 2023
20252-215912-02 | Xcel Energy | 85 | 13781 | IOU | 04671003 | 5 | Solar |  |  | Interconnected | Trade Secret | Trade | DBL | DBL065 | Commercial |  | Trade Secret | 2021 | 2021
20252-215912-02 | Xcel Energy | 85 | 13781 | IOU | 04671224 | 12 | Solar |  |  | Interconnected | Trade Secret | Trade | RLK | RLK071 | Residential |  | Trade Secret | 2021 | 2022
20252-215912-02 | Xcel Energy | 85 | 13781 | IOU | 04671235 | 7.616 | Solar |  |  | Interconnected | Trade Secret | Trade | TWL | TWL081 | Residential |  | Trade Secret | 2021 | 2022
20252-215912-02 | Xcel Energy | 85 | 13781 | IOU | 04671284 | 7.616 | Solar |  |  | Interconnected | Trade Secret | Trade | RIV | RIV076 | Residential |  | Trade Secret | 2021 | 2022
20252-215912-02 | Xcel Energy | 85 | 13781 | IOU | 04671357 | 7.616 | Solar |  |  | Interconnected | Trade Secret | Trade | IDA | IDA074 | Residential |  | Trade Secret | 2021 | 2022
20252-215912-02 | Xcel Energy | 85 | 13781 | IOU | 04672010 |  | Solar |  |  | Withdrawn | Trade Secret | Trade |  |  | Residential | Solar*Rewards | Trade Secret | 2021
20252-215912-02 | Xcel Energy | 85 | 13781 | IOU | 04672069 | 4.06 | Solar |  |  | Interconnected | Trade Secret | Trade | IDA | IDA061 | Residential |  | Trade Secret | 2021 | 2023
20252-215912-02 | Xcel Energy | 85 | 13781 | IOU | 04672186 | 4.35 | Solar |  |  | Interconnected | Trade Secret | Trade | RAM | RAM063 | Residential |  | Trade Secret | 2021 | 2021
20252-215912-02 | Xcel Energy | 85 | 13781 | IOU | 04672518 | 6.67 | Solar |  |  | Interconnected | Trade Secret | Trade | STY | STY073 | Residential |  | Trade Secret | 2021 | 2022
20252-215912-02 | Xcel Energy | 85 | 13781 | IOU | 04672522 |  | Solar |  |  | Withdrawn | Trade Secret | Trade |  |  | Residential | Solar*Rewards | Trade Secret | 2021
20252-215912-02 | Xcel Energy | 85 | 13781 | IOU | 04676732 | 8 | Solar |  | X | Interconnected | Trade Secret | Trade | ALD | ALD085 | Residential |  | Trade Secret | 2021 | 2022
20252-215912-02 | Xcel Energy | 85 | 13781 | IOU | 04676772 | 9.93 | Solar |  |  | Interconnected | Trade Secret | Trade | WSG | WSG076 | Residential |  | Trade Secret | 2021 | 2022
20252-215912-02 | Xcel Energy | 85 | 13781 | IOU | 04677226 | 3.288 | Solar |  |  | Withdrawn | Trade Secret | Trade | VES | VES021 | Residential |  | Trade Secret | 2022
20252-215912-02 | Xcel Energy | 85 | 13781 | IOU | 04677658 | 9.994 | Solar |  |  | Interconnected | Trade Secret | Trade | AFT | AFT322 | Residential |  | Trade Secret | 2021 | 2022
20252-215912-02 | Xcel Energy | 85 | 13781 | IOU | 04680305 | 7.616 | Solar |  |  | Withdrawn | Trade Secret | Trade | MPK | MPK087 | Residential | Solar*Rewards | Trade Secret | 2021
20252-215912-02 | Xcel Energy | 85 | 13781 | IOU | 04681137 | 11.559 | Solar |  | X | Withdrawn | Trade Secret | Trade | GNL | GNL062 | Residential |  | Trade Secret | 2021
20252-215912-02 | Xcel Energy | 85 | 13781 | IOU | 04681152 | 6.96 | Solar |  |  | Interconnected | Trade Secret | Trade | OAD | OAD073 | Residential |  | Trade Secret | 2021 | 2021
20252-215912-02 | Xcel Energy | 85 | 13781 | IOU | 04681169 |  |  |  |  | Withdrawn | Trade Secret | Trade |  |  | Residential |  | Trade Secret | 2021
20252-215912-02 | Xcel Energy | 85 | 13781 | IOU | 04681177 | 6.09 | Solar |  |  | Interconnected | Trade Secret | Trade | IDA | IDA064 | Residential |  | Trade Secret | 2021 | 2021
20252-215912-02 | Xcel Energy | 85 | 13781 | IOU | 04681268 | 7.672 | Solar |  |  | Interconnected | Trade Secret | Trade | RVA | RVA061 | Residential |  | Trade Secret | 2021 | 2022
20252-215912-02 | Xcel Energy | 85 | 13781 | IOU | 04681302 | 100 | Solar |  |  | Withdrawn | Trade Secret | Trade | BCR | BCR063 | Residential |  | Trade Secret | 2022
20252-215912-02 | Xcel Energy | 85 | 13781 | IOU | 04681316 | 14 | Solar |  |  | Withdrawn | Trade Secret | Trade | LAK | LAK032 | Residential | Solar*Rewards | Trade Secret | 2021
20252-215912-02 | Xcel Energy | 85 | 13781 | IOU | 04681332 | 6.09 | Solar |  |  | Interconnected | Trade Secret | Trade | TWL | TWL078 | Residential |  | Trade Secret | 2021 | 2022
20252-215912-02 | Xcel Energy | 85 | 13781 | IOU | 04681373 |  |  |  |  | Withdrawn | Trade Secret | Trade |  |  | Residential |  | Trade Secret | 2021
20252-215912-02 | Xcel Energy | 85 | 13781 | IOU | 04681416 | 3.288 | Solar |  |  | Interconnected | Trade Secret | Trade | LOK | LOK062 | Residential |  | Trade Secret | 2021 | 2022
20252-215912-02 | Xcel Energy | 85 | 13781 | IOU | 04681461 | 11.168 | Solar |  |  | Withdrawn | Trade Secret | Trade | BRP | BRP061 | Residential |  | Trade Secret | 2021
20252-215912-02 | Xcel Energy | 85 | 13781 | IOU | 04681466 | 15.356 | Solar |  |  | Interconnected | Trade Secret | Trade | RPL | RPL061 | Residential |  | Trade Secret | 2021 | 2022
20252-215912-02 | Xcel Energy | 85 | 13781 | IOU | 04682287 | 14.658 | Solar |  | X | Interconnected | Trade Secret | Trade | EXC | EXC061 | Residential |  | Trade Secret | 2021 | 2022
20252-215912-02 | Xcel Energy | 85 | 13781 | IOU | 04682307 | 8.7 | Solar |  |  | Interconnected | Trade Secret | Trade | SOU | SOU076 | Residential |  | Trade Secret | 2021 | 2021
20252-215912-02 | Xcel Energy | 85 | 13781 | IOU | 04682355 | 4.384 | Solar |  |  | Interconnected | Trade Secret | Trade | RVA | RVA061 | Residential |  | Trade Secret | 2021 | 2022
20252-215912-02 | Xcel Energy | 85 | 13781 | IOU | 04682497 |  |  |  |  | Withdrawn | Trade Secret | Trade |  |  | Residential |  | Trade Secret | 2021
20252-215912-02 | Xcel Energy | 85 | 13781 | IOU | 04682503 | 9.994 | Solar |  |  | Withdrawn | Trade Secret | Trade | MND | MND062 | Residential |  | Trade Secret | 2021
20252-215912-02 | Xcel Energy | 85 | 13781 | IOU | 04682541 | 7.616 |  |  |  | Withdrawn | Trade Secret | Trade | OAD | OAD061 | Residential |  | Trade Secret | 2021
20252-215912-02 | Xcel Energy | 85 | 13781 | IOU | 04682691 | 6 |  |  |  | Withdrawn | Trade Secret | Trade | SLP | SLP086 | Residential |  | Trade Secret | 2021
20252-215912-02 | Xcel Energy | 85 | 13781 | IOU | 04682706 | 5 | Solar |  |  | Withdrawn | Trade Secret | Trade | ZUF | ZUF021 | Residential | Solar*Rewards | Trade Secret | 2021
20252-215912-02 | Xcel Energy | 85 | 13781 | IOU | 04682771 | 266.6 | Solar |  |  | Withdrawn | Trade Secret | Trade | ALD | ALD072 | Commercial |  | Trade Secret | 2021
20252-215912-02 | Xcel Energy | 85 | 13781 | IOU | 04682772 | 7.616 | Solar |  |  | Withdrawn | Trade Secret | Trade | SLP | SLP091 | Residential |  | Trade Secret | 2021
20252-215912-02 | Xcel Energy | 85 | 13781 | IOU | 04682856 | 149.999 | Solar |  |  | Interconnected | Trade Secret | Trade | AHI | AHI024 | Commercial |  | Trade Secret | 2021 | 2023
20252-215912-02 | Xcel Energy | 85 | 13781 | IOU | 04682902 | 149.999 | Solar |  |  | Interconnected | Trade Secret | Trade | AHI | AHI024 | Commercial |  | Trade Secret | 2021 | 2023
20252-215912-02 | Xcel Energy | 85 | 13781 | IOU | 04682904 | 7.616 | Solar |  |  | Withdrawn | Trade Secret | Trade | WYO | WYO032 | Residential |  | Trade Secret | 2021
20252-215912-02 | Xcel Energy | 85 | 13781 | IOU | 04683042 | 11.02 | Solar |  |  | Interconnected | Trade Secret | Trade | TWL | TWL068 | Residential |  | Trade Secret | 2021 | 2021
20252-215912-02 | Xcel Energy | 85 | 13781 | IOU | 04683571 | 6 | Solar |  |  | Withdrawn | Trade Secret | Trade | MPK | MPK087 | Residential |  | Trade Secret | 2021
20252-215912-02 | Xcel Energy | 85 | 13781 | IOU | 04683710 | 6.09 | Solar |  |  | Withdrawn | Trade Secret | Trade | STY | STY061 | Residential |  | Trade Secret | 2021
20252-215912-02 | Xcel Energy | 85 | 13781 | IOU | 04683940 | 7.672 | Solar |  |  | Interconnected | Trade Secret | Trade | LOK | LOK081 | Residential |  | Trade Secret | 2021 | 2022
20252-215912-02 | Xcel Energy | 85 | 13781 | IOU | 04684277 | 10.578 | Solar |  |  | Withdrawn | Trade Secret | Trade | WES | WES065 | Residential | Solar*Rewards | Trade Secret | 2021
20252-215912-02 | Xcel Energy | 85 | 13781 | IOU | 04684328 |  | Solar |  |  | Withdrawn | Trade Secret | Trade | HWW | HWW071 | Commercial | Solar*Rewards | Trade Secret | 2021
20252-215912-02 | Xcel Energy | 85 | 13781 | IOU | 04685005 | 10.578 | Solar |  |  | Interconnected | Trade Secret | Trade | WES | WES065 | Residential |  | Trade Secret | 2021 | 2022
20252-215912-02 | Xcel Energy | 85 | 13781 | IOU | 04685293 | 13.34 | Solar |  |  | Interconnected | Trade Secret | Trade | RLK | RLK069 | Residential |  | Trade Secret | 2021 | 2022
20252-215912-02 | Xcel Energy | 85 | 13781 | IOU | 04685818 | 699.3 | Solar |  |  | Interconnected | Trade Secret | Trade | TER | TER061 | Commercial |  | Trade Secret | 2022 | 2023
20252-215912-02 | Xcel Energy | 85 | 13781 | IOU | 04686643 | 6.028 | Solar |  |  | Interconnected | Trade Secret | Trade | VMR | VMR061 | Residential |  | Trade Secret | 2021 | 2022
20252-215912-02 | Xcel Energy | 85 | 13781 | IOU | 04686935 | 3.49 | Solar |  |  | Interconnected | Trade Secret | Trade | MPK | MPK063 | Residential |  | Trade Secret | 2021 | 2022
20252-215912-02 | Xcel Energy | 85 | 13781 | IOU | 04686965 | 11.168 | Solar |  |  | Interconnected | Trade Secret | Trade | CGR | CGR072 | Residential |  | Trade Secret | 2021 | 2021
20252-215912-02 | Xcel Energy | 85 | 13781 | IOU | 04686983 | 219.999 | Solar |  |  | Interconnected | Trade Secret | Trade | SDX | SDX312 | Commercial |  | Trade Secret | 2021 | 2023
20252-215912-02 | Xcel Energy | 85 | 13781 | IOU | 04687268 | 3.747 | Solar |  |  | Interconnected | Trade Secret | Trade | PRR | PRR062 | Residential |  | Trade Secret | 2021 | 2023
20252-215912-02 | Xcel Energy | 85 | 13781 | IOU | 04687297 | 10.44 | Solar |  |  | Interconnected | Trade Secret | Trade | CGR | CGR072 | Residential |  | Trade Secret | 2021 | 2022
20252-215912-02 | Xcel Energy | 85 | 13781 | IOU | 04687309 | 9.994 | Solar |  |  | Interconnected | Trade Secret | Trade | ALK | ALK072 | Residential |  | Trade Secret | 2021 | 2022
20252-215912-02 | Xcel Energy | 85 | 13781 | IOU | 04687361 |  |  |  |  | Withdrawn | Trade Secret | Trade |  |  | Residential |  | Trade Secret | 2021
20252-215912-02 | Xcel Energy | 85 | 13781 | IOU | 04689282 | 7.616 | Solar |  |  | Interconnected | Trade Secret | Trade | SOU | SOU064 | Residential |  | Trade Secret | 2021 | 2021
20252-215912-02 | Xcel Energy | 85 | 13781 | IOU | 04689311 | 7.616 | Solar |  |  | Interconnected | Trade Secret | Trade | HUG | HUG322 | Residential |  | Trade Secret | 2021 | 2022
20252-215912-02 | Xcel Energy | 85 | 13781 | IOU | 04689617 |  | Solar |  |  | Withdrawn | Trade Secret | Trade |  |  | Residential | Solar*Rewards | Trade Secret | 2021
20252-215912-02 | Xcel Energy | 85 | 13781 | IOU | 04689674 | 7.616 | Solar |  |  | Interconnected | Trade Secret | Trade | RRK | RRK064 | Residential |  | Trade Secret | 2021 | 2022
20252-215912-02 | Xcel Energy | 85 | 13781 | IOU | 04689756 | 8.88 | Solar |  |  | Interconnected | Trade Secret | Trade | LEX | LEX073 | Residential |  | Trade Secret | 2021 | 2022
20252-215912-02 | Xcel Energy | 85 | 13781 | IOU | 04690193 | 9.316 | Solar |  |  | Interconnected | Trade Secret | Trade | GLK | GLK071 | Residential |  | Trade Secret | 2021 | 2022
20252-215912-02 | Xcel Energy | 85 | 13781 | IOU | 04690219 | 11.363 | Solar |  |  | Interconnected | Trade Secret | Trade | MPK | MPK071 | Residential |  | Trade Secret | 2021 | 2022
20252-215912-02 | Xcel Energy | 85 | 13781 | IOU | 04690356 | 5 | Solar |  |  | Interconnected | Trade Secret | Trade | RLK | RLK066 | Residential |  | Trade Secret | 2021 | 2022
20252-215912-02 | Xcel Energy | 85 | 13781 | IOU | 04690371 | 3.48 | Solar |  |  | Interconnected | Trade Secret | Trade | ALD | ALD084 | Residential |  | Trade Secret | 2021 | 2022
20252-215912-02 | Xcel Energy | 85 | 13781 | IOU | 04690708 | 6.028 | Solar |  |  | Interconnected | Trade Secret | Trade | GVW | GVW023 | Residential |  | Trade Secret | 2021 | 2022
20252-215912-02 | Xcel Energy | 85 | 13781 | IOU | 04691345 | 13.96 | Solar |  |  | Interconnected | Trade Secret | Trade | AFT | AFT321 | Residential |  | Trade Secret | 2021 | 2022
20252-215912-02 | Xcel Energy | 85 | 13781 | IOU | 04691362 | 7.329 | Solar |  |  | Withdrawn | Trade Secret | Trade | APA | APA075 | Residential |  | Trade Secret | 2021
20252-215912-02 | Xcel Energy | 85 | 13781 | IOU | 04692150 | 12.18 | Solar |  |  | Interconnected | Trade Secret | Trade | RMT | RMT321 | Residential |  | Trade Secret | 2021 | 2022
20252-215912-02 | Xcel Energy | 85 | 13781 | IOU | 04692609 | 15.2 | Solar |  | X | Withdrawn | Trade Secret | Trade | WDY | WDY312 | Residential |  | Trade Secret | 2021
20252-215912-02 | Xcel Energy | 85 | 13781 | IOU | 04692813 | 9.28 | Solar |  |  | Interconnected | Trade Secret | Trade | MEL | MEL061 | Residential |  | Trade Secret | 2021 | 2022
20252-215912-02 | Xcel Energy | 85 | 13781 | IOU | 04693177 | 39.73 | Solar |  |  | Interconnected | Trade Secret | Trade | WDY | WDY321 | Commercial | Solar*Rewards | Trade Secret | 2022 | 2022
20252-215912-02 | Xcel Energy | 85 | 13781 | IOU | 04693669 | 27.604 | Solar |  |  | Withdrawn | Trade Secret | Trade | HAS | HAS021 | Residential | Solar*Rewards | Trade Secret | 2021
20252-215912-02 | Xcel Energy | 85 | 13781 | IOU | 04696335 | 9.994 | Solar |  |  | Interconnected | Trade Secret | Trade | SCL | SCL312 | Residential |  | Trade Secret | 2021 | 2021
20252-215912-02 | Xcel Energy | 85 | 13781 | IOU | 04696759 |  |  |  |  | Withdrawn | Trade Secret | Trade |  |  | Residential |  | Trade Secret | 2021
20252-215912-02 | Xcel Energy | 85 | 13781 | IOU | 04697581 | 37.5 | Solar |  |  | Interconnected | Trade Secret | Trade | WOB | WOB021 | Residential |  | Trade Secret | 2021 | 2024
20252-215912-02 | Xcel Energy | 85 | 13781 | IOU | 04697724 |  |  |  |  | Withdrawn | Trade Secret | Trade |  |  | Residential |  | Trade Secret | 2021
20252-215912-02 | Xcel Energy | 85 | 13781 | IOU | 04697812 | 5.22 | Solar |  |  | Interconnected | Trade Secret | Trade | HWW | HWW072 | Residential |  | Trade Secret | 2021 | 2022
20252-215912-02 | Xcel Energy | 85 | 13781 | IOU | 04697902 | 4.93 | Solar |  |  | Interconnected | Trade Secret | Trade | TER | TER062 | Residential |  | Trade Secret | 2021 | 2022
20252-215912-02 | Xcel Energy | 85 | 13781 | IOU | 04698288 | 11.39 | Solar |  |  | Interconnected | Trade Secret | Trade | TWL | TWL081 | Residential |  | Trade Secret | 2021 | 2022
20252-215912-02 | Xcel Energy | 85 | 13781 | IOU | 04699056 |  |  |  |  | Withdrawn | Trade Secret | Trade |  |  | Residential |  | Trade Secret | 2021
20252-215912-02 | Xcel Energy | 85 | 13781 | IOU | 04699076 | 7.672 | Solar |  |  | Interconnected | Trade Secret | Trade | LEX | LEX332 | Residential |  | Trade Secret | 2021 | 2021
20252-215912-02 | Xcel Energy | 85 | 13781 | IOU | 04699144 | 5.054 | Solar |  |  | Withdrawn | Trade Secret | Trade | SHP | SHP072 | Residential |  | Trade Secret | 2021
20252-215912-02 | Xcel Energy | 85 | 13781 | IOU | 04699535 | 5.054 | Solar |  |  | Interconnected | Trade Secret | Trade | MEL | MEL078 | Residential |  | Trade Secret | 2021 | 2022
20252-215912-02 | Xcel Energy | 85 | 13781 | IOU | 04699614 |  |  |  |  | Withdrawn | Trade Secret | Trade |  |  | Residential |  | Trade Secret | 2021
20252-215912-02 | Xcel Energy | 85 | 13781 | IOU | 04699707 | 22.78 | Solar |  |  | Interconnected | Trade Secret | Trade | IDA | IDA073 | Commercial |  | Trade Secret | 2021 | 2022
20252-215912-02 | Xcel Energy | 85 | 13781 | IOU | 04699804 | 5.054 | Solar |  |  | Interconnected | Trade Secret | Trade | MEL | MEL078 | Residential |  | Trade Secret | 2021 | 2022
20252-215912-02 | Xcel Energy | 85 | 13781 | IOU | 04700235 | 20.94 | Solar |  |  | Withdrawn | Trade Secret | Trade | FAB | FAB063 | Residential |  | Trade Secret | 2022
20252-215912-02 | Xcel Energy | 85 | 13781 | IOU | 04700640 |  |  |  |  | Withdrawn | Trade Secret | Trade |  |  | Residential |  | Trade Secret | 2021
20252-215912-02 | Xcel Energy | 85 | 13781 | IOU | 04700669 | 15.66 | Solar |  |  | Withdrawn | Trade Secret | Trade | AFT | AFT314 | Residential |  | Trade Secret | 2021
20252-215912-02 | Xcel Energy | 85 | 13781 | IOU | 04701361 | 7.68 | Solar |  |  | Withdrawn | Trade Secret | Trade | OAD | OAD074 | Residential |  | Trade Secret | 2021
20252-215912-02 | Xcel Energy | 85 | 13781 | IOU | 04703942 | 5.48 | Solar |  |  | Interconnected | Trade Secret | Trade | PBE | PBE061 | Residential |  | Trade Secret | 2021 | 2022
20252-215912-02 | Xcel Energy | 85 | 13781 | IOU | 04704369 |  | Solar |  |  | Withdrawn | Trade Secret | Trade | SLP | SLP082 | Residential | Solar*Rewards | Trade Secret | 2021
20252-215912-02 | Xcel Energy | 85 | 13781 | IOU | 04704387 | 7.68 | Solar |  | X | Withdrawn | Trade Secret | Trade | DPN | DPN072 | Residential |  | Trade Secret | 2021
20252-215912-02 | Xcel Energy | 85 | 13781 | IOU | 04706794 | 4.35 | Solar |  |  | Interconnected | Trade Secret | Trade | RLK | RLK072 | Residential |  | Trade Secret | 2021 | 2022
20252-215912-02 | Xcel Energy | 85 | 13781 | IOU | 04707040 | 7.54 | Solar |  |  | Interconnected | Trade Secret | Trade | WIL | WIL079 | Residential |  | Trade Secret | 2021 | 2022
20252-215912-02 | Xcel Energy | 85 | 13781 | IOU | 04707295 |  | Solar |  |  | Withdrawn | Trade Secret | Trade |  |  | Residential | Solar*Rewards | Trade Secret | 2021
20252-215912-02 | Xcel Energy | 85 | 13781 | IOU | 04707330 |  | Solar |  |  | Withdrawn | Trade Secret | Trade |  |  | Residential | Solar*Rewards | Trade Secret | 2021
20252-215912-02 | Xcel Energy | 85 | 13781 | IOU | 04709597 | 7.616 | Solar |  |  | Withdrawn | Trade Secret | Trade | SCA | SCA021 | Residential |  | Trade Secret | 2021
20252-215912-02 | Xcel Energy | 85 | 13781 | IOU | 04709613 | 7.672 | Solar |  |  | Interconnected | Trade Secret | Trade | NOF | NOF071 | Residential |  | Trade Secret | 2021 | 2022
20252-215912-02 | Xcel Energy | 85 | 13781 | IOU | 04710502 | 39.444 | Solar |  | X | Withdrawn | Trade Secret | Trade | MTR | MTR021 | Residential |  | Trade Secret | 2021
20252-215912-02 | Xcel Energy | 85 | 13781 | IOU | 04710879 | 4.384 | Solar |  |  | Withdrawn | Trade Secret | Trade | MEL | MEL082 | Residential |  | Trade Secret | 2021
20252-215912-02 | Xcel Energy | 85 | 13781 | IOU | 04711036 | 4.93 | Solar |  | X | Active Application | Trade Secret | Trade | CHI | CHI311 | Residential |  | Trade Secret | 2021
20252-215912-02 | Xcel Energy | 85 | 13781 | IOU | 04711327 | 37.598 | Solar |  |  | Withdrawn | Trade Secret | Trade | TWL | TWL076 | Commercial |  | Trade Secret | 2021
20252-215912-02 | Xcel Energy | 85 | 13781 | IOU | 04711516 | 7.6 | Solar |  | X | Withdrawn | Trade Secret | Trade | AFT | AFT321 | Residential |  | Trade Secret | 2021
20252-215912-02 | Xcel Energy | 85 | 13781 | IOU | 04711607 | 10 | Solar |  |  | Interconnected | Trade Secret | Trade | AFT | AFT314 | Residential |  | Trade Secret | 2021 | 2022
20252-215912-02 | Xcel Energy | 85 | 13781 | IOU | 04712208 |  |  |  |  | Withdrawn | Trade Secret | Trade |  |  | Residential |  | Trade Secret | 2021
20252-215912-02 | Xcel Energy | 85 | 13781 | IOU | 04712381 | 25 | Solar |  |  | Withdrawn | Trade Secret | Trade | MTW | MTW021 | Commercial |  | Trade Secret | 2021
20252-215912-02 | Xcel Energy | 85 | 13781 | IOU | 04714410 | 3.48 | Solar |  |  | Interconnected | Trade Secret | Trade | HWW | HWW062 | Residential |  | Trade Secret | 2021 | 2022
20252-215912-02 | Xcel Energy | 85 | 13781 | IOU | 04714713 | 40 | Solar |  |  | Interconnected | Trade Secret | Trade | WIL | WIL062 | Commercial |  | Trade Secret | 2021 | 2022
20252-215912-02 | Xcel Energy | 85 | 13781 | IOU | 04714786 | 9.994 | Solar |  |  | Interconnected | Trade Secret | Trade | OPK | OPK077 | Residential |  | Trade Secret | 2021 | 2022
20252-215912-02 | Xcel Energy | 85 | 13781 | IOU | 04714912 | 3.747 | Solar |  |  | Interconnected | Trade Secret | Trade | CEL | CEL066 | Residential | Solar*Rewards | Trade Secret | 2023 | 2023
20252-215912-02 | Xcel Energy | 85 | 13781 | IOU | 04715653 | 8.7 | Solar |  |  | Interconnected | Trade Secret | Trade | SHP | SHP072 | Residential |  | Trade Secret | 2021 | 2021
20252-215912-02 | Xcel Energy | 85 | 13781 | IOU | 04715764 | 15.08 | Solar |  |  | Withdrawn | Trade Secret | Trade | DHL | DHL061 | Residential |  | Trade Secret | 2021
20252-215912-02 | Xcel Energy | 85 | 13781 | IOU | 04715974 | 7.616 | Solar |  |  | Withdrawn | Trade Secret | Trade | ALD | ALD093 | Residential | Solar*Rewards | Trade Secret | 2021
20252-215912-02 | Xcel Energy | 85 | 13781 | IOU | 04716111 | 17.594 | Solar |  |  | Interconnected | Trade Secret | Trade | AFT | AFT314 | Residential |  | Trade Secret | 2021 | 2022
20252-215912-02 | Xcel Energy | 85 | 13781 | IOU | 04716241 | 7.83 | Solar |  |  | Withdrawn | Trade Secret | Trade | SLP | SLP084 | Residential |  | Trade Secret | 2021
20252-215912-02 | Xcel Energy | 85 | 13781 | IOU | 04716751 | 3.48 | Solar |  | X | Interconnected | Trade Secret | Trade | OPK | OPK073 | Residential |  | Trade Secret | 2021 | 2022
20252-215912-02 | Xcel Energy | 85 | 13781 | IOU | 04717195 | 7.25 | Solar |  |  | Interconnected | Trade Secret | Trade | SOU | SOU082 | Residential |  | Trade Secret | 2021 | 2022
20252-215912-02 | Xcel Energy | 85 | 13781 | IOU | 04717936 |  |  |  |  | Withdrawn | Trade Secret | Trade |  |  | Residential |  | Trade Secret | 2021
20252-215912-02 | Xcel Energy | 85 | 13781 | IOU | 04718146 | 13.7 | Solar |  |  | Interconnected | Trade Secret | Trade | UPP | UPP082 | Residential |  | Trade Secret | 2021 | 2023
20252-215912-02 | Xcel Energy | 85 | 13781 | IOU | 04718197 | 5.22 | Solar |  |  | Withdrawn | Trade Secret | Trade | APA | APA072 | Residential |  | Trade Secret | 2022
20252-215912-02 | Xcel Energy | 85 | 13781 | IOU | 04718640 | 40 | Solar |  |  | Interconnected | Trade Secret | Trade | ORO | ORO062 | Commercial |  | Trade Secret | 2021 | 2022
20252-215912-02 | Xcel Energy | 85 | 13781 | IOU | 04718694 | 6 | Solar |  |  | Interconnected | Trade Secret | Trade | STY | STY061 | Residential |  | Trade Secret | 2021 | 2022
20252-215912-02 | Xcel Energy | 85 | 13781 | IOU | 04718850 | 9.316 | Solar |  |  | Interconnected | Trade Secret | Trade | CGR | CGR072 | Residential |  | Trade Secret | 2021 | 2022
20252-215912-02 | Xcel Energy | 85 | 13781 | IOU | 04719127 |  |  |  |  | Withdrawn | Trade Secret | Trade |  |  | Residential |  | Trade Secret | 2021
20252-215912-02 | Xcel Energy | 85 | 13781 | IOU | 04719325 | 3.747 | Solar |  |  | Withdrawn | Trade Secret | Trade | HYL | HYL061 | Residential |  | Trade Secret | 2021
20252-215912-02 | Xcel Energy | 85 | 13781 | IOU | 04719497 | 4.384 | Solar |  |  | Interconnected | Trade Secret | Trade | LIN | LIN022 | Residential |  | Trade Secret | 2021 | 2022
20252-215912-02 | Xcel Energy | 85 | 13781 | IOU | 04719934 | 5.054 | Solar |  |  | Interconnected | Trade Secret | Trade | SLP | SLP083 | Residential |  | Trade Secret | 2021 | 2022
20252-215912-02 | Xcel Energy | 85 | 13781 | IOU | 04719938 | 1.16 | Solar |  |  | Interconnected | Trade Secret | Trade | MPK | MPK068 | Residential |  | Trade Secret | 2021 | 2022
20252-215912-02 | Xcel Energy | 85 | 13781 | IOU | 04720171 |  | Solar |  |  | Withdrawn | Trade Secret | Trade |  |  | Residential | Solar*Rewards | Trade Secret | 2021
20252-215912-02 | Xcel Energy | 85 | 13781 | IOU | 04722301 | 6.09 | Solar |  |  | Interconnected | Trade Secret | Trade | SLP | SLP074 | Residential |  | Trade Secret | 2021 | 2022
20252-215912-02 | Xcel Energy | 85 | 13781 | IOU | 04722389 | 4.64 | Solar |  |  | Interconnected | Trade Secret | Trade | DND | DND071 | Residential |  | Trade Secret | 2021 | 2022
20252-215912-02 | Xcel Energy | 85 | 13781 | IOU | 04722635 | 39.998 | Solar |  |  | Interconnected | Trade Secret | Trade | OAD | OAD075 | Commercial | Solar*Rewards | Trade Secret | 2021 | 2023
20252-215912-02 | Xcel Energy | 85 | 13781 | IOU | 04722776 | 7.329 | Solar |  |  | Withdrawn | Trade Secret | Trade | WSG | WSG352 | Residential |  | Trade Secret | 2022
20252-215912-02 | Xcel Energy | 85 | 13781 | IOU | 04722833 | 8.12 | Solar |  |  | Interconnected | Trade Secret | Trade | OPK | OPK073 | Residential |  | Trade Secret | 2021 | 2022
20252-215912-02 | Xcel Energy | 85 | 13781 | IOU | 04723372 | 8.22 | Solar |  |  | Interconnected | Trade Secret | Trade | TLK | TLK061 | Residential |  | Trade Secret | 2021 | 2022
20252-215912-02 | Xcel Energy | 85 | 13781 | IOU | 04723920 | 11.168 | Solar |  |  | Interconnected | Trade Secret | Trade | HYL | HYL074 | Residential |  | Trade Secret | 2021 | 2022
20252-215912-02 | Xcel Energy | 85 | 13781 | IOU | 04724345 | 6.576 | Solar |  |  | Interconnected | Trade Secret | Trade | RPO | RPO311 | Residential |  | Trade Secret | 2021 | 2022
20252-215912-02 | Xcel Energy | 85 | 13781 | IOU | 04724665 |  |  |  |  | Active Application | Trade Secret | Trade |  |  | Residential |  | Trade Secret | 2021
20252-215912-02 | Xcel Energy | 85 | 13781 | IOU | 04725818 | 8.12 | Solar |  |  | Interconnected | Trade Secret | Trade | EDP | EDP091 | Residential |  | Trade Secret | 2021 | 2022
20252-215912-02 | Xcel Energy | 85 | 13781 | IOU | 04726072 | 6.028 | Solar |  |  | Interconnected | Trade Secret | Trade | EDA | EDA074 | Residential |  | Trade Secret | 2021 | 2022
20252-215912-02 | Xcel Energy | 85 | 13781 | IOU | 04726646 |  | Solar |  |  | Active Application | Trade Secret | Trade | BYT | BYT071 | Residential | Solar*Rewards | Trade Secret | 2021
20252-215912-02 | Xcel Energy | 85 | 13781 | IOU | 04728596 |  |  |  |  | Active Application | Trade Secret | Trade |  |  | Residential |  | Trade Secret | 2021
20252-215912-02 | Xcel Energy | 85 | 13781 | IOU | 04728697 | 7.68 | Solar |  | X | Withdrawn | Trade Secret | Trade | BLC | BLC062 | Residential |  | Trade Secret | 2021
20252-215912-02 | Xcel Energy | 85 | 13781 | IOU | 04728808 | 15.36 | Solar |  | X | Withdrawn | Trade Secret | Trade | XRD | XRD076 | Residential |  | Trade Secret | 2021
20252-215912-02 | Xcel Energy | 85 | 13781 | IOU | 04729606 |  | Solar |  |  | Active Application | Trade Secret | Trade |  |  | Residential | Solar*Rewards | Trade Secret | 2021
20252-215912-02 | Xcel Energy | 85 | 13781 | IOU | 04732235 |  |  |  |  | Withdrawn | Trade Secret | Trade |  |  | Residential |  | Trade Secret | 2021
20252-215912-02 | Xcel Energy | 85 | 13781 | IOU | 04732676 |  |  |  |  | Withdrawn | Trade Secret | Trade |  |  | Residential |  | Trade Secret | 2021
20252-215912-02 | Xcel Energy | 85 | 13781 | IOU | 04732696 | 11.866 | Solar |  |  | Interconnected | Trade Secret | Trade | ALD | ALD088 | Residential |  | Trade Secret | 2021 | 2022
20252-215912-02 | Xcel Energy | 85 | 13781 | IOU | 04732765 | 6.576 | Solar |  |  | Interconnected | Trade Secret | Trade | DBL | DBL063 | Residential |  | Trade Secret | 2021 | 2022
20252-215912-02 | Xcel Energy | 85 | 13781 | IOU | 04733251 |  | Solar |  |  | Withdrawn | Trade Secret | Trade |  |  | Residential | Solar*Rewards | Trade Secret | 2021
20252-215912-02 | Xcel Energy | 85 | 13781 | IOU | 04733340 | 5.054 | Solar |  |  | Interconnected | Trade Secret | Trade | CEL | CEL064 | Residential |  | Trade Secret | 2021 | 2022
20252-215912-02 | Xcel Energy | 85 | 13781 | IOU | 04733367 | 10.47 | Solar |  |  | Interconnected | Trade Secret | Trade | SAR | SAR021 | Residential |  | Trade Secret | 2021 | 2022
20252-215912-02 | Xcel Energy | 85 | 13781 | IOU | 04733930 |  |  |  |  | Withdrawn | Trade Secret | Trade |  |  | Residential |  | Trade Secret | 2021
20252-215912-02 | Xcel Energy | 85 | 13781 | IOU | 04736927 | 5.235 | Solar |  |  | Interconnected | Trade Secret | Trade | HUG | HUG321 | Residential |  | Trade Secret | 2021 | 2022
20252-215912-02 | Xcel Energy | 85 | 13781 | IOU | 04737073 |  | Solar |  |  | Active Application | Trade Secret | Trade |  |  | Community Solar Garden | Solar*Rewards Community | Trade Secret | 2021
20252-215912-02 | Xcel Energy | 85 | 13781 | IOU | 04738234 | 1000 | Solar |  |  | Interconnected | Trade Secret | Trade | HSN | HSN312 | Commercial |  | Trade Secret | 2021 | 2023
20252-215912-02 | Xcel Energy | 85 | 13781 | IOU | 04741361 |  | Solar |  |  | Withdrawn | Trade Secret | Trade |  |  | Residential | Solar*Rewards | Trade Secret | 2021
20252-215912-02 | Xcel Energy | 85 | 13781 | IOU | 04741370 | 7.616 | Solar |  |  | Withdrawn | Trade Secret | Trade | LAB | LAB312 | Residential | Solar*Rewards | Trade Secret | 2021
20252-215912-02 | Xcel Energy | 85 | 13781 | IOU | 04741907 | 2.9 | Solar |  |  | Withdrawn | Trade Secret | Trade | UPP | UPP082 | Residential |  | Trade Secret | 2021
20252-215912-02 | Xcel Energy | 85 | 13781 | IOU | 04742718 | 9.57 | Solar |  |  | Interconnected | Trade Secret | Trade | WSG | WSG066 | Residential |  | Trade Secret | 2021 | 2022
20252-215912-02 | Xcel Energy | 85 | 13781 | IOU | 04742988 |  |  |  |  | Withdrawn | Trade Secret | Trade |  |  | Residential |  | Trade Secret | 2021
20252-215912-02 | Xcel Energy | 85 | 13781 | IOU | 04743059 | 7.61 | Solar |  | X | Withdrawn | Trade Secret | Trade | MPK | MPK076 | Residential |  | Trade Secret | 2021
20252-215912-02 | Xcel Energy | 85 | 13781 | IOU | 04743388 | 4.93 | Solar |  |  | Interconnected | Trade Secret | Trade | APA | APA073 | Residential |  | Trade Secret | 2021 | 2022
20252-215912-02 | Xcel Energy | 85 | 13781 | IOU | 04743916 | 7.616 | Solar |  |  | Interconnected | Trade Secret | Trade | OAD | OAD072 | Residential |  | Trade Secret | 2021 | 2022
20252-215912-02 | Xcel Energy | 85 | 13781 | IOU | 04745471 | 4.64 | Solar |  |  | Interconnected | Trade Secret | Trade | IDA | IDA061 | Residential |  | Trade Secret | 2021 | 2022
20252-215912-02 | Xcel Energy | 85 | 13781 | IOU | 04745530 | 10 | Storage |  |  | Interconnected | Trade Secret | Trade | GNL | GNL062 | Residential |  | Trade Secret | 2021 | 2022
20252-215912-02 | Xcel Energy | 85 | 13781 | IOU | 04745542 | 4.188 | Solar |  |  | Interconnected | Trade Secret | Trade | MPK | MPK086 | Residential |  | Trade Secret | 2021 | 2022
20252-215912-02 | Xcel Energy | 85 | 13781 | IOU | 04745587 | 10 | Storage |  |  | Interconnected | Trade Secret | Trade | UPP | UPP082 | Residential |  | Trade Secret | 2021 | 2022
20252-215912-02 | Xcel Energy | 85 | 13781 | IOU | 04746003 | 3.747 | Solar |  |  | Interconnected | Trade Secret | Trade | LOK | LOK093 | Residential |  | Trade Secret | 2021 | 2022
20252-215912-02 | Xcel Energy | 85 | 13781 | IOU | 04746170 | 3.747 | Solar |  |  | Interconnected | Trade Secret | Trade | WIL | WIL089 | Residential |  | Trade Secret | 2021 | 2022
20252-215912-02 | Xcel Energy | 85 | 13781 | IOU | 04746210 | 6 | Solar |  |  | Interconnected | Trade Secret | Trade | WES | WES073 | Residential |  | Trade Secret | 2021 | 2022
20252-215912-02 | Xcel Energy | 85 | 13781 | IOU | 04747474 | 9.994 | Solar |  |  | Interconnected | Trade Secret | Trade | BLC | BLC062 | Residential |  | Trade Secret | 2021 | 2022
20252-215912-02 | Xcel Energy | 85 | 13781 | IOU | 04748251 | 8.12 | Solar |  |  | Active Application | Trade Secret | Trade | LCR | LCR311 | Residential |  | Trade Secret | 2021
20252-215912-02 | Xcel Energy | 85 | 13781 | IOU | 04748942 | 7.616 | Solar |  |  | Interconnected | Trade Secret | Trade | CDV | CDV072 | Residential |  | Trade Secret | 2021 | 2022
20252-215912-02 | Xcel Energy | 85 | 13781 | IOU | 04748950 | 7.124 | Solar |  |  | Interconnected | Trade Secret | Trade | RMT | RMT321 | Residential |  | Trade Secret | 2021 | 2022
20252-215912-02 | Xcel Energy | 85 | 13781 | IOU | 04749029 | 1000 | Solar |  |  | Withdrawn | Trade Secret | Trade | REW | REW023 | Community Solar Garden | Solar*Rewards Community | Trade Secret | 2021
20252-215912-02 | Xcel Energy | 85 | 13781 | IOU | 04749049 | 1000 | Solar |  |  | Withdrawn | Trade Secret | Trade | RED | RED091 | Community Solar Garden | Solar*Rewards Community | Trade Secret | 2021
20252-215912-02 | Xcel Energy | 85 | 13781 | IOU | 04749077 | 1000 | Solar |  |  | Withdrawn | Trade Secret | Trade | DAS | DAS061 | Community Solar Garden | Solar*Rewards Community | Trade Secret | 2021
20252-215912-02 | Xcel Energy | 85 | 13781 | IOU | 04749084 | 1000 | Solar |  |  | Withdrawn | Trade Secret | Trade | RED | RED091 | Community Solar Garden | Solar*Rewards Community | Trade Secret | 2021
20252-215912-02 | Xcel Energy | 85 | 13781 | IOU | 04749093 | 1000 | Solar |  |  | Withdrawn | Trade Secret | Trade | WIN | WIN043 | Community Solar Garden | Solar*Rewards Community | Trade Secret | 2021
20252-215912-02 | Xcel Energy | 85 | 13781 | IOU | 04751268 | 3.48 | Solar |  |  | Interconnected | Trade Secret | Trade | SOU | SOU079 | Residential |  | Trade Secret | 2021 | 2022
20252-215912-02 | Xcel Energy | 85 | 13781 | IOU | 04751636 | 5.51 | Solar |  |  | Interconnected | Trade Secret | Trade | SLP | SLP075 | Residential |  | Trade Secret | 2021 | 2022
20252-215912-02 | Xcel Energy | 85 | 13781 | IOU | 04752158 |  |  |  |  | Active Application | Trade Secret | Trade |  |  | Residential |  | Trade Secret | 2021
20252-215912-02 | Xcel Energy | 85 | 13781 | IOU | 04755889 | 1000 | Solar |  |  | Withdrawn | Trade Secret | Trade |  |  | Community Solar Garden | Solar*Rewards Community | Trade Secret | 2021
20252-215912-02 | Xcel Energy | 85 | 13781 | IOU | 04756168 | 2.9 | Solar |  |  | Withdrawn | Trade Secret | Trade | ALD | ALD076 | Residential | Solar*Rewards | Trade Secret | 2021
20252-215912-02 | Xcel Energy | 85 | 13781 | IOU | 04756214 | 14.21 | Solar |  | X | Interconnected | Trade Secret | Trade | CGR | CGR071 | Residential |  | Trade Secret | 2021 | 2022
20252-215912-02 | Xcel Energy | 85 | 13781 | IOU | 04756469 |  |  |  |  | Active Application | Trade Secret | Trade |  |  | Residential |  | Trade Secret | 2021
20252-215912-02 | Xcel Energy | 85 | 13781 | IOU | 04757302 |  |  |  |  | Active Application | Trade Secret | Trade |  |  | Residential |  | Trade Secret | 2021
20252-215912-02 | Xcel Energy | 85 | 13781 | IOU | 04757361 | 31.5 | Solar |  |  | Interconnected | Trade Secret | Trade | WES | WES063 | Commercial | Solar*Rewards | Trade Secret | 2021 | 2022
20252-215912-02 | Xcel Energy | 85 | 13781 | IOU | 04757841 | 5 | Storage |  |  | Interconnected | Trade Secret | Trade | BYT | BYT072 | Residential |  | Trade Secret | 2021 | 2022
20252-215912-02 | Xcel Energy | 85 | 13781 | IOU | 04758560 | 16.564 | Solar |  |  | Withdrawn | Trade Secret | Trade | ELP | ELP084 | Commercial |  | Trade Secret | 2021
20252-215912-02 | Xcel Energy | 85 | 13781 | IOU | 04758598 | 2.32 | Solar |  | X | Withdrawn | Trade Secret | Trade | PKL | PKL085 | Residential |  | Trade Secret | 2022
20252-215912-02 | Xcel Energy | 85 | 13781 | IOU | 04758850 | 22.78 | Solar |  |  | Interconnected | Trade Secret | Trade | PAT | PAT312 | Residential |  | Trade Secret | 2021 | 2023
20252-215912-02 | Xcel Energy | 85 | 13781 | IOU | 04759186 |  | Solar |  |  | Active Application | Trade Secret | Trade | EKO | EKO021 | Residential | Solar*Rewards | Trade Secret | 2021
20252-215912-02 | Xcel Energy | 85 | 13781 | IOU | 04759311 | 15.232 | Solar |  |  | Interconnected | Trade Secret | Trade | AHI | AHI022 | Residential |  | Trade Secret | 2022 | 2023
20252-215912-02 | Xcel Energy | 85 | 13781 | IOU | 04759531 |  | Solar |  |  | Active Application | Trade Secret | Trade |  |  | Residential | Solar*Rewards | Trade Secret | 2021
20252-215912-02 | Xcel Energy | 85 | 13781 | IOU | 04759763 | 6 | Solar |  |  | Interconnected | Trade Secret | Trade | HYL | HYL073 | Residential |  | Trade Secret | 2021 | 2022
20252-215912-02 | Xcel Energy | 85 | 13781 | IOU | 04759791 | 3.48 | Solar |  | X | Interconnected | Trade Secret | Trade | WIL | WIL063 | Residential |  | Trade Secret | 2021 | 2022
20252-215912-02 | Xcel Energy | 85 | 13781 | IOU | 04759872 | 15.232 | Solar |  |  | Interconnected | Trade Secret | Trade | CRL | CRL065 | Residential |  | Trade Secret | 2021 | 2022
20252-215912-02 | Xcel Energy | 85 | 13781 | IOU | 04759881 | 15.994 | Solar |  |  | Interconnected | Trade Secret | Trade | WWK | WWK321 | Residential |  | Trade Secret | 2021 | 2022
20252-215912-02 | Xcel Energy | 85 | 13781 | IOU | 04760019 | 7.616 | Solar |  |  | Active Application | Trade Secret | Trade | CHE | CHE076 | Residential |  | Trade Secret | 2021
20252-215912-02 | Xcel Energy | 85 | 13781 | IOU | 04760408 | 12.76 | Solar |  |  | Interconnected | Trade Secret | Trade | CGR | CGR071 | Residential |  | Trade Secret | 2021 | 2022
20252-215912-02 | Xcel Energy | 85 | 13781 | IOU | 04760429 | 15.232 |  |  |  | Withdrawn | Trade Secret | Trade | FSL | FSL312 | Residential |  | Trade Secret | 2021
20252-215912-02 | Xcel Energy | 85 | 13781 | IOU | 04760458 |  |  |  |  | Active Application | Trade Secret | Trade |  |  | Residential |  | Trade Secret | 2021
20252-215912-02 | Xcel Energy | 85 | 13781 | IOU | 04760869 | 3.84 | Solar |  |  | Active Application | Trade Secret | Trade | DBL | DBL068 | Residential |  | Trade Secret | 2021
20252-215912-02 | Xcel Energy | 85 | 13781 | IOU | 04760871 | 10.56 | Solar |  |  | Withdrawn | Trade Secret | Trade | HUG | HUG321 | Residential |  | Trade Secret | 2022
20252-215912-02 | Xcel Energy | 85 | 13781 | IOU | 04761124 | 12.956 | Solar |  |  | Interconnected | Trade Secret | Trade | HSN | HSN311 | Residential |  | Trade Secret | 2021 | 2022
20252-215912-02 | Xcel Energy | 85 | 13781 | IOU | 04762113 | 1000 | Solar |  |  | Active Application | Trade Secret | Trade | SLW | SLW061 | Community Solar Garden | Solar*Rewards Community | Trade Secret | 2025
20252-215912-02 | Xcel Energy | 85 | 13781 | IOU | 04762550 | 1000 | Solar |  |  | Active Application | Trade Secret | Trade |  |  | Community Solar Garden | Solar*Rewards Community | Trade Secret | 2021
20252-215912-02 | Xcel Energy | 85 | 13781 | IOU | 04762585 |  |  |  |  | Active Application | Trade Secret | Trade |  |  | Residential |  | Trade Secret | 2021
20252-215912-02 | Xcel Energy | 85 | 13781 | IOU | 04763135 | 1000 | Solar |  |  | Active Application | Trade Secret | Trade |  |  | Community Solar Garden | Solar*Rewards Community | Trade Secret | 2021
20252-215912-02 | Xcel Energy | 85 | 13781 | IOU | 04763434 | 266.4 | Solar |  |  | Interconnected | Trade Secret | Trade | WIL | WIL088 | Commercial |  | Trade Secret | 2021 | 2022
20252-215912-02 | Xcel Energy | 85 | 13781 | IOU | 04763445 | 3.879 | Solar |  |  | Withdrawn | Trade Secret | Trade | LEX | LEX333 | Residential |  | Trade Secret | 2022
20252-215912-02 | Xcel Energy | 85 | 13781 | IOU | 04763539 | 3.747 | Solar |  |  | Interconnected | Trade Secret | Trade | WAK | WAK321 | Residential |  | Trade Secret | 2022 | 2022
20252-215912-02 | Xcel Energy | 85 | 13781 | IOU | 04763586 | 10.121 | Solar |  |  | Interconnected | Trade Secret | Trade | LAC | LAC063 | Residential | Solar*Rewards | Trade Secret | 2021 | 2022
20252-215912-02 | Xcel Energy | 85 | 13781 | IOU | 04763621 | 8.768 | Solar |  |  | Interconnected | Trade Secret | Trade | APA | APA075 | Residential |  | Trade Secret | 2021 | 2022
20252-215912-02 | Xcel Energy | 85 | 13781 | IOU | 04763634 | 4.8 | Solar |  |  | Active Application | Trade Secret | Trade | CHI | CHI311 | Residential |  | Trade Secret | 2021
20252-215912-02 | Xcel Energy | 85 | 13781 | IOU | 04763746 | 399.6 | Solar |  |  | Withdrawn | Trade Secret | Trade | HSN | HSN321 | Commercial |  | Trade Secret | 2021
20252-215912-02 | Xcel Energy | 85 | 13781 | IOU | 04764330 | 7.616 | Solar |  |  | Interconnected | Trade Secret | Trade | ALK | ALK072 | Residential |  | Trade Secret | 2021 | 2022
20252-215912-02 | Xcel Energy | 85 | 13781 | IOU | 04764433 | 5 | Storage |  |  | Interconnected | Trade Secret | Trade | CTF | CTF021 | Residential |  | Trade Secret | 2022 | 2021
20252-215912-02 | Xcel Energy | 85 | 13781 | IOU | 04764529 | 30 | Storage |  |  | Interconnected | Trade Secret | Trade | GVW | GVW021 | Commercial |  | Trade Secret | 2021 | 2022
20252-215912-02 | Xcel Energy | 85 | 13781 | IOU | 04767315 | 13.63 | Solar |  |  | Interconnected | Trade Secret | Trade | HYL | HYL063 | Residential |  | Trade Secret | 2022 | 2022
20252-215912-02 | Xcel Energy | 85 | 13781 | IOU | 04767648 | 3.49 | Solar |  |  | Interconnected | Trade Secret | Trade | NOF | NOF073 | Commercial |  | Trade Secret | 2021 | 2022
20252-215912-02 | Xcel Energy | 85 | 13781 | IOU | 04767836 | 13.616 | Solar |  |  | Interconnected | Trade Secret | Trade | OAD | OAD074 | Residential |  | Trade Secret | 2021 | 2022
20252-215912-02 | Xcel Energy | 85 | 13781 | IOU | 04767840 | 9.994 | Solar |  |  | Interconnected | Trade Secret | Trade | WIL | WIL084 | Residential |  | Trade Secret | 2021 | 2022
20252-215912-02 | Xcel Energy | 85 | 13781 | IOU | 04770279 | 4.93 | Solar |  |  | Interconnected | Trade Secret | Trade | AFT | AFT314 | Residential |  | Trade Secret | 2021 | 2022
20252-215912-02 | Xcel Energy | 85 | 13781 | IOU | 04770449 | 7.616 | Solar |  |  | Interconnected | Trade Secret | Trade | UPP | UPP068 | Residential |  | Trade Secret | 2021 | 2022
20252-215912-02 | Xcel Energy | 85 | 13781 | IOU | 04771075 | 133.3 | Solar |  |  | Withdrawn | Trade Secret | Trade | AFT | AFT314 | Commercial |  | Trade Secret | 2021
20252-215912-02 | Xcel Energy | 85 | 13781 | IOU | 04771689 | 8.027 | Solar |  | X | Interconnected | Trade Secret | Trade | SOU | SOU087 | Residential |  | Trade Secret | 2021 | 2022
20252-215912-02 | Xcel Energy | 85 | 13781 | IOU | 04772022 | 6.028 | Solar |  |  | Active Application | Trade Secret | Trade | DPN | DPN062 | Residential |  | Trade Secret | 2021
20252-215912-02 | Xcel Energy | 85 | 13781 | IOU | 04772954 | 9.994 | Solar |  |  | Withdrawn | Trade Secret | Trade | SHP | SHP061 | Residential |  | Trade Secret | 2021
20252-215912-02 | Xcel Energy | 85 | 13781 | IOU | 04773177 | 9.28 | Solar |  |  | Interconnected | Trade Secret | Trade | TWL | TWL083 | Residential |  | Trade Secret | 2022 | 2022
20252-215912-02 | Xcel Energy | 85 | 13781 | IOU | 04773180 | 1000 | Solar |  |  | Active Application | Trade Secret | Trade |  |  | Residential |  | Trade Secret | 2021
20252-215912-02 | Xcel Energy | 85 | 13781 | IOU | 04773598 | 3.48 | Solar |  |  | Interconnected | Trade Secret | Trade | OAD | OAD074 | Residential |  | Trade Secret | 2022 | 2022
20252-215912-02 | Xcel Energy | 85 | 13781 | IOU | 04775794 | 5.8 | Solar |  |  | Interconnected | Trade Secret | Trade | LOK | LOK062 | Residential |  | Trade Secret | 2021 | 2022
20252-215912-02 | Xcel Energy | 85 | 13781 | IOU | 04776148 | 4.35 | Solar |  |  | Interconnected | Trade Secret | Trade | MPK | MPK076 | Residential |  | Trade Secret | 2021 | 2022
20252-215912-02 | Xcel Energy | 85 | 13781 | IOU | 04776735 | 299.7 | Solar |  |  | Interconnected | Trade Secret | Trade | WIL | WIL085 | Commercial |  | Trade Secret | 2021 | 2024
20252-215912-02 | Xcel Energy | 85 | 13781 | IOU | 04776780 | 239.798 | Solar |  |  | Interconnected | Trade Secret | Trade | WIL | WIL091 | Commercial |  | Trade Secret | 2021 | 2022
20252-215912-02 | Xcel Energy | 85 | 13781 | IOU | 04777316 | 300 | Solar |  |  | Interconnected | Roseville | Trade | APA | APA078 | Community Solar Garden | Solar*Rewards Community | Trade Secret | 2022 | 2024
20252-215912-02 | Xcel Energy | 85 | 13781 | IOU | 04778067 | 2.32 | Solar |  | X | Interconnected | Trade Secret | Trade | AHI | AHI063 | Residential |  | Trade Secret | 2021 | 2022
20252-215912-02 | Xcel Energy | 85 | 13781 | IOU | 04778103 | 6.38 | Solar |  |  | Interconnected | Trade Secret | Trade | IDA | IDA073 | Residential |  | Trade Secret | 2021 | 2022
20252-215912-02 | Xcel Energy | 85 | 13781 | IOU | 04778106 | 3.747 | Solar |  |  | Interconnected | Trade Secret | Trade | SOU | SOU063 | Residential |  | Trade Secret | 2021 | 2022
20252-215912-02 | Xcel Energy | 85 | 13781 | IOU | 04778110 | 9.994 | Solar |  |  | Interconnected | Trade Secret | Trade | WSG | WSG362 | Residential |  | Trade Secret | 2022 | 2022
20252-215912-02 | Xcel Energy | 85 | 13781 | IOU | 04778113 | 11.39 | Solar |  |  | Interconnected | Trade Secret | Trade | UPP | UPP068 | Commercial |  | Trade Secret | 2023 | 2023
20252-215912-02 | Xcel Energy | 85 | 13781 | IOU | 04778135 | 7.616 | Solar |  |  | Interconnected | Trade Secret | Trade | SOU | SOU069 | Residential |  | Trade Secret | 2021 | 2022
20252-215912-02 | Xcel Energy | 85 | 13781 | IOU | 04779755 | 5.48 | Solar |  |  | Active Application | Trade Secret | Trade | LAB | LAB311 | Residential |  | Trade Secret | 2021
20252-215912-02 | Xcel Energy | 85 | 13781 | IOU | 04780725 | 4.93 | Solar |  |  | Interconnected | Trade Secret | Trade | SHP | SHP062 | Residential |  | Trade Secret | 2021 | 2022
20252-215912-02 | Xcel Energy | 85 | 13781 | IOU | 04780899 | 3.747 | Solar |  |  | Active Application | Trade Secret | Trade | STY | STY075 | Residential |  | Trade Secret | 2021
20252-215912-02 | Xcel Energy | 85 | 13781 | IOU | 04781886 | 6.38 | Solar |  |  | Interconnected | Trade Secret | Trade | SOU | SOU086 | Residential |  | Trade Secret | 2021 | 2022
20252-215912-02 | Xcel Energy | 85 | 13781 | IOU | 04781906 | 6.96 | Solar |  |  | Withdrawn | Trade Secret | Trade | NOF | NOF061 | Residential |  | Trade Secret | 2022
20252-215912-02 | Xcel Energy | 85 | 13781 | IOU | 04783004 | 5 | Storage |  |  | Interconnected | Trade Secret | Trade | HWW | HWW073 | Residential |  | Trade Secret | 2021 | 2022
20252-215912-02 | Xcel Energy | 85 | 13781 | IOU | 04783190 | 11.31 | Solar |  |  | Withdrawn | Trade Secret | Trade | CHI | CHI311 | Residential |  | Trade Secret | 2022
20252-215912-02 | Xcel Energy | 85 | 13781 | IOU | 04783441 | 3.747 | Solar |  |  | Interconnected | Trade Secret | Trade | WIL | WIL079 | Residential |  | Trade Secret | 2022 | 2022
20252-215912-02 | Xcel Energy | 85 | 13781 | IOU | 04784186 |  | Solar |  |  | Active Application | Trade Secret | Trade |  |  | Residential | Solar*Rewards | Trade Secret | 2021
20252-215912-02 | Xcel Energy | 85 | 13781 | IOU | 04784294 | 3.747 | Solar |  |  | Interconnected | Trade Secret | Trade | IDA | IDA072 | Residential |  | Trade Secret | 2022 | 2022
20252-215912-02 | Xcel Energy | 85 | 13781 | IOU | 04784398 | 999 | Solar |  |  | Active Application | Trade Secret | Trade | SDX | SDX311 | Community Solar Garden | Solar*Rewards Community | Trade Secret | 2023
20252-215912-02 | Xcel Energy | 85 | 13781 | IOU | 04784558 | 6 | Solar |  |  | Interconnected | Trade Secret | Trade | ECK | ECK062 | Residential |  | Trade Secret | 2022 | 2022
20252-215912-02 | Xcel Energy | 85 | 13781 | IOU | 04784780 | 5.8 | Solar |  |  | Interconnected | Trade Secret | Trade | SLP | SLP076 | Residential |  | Trade Secret | 2022 | 2022
20252-215912-02 | Xcel Energy | 85 | 13781 | IOU | 04784790 | 6 | Solar |  |  | Interconnected | Trade Secret | Trade | RLK | RLK069 | Residential |  | Trade Secret | 2022 | 2022
20252-215912-02 | Xcel Energy | 85 | 13781 | IOU | 04784812 | 12.956 | Solar |  |  | Interconnected | Trade Secret | Trade | BEL | BEL061 | Residential |  | Trade Secret | 2022 | 2022
20252-215912-02 | Xcel Energy | 85 | 13781 | IOU | 04784868 |  | Solar |  |  | Active Application | Trade Secret | Trade |  |  | Residential | Solar*Rewards | Trade Secret | 2021
20252-215912-02 | Xcel Energy | 85 | 13781 | IOU | 04785257 |  | Solar |  |  | Active Application | Trade Secret | Trade |  |  | Community Solar Garden | Solar*Rewards Community | Trade Secret | 2021
20252-215912-02 | Xcel Energy | 85 | 13781 | IOU | 04785466 |  | Solar |  |  | Active Application | Trade Secret | Trade |  |  | Residential | Solar*Rewards | Trade Secret | 2021
20252-215912-02 | Xcel Energy | 85 | 13781 | IOU | 04785746 |  | Solar |  |  | Active Application | Trade Secret | Trade |  |  | Residential | Solar*Rewards | Trade Secret | 2021
20252-215912-02 | Xcel Energy | 85 | 13781 | IOU | 04786287 | 5.48 | Solar |  |  | Interconnected | Trade Secret | Trade | SOU | SOU077 | Residential |  | Trade Secret | 2022 | 2022
20252-215912-02 | Xcel Energy | 85 | 13781 | IOU | 04786993 | 9.994 | Solar |  |  | Active Application | Trade Secret | Trade | CHI | CHI311 | Residential |  | Trade Secret | 2022
20252-215912-02 | Xcel Energy | 85 | 13781 | IOU | 04787019 | 999 |  |  |  | Active Application | Trade Secret | Trade | OSS | OSS073 | Commercial |  | Trade Secret | 2021
20252-215912-02 | Xcel Energy | 85 | 13781 | IOU | 04787339 | 16.988 | Solar |  |  | Interconnected | Trade Secret | Trade | RAM | RAM071 | Commercial |  | Trade Secret | 2022 | 2023
20252-215912-02 | Xcel Energy | 85 | 13781 | IOU | 04787537 | 8.12 | Solar |  |  | Interconnected | Trade Secret | Trade | LSP | LSP022 | Residential |  | Trade Secret | 2022 | 2022
20252-215912-02 | Xcel Energy | 85 | 13781 | IOU | 04787674 | 13.05 | Solar |  |  | Interconnected | Trade Secret | Trade | HUG | HUG312 | Residential |  | Trade Secret | 2022 | 2022
20252-215912-02 | Xcel Energy | 85 | 13781 | IOU | 04788068 | 7.616 | Solar |  |  | Withdrawn | Trade Secret | Trade | RPO | RPO312 | Residential | Solar*Rewards | Trade Secret | 2021
20252-215912-02 | Xcel Energy | 85 | 13781 | IOU | 04788364 | 2.46 | Solar |  |  | Active Application | Trade Secret | Trade | SOU | SOU076 | Residential | Solar*Rewards | Trade Secret | 2021
20252-215912-02 | Xcel Energy | 85 | 13781 | IOU | 04788528 | 86.4 | Solar |  |  | Interconnected | Trade Secret | Trade | APA | APA076 | Commercial |  | Trade Secret | 2022 | 2022
20252-215912-02 | Xcel Energy | 85 | 13781 | IOU | 04788600 |  | Solar |  |  | Active Application | Trade Secret | Trade |  |  | Residential | Solar*Rewards | Trade Secret | 2021
20252-215912-02 | Xcel Energy | 85 | 13781 | IOU | 04789396 | 5 | Storage |  |  | Interconnected | Trade Secret | Trade | SOU | SOU064 | Residential |  | Trade Secret | 2022 | 2022
20252-215912-02 | Xcel Energy | 85 | 13781 | IOU | 04789413 | 8.99 | Solar |  |  | Interconnected | Trade Secret | Trade | RAM | RAM062 | Residential |  | Trade Secret | 2022 | 2022
20252-215912-02 | Xcel Energy | 85 | 13781 | IOU | 04789420 | 5 | Storage |  |  | Withdrawn | Trade Secret | Trade | SCA | SCA021 | Residential |  | Trade Secret | 2022
20252-215912-02 | Xcel Energy | 85 | 13781 | IOU | 04789445 | 7.678 | Solar |  |  | Withdrawn | Trade Secret | Trade |  |  | Residential |  | Trade Secret | 2021
20252-215912-02 | Xcel Energy | 85 | 13781 | IOU | 04789602 | 6 | Solar |  |  | Interconnected | Trade Secret | Trade | JOR | JOR021 | Residential |  | Trade Secret | 2022 | 2022
20252-215912-02 | Xcel Energy | 85 | 13781 | IOU | 04789678 | 13.741 | Solar |  |  | Interconnected | Trade Secret | Trade | GRC | GRC311 | Residential |  | Trade Secret | 2022 | 2023
20252-215912-02 | Xcel Energy | 85 | 13781 | IOU | 04789706 | 7.616 | Solar |  |  | Withdrawn | Trade Secret | Trade | MHW | MHW311 | Residential |  | Trade Secret | 2022
20252-215912-02 | Xcel Energy | 85 | 13781 | IOU | 04789859 |  |  |  |  | Active Application | Trade Secret | Trade |  |  | Residential |  | Trade Secret | 2021
20252-215912-02 | Xcel Energy | 85 | 13781 | IOU | 04790542 | 5.054 | Solar |  |  | Interconnected | Trade Secret | Trade | IDA | IDA071 | Residential |  | Trade Secret | 2022 | 2023
20252-215912-02 | Xcel Energy | 85 | 13781 | IOU | 04792745 |  | Solar |  |  | Active Application | Trade Secret | Trade |  |  | Residential | Solar*Rewards | Trade Secret | 2021
20252-215912-02 | Xcel Energy | 85 | 13781 | IOU | 04792882 | 8.98 | Solar |  |  | Withdrawn | Trade Secret | Trade | RAM | RAM071 | Residential | Solar*Rewards | Trade Secret | 2021
20252-215912-02 | Xcel Energy | 85 | 13781 | IOU | 04793299 | 8.98 | Solar |  |  | Withdrawn | Trade Secret | Trade | RAM | RAM071 | Residential |  | Trade Secret | 2022
20252-215912-02 | Xcel Energy | 85 | 13781 | IOU | 04793474 | 11.6 | Solar |  |  | Interconnected | Trade Secret | Trade | MPK | MPK068 | Residential | Solar*Rewards | Trade Secret | 2022 | 2022
20252-215912-02 | Xcel Energy | 85 | 13781 | IOU | 04793475 | 7.83 | Solar |  |  | Interconnected | Trade Secret | Trade | WCS | WCS072 | Residential | Solar*Rewards | Trade Secret | 2022 | 2022
20252-215912-02 | Xcel Energy | 85 | 13781 | IOU | 04793476 | 11.559 | Solar |  |  | Interconnected | Trade Secret | Trade | SLP | SLP092 | Residential | Solar*Rewards | Trade Secret | 2022 | 2022
20252-215912-02 | Xcel Energy | 85 | 13781 | IOU | 04793477 | 5.76 | Solar |  |  | Interconnected | Trade Secret | Trade | MNV | MNV211 | Residential | Solar*Rewards | Trade Secret | 2022 | 2022
20252-215912-02 | Xcel Energy | 85 | 13781 | IOU | 04793478 | 7.83 | Solar |  |  | Interconnected | Trade Secret | Trade | HYL | HYL063 | Residential | Solar*Rewards | Trade Secret | 2022 | 2022
20252-215912-02 | Xcel Energy | 85 | 13781 | IOU | 04793479 | 5.8 | Solar |  |  | Interconnected | Trade Secret | Trade | WWK | WWK311 | Residential | Solar*Rewards | Trade Secret | 2022 | 2022
20252-215912-02 | Xcel Energy | 85 | 13781 | IOU | 04793480 | 15.232 | Solar |  |  | Interconnected | Trade Secret | Trade | LLK | LLK061 | Residential | Solar*Rewards | Trade Secret | 2022 | 2022
20252-215912-02 | Xcel Energy | 85 | 13781 | IOU | 04793482 | 10.769 | Solar |  |  | Interconnected | Trade Secret | Trade | CTF | CTF021 | Residential | Solar*Rewards | Trade Secret | 2022 | 2023
20252-215912-02 | Xcel Energy | 85 | 13781 | IOU | 04793483 | 9.57 | Solar |  |  | Interconnected | Trade Secret | Trade | RLK | RLK071 | Residential | Solar*Rewards | Trade Secret | 2022 | 2022
20252-215912-02 | Xcel Energy | 85 | 13781 | IOU | 04793484 | 9.94 | Solar |  |  | Interconnected | Trade Secret | Trade | WIL | WIL082 | Residential | Solar*Rewards | Trade Secret | 2022 | 2022
20252-215912-02 | Xcel Energy | 85 | 13781 | IOU | 04793485 | 5.51 | Solar |  |  | Interconnected | Trade Secret | Trade | SOU | SOU079 | Residential | Solar*Rewards | Trade Secret | 2022 | 2022
20252-215912-02 | Xcel Energy | 85 | 13781 | IOU | 04793486 | 33.3 | Solar |  |  | Interconnected | Trade Secret | Trade | EDP | EDP073 | Commercial | Solar*Rewards | Trade Secret | 2022 | 2022
20252-215912-02 | Xcel Energy | 85 | 13781 | IOU | 04793488 | 39.998 | Solar |  |  | Active Application | Trade Secret | Trade |  |  | Commercial | Solar*Rewards | Trade Secret | 2022
20252-215912-02 | Xcel Energy | 85 | 13781 | IOU | 04793489 | 4.93 | Solar |  |  | Withdrawn | Trade Secret | Trade | HUG | HUG321 | Residential | Solar*Rewards | Trade Secret | 2022
20252-215912-02 | Xcel Energy | 85 | 13781 | IOU | 04793490 | 6.028 | Solar |  |  | Withdrawn | Trade Secret | Trade | DPN | DPN062 | Residential | Solar*Rewards | Trade Secret | 2022
20252-215912-02 | Xcel Energy | 85 | 13781 | IOU | 04793491 | 8 | Solar |  | X | Interconnected | Trade Secret | Trade | SLP | SLP092 | Residential | Solar*Rewards | Trade Secret | 2022 | 2022
20252-215912-02 | Xcel Energy | 85 | 13781 | IOU | 04793492 | 34.6 | Solar |  |  | Interconnected | Trade Secret | Trade | MPK | MPK065 | Commercial | Solar*Rewards | Trade Secret | 2022 | 2023
20252-215912-02 | Xcel Energy | 85 | 13781 | IOU | 04793493 | 9.994 | Solar |  |  | Interconnected | Trade Secret | Trade | RAM | RAM062 | Residential | Solar*Rewards | Trade Secret | 2022 | 2022
20252-215912-02 | Xcel Energy | 85 | 13781 | IOU | 04793494 | 7.616 | Solar |  |  | Interconnected | Trade Secret | Trade | MPK | MPK064 | Residential | Solar*Rewards | Trade Secret | 2022 | 2022
20252-215912-02 | Xcel Energy | 85 | 13781 | IOU | 04793495 | 11.866 | Solar |  |  | Interconnected | Trade Secret | Trade | VMR | VMR062 | Residential | Solar*Rewards | Trade Secret | 2022 | 2022
20252-215912-02 | Xcel Energy | 85 | 13781 | IOU | 04793496 | 8.41 | Solar |  |  | Interconnected | Trade Secret | Trade | CHE | CHE076 | Residential | Solar*Rewards | Trade Secret | 2022 | 2022
20252-215912-02 | Xcel Energy | 85 | 13781 | IOU | 04793497 | 17.61 | Solar |  |  | Interconnected | Trade Secret | Trade | RWD | RWD081 | Residential | Solar*Rewards | Trade Secret | 2022 | 2022
20252-215912-02 | Xcel Energy | 85 | 13781 | IOU | 04793498 | 11.39 | Solar |  |  | Interconnected | Trade Secret | Trade | CTR | CTR031 | Residential | Solar*Rewards | Trade Secret | 2022 | 2022
20252-215912-02 | Xcel Energy | 85 | 13781 | IOU | 04793499 | 9.994 | Solar |  |  | Interconnected | Trade Secret | Trade | ALK | ALK067 | Residential | Solar*Rewards | Trade Secret | 2022 | 2022
20252-215912-02 | Xcel Energy | 85 | 13781 | IOU | 04793500 | 30.8 | Solar |  |  | Withdrawn | Trade Secret | Trade | MTV | MTV021 | Residential | Solar*Rewards | Trade Secret | 2022
20252-215912-02 | Xcel Energy | 85 | 13781 | IOU | 04793501 | 19.14 | Solar |  |  | Interconnected | Trade Secret | Trade | STY | STY065 | Commercial | Solar*Rewards | Trade Secret | 2022 | 2023
20252-215912-02 | Xcel Energy | 85 | 13781 | IOU | 04793502 | 6.67 | Solar |  |  | Interconnected | Trade Secret | Trade | APA | APA075 | Residential | Solar*Rewards | Trade Secret | 2022 | 2022
20252-215912-02 | Xcel Energy | 85 | 13781 | IOU | 04793503 | 5.8 | Solar |  |  | Interconnected | Trade Secret | Trade | PBE | PBE061 | Residential | Solar*Rewards | Trade Secret | 2022 | 2022
20252-215912-02 | Xcel Energy | 85 | 13781 | IOU | 04793504 | 16.564 | Solar |  |  | Interconnected | Trade Secret | Trade | SLP | SLP084 | Commercial | Solar*Rewards | Trade Secret | 2022 | 2023
20252-215912-02 | Xcel Energy | 85 | 13781 | IOU | 04793505 | 9.994 | Solar |  |  | Interconnected | Trade Secret | Trade | WSG | WSG071 | Residential | Solar*Rewards | Trade Secret | 2022 | 2022
20252-215912-02 | Xcel Energy | 85 | 13781 | IOU | 04793506 | 6 | Solar |  |  | Interconnected | Trade Secret | Trade | SLP | SLP081 | Residential | Solar*Rewards | Trade Secret | 2022 | 2022
20252-215912-02 | Xcel Energy | 85 | 13781 | IOU | 04793508 | 8.7 | Solar |  |  | Withdrawn | Trade Secret | Trade | FRO | FRO021 | Residential | Solar*Rewards | Trade Secret | 2022
20252-215912-02 | Xcel Energy | 85 | 13781 | IOU | 04793509 | 11.39 | Solar |  |  | Interconnected | Trade Secret | Trade | WDY | WDY322 | Residential | Solar*Rewards | Trade Secret | 2022 | 2022
20252-215912-02 | Xcel Energy | 85 | 13781 | IOU | 04793510 | 23.1 | Solar |  |  | Interconnected | Trade Secret | Trade | WKN | WKN001 | Commercial | Solar*Rewards | Trade Secret | 2022 | 2022
20252-215912-02 | Xcel Energy | 85 | 13781 | IOU | 04793512 | 9.994 | Solar |  |  | Interconnected | Trade Secret | Trade | AFT | AFT321 | Residential | Solar*Rewards | Trade Secret | 2022 | 2022
20252-215912-02 | Xcel Energy | 85 | 13781 | IOU | 04793514 | 11.6 | Solar |  |  | Interconnected | Trade Secret | Trade | WSG | WSG064 | Residential | Solar*Rewards | Trade Secret | 2022 | 2022
20252-215912-02 | Xcel Energy | 85 | 13781 | IOU | 04793517 | 34.995 | Solar |  |  | Withdrawn | Trade Secret | Trade | ZUF | ZUF021 | Residential | Solar*Rewards | Trade Secret | 2022
20252-215912-02 | Xcel Energy | 85 | 13781 | IOU | 04793518 | 7.25 | Solar |  |  | Interconnected | Trade Secret | Trade | ECK | ECK082 | Residential | Solar*Rewards | Trade Secret | 2022 | 2022
20252-215912-02 | Xcel Energy | 85 | 13781 | IOU | 04793519 | 39.998 | Solar |  |  | Interconnected | Trade Secret | Trade | HUG | HUG311 | Commercial | Solar*Rewards | Trade Secret | 2022 | 2022
20252-215912-02 | Xcel Energy | 85 | 13781 | IOU | 04793521 | 13.96 | Solar |  |  | Interconnected | Trade Secret | Trade | AHI | AHI025 | Commercial | Solar*Rewards | Trade Secret | 2022 | 2024
20252-215912-02 | Xcel Energy | 85 | 13781 | IOU | 04793523 | 4.64 | Solar |  |  | Interconnected | Trade Secret | Trade | MPK | MPK063 | Residential | Solar*Rewards | Trade Secret | 2022 | 2022
20252-215912-02 | Xcel Energy | 85 | 13781 | IOU | 04793524 | 13.96 | Solar |  |  | Interconnected | Trade Secret | Trade | SLP | SLP085 | Commercial | Solar*Rewards | Trade Secret | 2022 | 2022
20252-215912-02 | Xcel Energy | 85 | 13781 | IOU | 04793527 | 11.39 | Solar |  |  | Withdrawn | Trade Secret | Trade | SCA | SCA021 | Residential | Solar*Rewards | Trade Secret | 2022
20252-215912-02 | Xcel Energy | 85 | 13781 | IOU | 04793528 | 22.685 | Solar |  |  | Withdrawn | Trade Secret | Trade | MST | MST076 | Commercial | Solar*Rewards | Trade Secret | 2022
20252-215912-02 | Xcel Energy | 85 | 13781 | IOU | 04793529 | 3.747 | Solar |  |  | Interconnected | Trade Secret | Trade | SLP | SLP087 | Residential | Solar*Rewards | Trade Secret | 2022 | 2022
20252-215912-02 | Xcel Energy | 85 | 13781 | IOU | 04793531 | 5.22 | Solar |  |  | Interconnected | Trade Secret | Trade | WTB | WTB021 | Residential | Solar*Rewards | Trade Secret | 2022 | 2022
20252-215912-02 | Xcel Energy | 85 | 13781 | IOU | 04793532 | 6.282 | Solar |  |  | Active Application | Trade Secret | Trade | MPK | MPK085 | Residential | Solar*Rewards | Trade Secret | 2022
20252-215912-02 | Xcel Energy | 85 | 13781 | IOU | 04793534 | 19.988 | Solar |  |  | Interconnected | Trade Secret | Trade | SLP | SLP081 | Commercial | Solar*Rewards | Trade Secret | 2022 | 2022
20252-215912-02 | Xcel Energy | 85 | 13781 | IOU | 04793540 | 4.06 | Solar |  |  | Interconnected | Trade Secret | Trade | WIL | WIL091 | Residential | Solar*Rewards | Trade Secret | 2022 | 2022
20252-215912-02 | Xcel Energy | 85 | 13781 | IOU | 04793541 | 4.8 | Solar |  |  | Interconnected | Trade Secret | Trade | GVW | GVW032 | Residential | Solar*Rewards | Trade Secret | 2022 | 2022
20252-215912-02 | Xcel Energy | 85 | 13781 | IOU | 04793542 | 6.282 | Solar |  |  | Withdrawn | Trade Secret | Trade | RPO | RPO311 | Residential | Solar*Rewards | Trade Secret | 2022
20252-215912-02 | Xcel Energy | 85 | 13781 | IOU | 04793543 | 2.32 | Solar |  |  | Interconnected | Trade Secret | Trade | UPP | UPP063 | Residential | Solar*Rewards | Trade Secret | 2022 | 2022
20252-215912-02 | Xcel Energy | 85 | 13781 | IOU | 04793544 | 8.7 | Solar |  |  | Interconnected | Trade Secret | Trade | HUG | HUG321 | Residential | Solar*Rewards | Trade Secret | 2022 | 2022
20252-215912-02 | Xcel Energy | 85 | 13781 | IOU | 04793545 | 6.96 | Solar |  |  | Interconnected | Trade Secret | Trade | SOU | SOU087 | Residential | Solar*Rewards | Trade Secret | 2022 | 2022
20252-215912-02 | Xcel Energy | 85 | 13781 | IOU | 04793546 | 3.77 | Solar |  |  | Interconnected | Trade Secret | Trade | ALD | ALD088 | Residential | Solar*Rewards | Trade Secret | 2022 | 2022
20252-215912-02 | Xcel Energy | 85 | 13781 | IOU | 04793547 | 33.3 | Solar |  |  | Interconnected | Trade Secret | Trade | ALK | ALK064 | Commercial | Solar*Rewards | Trade Secret | 2022 | 2022
20252-215912-02 | Xcel Energy | 85 | 13781 | IOU | 04793548 | 5.235 | Solar |  |  | Interconnected | Trade Secret | Trade | SLP | SLP082 | Residential | Solar*Rewards | Trade Secret | 2022 | 2022
20252-215912-02 | Xcel Energy | 85 | 13781 | IOU | 04793549 | 9.86 | Solar |  |  | Interconnected | Trade Secret | Trade | CGR | CGR061 | Residential | Solar*Rewards | Trade Secret | 2022 | 2022
20252-215912-02 | Xcel Energy | 85 | 13781 | IOU | 04793550 | 6.09 | Solar |  |  | Interconnected | Trade Secret | Trade | TWL | TWL062 | Residential | Solar*Rewards | Trade Secret | 2022 | 2023
20252-215912-02 | Xcel Energy | 85 | 13781 | IOU | 04793551 | 5.51 | Solar |  |  | Interconnected | Trade Secret | Trade | ALD | ALD097 | Residential | Solar*Rewards | Trade Secret | 2022 | 2022
20252-215912-02 | Xcel Energy | 85 | 13781 | IOU | 04793552 | 4.9 | Solar |  |  | Interconnected | Trade Secret | Trade | WIN | WIN033 | Residential | Solar*Rewards | Trade Secret | 2022 | 2022
20252-215912-02 | Xcel Energy | 85 | 13781 | IOU | 04793553 | 7.83 | Solar |  |  | Interconnected | Trade Secret | Trade | HAS | HAS021 | Residential | Solar*Rewards | Trade Secret | 2022 | 2022
20252-215912-02 | Xcel Energy | 85 | 13781 | IOU | 04793554 | 6.67 | Solar |  |  | Interconnected | Trade Secret | Trade | WES | WES074 | Residential | Solar*Rewards | Trade Secret | 2022 | 2022
20252-215912-02 | Xcel Energy | 85 | 13781 | IOU | 04793555 | 4.06 | Solar |  |  | Interconnected | Trade Secret | Trade | CEL | CEL066 | Residential | Solar*Rewards | Trade Secret | 2022 | 2022
20252-215912-02 | Xcel Energy | 85 | 13781 | IOU | 04793556 | 10.412 | Solar |  |  | Interconnected | Trade Secret | Trade | WSG | WSG362 | Residential | Solar*Rewards | Trade Secret | 2022 | 2022
20252-215912-02 | Xcel Energy | 85 | 13781 | IOU | 04793557 | 8.99 | Solar |  |  | Withdrawn | Trade Secret | Trade | RPO | RPO311 | Residential | Solar*Rewards | Trade Secret | 2022
20252-215912-02 | Xcel Energy | 85 | 13781 | IOU | 04793558 | 5.22 | Solar |  |  | Interconnected | Trade Secret | Trade | WCR | WCR322 | Residential | Solar*Rewards | Trade Secret | 2022 | 2022
20252-215912-02 | Xcel Energy | 85 | 13781 | IOU | 04793559 | 39.99 | Solar |  |  | Interconnected | Trade Secret | Trade | TWL | TWL061 | Commercial | Solar*Rewards | Trade Secret | 2022 | 2022
20252-215912-02 | Xcel Energy | 85 | 13781 | IOU | 04793560 | 5.51 | Solar |  | X | Interconnected | Trade Secret | Trade | WSG | WSG066 | Residential | Solar*Rewards | Trade Secret | 2022 | 2022
20252-215912-02 | Xcel Energy | 85 | 13781 | IOU | 04793561 | 15.705 | Solar |  |  | Withdrawn | Trade Secret | Trade | WYO | WYO032 | Residential | Solar*Rewards | Trade Secret | 2022
20252-215912-02 | Xcel Energy | 85 | 13781 | IOU | 04793562 | 2.03 | Solar |  |  | Interconnected | Trade Secret | Trade | SOU | SOU077 | Residential | Solar*Rewards | Trade Secret | 2022 | 2022
20252-215912-02 | Xcel Energy | 85 | 13781 | IOU | 04793563 | 7.25 | Solar |  | X | Interconnected | Trade Secret | Trade | EDA | EDA081 | Residential | Solar*Rewards | Trade Secret | 2022 | 2022
20252-215912-02 | Xcel Energy | 85 | 13781 | IOU | 04793564 | 11.168 | Solar |  |  | Interconnected | Trade Secret | Trade | AFT | AFT315 | Residential | Solar*Rewards | Trade Secret | 2022 | 2022
20252-215912-02 | Xcel Energy | 85 | 13781 | IOU | 04793565 | 5.054 | Solar |  |  | Interconnected | Trade Secret | Trade | IDA | IDA073 | Residential | Solar*Rewards | Trade Secret | 2022 | 2022
20252-215912-02 | Xcel Energy | 85 | 13781 | IOU | 04793566 | 9.86 | Solar |  |  | Interconnected | Trade Secret | Trade | DBL | DBL067 | Residential | Solar*Rewards | Trade Secret | 2022 | 2022
20252-215912-02 | Xcel Energy | 85 | 13781 | IOU | 04793567 | 6.67 | Solar |  |  | Withdrawn | Trade Secret | Trade | LOW | LOW021 | Residential | Solar*Rewards | Trade Secret | 2022
20252-215912-02 | Xcel Energy | 85 | 13781 | IOU | 04793568 | 30.16 | Solar |  |  | Interconnected | Trade Secret | Trade | HYL | HYL075 | Commercial | Solar*Rewards | Trade Secret | 2022 | 2022
20252-215912-02 | Xcel Energy | 85 | 13781 | IOU | 04793569 | 6.96 | Solar |  |  | Interconnected | Trade Secret | Trade | CGR | CGR071 | Residential | Solar*Rewards | Trade Secret | 2022 | 2022
20252-215912-02 | Xcel Energy | 85 | 13781 | IOU | 04793570 | 5.054 | Solar |  |  | Interconnected | Trade Secret | Trade | ALK | ALK072 | Residential | Solar*Rewards | Trade Secret | 2022 | 2022
20252-215912-02 | Xcel Energy | 85 | 13781 | IOU | 04793572 | 11.31 | Solar |  |  | Interconnected | Trade Secret | Trade | DHL | DHL061 | Residential | Solar*Rewards | Trade Secret | 2022 | 2022
20252-215912-02 | Xcel Energy | 85 | 13781 | IOU | 04793573 | 5.8 | Solar |  |  | Interconnected | Trade Secret | Trade | APA | APA075 | Residential | Solar*Rewards | Trade Secret | 2022 | 2022
20252-215912-02 | Xcel Energy | 85 | 13781 | IOU | 04793575 | 13.05 | Solar |  |  | Interconnected | Trade Secret | Trade | RLK | RLK073 | Residential | Solar*Rewards | Trade Secret | 2022 | 2022
20252-215912-02 | Xcel Energy | 85 | 13781 | IOU | 04793576 | 11.07 | Solar |  |  | Interconnected | Trade Secret | Trade | PIL | PIL022 | Residential | Solar*Rewards | Trade Secret | 2022 | 2024
20252-215912-02 | Xcel Energy | 85 | 13781 | IOU | 04793577 | 7.616 | Solar |  |  | Interconnected | Trade Secret | Trade | MOL | MOL077 | Residential | Solar*Rewards | Trade Secret | 2022 | 2022
20252-215912-02 | Xcel Energy | 85 | 13781 | IOU | 04793578 | 40.252 | Solar |  |  | Interconnected | Trade Secret | Trade | WIL | WIL074 | Commercial | Solar*Rewards | Trade Secret | 2022 | 2025
20252-215912-02 | Xcel Energy | 85 | 13781 | IOU | 04793580 | 12.18 | Solar |  |  | Interconnected | Trade Secret | Trade | HSN | HSN312 | Residential | Solar*Rewards | Trade Secret | 2022 | 2023
20252-215912-02 | Xcel Energy | 85 | 13781 | IOU | 04793582 | 7.6 | Solar |  | X | Interconnected | Trade Secret | Trade | WSG | WSG071 | Residential | Solar*Rewards | Trade Secret | 2022 | 2022
20252-215912-02 | Xcel Energy | 85 | 13781 | IOU | 04793586 | 4.64 | Solar |  |  | Interconnected | Trade Secret | Trade | RVA | RVA061 | Residential | Solar*Rewards | Trade Secret | 2022 | 2022
20252-215912-02 | Xcel Energy | 85 | 13781 | IOU | 04793587 | 5.584 | Solar |  |  | Withdrawn | Trade Secret | Trade | SLP | SLP087 | Residential | Solar*Rewards | Trade Secret | 2022
20252-215912-02 | Xcel Energy | 85 | 13781 | IOU | 04793589 | 6.282 | Solar |  |  | Interconnected | Trade Secret | Trade | WWK | WWK321 | Residential | Solar*Rewards | Trade Secret | 2022 | 2022
20252-215912-02 | Xcel Energy | 85 | 13781 | IOU | 04793594 | 9.86 | Solar |  |  | Interconnected | Trade Secret | Trade | STY | STY065 | Commercial | Solar*Rewards | Trade Secret | 2022 | 2023
20252-215912-02 | Xcel Energy | 85 | 13781 | IOU | 04793595 | 9.994 | Solar |  |  | Interconnected | Trade Secret | Trade | DHL | DHL061 | Residential | Solar*Rewards | Trade Secret | 2022 | 2022
20252-215912-02 | Xcel Energy | 85 | 13781 | IOU | 04793597 | 4.64 | Solar |  |  | Interconnected | Trade Secret | Trade | WES | WES074 | Residential | Solar*Rewards | Trade Secret | 2022 | 2022
20252-215912-02 | Xcel Energy | 85 | 13781 | IOU | 04793598 | 2.9 | Solar |  |  | Interconnected | Trade Secret | Trade | SOU | SOU079 | Residential | Solar*Rewards | Trade Secret | 2022 | 2022
20252-215912-02 | Xcel Energy | 85 | 13781 | IOU | 04793599 | 6 | Solar |  |  | Interconnected | Trade Secret | Trade | ALD | ALD088 | Residential | Solar*Rewards | Trade Secret | 2022 | 2022
20252-215912-02 | Xcel Energy | 85 | 13781 | IOU | 04793600 | 6.282 | Solar |  |  | Interconnected | Trade Secret | Trade | REW | REW031 | Residential | Solar*Rewards | Trade Secret | 2022 | 2022
20252-215912-02 | Xcel Energy | 85 | 13781 | IOU | 04793601 | 5.22 | Solar |  |  | Interconnected | Trade Secret | Trade | HYL | HYL072 | Residential | Solar*Rewards | Trade Secret | 2022 | 2022
20252-215912-02 | Xcel Energy | 85 | 13781 | IOU | 04793602 | 9.994 | Solar |  |  | Interconnected | Trade Secret | Trade | RPO | RPO311 | Residential | Solar*Rewards | Trade Secret | 2022 | 2022
20252-215912-02 | Xcel Energy | 85 | 13781 | IOU | 04793604 | 7.54 | Solar |  |  | Interconnected | Trade Secret | Trade | OPK | OPK072 | Residential | Solar*Rewards | Trade Secret | 2022 | 2022
20252-215912-02 | Xcel Energy | 85 | 13781 | IOU | 04793607 | 11.559 | Solar |  |  | Interconnected | Trade Secret | Trade | ALD | ALD092 | Residential | Solar*Rewards | Trade Secret | 2022 | 2022
20252-215912-02 | Xcel Energy | 85 | 13781 | IOU | 04793608 |  | Solar |  |  | Active Application | Trade Secret | Trade |  |  | Residential | Solar*Rewards | Trade Secret | 2022
20252-215912-02 | Xcel Energy | 85 | 13781 | IOU | 04793610 | 4.886 | Solar |  |  | Interconnected | Trade Secret | Trade | RIV | RIV061 | Residential | Solar*Rewards | Trade Secret | 2022 | 2022
20252-215912-02 | Xcel Energy | 85 | 13781 | IOU | 04793612 | 10.819 | Solar |  |  | Interconnected | Trade Secret | Trade | RLK | RLK069 | Residential | Solar*Rewards | Trade Secret | 2022 | 2022
20252-215912-02 | Xcel Energy | 85 | 13781 | IOU | 04793614 | 5 | Solar |  |  | Interconnected | Trade Secret | Trade | ECK | ECK063 | Residential | Solar*Rewards | Trade Secret | 2022 | 2022
20252-215912-02 | Xcel Energy | 85 | 13781 | IOU | 04793615 | 3.48 | Solar |  | X | Interconnected | Trade Secret | Trade | VKG | VKG065 | Residential | Solar*Rewards | Trade Secret | 2022 | 2022
20252-215912-02 | Xcel Energy | 85 | 13781 | IOU | 04793618 |  | Solar |  |  | Active Application | Trade Secret | Trade |  |  | Residential | Solar*Rewards | Trade Secret | 2022
20252-215912-02 | Xcel Energy | 85 | 13781 | IOU | 04793620 | 6 | Solar |  |  | Interconnected | Trade Secret | Trade | SOU | SOU076 | Residential | Solar*Rewards | Trade Secret | 2022 | 2022
20252-215912-02 | Xcel Energy | 85 | 13781 | IOU | 04793621 | 40.252 | Solar |  |  | Interconnected | Trade Secret | Trade | WIL | WIL091 | Commercial | Solar*Rewards | Trade Secret | 2022 | 2025
20252-215912-02 | Xcel Energy | 85 | 13781 | IOU | 04793625 | 7.616 | Solar |  |  | Interconnected | Trade Secret | Trade | MPK | MPK068 | Residential | Solar*Rewards | Trade Secret | 2022 | 2022
20252-215912-02 | Xcel Energy | 85 | 13781 | IOU | 04793626 | 7.6 | Solar |  |  | Interconnected | Trade Secret | Trade | ESW | ESW061 | Residential | Solar*Rewards | Trade Secret | 2022 | 2022
20252-215912-02 | Xcel Energy | 85 | 13781 | IOU | 04793628 | 9.28 | Solar |  |  | Withdrawn | Trade Secret | Trade | RAP | RAP081 | Residential | Solar*Rewards | Trade Secret | 2022
20252-215912-02 | Xcel Energy | 85 | 13781 | IOU | 04793630 | 11.39 | Solar |  |  | Interconnected | Trade Secret | Trade | VKG | VKG072 | Residential | Solar*Rewards | Trade Secret | 2022 | 2022
20252-215912-02 | Xcel Energy | 85 | 13781 | IOU | 04793632 | 20.94 | Solar |  |  | Withdrawn | Trade Secret | Trade | WWK | WWK311 | Residential | Solar*Rewards | Trade Secret | 2022
20252-215912-02 | Xcel Energy | 85 | 13781 | IOU | 04793633 | 11.02 | Solar |  |  | Interconnected | Trade Secret | Trade | WSG | WSG076 | Residential | Solar*Rewards | Trade Secret | 2022 | 2022
20252-215912-02 | Xcel Energy | 85 | 13781 | IOU | 04793634 | 7.616 | Solar |  |  | Interconnected | Trade Secret | Trade | MEL | MEL069 | Residential | Solar*Rewards | Trade Secret | 2022 | 2022
20252-215912-02 | Xcel Energy | 85 | 13781 | IOU | 04793636 | 12.18 | Solar |  |  | Interconnected | Trade Secret | Trade | LEX | LEX332 | Residential | Solar*Rewards | Trade Secret | 2022 | 2022
20252-215912-02 | Xcel Energy | 85 | 13781 | IOU | 04793638 | 15.232 | Solar |  |  | Interconnected | Trade Secret | Trade | IDA | IDA064 | Residential | Solar*Rewards | Trade Secret | 2022 | 2022
20252-215912-02 | Xcel Energy | 85 | 13781 | IOU | 04793639 | 11.6 | Solar |  |  | Interconnected | Trade Secret | Trade | RLK | RLK071 | Residential | Solar*Rewards | Trade Secret | 2022 | 2022
20252-215912-02 | Xcel Energy | 85 | 13781 | IOU | 04793641 | 19.988 | Solar |  |  | Withdrawn | Trade Secret | Trade | HUG | HUG321 | Residential | Solar*Rewards | Trade Secret | 2022
20252-215912-02 | Xcel Energy | 85 | 13781 | IOU | 04793643 | 3.48 | Solar |  |  | Interconnected | Trade Secret | Trade | SOU | SOU083 | Residential | Solar*Rewards | Trade Secret | 2022 | 2024
20252-215912-02 | Xcel Energy | 85 | 13781 | IOU | 04793647 | 16.4 | Solar |  |  | Interconnected | Trade Secret | Trade | WAB | WAB021 | Residential | Solar*Rewards | Trade Secret | 2022 | 2022
20252-215912-02 | Xcel Energy | 85 | 13781 | IOU | 04793649 | 2.61 | Solar |  |  | Interconnected | Trade Secret | Trade | SOU | SOU079 | Residential | Solar*Rewards | Trade Secret | 2022 | 2022
20252-215912-02 | Xcel Energy | 85 | 13781 | IOU | 04793650 | 11.39 | Solar |  |  | Interconnected | Trade Secret | Trade | BEL | BEL061 | Residential | Solar*Rewards | Trade Secret | 2022 | 2022
20252-215912-02 | Xcel Energy | 85 | 13781 | IOU | 04793651 | 4.93 | Solar |  |  | Interconnected | Trade Secret | Trade | LEX | LEX332 | Residential | Solar*Rewards | Trade Secret | 2022 | 2022
20252-215912-02 | Xcel Energy | 85 | 13781 | IOU | 04793652 | 7.616 | Solar |  |  | Interconnected | Trade Secret | Trade | SOU | SOU086 | Residential | Solar*Rewards | Trade Secret | 2022 | 2024
20252-215912-02 | Xcel Energy | 85 | 13781 | IOU | 04793653 | 5.22 | Solar |  |  | Interconnected | Trade Secret | Trade | SOU | SOU069 | Residential | Solar*Rewards | Trade Secret | 2022 | 2022
20252-215912-02 | Xcel Energy | 85 | 13781 | IOU | 04793654 | 7.616 | Solar |  |  | Interconnected | Trade Secret | Trade | TWL | TWL074 | Residential | Solar*Rewards | Trade Secret | 2022 | 2022
20252-215912-02 | Xcel Energy | 85 | 13781 | IOU | 04793655 | 40 | Solar |  |  | Interconnected | Trade Secret | Trade | WIL | WIL085 | Commercial | Solar*Rewards | Trade Secret | 2022 | 2024
20252-215912-02 | Xcel Energy | 85 | 13781 | IOU | 04793658 | 13.92 | Solar |  |  | Active Application | Trade Secret | Trade | LCR | LCR311 | Residential | Solar*Rewards | Trade Secret | 2022
20252-215912-02 | Xcel Energy | 85 | 13781 | IOU | 04793659 | 8.99 | Solar |  |  | Interconnected | Trade Secret | Trade | APA | APA071 | Residential | Solar*Rewards | Trade Secret | 2022 | 2022
20252-215912-02 | Xcel Energy | 85 | 13781 | IOU | 04793663 | 7.54 | Solar |  |  | Interconnected | Trade Secret | Trade | AFT | AFT314 | Residential | Solar*Rewards | Trade Secret | 2022 | 2022
20252-215912-02 | Xcel Energy | 85 | 13781 | IOU | 04793664 | 7.616 | Solar |  |  | Interconnected | Trade Secret | Trade | HYL | HYL071 | Residential | Solar*Rewards | Trade Secret | 2022 | 2022
20252-215912-02 | Xcel Energy | 85 | 13781 | IOU | 04793666 | 3.747 | Solar |  |  | Interconnected | Trade Secret | Trade | WDY | WDY321 | Residential | Solar*Rewards | Trade Secret | 2022 | 2022
20252-215912-02 | Xcel Energy | 85 | 13781 | IOU | 04793668 | 8.027 | Solar |  |  | Interconnected | Trade Secret | Trade | BYT | BYT061 | Residential | Solar*Rewards | Trade Secret | 2022 | 2022
20252-215912-02 | Xcel Energy | 85 | 13781 | IOU | 04793669 | 9.994 | Solar |  |  | Interconnected | Trade Secret | Trade | SOU | SOU063 | Residential | Solar*Rewards | Trade Secret | 2022 | 2022
20252-215912-02 | Xcel Energy | 85 | 13781 | IOU | 04793670 | 7.68 | Solar |  |  | Interconnected | Trade Secret | Trade | RAM | RAM073 | Residential | Solar*Rewards | Trade Secret | 2022 | 2022
20252-215912-02 | Xcel Energy | 85 | 13781 | IOU | 04793672 | 11.168 | Solar |  |  | Interconnected | Trade Secret | Trade | HOL | HOL073 | Residential | Solar*Rewards | Trade Secret | 2022 | 2022
20252-215912-02 | Xcel Energy | 85 | 13781 | IOU | 04793673 | 12.5 | Solar |  |  | Interconnected | Trade Secret | Trade | WOB | WOB021 | Residential | Solar*Rewards | Trade Secret | 2022 | 2024
20252-215912-02 | Xcel Energy | 85 | 13781 | IOU | 04793675 | 40.252 | Solar |  |  | Withdrawn | Trade Secret | Trade | TER | TER065 | Commercial | Solar*Rewards | Trade Secret | 2022
20252-215912-02 | Xcel Energy | 85 | 13781 | IOU | 04793676 | 5.22 | Solar |  |  | Interconnected | Trade Secret | Trade | WDY | WDY312 | Residential | Solar*Rewards | Trade Secret | 2022 | 2022
20252-215912-02 | Xcel Energy | 85 | 13781 | IOU | 04793677 | 2.61 | Solar |  |  | Interconnected | Trade Secret | Trade | ESW | ESW073 | Residential | Solar*Rewards | Trade Secret | 2022 | 2023
20252-215912-02 | Xcel Energy | 85 | 13781 | IOU | 04793679 | 5.054 | Solar |  |  | Interconnected | Trade Secret | Trade | WIL | WIL097 | Residential | Solar*Rewards | Trade Secret | 2022 | 2022
20252-215912-02 | Xcel Energy | 85 | 13781 | IOU | 04793681 | 19.544 | Solar |  |  | Interconnected | Trade Secret | Trade | GLK | GLK073 | Commercial | Solar*Rewards | Trade Secret | 2022 | 2022
20252-215912-02 | Xcel Energy | 85 | 13781 | IOU | 04793682 | 6.09 | Solar |  |  | Interconnected | Trade Secret | Trade | SLP | SLP076 | Residential | Solar*Rewards | Trade Secret | 2022 | 2022
20252-215912-02 | Xcel Energy | 85 | 13781 | IOU | 04793684 | 13.616 | Solar |  | X | Interconnected | Trade Secret | Trade | EDA | EDA074 | Residential | Solar*Rewards | Trade Secret | 2022 | 2022
20252-215912-02 | Xcel Energy | 85 | 13781 | IOU | 04793686 | 1.74 | Solar |  |  | Interconnected | Trade Secret | Trade | MDT | MDT077 | Residential | Solar*Rewards | Trade Secret | 2022 | 2022
20252-215912-02 | Xcel Energy | 85 | 13781 | IOU | 04793687 | 5.22 | Solar |  |  | Interconnected | Trade Secret | Trade | SLP | SLP082 | Residential | Solar*Rewards | Trade Secret | 2022 | 2022
20252-215912-02 | Xcel Energy | 85 | 13781 | IOU | 04793691 | 5.8 | Solar |  |  | Interconnected | Trade Secret | Trade | MST | MST070 | Residential | Solar*Rewards | Trade Secret | 2022 | 2022
20252-215912-02 | Xcel Energy | 85 | 13781 | IOU | 04793692 | 4.35 | Solar |  | X | Interconnected | Trade Secret | Trade | AFT | AFT315 | Residential | Solar*Rewards | Trade Secret | 2022 | 2022
20252-215912-02 | Xcel Energy | 85 | 13781 | IOU | 04793693 | 7.616 | Solar |  |  | Interconnected | Trade Secret | Trade | LEX | LEX074 | Residential | Solar*Rewards | Trade Secret | 2022 | 2022
20252-215912-02 | Xcel Energy | 85 | 13781 | IOU | 04793694 | 6.67 | Solar |  |  | Interconnected | Trade Secret | Trade | RIV | RIV061 | Residential | Solar*Rewards | Trade Secret | 2022 | 2022
20252-215912-02 | Xcel Energy | 85 | 13781 | IOU | 04793695 | 10.44 | Solar |  |  | Interconnected | Trade Secret | Trade | STY | STY065 | Commercial | Solar*Rewards | Trade Secret | 2022 | 2023
20252-215912-02 | Xcel Energy | 85 | 13781 | IOU | 04793699 | 9.772 | Solar |  |  | Interconnected | Trade Secret | Trade | PKL | PKL085 | Residential | Solar*Rewards | Trade Secret | 2022 | 2022
20252-215912-02 | Xcel Energy | 85 | 13781 | IOU | 04793700 | 7.756 | Solar |  |  | Interconnected | Trade Secret | Trade | HAS | HAS021 | Residential | Solar*Rewards | Trade Secret | 2022 | 2022
20252-215912-02 | Xcel Energy | 85 | 13781 | IOU | 04793701 | 5.22 | Solar |  |  | Withdrawn | Trade Secret | Trade | HWW | HWW072 | Commercial | Solar*Rewards | Trade Secret | 2022
20252-215912-02 | Xcel Energy | 85 | 13781 | IOU | 04793702 | 25.23 | Solar |  |  | Interconnected | Trade Secret | Trade | OPK | OPK065 | Commercial | Solar*Rewards | Trade Secret | 2022 | 2023
20252-215912-02 | Xcel Energy | 85 | 13781 | IOU | 04793704 | 8.12 | Solar |  |  | Interconnected | Trade Secret | Trade | SOU | SOU069 | Residential | Solar*Rewards | Trade Secret | 2022 | 2022
20252-215912-02 | Xcel Energy | 85 | 13781 | IOU | 04793705 | 6 | Solar |  |  | Interconnected | Trade Secret | Trade | SLP | SLP087 | Residential | Solar*Rewards | Trade Secret | 2022 | 2022
20252-215912-02 | Xcel Energy | 85 | 13781 | IOU | 04793706 | 9.28 | Solar |  |  | Interconnected | Trade Secret | Trade | LAB | LAB311 | Residential | Solar*Rewards | Trade Secret | 2022 | 2022
20252-215912-02 | Xcel Energy | 85 | 13781 | IOU | 04793708 | 11.168 | Solar |  |  | Withdrawn | Trade Secret | Trade | AFT | AFT314 | Residential | Solar*Rewards | Trade Secret | 2022
20252-215912-02 | Xcel Energy | 85 | 13781 | IOU | 04793709 | 39.6 | Solar |  |  | Interconnected | Trade Secret | Trade | TWL | TWL061 | Commercial | Solar*Rewards | Trade Secret | 2022 | 2022
20252-215912-02 | Xcel Energy | 85 | 13781 | IOU | 04793713 | 4.06 | Solar |  |  | Interconnected | Trade Secret | Trade | SOU | SOU063 | Residential | Solar*Rewards | Trade Secret | 2022 | 2022
20252-215912-02 | Xcel Energy | 85 | 13781 | IOU | 04793714 | 8.41 | Solar |  |  | Interconnected | Trade Secret | Trade | MPK | MPK078 | Residential | Solar*Rewards | Trade Secret | 2022 | 2022
20252-215912-02 | Xcel Energy | 85 | 13781 | IOU | 04793715 | 28.269 | Solar |  |  | Interconnected | Trade Secret | Trade | AFT | AFT314 | Residential | Solar*Rewards | Trade Secret | 2022 | 2022
20252-215912-02 | Xcel Energy | 85 | 13781 | IOU | 04793718 | 15.232 | Solar |  | X | Interconnected | Trade Secret | Trade | VMR | VMR062 | Residential | Solar*Rewards | Trade Secret | 2022 | 2022
20252-215912-02 | Xcel Energy | 85 | 13781 | IOU | 04793719 | 6.631 | Solar |  |  | Interconnected | Trade Secret | Trade | SLP | SLP097 | Residential | Solar*Rewards | Trade Secret | 2022 | 2022
20252-215912-02 | Xcel Energy | 85 | 13781 | IOU | 04793721 | 5.51 | Solar |  |  | Interconnected | Trade Secret | Trade | VMR | VMR062 | Residential | Solar*Rewards | Trade Secret | 2022 | 2022
20252-215912-02 | Xcel Energy | 85 | 13781 | IOU | 04793722 | 9.994 | Solar |  |  | Interconnected | Trade Secret | Trade | FRM | FRM062 | Residential | Solar*Rewards | Trade Secret | 2022 | 2022
20252-215912-02 | Xcel Energy | 85 | 13781 | IOU | 04793724 | 9.994 | Solar |  |  | Interconnected | Trade Secret | Trade | IDA | IDA063 | Residential | Solar*Rewards | Trade Secret | 2022 | 2022
20252-215912-02 | Xcel Energy | 85 | 13781 | IOU | 04793725 | 13.616 | Solar |  |  | Interconnected | Trade Secret | Trade | SAV | SAV069 | Residential | Solar*Rewards | Trade Secret | 2022 | 2022
20252-215912-02 | Xcel Energy | 85 | 13781 | IOU | 04793726 | 6.98 | Solar |  |  | Interconnected | Trade Secret | Trade | MPK | MPK063 | Residential | Solar*Rewards | Trade Secret | 2022 | 2022
20252-215912-02 | Xcel Energy | 85 | 13781 | IOU | 04793727 | 5.22 | Solar |  |  | Interconnected | Trade Secret | Trade | SOU | SOU079 | Residential | Solar*Rewards | Trade Secret | 2022 | 2022
20252-215912-02 | Xcel Energy | 85 | 13781 | IOU | 04793729 | 15.232 | Solar |  |  | Interconnected | Trade Secret | Trade | EXC | EXC062 | Residential | Solar*Rewards | Trade Secret | 2022 | 2023
20252-215912-02 | Xcel Energy | 85 | 13781 | IOU | 04793730 | 8.41 | Solar |  |  | Interconnected | Trade Secret | Trade | HYL | HYL073 | Residential | Solar*Rewards | Trade Secret | 2022 | 2022
20252-215912-02 | Xcel Energy | 85 | 13781 | IOU | 04793731 | 7.329 | Solar |  |  | Interconnected | Trade Secret | Trade | APA | APA075 | Residential | Solar*Rewards | Trade Secret | 2022 | 2022
20252-215912-02 | Xcel Energy | 85 | 13781 | IOU | 04793732 | 29.02 | Solar |  |  | Withdrawn | Trade Secret | Trade | CGR | CGR064 | Commercial | Solar*Rewards | Trade Secret | 2022
20252-215912-02 | Xcel Energy | 85 | 13781 | IOU | 04793733 | 6.09 | Solar |  |  | Interconnected | Trade Secret | Trade | AFT | AFT314 | Residential | Solar*Rewards | Trade Secret | 2022 | 2022
20252-215912-02 | Xcel Energy | 85 | 13781 | IOU | 04793734 | 3.747 | Solar |  |  | Interconnected | Trade Secret | Trade | SOU | SOU073 | Residential | Solar*Rewards | Trade Secret | 2022 | 2022
20252-215912-02 | Xcel Energy | 85 | 13781 | IOU | 04793735 | 14.21 | Solar |  |  | Withdrawn | Trade Secret | Trade | SCA | SCA021 | Residential | Solar*Rewards | Trade Secret | 2022
20252-215912-02 | Xcel Energy | 85 | 13781 | IOU | 04793736 | 4.64 | Solar |  |  | Interconnected | Trade Secret | Trade | RIV | RIV061 | Residential | Solar*Rewards | Trade Secret | 2022 | 2022
20252-215912-02 | Xcel Energy | 85 | 13781 | IOU | 04793737 | 4.64 | Solar |  |  | Interconnected | Trade Secret | Trade | SOU | SOU064 | Residential | Solar*Rewards | Trade Secret | 2022 | 2022
20252-215912-02 | Xcel Energy | 85 | 13781 | IOU | 04793738 | 11.39 | Solar |  |  | Interconnected | Trade Secret | Trade | APA | APA075 | Residential | Solar*Rewards | Trade Secret | 2022 | 2022
20252-215912-02 | Xcel Energy | 85 | 13781 | IOU | 04793740 | 3.48 | Solar |  |  | Interconnected | Trade Secret | Trade | SOU | SOU079 | Residential | Solar*Rewards | Trade Secret | 2022 | 2022
20252-215912-02 | Xcel Energy | 85 | 13781 | IOU | 04793741 | 7.6 | Solar |  |  | Interconnected | Trade Secret | Trade | SIP | SIP072 | Residential | Solar*Rewards | Trade Secret | 2022 | 2023
20252-215912-02 | Xcel Energy | 85 | 13781 | IOU | 04793742 | 10.819 | Solar |  |  | Interconnected | Trade Secret | Trade | MEL | MEL074 | Residential | Solar*Rewards | Trade Secret | 2022 | 2023
20252-215912-02 | Xcel Energy | 85 | 13781 | IOU | 04793743 | 6.67 | Solar |  |  | Interconnected | Trade Secret | Trade | OAD | OAD072 | Residential |  | Trade Secret | 2022 | 2022
20252-215912-02 | Xcel Energy | 85 | 13781 | IOU | 04793744 | 9.28 | Solar |  |  | Interconnected | Trade Secret | Trade | WCR | WCR322 | Residential | Solar*Rewards | Trade Secret | 2022 | 2022
20252-215912-02 | Xcel Energy | 85 | 13781 | IOU | 04793747 | 3.141 | Solar |  |  | Active Application | Trade Secret | Trade | SLP | SLP082 | Residential | Solar*Rewards | Trade Secret | 2022
20252-215912-02 | Xcel Energy | 85 | 13781 | IOU | 04793751 | 5.51 | Solar |  |  | Interconnected | Trade Secret | Trade | DBL | DBL081 | Residential |  | Trade Secret | 2022 | 2023
20252-215912-02 | Xcel Energy | 85 | 13781 | IOU | 04793753 | 6.96 | Solar |  |  | Interconnected | Trade Secret | Trade | SOU | SOU065 | Residential | Solar*Rewards | Trade Secret | 2022 | 2022
20252-215912-02 | Xcel Energy | 85 | 13781 | IOU | 04793754 | 6 | Solar |  |  | Interconnected | Trade Secret | Trade | LOK | LOK082 | Residential | Solar*Rewards | Trade Secret | 2022 | 2022
20252-215912-02 | Xcel Energy | 85 | 13781 | IOU | 04793755 | 15.232 | Solar |  |  | Interconnected | Trade Secret | Trade | FSL | FSL312 | Residential |  | Trade Secret | 2022 | 2022
20252-215912-02 | Xcel Energy | 85 | 13781 | IOU | 04793760 | 6.09 | Solar |  |  | Interconnected | Trade Secret | Trade | WIL | WIL076 | Residential | Solar*Rewards | Trade Secret | 2022 | 2022
20252-215912-02 | Xcel Energy | 85 | 13781 | IOU | 04793761 | 5.054 | Solar |  |  | Interconnected | Trade Secret | Trade | WES | WES076 | Residential | Solar*Rewards | Trade Secret | 2022 | 2022
20252-215912-02 | Xcel Energy | 85 | 13781 | IOU | 04793764 | 4.93 | Solar |  |  | Interconnected | Trade Secret | Trade | MPK | MPK074 | Residential | Solar*Rewards | Trade Secret | 2022 | 2022
20252-215912-02 | Xcel Energy | 85 | 13781 | IOU | 04793769 | 12.47 | Solar |  |  | Interconnected | Trade Secret | Trade | AFT | AFT315 | Residential | Solar*Rewards | Trade Secret | 2022 | 2022
20252-215912-02 | Xcel Energy | 85 | 13781 | IOU | 04793770 |  | Solar |  |  | Active Application | Trade Secret | Trade |  |  | Residential | Solar*Rewards | Trade Secret | 2022
20252-215912-02 | Xcel Energy | 85 | 13781 | IOU | 04793771 | 3.839 | Solar |  |  | Interconnected | Trade Secret | Trade | WIL | WIL098 | Residential | Solar*Rewards | Trade Secret | 2022 | 2022
20252-215912-02 | Xcel Energy | 85 | 13781 | IOU | 04793772 | 3.747 | Solar |  |  | Interconnected | Trade Secret | Trade | MPK | MPK086 | Residential | Solar*Rewards | Trade Secret | 2022 | 2023
20252-215912-02 | Xcel Energy | 85 | 13781 | IOU | 04793773 | 6.282 | Solar |  |  | Withdrawn | Trade Secret | Trade | SLP | SLP082 | Residential | Solar*Rewards | Trade Secret | 2022
20252-215912-02 | Xcel Energy | 85 | 13781 | IOU | 04793774 | 9.074 | Solar |  |  | Interconnected | Trade Secret | Trade | WCR | WCR311 | Residential | Solar*Rewards | Trade Secret | 2022 | 2022
20252-215912-02 | Xcel Energy | 85 | 13781 | IOU | 04793775 | 6.67 | Solar |  |  | Withdrawn | Trade Secret | Trade | CEL | CEL072 | Residential | Solar*Rewards | Trade Secret | 2022
20252-215912-02 | Xcel Energy | 85 | 13781 | IOU | 04793776 | 7.68 | Solar |  |  | Interconnected | Trade Secret | Trade | SLP | SLP084 | Residential | Solar*Rewards | Trade Secret | 2022 | 2022
20252-215912-02 | Xcel Energy | 85 | 13781 | IOU | 04793777 | 6.09 | Solar |  |  | Interconnected | Trade Secret | Trade | GSL | GSL076 | Residential | Solar*Rewards | Trade Secret | 2022 | 2022
20252-215912-02 | Xcel Energy | 85 | 13781 | IOU | 04793778 | 18.63 | Solar |  | X | Interconnected | Trade Secret | Trade | HUG | HUG321 | Residential | Solar*Rewards | Trade Secret | 2022 | 2022
20252-215912-02 | Xcel Energy | 85 | 13781 | IOU | 04793779 | 7.2 | Solar |  |  | Interconnected | Trade Secret | Trade | ECK | ECK322 | Residential | Solar*Rewards | Trade Secret | 2022 | 2022
20252-215912-02 | Xcel Energy | 85 | 13781 | IOU | 04793780 | 7.616 | Solar |  |  | Interconnected | Trade Secret | Trade | SLP | SLP082 | Residential | Solar*Rewards | Trade Secret | 2022 | 2022
20252-215912-02 | Xcel Energy | 85 | 13781 | IOU | 04793781 | 7.83 | Solar |  | X | Interconnected | Trade Secret | Trade | RPO | RPO312 | Residential | Solar*Rewards | Trade Secret | 2022 | 2022
20252-215912-02 | Xcel Energy | 85 | 13781 | IOU | 04793782 | 2.9 | Solar |  |  | Interconnected | Trade Secret | Trade | MEL | MEL061 | Residential | Solar*Rewards | Trade Secret | 2022 | 2022
20252-215912-02 | Xcel Energy | 85 | 13781 | IOU | 04793783 | 15.36 | Solar |  | X | Interconnected | Trade Secret | Trade | MND | MND072 | Residential | Solar*Rewards | Trade Secret | 2022 | 2023
20252-215912-02 | Xcel Energy | 85 | 13781 | IOU | 04793784 | 10.73 | Solar |  |  | Withdrawn | Trade Secret | Trade | RAM | RAM073 | Residential | Solar*Rewards | Trade Secret | 2022
20252-215912-02 | Xcel Energy | 85 | 13781 | IOU | 04793785 | 6.631 | Solar |  |  | Interconnected | Trade Secret | Trade | RLK | RLK069 | Residential | Solar*Rewards | Trade Secret | 2022 | 2022
20252-215912-02 | Xcel Energy | 85 | 13781 | IOU | 04793786 | 5.584 | Solar |  |  | Active Application | Trade Secret | Trade | SOU | SOU072 | Residential | Solar*Rewards | Trade Secret | 2022
20252-215912-02 | Xcel Energy | 85 | 13781 | IOU | 04793787 | 7.83 | Solar |  |  | Interconnected | Trade Secret | Trade | CTR | CTR021 | Residential | Solar*Rewards | Trade Secret | 2022 | 2022
20252-215912-02 | Xcel Energy | 85 | 13781 | IOU | 04793788 | 4.06 | Solar |  |  | Interconnected | Trade Secret | Trade | SOU | SOU087 | Residential | Solar*Rewards | Trade Secret | 2022 | 2022
20252-215912-02 | Xcel Energy | 85 | 13781 | IOU | 04793789 | 7.54 | Solar |  |  | Interconnected | Trade Secret | Trade | LEX | LEX332 | Residential | Solar*Rewards | Trade Secret | 2022 | 2022
20252-215912-02 | Xcel Energy | 85 | 13781 | IOU | 04793790 | 9.84 | Solar |  |  | Interconnected | Trade Secret | Trade | FSL | FSL312 | Residential | Solar*Rewards | Trade Secret | 2022 | 2022
20252-215912-02 | Xcel Energy | 85 | 13781 | IOU | 04793791 | 5.8 | Solar |  |  | Interconnected | Trade Secret | Trade | TWL | TWL075 | Residential | Solar*Rewards | Trade Secret | 2022 | 2022
20252-215912-02 | Xcel Energy | 85 | 13781 | IOU | 04793792 | 4.93 | Solar |  |  | Interconnected | Trade Secret | Trade | ALD | ALD072 | Residential | Solar*Rewards | Trade Secret | 2022 | 2022
20252-215912-02 | Xcel Energy | 85 | 13781 | IOU | 04793793 | 6.09 | Solar |  |  | Interconnected | Trade Secret | Trade | EDA | EDA089 | Residential | Solar*Rewards | Trade Secret | 2022 | 2022
20252-215912-02 | Xcel Energy | 85 | 13781 | IOU | 04793794 | 3.48 | Solar |  |  | Interconnected | Trade Secret | Trade | UPP | UPP063 | Residential | Solar*Rewards | Trade Secret | 2022 | 2022
20252-215912-02 | Xcel Energy | 85 | 13781 | IOU | 04793795 | 5.054 | Solar |  |  | Interconnected | Trade Secret | Trade | TWL | TWL062 | Residential | Solar*Rewards | Trade Secret | 2022 | 2023
20252-215912-02 | Xcel Energy | 85 | 13781 | IOU | 04793799 | 3.747 | Solar |  |  | Interconnected | Trade Secret | Trade | WES | WES073 | Residential | Solar*Rewards | Trade Secret | 2022 | 2022
20252-215912-02 | Xcel Energy | 85 | 13781 | IOU | 04793804 | 10.15 | Solar |  |  | Interconnected | Trade Secret | Trade | AFT | AFT315 | Residential | Solar*Rewards | Trade Secret | 2022 | 2022
20252-215912-02 | Xcel Energy | 85 | 13781 | IOU | 04793805 | 1.45 | Solar |  |  | Interconnected | Trade Secret | Trade | WES | WES073 | Residential | Solar*Rewards | Trade Secret | 2022 | 2022
20252-215912-02 | Xcel Energy | 85 | 13781 | IOU | 04793806 | 7.616 | Solar |  |  | Interconnected | Trade Secret | Trade | OPK | OPK077 | Residential | Solar*Rewards | Trade Secret | 2022 | 2022
20252-215912-02 | Xcel Energy | 85 | 13781 | IOU | 04793807 | 13.05 | Solar |  |  | Withdrawn | Trade Secret | Trade | AFT | AFT321 | Residential | Solar*Rewards | Trade Secret | 2022
20252-215912-02 | Xcel Energy | 85 | 13781 | IOU | 04793810 | 6.67 | Solar |  |  | Interconnected | Trade Secret | Trade | MPK | MPK068 | Residential | Solar*Rewards | Trade Secret | 2022 | 2022
20252-215912-02 | Xcel Energy | 85 | 13781 | IOU | 04793811 | 15.705 | Solar |  | X | Interconnected | Trade Secret | Trade | WSG | WSG076 | Residential | Solar*Rewards | Trade Secret | 2022 | 2022
20252-215912-02 | Xcel Energy | 85 | 13781 | IOU | 04793812 | 6.67 | Solar |  |  | Interconnected | Trade Secret | Trade | RIV | RIV076 | Residential | Solar*Rewards | Trade Secret | 2022 | 2022
20252-215912-02 | Xcel Energy | 85 | 13781 | IOU | 04793813 | 5.51 | Solar |  |  | Interconnected | Trade Secret | Trade | RAM | RAM062 | Residential | Solar*Rewards | Trade Secret | 2022 | 2022
20252-215912-02 | Xcel Energy | 85 | 13781 | IOU | 04793816 | 6.96 | Solar |  |  | Interconnected | Trade Secret | Trade | AFT | AFT314 | Residential | Solar*Rewards | Trade Secret | 2022 | 2022
20252-215912-02 | Xcel Energy | 85 | 13781 | IOU | 04793817 | 6.38 | Solar |  |  | Interconnected | Trade Secret | Trade | WSG | WSG362 | Residential | Solar*Rewards | Trade Secret | 2022 | 2022
20252-215912-02 | Xcel Energy | 85 | 13781 | IOU | 04793818 | 7.616 | Solar |  |  | Interconnected | Trade Secret | Trade | HYL | HYL061 | Residential | Solar*Rewards | Trade Secret | 2022 | 2022
20252-215912-02 | Xcel Energy | 85 | 13781 | IOU | 04793819 | 6.96 | Solar |  |  | Interconnected | Trade Secret | Trade | WAB | WAB021 | Residential | Solar*Rewards | Trade Secret | 2022 | 2023
20252-215912-02 | Xcel Energy | 85 | 13781 | IOU | 04793821 | 20.3 | Solar |  |  | Interconnected | Trade Secret | Trade | HUG | HUG321 | Residential | Solar*Rewards | Trade Secret | 2022 | 2022
20252-215912-02 | Xcel Energy | 85 | 13781 | IOU | 04793825 | 5.8 | Solar |  |  | Interconnected | Trade Secret | Trade | RPL | RPL063 | Residential | Solar*Rewards | Trade Secret | 2022 | 2022
20252-215912-02 | Xcel Energy | 85 | 13781 | IOU | 04793826 | 6 | Solar |  |  | Interconnected | Trade Secret | Trade | WIL | WIL063 | Residential | Solar*Rewards | Trade Secret | 2022 | 2022
20252-215912-02 | Xcel Energy | 85 | 13781 | IOU | 04793827 | 8.99 | Solar |  |  | Interconnected | Trade Secret | Trade | RLK | RLK072 | Residential | Solar*Rewards | Trade Secret | 2022 | 2022
20252-215912-02 | Xcel Energy | 85 | 13781 | IOU | 04793828 | 11.39 | Solar |  |  | Interconnected | Trade Secret | Trade | EDA | EDA067 | Residential | Solar*Rewards | Trade Secret | 2022 | 2022
20252-215912-02 | Xcel Energy | 85 | 13781 | IOU | 04793829 | 3.49 | Solar |  |  | Withdrawn | Trade Secret | Trade | HWW | HWW071 | Residential | Solar*Rewards | Trade Secret | 2022
20252-215912-02 | Xcel Energy | 85 | 13781 | IOU | 04793830 | 20.94 | Solar |  |  | Interconnected | Trade Secret | Trade | WWK | WWK311 | Residential | Solar*Rewards | Trade Secret | 2022 | 2023
20252-215912-02 | Xcel Energy | 85 | 13781 | IOU | 04793832 | 9.772 | Solar |  | X | Interconnected | Trade Secret | Trade | WSG | WSG064 | Residential | Solar*Rewards | Trade Secret | 2022 | 2022
20252-215912-02 | Xcel Energy | 85 | 13781 | IOU | 04793834 | 11.517 | Solar |  |  | Interconnected | Trade Secret | Trade | RLK | RLK069 | Residential | Solar*Rewards | Trade Secret | 2022 | 2022
20252-215912-02 | Xcel Energy | 85 | 13781 | IOU | 04793836 | 5.584 | Solar |  |  | Interconnected | Trade Secret | Trade | TLK | TLK064 | Residential | Solar*Rewards | Trade Secret | 2022 | 2022
20252-215912-02 | Xcel Energy | 85 | 13781 | IOU | 04793837 | 2.9 | Solar |  |  | Interconnected | Trade Secret | Trade | UPP | UPP082 | Residential | Solar*Rewards | Trade Secret | 2022 | 2022
20252-215912-02 | Xcel Energy | 85 | 13781 | IOU | 04793839 | 11.02 | Solar |  |  | Withdrawn | Trade Secret | Trade | DBL | DBL066 | Residential | Solar*Rewards | Trade Secret | 2022
20252-215912-02 | Xcel Energy | 85 | 13781 | IOU | 04793841 | 4.64 | Solar |  |  | Interconnected | Trade Secret | Trade | CRL | CRL033 | Residential | Solar*Rewards | Trade Secret | 2022 | 2022
20252-215912-02 | Xcel Energy | 85 | 13781 | IOU | 04793846 | 4.188 | Solar |  |  | Interconnected | Trade Secret | Trade | SOU | SOU063 | Residential | Solar*Rewards | Trade Secret | 2022 | 2022
20252-215912-02 | Xcel Energy | 85 | 13781 | IOU | 04793853 | 5.8 | Solar |  |  | Interconnected | Trade Secret | Trade | LEX | LEX332 | Residential | Solar*Rewards | Trade Secret | 2022 | 2022
20252-215912-02 | Xcel Energy | 85 | 13781 | IOU | 04793855 | 6 | Solar |  |  | Withdrawn | Trade Secret | Trade | WES | WES071 | Residential | Solar*Rewards | Trade Secret | 2022
20252-215912-02 | Xcel Energy | 85 | 13781 | IOU | 04793856 | 4.64 | Solar |  |  | Interconnected | Trade Secret | Trade | HWW | HWW073 | Residential | Solar*Rewards | Trade Secret | 2022 | 2022
20252-215912-02 | Xcel Energy | 85 | 13781 | IOU | 04793858 | 5.054 | Solar |  |  | Interconnected | Trade Secret | Trade | APA | APA069 | Residential | Solar*Rewards | Trade Secret | 2022 | 2022
20252-215912-02 | Xcel Energy | 85 | 13781 | IOU | 04793859 | 3.19 | Solar |  |  | Interconnected | Trade Secret | Trade | SLP | SLP082 | Residential | Solar*Rewards | Trade Secret | 2022 | 2022
20252-215912-02 | Xcel Energy | 85 | 13781 | IOU | 04793860 | 4.188 | Solar |  |  | Interconnected | Trade Secret | Trade | TER | TER061 | Residential | Solar*Rewards | Trade Secret | 2022 | 2022
20252-215912-02 | Xcel Energy | 85 | 13781 | IOU | 04793862 | 8.12 | Solar |  |  | Active Application | Trade Secret | Trade | BYT | BYT061 | Residential | Solar*Rewards | Trade Secret | 2022
20252-215912-02 | Xcel Energy | 85 | 13781 | IOU | 04793865 |  | Solar |  |  | Withdrawn | Trade Secret | Trade | SOU | SOU083 | Residential | Solar*Rewards | Trade Secret | 2022
20252-215912-02 | Xcel Energy | 85 | 13781 | IOU | 04793867 | 5.054 | Solar |  |  | Interconnected | Trade Secret | Trade | APA | APA069 | Residential | Solar*Rewards | Trade Secret | 2022 | 2022
20252-215912-02 | Xcel Energy | 85 | 13781 | IOU | 04793869 | 2.9 | Solar |  |  | Interconnected | Trade Secret | Trade | DBL | DBL067 | Residential | Solar*Rewards | Trade Secret | 2022 | 2022
20252-215912-02 | Xcel Energy | 85 | 13781 | IOU | 04793870 | 10.44 | Solar |  |  | Interconnected | Trade Secret | Trade | LLK | LLK072 | Residential | Solar*Rewards | Trade Secret | 2022 | 2022
20252-215912-02 | Xcel Energy | 85 | 13781 | IOU | 04793871 | 2.792 | Solar |  |  | Interconnected | Trade Secret | Trade | OAD | OAD074 | Residential | Solar*Rewards | Trade Secret | 2022 | 2022
20252-215912-02 | Xcel Energy | 85 | 13781 | IOU | 04793873 | 4.188 | Solar |  |  | Interconnected | Trade Secret | Trade | ALD | ALD084 | Residential | Solar*Rewards | Trade Secret | 2022 | 2022
20252-215912-02 | Xcel Energy | 85 | 13781 | IOU | 04793874 | 9.994 | Solar |  |  | Interconnected | Trade Secret | Trade | GNL | GNL063 | Residential | Solar*Rewards | Trade Secret | 2022 | 2022
20252-215912-02 | Xcel Energy | 85 | 13781 | IOU | 04793876 | 2.9 | Solar |  |  | Interconnected | Trade Secret | Trade | REW | REW033 | Residential | Solar*Rewards | Trade Secret | 2022 | 2022
20252-215912-02 | Xcel Energy | 85 | 13781 | IOU | 04793877 | 6.96 | Solar |  |  | Interconnected | Trade Secret | Trade | WDY | WDY311 | Residential | Solar*Rewards | Trade Secret | 2022 | 2022
20252-215912-02 | Xcel Energy | 85 | 13781 | IOU | 04793878 | 6.67 | Solar |  |  | Interconnected | Trade Secret | Trade | MPK | MPK063 | Residential | Solar*Rewards | Trade Secret | 2022 | 2022
20252-215912-02 | Xcel Energy | 85 | 13781 | IOU | 04793880 | 11.31 | Solar |  |  | Interconnected | Trade Secret | Trade | WES | WES064 | Residential | Solar*Rewards | Trade Secret | 2022 | 2022
20252-215912-02 | Xcel Energy | 85 | 13781 | IOU | 04793884 | 9.86 | Solar |  |  | Interconnected | Trade Secret | Trade | MEL | MEL082 | Residential | Solar*Rewards | Trade Secret | 2022 | 2022
20252-215912-02 | Xcel Energy | 85 | 13781 | IOU | 04793885 | 8.7 | Solar |  |  | Interconnected | Trade Secret | Trade | LEX | LEX332 | Residential | Solar*Rewards | Trade Secret | 2022 | 2022
20252-215912-02 | Xcel Energy | 85 | 13781 | IOU | 04793886 | 13.92 | Solar |  |  | Interconnected | Trade Secret | Trade | CEL | CEL066 | Residential | Solar*Rewards | Trade Secret | 2022 | 2022
20252-215912-02 | Xcel Energy | 85 | 13781 | IOU | 04793888 | 6.67 | Solar |  |  | Interconnected | Trade Secret | Trade | LOK | LOK093 | Residential | Solar*Rewards | Trade Secret | 2022 | 2022
20252-215912-02 | Xcel Energy | 85 | 13781 | IOU | 04793892 | 3.48 | Solar |  |  | Interconnected | Trade Secret | Trade | MPK | MPK086 | Residential | Solar*Rewards | Trade Secret | 2022 | 2022
20252-215912-02 | Xcel Energy | 85 | 13781 | IOU | 04793893 | 3.77 | Solar |  |  | Interconnected | Trade Secret | Trade | SLP | SLP072 | Residential | Solar*Rewards | Trade Secret | 2022 | 2022
20252-215912-02 | Xcel Energy | 85 | 13781 | IOU | 04793894 | 6.96 | Solar |  |  | Interconnected | Trade Secret | Trade | WIL | WIL081 | Residential | Solar*Rewards | Trade Secret | 2022 | 2022
20252-215912-02 | Xcel Energy | 85 | 13781 | IOU | 04793895 | 4.886 | Solar |  |  | Interconnected | Trade Secret | Trade | SHP | SHP062 | Residential | Solar*Rewards | Trade Secret | 2022 | 2022
20252-215912-02 | Xcel Energy | 85 | 13781 | IOU | 04793896 | 9.994 | Solar |  |  | Interconnected | Trade Secret | Trade | APA | APA077 | Residential | Solar*Rewards | Trade Secret | 2022 | 2022
20252-215912-02 | Xcel Energy | 85 | 13781 | IOU | 04793897 | 7.54 | Solar |  |  | Interconnected | Trade Secret | Trade | SOU | SOU063 | Residential | Solar*Rewards | Trade Secret | 2022 | 2022
20252-215912-02 | Xcel Energy | 85 | 13781 | IOU | 04793898 | 14.79 | Solar |  |  | Interconnected | Trade Secret | Trade | DPN | DPN072 | Residential | Solar*Rewards | Trade Secret | 2022 | 2022
20252-215912-02 | Xcel Energy | 85 | 13781 | IOU | 04793899 | 5.584 | Solar |  |  | Interconnected | Trade Secret | Trade | SLP | SLP092 | Residential | Solar*Rewards | Trade Secret | 2022 | 2022
20252-215912-02 | Xcel Energy | 85 | 13781 | IOU | 04793901 | 4.64 | Solar |  |  | Interconnected | Trade Secret | Trade | STY | STY061 | Residential | Solar*Rewards | Trade Secret | 2022 | 2022
20252-215912-02 | Xcel Energy | 85 | 13781 | IOU | 04793902 | 6.96 | Solar |  |  | Interconnected | Trade Secret | Trade | MPK | MPK065 | Residential | Solar*Rewards | Trade Secret | 2022 | 2022
20252-215912-02 | Xcel Energy | 85 | 13781 | IOU | 04793904 | 7.25 | Solar |  |  | Interconnected | Trade Secret | Trade | WAS | WAS092 | Residential | Solar*Rewards | Trade Secret | 2022 | 2022
20252-215912-02 | Xcel Energy | 85 | 13781 | IOU | 04793905 | 15.232 | Solar |  |  | Interconnected | Trade Secret | Trade | LOK | LOK061 | Residential | Solar*Rewards | Trade Secret | 2022 | 2022
20252-215912-02 | Xcel Energy | 85 | 13781 | IOU | 04793906 | 4.06 | Solar |  |  | Interconnected | Trade Secret | Trade | SLP | SLP084 | Residential | Solar*Rewards | Trade Secret | 2022 | 2022
20252-215912-02 | Xcel Energy | 85 | 13781 | IOU | 04793907 | 37.12 | Solar |  |  | Withdrawn | Trade Secret | Trade |  |  | Commercial | Solar*Rewards | Trade Secret | 2022
20252-215912-02 | Xcel Energy | 85 | 13781 | IOU | 04793909 | 6.38 | Solar |  |  | Interconnected | Trade Secret | Trade | DHL | DHL061 | Residential | Solar*Rewards | Trade Secret | 2022 | 2022
20252-215912-02 | Xcel Energy | 85 | 13781 | IOU | 04793910 | 4.64 | Solar |  |  | Interconnected | Trade Secret | Trade | SLP | SLP086 | Residential | Solar*Rewards | Trade Secret | 2022 | 2022
20252-215912-02 | Xcel Energy | 85 | 13781 | IOU | 04793914 | 7.616 | Solar |  |  | Interconnected | Trade Secret | Trade | MPK | MPK085 | Residential | Solar*Rewards | Trade Secret | 2022 | 2022
20252-215912-02 | Xcel Energy | 85 | 13781 | IOU | 04793916 | 11.6 | Solar |  |  | Interconnected | Trade Secret | Trade | BCR | BCR081 | Residential | Solar*Rewards | Trade Secret | 2022 | 2022
20252-215912-02 | Xcel Energy | 85 | 13781 | IOU | 04793917 | 5.22 | Solar |  |  | Interconnected | Trade Secret | Trade | BLC | BLC062 | Residential | Solar*Rewards | Trade Secret | 2022 | 2022
20252-215912-02 | Xcel Energy | 85 | 13781 | IOU | 04793919 | 5.584 | Solar |  |  | Interconnected | Trade Secret | Trade | SHP | SHP061 | Residential | Solar*Rewards | Trade Secret | 2022 | 2022
20252-215912-02 | Xcel Energy | 85 | 13781 | IOU | 04793921 | 11.31 | Solar |  |  | Interconnected | Trade Secret | Trade | MEL | MEL061 | Residential | Solar*Rewards | Trade Secret | 2022 | 2022
20252-215912-02 | Xcel Energy | 85 | 13781 | IOU | 04793922 | 4.188 | Solar |  |  | Withdrawn | Trade Secret | Trade | MDT | MDT073 | Residential | Solar*Rewards | Trade Secret | 2022
20252-215912-02 | Xcel Energy | 85 | 13781 | IOU | 04793923 | 4.06 | Solar |  |  | Interconnected | Trade Secret | Trade | MEL | MEL078 | Residential | Solar*Rewards | Trade Secret | 2022 | 2025
20252-215912-02 | Xcel Energy | 85 | 13781 | IOU | 04793924 | 10.121 | Solar |  |  | Interconnected | Trade Secret | Trade | LAP | LAP311 | Residential | Solar*Rewards | Trade Secret | 2022 | 2024
20252-215912-02 | Xcel Energy | 85 | 13781 | IOU | 04793926 | 5.22 | Solar |  |  | Interconnected | Trade Secret | Trade | UPP | UPP084 | Residential | Solar*Rewards | Trade Secret | 2022 | 2022
20252-215912-02 | Xcel Energy | 85 | 13781 | IOU | 04793927 | 11.39 | Solar |  |  | Interconnected | Trade Secret | Trade | MOL | MOL079 | Residential | Solar*Rewards | Trade Secret | 2022 | 2022
20252-215912-02 | Xcel Energy | 85 | 13781 | IOU | 04793928 | 11.31 | Solar |  |  | Interconnected | Trade Secret | Trade | OPK | OPK077 | Residential | Solar*Rewards | Trade Secret | 2022 | 2022
20252-215912-02 | Xcel Energy | 85 | 13781 | IOU | 04793929 | 7.616 | Solar |  |  | Interconnected | Trade Secret | Trade | WSG | WSG061 | Residential | Solar*Rewards | Trade Secret | 2022 | 2022
20252-215912-02 | Xcel Energy | 85 | 13781 | IOU | 04793930 | 5.22 | Solar |  |  | Interconnected | Trade Secret | Trade | SOU | SOU069 | Residential | Solar*Rewards | Trade Secret | 2022 | 2022
20252-215912-02 | Xcel Energy | 85 | 13781 | IOU | 04793934 | 12.18 | Solar |  |  | Interconnected | Trade Secret | Trade | ALD | ALD084 | Residential | Solar*Rewards | Trade Secret | 2022 | 2023
20252-215912-02 | Xcel Energy | 85 | 13781 | IOU | 04793935 | 4.06 | Solar |  |  | Interconnected | Trade Secret | Trade | SOU | SOU064 | Residential | Solar*Rewards | Trade Secret | 2022 | 2022
20252-215912-02 | Xcel Energy | 85 | 13781 | IOU | 04793936 | 18.56 | Solar |  |  | Interconnected | Trade Secret | Trade | HUG | HUG321 | Commercial | Solar*Rewards | Trade Secret | 2022 | 2022
20252-215912-02 | Xcel Energy | 85 | 13781 | IOU | 04793937 | 2.443 | Solar |  |  | Withdrawn | Trade Secret | Trade | HWW | HWW071 | Residential | Solar*Rewards | Trade Secret | 2022
20252-215912-02 | Xcel Energy | 85 | 13781 | IOU | 04793938 | 6.38 | Solar |  |  | Interconnected | Trade Secret | Trade | LOK | LOK093 | Residential | Solar*Rewards | Trade Secret | 2022 | 2022
20252-215912-02 | Xcel Energy | 85 | 13781 | IOU | 04793939 | 7.329 | Solar |  |  | Interconnected | Trade Secret | Trade | EBL | EBL084 | Residential | Solar*Rewards | Trade Secret | 2022 | 2022
20252-215912-02 | Xcel Energy | 85 | 13781 | IOU | 04793940 | 6.282 | Solar |  |  | Interconnected | Trade Secret | Trade | SOU | SOU077 | Residential | Solar*Rewards | Trade Secret | 2022 | 2022
20252-215912-02 | Xcel Energy | 85 | 13781 | IOU | 04793941 | 3.747 | Solar |  |  | Interconnected | Trade Secret | Trade | SOU | SOU081 | Residential | Solar*Rewards | Trade Secret | 2022 | 2022
20252-215912-02 | Xcel Energy | 85 | 13781 | IOU | 04793943 | 8.41 | Solar |  |  | Interconnected | Trade Secret | Trade | ECK | ECK322 | Residential | Solar*Rewards | Trade Secret | 2022 | 2022
20252-215912-02 | Xcel Energy | 85 | 13781 | IOU | 04793946 | 15.66 | Solar |  |  | Interconnected | Trade Secret | Trade | PKL | PKL063 | Residential | Solar*Rewards | Trade Secret | 2022 | 2022
20252-215912-02 | Xcel Energy | 85 | 13781 | IOU | 04793948 | 8.41 | Solar |  |  | Interconnected | Trade Secret | Trade | MST | MST070 | Residential | Solar*Rewards | Trade Secret | 2022 | 2022
20252-215912-02 | Xcel Energy | 85 | 13781 | IOU | 04793949 | 5.8 | Solar |  |  | Interconnected | Trade Secret | Trade | ECK | ECK322 | Residential | Solar*Rewards | Trade Secret | 2022 | 2022
20252-215912-02 | Xcel Energy | 85 | 13781 | IOU | 04793951 | 29.02 | Solar |  |  | Interconnected | Trade Secret | Trade | EDA | EDA085 | Commercial | Solar*Rewards | Trade Secret | 2022 | 2022
20252-215912-02 | Xcel Energy | 85 | 13781 | IOU | 04793952 | 4.64 | Solar |  |  | Interconnected | Trade Secret | Trade | MEL | MEL064 | Residential | Solar*Rewards | Trade Secret | 2022 | 2022
20252-215912-02 | Xcel Energy | 85 | 13781 | IOU | 04793954 | 4.06 | Solar |  |  | Interconnected | Trade Secret | Trade | KOL | KOL074 | Residential | Solar*Rewards | Trade Secret | 2022 | 2022
20252-215912-02 | Xcel Energy | 85 | 13781 | IOU | 04793955 | 4.35 | Solar |  |  | Interconnected | Trade Secret | Trade | WIL | WIL086 | Residential | Solar*Rewards | Trade Secret | 2022 | 2022
20252-215912-02 | Xcel Energy | 85 | 13781 | IOU | 04793957 | 4.06 | Solar |  |  | Interconnected | Trade Secret | Trade | EXC | EXC061 | Residential | Solar*Rewards | Trade Secret | 2022 | 2022
20252-215912-02 | Xcel Energy | 85 | 13781 | IOU | 04793959 | 5.054 | Solar |  |  | Interconnected | Trade Secret | Trade | HYL | HYL071 | Residential | Solar*Rewards | Trade Secret | 2022 | 2022
20252-215912-02 | Xcel Energy | 85 | 13781 | IOU | 04793960 | 37.8 | Solar |  |  | Interconnected | Trade Secret | Trade | WIL | WIL078 | Commercial | Solar*Rewards | Trade Secret | 2022 | 2023
20252-215912-02 | Xcel Energy | 85 | 13781 | IOU | 04793963 | 9.86 | Solar |  |  | Interconnected | Trade Secret | Trade | WIL | WIL084 | Residential | Solar*Rewards | Trade Secret | 2022 | 2022
20252-215912-02 | Xcel Energy | 85 | 13781 | IOU | 04793965 | 11.39 | Solar |  |  | Interconnected | Trade Secret | Trade | GNL | GNL071 | Residential | Solar*Rewards | Trade Secret | 2022 | 2022
20252-215912-02 | Xcel Energy | 85 | 13781 | IOU | 04793967 | 6.38 | Solar |  |  | Interconnected | Trade Secret | Trade | OPK | OPK077 | Residential | Solar*Rewards | Trade Secret | 2022 | 2022
20252-215912-02 | Xcel Energy | 85 | 13781 | IOU | 04793968 | 11.89 | Solar |  |  | Interconnected | Trade Secret | Trade | WAB | WAB031 | Commercial | Solar*Rewards | Trade Secret | 2022 | 2022
20252-215912-02 | Xcel Energy | 85 | 13781 | IOU | 04793971 | 4.06 | Solar |  |  | Interconnected | Trade Secret | Trade | SOU | SOU076 | Residential | Solar*Rewards | Trade Secret | 2022 | 2022
20252-215912-02 | Xcel Energy | 85 | 13781 | IOU | 04793972 | 5.8 | Solar |  |  | Interconnected | Trade Secret | Trade | LEX | LEX071 | Residential | Solar*Rewards | Trade Secret | 2022 | 2022
20252-215912-02 | Xcel Energy | 85 | 13781 | IOU | 04793975 | 8.12 | Solar |  |  | Interconnected | Trade Secret | Trade | BYT | BYT061 | Residential | Solar*Rewards | Trade Secret | 2022 | 2022
20252-215912-02 | Xcel Energy | 85 | 13781 | IOU | 04793976 | 7.616 | Solar |  |  | Interconnected | Trade Secret | Trade | WCR | WCR322 | Residential | Solar*Rewards | Trade Secret | 2022 | 2022
20252-215912-02 | Xcel Energy | 85 | 13781 | IOU | 04793978 | 12.76 | Solar |  |  | Interconnected | Trade Secret | Trade | SHP | SHP061 | Residential | Solar*Rewards | Trade Secret | 2022 | 2023
20252-215912-02 | Xcel Energy | 85 | 13781 | IOU | 04793979 | 4.64 | Solar |  |  | Interconnected | Trade Secret | Trade | TER | TER062 | Residential | Solar*Rewards | Trade Secret | 2022 | 2022
20252-215912-02 | Xcel Energy | 85 | 13781 | IOU | 04793980 | 5.22 | Solar |  |  | Interconnected | Trade Secret | Trade | EDA | EDA075 | Residential | Solar*Rewards | Trade Secret | 2022 | 2022
20252-215912-02 | Xcel Energy | 85 | 13781 | IOU | 04793982 | 6.98 | Solar |  |  | Interconnected | Trade Secret | Trade | SOU | SOU075 | Residential | Solar*Rewards | Trade Secret | 2022 | 2022
20252-215912-02 | Xcel Energy | 85 | 13781 | IOU | 04793985 | 6.67 | Solar |  |  | Interconnected | Trade Secret | Trade | HUG | HUG311 | Residential | Solar*Rewards | Trade Secret | 2022 | 2022
20252-215912-02 | Xcel Energy | 85 | 13781 | IOU | 04793987 | 6.09 | Solar |  |  | Interconnected | Trade Secret | Trade | WSG | WSG061 | Residential | Solar*Rewards | Trade Secret | 2022 | 2022
20252-215912-02 | Xcel Energy | 85 | 13781 | IOU | 04793990 | 5.054 | Solar |  |  | Interconnected | Trade Secret | Trade | SLP | SLP082 | Residential | Solar*Rewards | Trade Secret | 2022 | 2022
20252-215912-02 | Xcel Energy | 85 | 13781 | IOU | 04793992 | 7.678 | Solar |  |  | Withdrawn | Trade Secret | Trade | NOF | NOF061 | Residential |  | Trade Secret | 2022
20252-215912-02 | Xcel Energy | 85 | 13781 | IOU | 04793994 | 11.39 | Solar |  |  | Interconnected | Trade Secret | Trade | RPO | RPO311 | Residential | Solar*Rewards | Trade Secret | 2022 | 2022
20252-215912-02 | Xcel Energy | 85 | 13781 | IOU | 04793995 | 12.913 | Solar |  |  | Interconnected | Trade Secret | Trade | LLK | LLK061 | Residential | Solar*Rewards | Trade Secret | 2022 | 2023
20252-215912-02 | Xcel Energy | 85 | 13781 | IOU | 04793996 | 4.64 | Solar |  |  | Interconnected | Trade Secret | Trade | WSG | WSG071 | Residential | Solar*Rewards | Trade Secret | 2022 | 2022
20252-215912-02 | Xcel Energy | 85 | 13781 | IOU | 04793997 | 5.51 | Solar |  |  | Interconnected | Trade Secret | Trade | WDY | WDY312 | Residential | Solar*Rewards | Trade Secret | 2022 | 2022
20252-215912-02 | Xcel Energy | 85 | 13781 | IOU | 04793998 | 5.51 | Solar |  |  | Interconnected | Trade Secret | Trade | OSS | OSS073 | Residential | Solar*Rewards | Trade Secret | 2022 | 2023
20252-215912-02 | Xcel Energy | 85 | 13781 | IOU | 04793999 | 9.994 | Solar |  |  | Interconnected | Trade Secret | Trade | EDA | EDA067 | Residential | Solar*Rewards | Trade Secret | 2022 | 2022
20252-215912-02 | Xcel Energy | 85 | 13781 | IOU | 04794001 | 5.054 | Solar |  |  | Interconnected | Trade Secret | Trade | ALD | ALD083 | Residential | Solar*Rewards | Trade Secret | 2022 | 2022
20252-215912-02 | Xcel Energy | 85 | 13781 | IOU | 04794002 | 7.25 | Solar |  |  | Interconnected | Trade Secret | Trade | WCR | WCR322 | Residential | Solar*Rewards | Trade Secret | 2022 | 2022
20252-215912-02 | Xcel Energy | 85 | 13781 | IOU | 04794005 | 8.725 | Solar |  |  | Interconnected | Trade Secret | Trade | TWL | TWL066 | Residential | Solar*Rewards | Trade Secret | 2022 | 2022
20252-215912-02 | Xcel Energy | 85 | 13781 | IOU | 04794006 | 6.96 | Solar |  | X | Interconnected | Trade Secret | Trade | CGR | CGR071 | Residential | Solar*Rewards | Trade Secret | 2022 | 2022
20252-215912-02 | Xcel Energy | 85 | 13781 | IOU | 04794009 | 11.31 | Solar |  |  | Interconnected | Trade Secret | Trade | LOK | LOK093 | Residential | Solar*Rewards | Trade Secret | 2022 | 2022
20252-215912-02 | Xcel Energy | 85 | 13781 | IOU | 04794011 | 9.94 | Solar |  |  | Interconnected | Trade Secret | Trade | SLP | SLP082 | Residential | Solar*Rewards | Trade Secret | 2022 | 2022
20252-215912-02 | Xcel Energy | 85 | 13781 | IOU | 04794012 | 12.956 | Solar |  |  | Interconnected | Trade Secret | Trade | MPK | MPK084 | Residential | Solar*Rewards | Trade Secret | 2022 | 2022
20252-215912-02 | Xcel Energy | 85 | 13781 | IOU | 04794015 | 4.64 | Solar |  |  | Interconnected | Trade Secret | Trade | CNC | CNC073 | Residential | Solar*Rewards | Trade Secret | 2022 | 2022
20252-215912-02 | Xcel Energy | 85 | 13781 | IOU | 04794017 | 4.93 | Solar |  |  | Interconnected | Trade Secret | Trade | MPK | MPK071 | Residential | Solar*Rewards | Trade Secret | 2022 | 2022
20252-215912-02 | Xcel Energy | 85 | 13781 | IOU | 04794018 | 6.38 | Solar |  | X | Interconnected | Trade Secret | Trade | WCS | WCS064 | Residential | Solar*Rewards | Trade Secret | 2022 | 2022
20252-215912-02 | Xcel Energy | 85 | 13781 | IOU | 04794019 | 2.61 | Solar |  |  | Interconnected | Trade Secret | Trade | SOU | SOU078 | Residential | Solar*Rewards | Trade Secret | 2022 | 2022
20252-215912-02 | Xcel Energy | 85 | 13781 | IOU | 04794023 | 6.09 | Solar |  |  | Withdrawn | Trade Secret | Trade | SLP | SLP083 | Residential | Solar*Rewards | Trade Secret | 2022
20252-215912-02 | Xcel Energy | 85 | 13781 | IOU | 04794026 | 4.537 | Solar |  |  | Interconnected | Trade Secret | Trade | ALD | ALD076 | Residential | Solar*Rewards | Trade Secret | 2022 | 2024
20252-215912-02 | Xcel Energy | 85 | 13781 | IOU | 04794029 | 3.48 | Solar |  |  | Interconnected | Trade Secret | Trade | MPK | MPK082 | Residential |  | Trade Secret | 2022 | 2023
20252-215912-02 | Xcel Energy | 85 | 13781 | IOU | 04794035 | 3.48 | Solar |  |  | Interconnected | Trade Secret | Trade | UPP | UPP082 | Residential | Solar*Rewards | Trade Secret | 2022 | 2022
20252-215912-02 | Xcel Energy | 85 | 13781 | IOU | 04794039 | 7.616 | Solar |  |  | Interconnected | Trade Secret | Trade | LEX | LEX061 | Residential | Solar*Rewards | Trade Secret | 2022 | 2022
20252-215912-02 | Xcel Energy | 85 | 13781 | IOU | 04794041 | 11.31 | Solar |  |  | Interconnected | Trade Secret | Trade | PRR | PRR063 | Residential | Solar*Rewards | Trade Secret | 2022 | 2022
20252-215912-02 | Xcel Energy | 85 | 13781 | IOU | 04794045 | 5.8 | Solar |  |  | Interconnected | Trade Secret | Trade | SLP | SLP092 | Residential | Solar*Rewards | Trade Secret | 2022 | 2022
20252-215912-02 | Xcel Energy | 85 | 13781 | IOU | 04794046 | 4.188 | Solar |  |  | Interconnected | Trade Secret | Trade | SOU | SOU065 | Residential | Solar*Rewards | Trade Secret | 2022 | 2022
20252-215912-02 | Xcel Energy | 85 | 13781 | IOU | 04794048 | 11.89 | Solar |  |  | Interconnected | Trade Secret | Trade | MND | MND061 | Residential | Solar*Rewards | Trade Secret | 2022 | 2022
20252-215912-02 | Xcel Energy | 85 | 13781 | IOU | 04794050 | 9.994 | Solar |  |  | Interconnected | Trade Secret | Trade | HYL | HYL074 | Residential | Solar*Rewards | Trade Secret | 2022 | 2022
20252-215912-02 | Xcel Energy | 85 | 13781 | IOU | 04794051 | 15.232 | Solar |  |  | Interconnected | Trade Secret | Trade | PKL | PKL065 | Residential | Solar*Rewards | Trade Secret | 2022 | 2022
20252-215912-02 | Xcel Energy | 85 | 13781 | IOU | 04794055 | 3.48 | Solar |  |  | Interconnected | Trade Secret | Trade | MPK | MPK087 | Residential | Solar*Rewards | Trade Secret | 2022 | 2022
20252-215912-02 | Xcel Energy | 85 | 13781 | IOU | 04794057 | 5.8 | Solar |  |  | Interconnected | Trade Secret | Trade | RMT | RMT321 | Residential | Solar*Rewards | Trade Secret | 2022 | 2022
20252-215912-02 | Xcel Energy | 85 | 13781 | IOU | 04794058 | 7.54 | Solar |  |  | Interconnected | Trade Secret | Trade | WDY | WDY311 | Residential | Solar*Rewards | Trade Secret | 2022 | 2022
20252-215912-02 | Xcel Energy | 85 | 13781 | IOU | 04794059 | 3.49 | Solar |  |  | Interconnected | Trade Secret | Trade | ALD | ALD076 | Residential | Solar*Rewards | Trade Secret | 2022 | 2024
20252-215912-02 | Xcel Energy | 85 | 13781 | IOU | 04794062 | 7.83 | Solar |  |  | Withdrawn | Trade Secret | Trade | EDA | EDA065 | Residential | Solar*Rewards | Trade Secret | 2022
20252-215912-02 | Xcel Energy | 85 | 13781 | IOU | 04794063 | 6.96 | Solar |  |  | Interconnected | Trade Secret | Trade | AHI | AHI063 | Residential | Solar*Rewards | Trade Secret | 2022 | 2022
20252-215912-02 | Xcel Energy | 85 | 13781 | IOU | 04794064 | 4.35 | Solar |  |  | Interconnected | Trade Secret | Trade | MOL | MOL067 | Residential | Solar*Rewards | Trade Secret | 2022 | 2022
20252-215912-02 | Xcel Energy | 85 | 13781 | IOU | 04794065 | 24.43 | Solar |  |  | Active Application | Trade Secret | Trade | WAT | WAT021 | Commercial | Solar*Rewards | Trade Secret | 2022
20252-215912-02 | Xcel Energy | 85 | 13781 | IOU | 04794068 | 11.31 | Solar |  | X | Interconnected | Trade Secret | Trade | BRP | BRP061 | Residential | Solar*Rewards | Trade Secret | 2022 | 2022
20252-215912-02 | Xcel Energy | 85 | 13781 | IOU | 04794071 | 6.38 | Solar |  |  | Interconnected | Trade Secret | Trade | ALK | ALK072 | Residential | Solar*Rewards | Trade Secret | 2022 | 2022
20252-215912-02 | Xcel Energy | 85 | 13781 | IOU | 04794073 | 6.38 | Solar |  |  | Interconnected | Trade Secret | Trade | ALD | ALD085 | Residential |  | Trade Secret | 2022 | 2023
20252-215912-02 | Xcel Energy | 85 | 13781 | IOU | 04794074 | 34.6 | Solar |  |  | Interconnected | Trade Secret | Trade | MDT | MDT062 | Commercial | Solar*Rewards | Trade Secret | 2022 | 2023
20252-215912-02 | Xcel Energy | 85 | 13781 | IOU | 04794075 | 12.47 | Solar |  |  | Interconnected | Trade Secret | Trade | APA | APA078 | Residential | Solar*Rewards | Trade Secret | 2022 | 2022
20252-215912-02 | Xcel Energy | 85 | 13781 | IOU | 04794077 | 7.329 | Solar |  |  | Interconnected | Trade Secret | Trade | SOU | SOU065 | Residential | Solar*Rewards | Trade Secret | 2022 | 2022
20252-215912-02 | Xcel Energy | 85 | 13781 | IOU | 04794078 | 2.61 | Solar |  |  | Interconnected | Trade Secret | Trade | GLK | GLK063 | Residential | Solar*Rewards | Trade Secret | 2022 | 2022
20252-215912-02 | Xcel Energy | 85 | 13781 | IOU | 04794084 | 6.09 | Solar |  |  | Interconnected | Trade Secret | Trade | LLK | LLK071 | Residential | Solar*Rewards | Trade Secret | 2022 | 2022
20252-215912-02 | Xcel Energy | 85 | 13781 | IOU | 04794085 | 5.8 | Solar |  |  | Interconnected | Trade Secret | Trade | EDA | EDA067 | Residential | Solar*Rewards | Trade Secret | 2022 | 2022
20252-215912-02 | Xcel Energy | 85 | 13781 | IOU | 04794089 | 6.09 | Solar |  |  | Interconnected | Trade Secret | Trade | SLP | SLP082 | Commercial | Solar*Rewards | Trade Secret | 2022 | 2022
20252-215912-02 | Xcel Energy | 85 | 13781 | IOU | 04794092 | 4.35 | Solar |  |  | Interconnected | Trade Secret | Trade | MPK | MPK063 | Residential | Solar*Rewards | Trade Secret | 2022 | 2022
20252-215912-02 | Xcel Energy | 85 | 13781 | IOU | 04794094 | 6.96 | Solar |  |  | Interconnected | Trade Secret | Trade | EDA | EDA073 | Residential | Solar*Rewards | Trade Secret | 2022 | 2022
20252-215912-02 | Xcel Energy | 85 | 13781 | IOU | 04794097 | 6.96 | Solar |  |  | Withdrawn | Trade Secret | Trade | MOL | MOL068 | Residential | Solar*Rewards | Trade Secret | 2022
20252-215912-02 | Xcel Energy | 85 | 13781 | IOU | 04794098 | 6.38 | Solar |  |  | Interconnected | Trade Secret | Trade | WIL | WIL098 | Residential | Solar*Rewards | Trade Secret | 2022 | 2022
20252-215912-02 | Xcel Energy | 85 | 13781 | IOU | 04794099 | 3.747 | Solar |  |  | Interconnected | Trade Secret | Trade | ECK | ECK322 | Residential | Solar*Rewards | Trade Secret | 2022 | 2022
20252-215912-02 | Xcel Energy | 85 | 13781 | IOU | 04794100 | 5.8 | Solar |  |  | Interconnected | Trade Secret | Trade | EDA | EDA067 | Residential | Solar*Rewards | Trade Secret | 2022 | 2022
20252-215912-02 | Xcel Energy | 85 | 13781 | IOU | 04794102 | 4.886 | Solar |  |  | Interconnected | Trade Secret | Trade | VKG | VKG061 | Residential | Solar*Rewards | Trade Secret | 2022 | 2022
20252-215912-02 | Xcel Energy | 85 | 13781 | IOU | 04794105 |  | Solar |  |  | Active Application | Trade Secret | Trade |  |  | Residential | Solar*Rewards | Trade Secret | 2022
20252-215912-02 | Xcel Energy | 85 | 13781 | IOU | 04794109 | 5.22 | Solar |  |  | Interconnected | Trade Secret | Trade | MEL | MEL068 | Residential | Solar*Rewards | Trade Secret | 2022 | 2022
20252-215912-02 | Xcel Energy | 85 | 13781 | IOU | 04794110 | 5.8 | Solar |  |  | Interconnected | Trade Secret | Trade | ALD | ALD072 | Residential | Solar*Rewards | Trade Secret | 2022 | 2022
20252-215912-02 | Xcel Energy | 85 | 13781 | IOU | 04794112 | 4.93 | Solar |  |  | Interconnected | Trade Secret | Trade | TWL | TWL072 | Residential | Solar*Rewards | Trade Secret | 2022 | 2022
20252-215912-02 | Xcel Energy | 85 | 13781 | IOU | 04794114 | 23.51 | Solar |  |  | Interconnected | Trade Secret | Trade | ALK | ALK063 | Commercial | Solar*Rewards | Trade Secret | 2022 | 2023
20252-215912-02 | Xcel Energy | 85 | 13781 | IOU | 04794115 | 5.51 | Solar |  |  | Interconnected | Trade Secret | Trade | SLP | SLP084 | Residential | Solar*Rewards | Trade Secret | 2022 | 2022
20252-215912-02 | Xcel Energy | 85 | 13781 | IOU | 04794116 | 5.22 | Solar |  |  | Interconnected | Trade Secret | Trade | RPL | RPL064 | Residential | Solar*Rewards | Trade Secret | 2022 | 2022
20252-215912-02 | Xcel Energy | 85 | 13781 | IOU | 04794117 | 29.02 | Solar |  |  | Interconnected | Trade Secret | Trade | HOL | HOL061 | Commercial | Solar*Rewards | Trade Secret | 2022 | 2022
20252-215912-02 | Xcel Energy | 85 | 13781 | IOU | 04794118 | 4.64 | Solar |  |  | Interconnected | Trade Secret | Trade | MPK | MPK085 | Residential | Solar*Rewards | Trade Secret | 2022 | 2022
20252-215912-02 | Xcel Energy | 85 | 13781 | IOU | 04794120 | 4.06 | Solar |  |  | Interconnected | Trade Secret | Trade | UPP | UPP086 | Commercial | Solar*Rewards | Trade Secret | 2022 | 2022
20252-215912-02 | Xcel Energy | 85 | 13781 | IOU | 04794121 | 7.83 | Solar |  |  | Interconnected | Trade Secret | Trade | MPK | MPK085 | Residential | Solar*Rewards | Trade Secret | 2022 | 2022
20252-215912-02 | Xcel Energy | 85 | 13781 | IOU | 04794122 | 5.8 | Solar |  |  | Interconnected | Trade Secret | Trade | ALD | ALD085 | Residential | Solar*Rewards | Trade Secret | 2022 | 2023
20252-215912-02 | Xcel Energy | 85 | 13781 | IOU | 04794124 | 2.61 | Solar |  |  | Interconnected | Trade Secret | Trade | MPK | MPK085 | Residential | Solar*Rewards | Trade Secret | 2022 | 2022
20252-215912-02 | Xcel Energy | 85 | 13781 | IOU | 04794126 | 5.22 | Solar |  |  | Interconnected | Trade Secret | Trade | GNL | GNL063 | Residential | Solar*Rewards | Trade Secret | 2022 | 2022
20252-215912-02 | Xcel Energy | 85 | 13781 | IOU | 04794128 | 10.44 | Solar |  |  | Interconnected | Trade Secret | Trade | CTR | CTR031 | Residential | Solar*Rewards | Trade Secret | 2022 | 2022
20252-215912-02 | Xcel Energy | 85 | 13781 | IOU | 04794129 | 6.09 | Solar |  |  | Interconnected | Trade Secret | Trade | HWW | HWW074 | Residential | Solar*Rewards | Trade Secret | 2022 | 2022
20252-215912-02 | Xcel Energy | 85 | 13781 | IOU | 04794133 | 18.41 | Solar |  | X | Interconnected | Trade Secret | Trade | CGR | CGR072 | Residential | Solar*Rewards | Trade Secret | 2022 | 2023
20252-215912-02 | Xcel Energy | 85 | 13781 | IOU | 04794135 | 6.67 | Solar |  |  | Interconnected | Trade Secret | Trade | MPK | MPK085 | Residential | Solar*Rewards | Trade Secret | 2022 | 2022
20252-215912-02 | Xcel Energy | 85 | 13781 | IOU | 04794136 | 39.6 | Solar |  |  | Interconnected | Trade Secret | Trade | RLK | RLK064 | Commercial | Solar*Rewards | Trade Secret | 2022 | 2022
20252-215912-02 | Xcel Energy | 85 | 13781 | IOU | 04794137 | 5.22 | Solar |  |  | Interconnected | Trade Secret | Trade | FRM | FRM062 | Residential | Solar*Rewards | Trade Secret | 2022 | 2022
20252-215912-02 | Xcel Energy | 85 | 13781 | IOU | 04794138 | 7.83 | Solar |  |  | Interconnected | Trade Secret | Trade | SLP | SLP084 | Residential | Solar*Rewards | Trade Secret | 2022 | 2022
20252-215912-02 | Xcel Energy | 85 | 13781 | IOU | 04794139 | 7.83 | Solar |  |  | Interconnected | Trade Secret | Trade | AFT | AFT322 | Residential | Solar*Rewards | Trade Secret | 2022 | 2022
20252-215912-02 | Xcel Energy | 85 | 13781 | IOU | 04794142 | 8.12 | Solar |  |  | Interconnected | Trade Secret | Trade | UPP | UPP085 | Residential | Solar*Rewards | Trade Secret | 2022 | 2022
20252-215912-02 | Xcel Energy | 85 | 13781 | IOU | 04794143 | 11.6 | Solar |  |  | Withdrawn | Trade Secret | Trade | MPK | MPK064 | Residential | Solar*Rewards | Trade Secret | 2022
20252-215912-02 | Xcel Energy | 85 | 13781 | IOU | 04794144 | 9.57 | Solar |  |  | Withdrawn | Trade Secret | Trade | LAP | LAP311 | Residential | Solar*Rewards | Trade Secret | 2022
20252-215912-02 | Xcel Energy | 85 | 13781 | IOU | 04794148 | 7.616 | Solar |  |  | Interconnected | Trade Secret | Trade | SLP | SLP071 | Residential | Solar*Rewards | Trade Secret | 2022 | 2022
20252-215912-02 | Xcel Energy | 85 | 13781 | IOU | 04794150 | 3.48 | Solar |  |  | Interconnected | Trade Secret | Trade | AFT | AFT315 | Residential | Solar*Rewards | Trade Secret | 2022 | 2023
20252-215912-02 | Xcel Energy | 85 | 13781 | IOU | 04794152 | 5.054 | Solar |  |  | Interconnected | Trade Secret | Trade | IDA | IDA071 | Residential | Solar*Rewards | Trade Secret | 2022 | 2022
20252-215912-02 | Xcel Energy | 85 | 13781 | IOU | 04794154 | 5.8 | Solar |  |  | Interconnected | Trade Secret | Trade | GSL | GSL065 | Residential | Solar*Rewards | Trade Secret | 2022 | 2022
20252-215912-02 | Xcel Energy | 85 | 13781 | IOU | 04794157 | 5.2 | Solar |  |  | Withdrawn | Trade Secret | Trade | ALD | ALD076 | Residential | Solar*Rewards | Trade Secret | 2022
20252-215912-02 | Xcel Energy | 85 | 13781 | IOU | 04794158 | 6.09 | Solar |  |  | Interconnected | Trade Secret | Trade | RPL | RPL063 | Residential | Solar*Rewards | Trade Secret | 2022 | 2022
20252-215912-02 | Xcel Energy | 85 | 13781 | IOU | 04794159 | 12 | Solar |  |  | Interconnected | Trade Secret | Trade | HWW | HWW073 | Residential | Solar*Rewards | Trade Secret | 2022 | 2022
20252-215912-02 | Xcel Energy | 85 | 13781 | IOU | 04794160 | 4.35 | Solar |  |  | Interconnected | Trade Secret | Trade | DPN | DPN071 | Residential | Solar*Rewards | Trade Secret | 2022 | 2023
20252-215912-02 | Xcel Energy | 85 | 13781 | IOU | 04794163 | 7.54 | Solar |  |  | Interconnected | Trade Secret | Trade | HUG | HUG321 | Residential | Solar*Rewards | Trade Secret | 2022 | 2022
20252-215912-02 | Xcel Energy | 85 | 13781 | IOU | 04794166 | 6 | Solar |  |  | Interconnected | Trade Secret | Trade | SOU | SOU086 | Residential | Solar*Rewards | Trade Secret | 2022 | 2022
20252-215912-02 | Xcel Energy | 85 | 13781 | IOU | 04794167 | 2.094 | Solar |  |  | Interconnected | Trade Secret | Trade | MPK | MPK085 | Residential | Solar*Rewards | Trade Secret | 2022 | 2022
20252-215912-02 | Xcel Energy | 85 | 13781 | IOU | 04794168 | 6.98 | Solar |  |  | Withdrawn | Trade Secret | Trade | ALD | ALD076 | Residential | Solar*Rewards | Trade Secret | 2022
20252-215912-02 | Xcel Energy | 85 | 13781 | IOU | 04794171 | 10.73 | Solar |  |  | Interconnected | Trade Secret | Trade | RAM | RAM077 | Residential | Solar*Rewards | Trade Secret | 2022 | 2022
20252-215912-02 | Xcel Energy | 85 | 13781 | IOU | 04794173 | 3.48 | Solar |  | X | Interconnected | Trade Secret | Trade | HUG | HUG311 | Residential | Solar*Rewards | Trade Secret | 2022 | 2022
20252-215912-02 | Xcel Energy | 85 | 13781 | IOU | 04794174 | 5.51 | Solar |  |  | Interconnected | Trade Secret | Trade | BCH | BCH311 | Residential | Solar*Rewards | Trade Secret | 2022 | 2022
20252-215912-02 | Xcel Energy | 85 | 13781 | IOU | 04794176 | 5.8 | Solar |  |  | Interconnected | Trade Secret | Trade | SLP | SLP083 | Residential | Solar*Rewards | Trade Secret | 2022 | 2022
20252-215912-02 | Xcel Energy | 85 | 13781 | IOU | 04794178 | 6.67 | Solar |  |  | Interconnected | Trade Secret | Trade | LNS | LNS033 | Residential | Solar*Rewards | Trade Secret | 2022 | 2022
20252-215912-02 | Xcel Energy | 85 | 13781 | IOU | 04794179 | 6.282 | Solar |  |  | Interconnected | Trade Secret | Trade | IDA | IDA073 | Residential | Solar*Rewards | Trade Secret | 2022 | 2022
20252-215912-02 | Xcel Energy | 85 | 13781 | IOU | 04794183 | 6 | Solar |  |  | Interconnected | Trade Secret | Trade | UPP | UPP063 | Residential | Solar*Rewards | Trade Secret | 2022 | 2022
20252-215912-02 | Xcel Energy | 85 | 13781 | IOU | 04794184 | 16.403 | Solar |  |  | Withdrawn | Trade Secret | Trade | SOU | SOU079 | Commercial | Solar*Rewards | Trade Secret | 2022
20252-215912-02 | Xcel Energy | 85 | 13781 | IOU | 04794192 | 6.09 | Solar |  |  | Interconnected | Trade Secret | Trade | ALD | ALD084 | Residential | Solar*Rewards | Trade Secret | 2022 | 2022
20252-215912-02 | Xcel Energy | 85 | 13781 | IOU | 04794195 | 2.61 | Solar |  |  | Withdrawn | Trade Secret | Trade | SOU | SOU069 | Residential | Solar*Rewards | Trade Secret | 2022
20252-215912-02 | Xcel Energy | 85 | 13781 | IOU | 04794196 | 27.604 | Solar |  |  | Interconnected | Trade Secret | Trade | MEL | MEL062 | Residential | Solar*Rewards | Trade Secret | 2022 | 2022
20252-215912-02 | Xcel Energy | 85 | 13781 | IOU | 04794198 | 6.38 | Solar |  |  | Interconnected | Trade Secret | Trade | LOK | LOK062 | Residential | Solar*Rewards | Trade Secret | 2022 | 2022
20252-215912-02 | Xcel Energy | 85 | 13781 | IOU | 04794200 | 4.93 | Solar |  |  | Interconnected | Trade Secret | Trade | ESW | ESW061 | Residential | Solar*Rewards | Trade Secret | 2022 | 2022
20252-215912-02 | Xcel Energy | 85 | 13781 | IOU | 04794202 | 6.38 | Solar |  | X | Interconnected | Trade Secret | Trade | ECK | ECK062 | Residential | Solar*Rewards | Trade Secret | 2022 | 2022
20252-215912-02 | Xcel Energy | 85 | 13781 | IOU | 04794204 | 7.616 | Solar |  |  | Interconnected | Trade Secret | Trade | SLP | SLP082 | Residential | Solar*Rewards | Trade Secret | 2022 | 2022
20252-215912-02 | Xcel Energy | 85 | 13781 | IOU | 04794206 | 39.6 | Solar |  |  | Interconnected | Trade Secret | Trade | SMT | SMT082 | Commercial | Solar*Rewards | Trade Secret | 2022 | 2022
20252-215912-02 | Xcel Energy | 85 | 13781 | IOU | 04794210 | 2.9 | Solar |  |  | Interconnected | Trade Secret | Trade | OSS | OSS073 | Residential | Solar*Rewards | Trade Secret | 2022 | 2022
20252-215912-02 | Xcel Energy | 85 | 13781 | IOU | 04794211 | 4.932 | Solar |  |  | Interconnected | Trade Secret | Trade | WES | WES062 | Residential | Solar*Rewards | Trade Secret | 2022 | 2022
20252-215912-02 | Xcel Energy | 85 | 13781 | IOU | 04794212 | 37.406 | Solar |  |  | Interconnected | Trade Secret | Trade | AFT | AFT315 | Residential | Solar*Rewards | Trade Secret | 2022 | 2023
20252-215912-02 | Xcel Energy | 85 | 13781 | IOU | 04794213 | 5.8 | Solar |  |  | Interconnected | Trade Secret | Trade | SAK | SAK321 | Residential | Solar*Rewards | Trade Secret | 2022 | 2022
20252-215912-02 | Xcel Energy | 85 | 13781 | IOU | 04794217 | 7.616 | Solar |  |  | Interconnected | Trade Secret | Trade | SOU | SOU063 | Residential | Solar*Rewards | Trade Secret | 2022 | 2022
20252-215912-02 | Xcel Energy | 85 | 13781 | IOU | 04794220 | 8.12 | Solar |  |  | Interconnected | Trade Secret | Trade | AFT | AFT314 | Residential | Solar*Rewards | Trade Secret | 2022 | 2022
20252-215912-02 | Xcel Energy | 85 | 13781 | IOU | 04794226 | 3.48 | Solar |  |  | Interconnected | Trade Secret | Trade | MPK | MPK063 | Residential | Solar*Rewards | Trade Secret | 2022 | 2022
20252-215912-02 | Xcel Energy | 85 | 13781 | IOU | 04794230 | 5.054 | Solar |  |  | Interconnected | Trade Secret | Trade | SOU | SOU079 | Residential | Solar*Rewards | Trade Secret | 2022 | 2022
20252-215912-02 | Xcel Energy | 85 | 13781 | IOU | 04794232 | 9.994 | Solar |  |  | Interconnected | Trade Secret | Trade | RMT | RMT321 | Residential | Solar*Rewards | Trade Secret | 2022 | 2022
20252-215912-02 | Xcel Energy | 85 | 13781 | IOU | 04794236 | 5.933 | Solar |  |  | Withdrawn | Trade Secret | Trade | ALD | ALD082 | Residential | Solar*Rewards | Trade Secret | 2022
20252-215912-02 | Xcel Energy | 85 | 13781 | IOU | 04794239 | 7.616 | Solar |  |  | Interconnected | Trade Secret | Trade | RRK | RRK064 | Residential | Solar*Rewards | Trade Secret | 2022 | 2022
20252-215912-02 | Xcel Energy | 85 | 13781 | IOU | 04794240 | 4.64 | Solar |  |  | Interconnected | Trade Secret | Trade | MPK | MPK074 | Residential | Solar*Rewards | Trade Secret | 2022 | 2022
20252-215912-02 | Xcel Energy | 85 | 13781 | IOU | 04794241 | 6.576 | Solar |  |  | Withdrawn | Trade Secret | Trade | WEB | WEB021 | Residential | Solar*Rewards | Trade Secret | 2022
20252-215912-02 | Xcel Energy | 85 | 13781 | IOU | 04794243 | 3.747 | Solar |  |  | Withdrawn | Trade Secret | Trade | SLP | SLP092 | Residential | Solar*Rewards | Trade Secret | 2022
20252-215912-02 | Xcel Energy | 85 | 13781 | IOU | 04794245 | 13.05 | Solar |  | X | Withdrawn | Trade Secret | Trade | LEX | LEX332 | Residential | Solar*Rewards | Trade Secret | 2022
20252-215912-02 | Xcel Energy | 85 | 13781 | IOU | 04794247 | 7.83 | Solar |  |  | Interconnected | Trade Secret | Trade | SLP | SLP084 | Residential | Solar*Rewards | Trade Secret | 2022 | 2022
20252-215912-02 | Xcel Energy | 85 | 13781 | IOU | 04794249 | 10.44 | Solar |  |  | Interconnected | Trade Secret | Trade | SLP | SLP077 | Residential | Solar*Rewards | Trade Secret | 2022 | 2022
20252-215912-02 | Xcel Energy | 85 | 13781 | IOU | 04794250 | 4.35 | Solar |  |  | Interconnected | Trade Secret | Trade | RAM | RAM077 | Residential | Solar*Rewards | Trade Secret | 2022 | 2024
20252-215912-02 | Xcel Energy | 85 | 13781 | IOU | 04794251 | 12.564 | Solar |  |  | Withdrawn | Trade Secret | Trade | ZUM | ZUM021 | Residential | Solar*Rewards | Trade Secret | 2022
20252-215912-02 | Xcel Energy | 85 | 13781 | IOU | 04794253 | 8.99 | Solar |  |  | Interconnected | Trade Secret | Trade | FSL | FSL311 | Residential | Solar*Rewards | Trade Secret | 2022 | 2022
20252-215912-02 | Xcel Energy | 85 | 13781 | IOU | 04794255 | 4.64 | Solar |  |  | Interconnected | Trade Secret | Trade | SOU | SOU083 | Residential | Solar*Rewards | Trade Secret | 2022 | 2022
20252-215912-02 | Xcel Energy | 85 | 13781 | IOU | 04794257 | 8.7 | Solar |  |  | Withdrawn | Trade Secret | Trade | HUG | HUG321 | Residential | Solar*Rewards | Trade Secret | 2022
20252-215912-02 | Xcel Energy | 85 | 13781 | IOU | 04794258 | 5.51 | Solar |  |  | Interconnected | Trade Secret | Trade | WIL | WIL061 | Residential | Solar*Rewards | Trade Secret | 2022 | 2022
20252-215912-02 | Xcel Energy | 85 | 13781 | IOU | 04794259 | 3.747 | Solar |  |  | Interconnected | Trade Secret | Trade | ALD | ALD073 | Residential | Solar*Rewards | Trade Secret | 2022 | 2022
20252-215912-02 | Xcel Energy | 85 | 13781 | IOU | 04794260 | 16.24 | Solar |  | X | Interconnected | Trade Secret | Trade | OPK | OPK073 | Residential | Solar*Rewards | Trade Secret | 2022 | 2022
20252-215912-02 | Xcel Energy | 85 | 13781 | IOU | 04794263 | 3.747 | Solar |  |  | Interconnected | Trade Secret | Trade | SOU | SOU069 | Residential | Solar*Rewards | Trade Secret | 2022 | 2022
20252-215912-02 | Xcel Energy | 85 | 13781 | IOU | 04794265 | 10.4 | Solar |  |  | Interconnected | Trade Secret | Trade | IDA | IDA073 | Residential | Solar*Rewards | Trade Secret | 2022 | 2023
20252-215912-02 | Xcel Energy | 85 | 13781 | IOU | 04794266 | 6.67 | Solar |  |  | Interconnected | Trade Secret | Trade | SOU | SOU075 | Residential | Solar*Rewards | Trade Secret | 2022 | 2022
20252-215912-02 | Xcel Energy | 85 | 13781 | IOU | 04794267 | 5.51 | Solar |  |  | Interconnected | Trade Secret | Trade | SLP | SLP073 | Residential | Solar*Rewards | Trade Secret | 2022 | 2022
20252-215912-02 | Xcel Energy | 85 | 13781 | IOU | 04794270 | 7.83 | Solar |  |  | Withdrawn | Trade Secret | Trade | MPK | MPK085 | Residential | Solar*Rewards | Trade Secret | 2022
20252-215912-02 | Xcel Energy | 85 | 13781 | IOU | 04794272 | 5.584 | Solar |  |  | Interconnected | Trade Secret | Trade | UPP | UPP082 | Residential | Solar*Rewards | Trade Secret | 2022 | 2022
20252-215912-02 | Xcel Energy | 85 | 13781 | IOU | 04794274 | 9.423 | Solar |  |  | Active Application | Trade Secret | Trade | HOL | HOL073 | Residential | Solar*Rewards | Trade Secret | 2022
20252-215912-02 | Xcel Energy | 85 | 13781 | IOU | 04794276 | 2.61 | Solar |  |  | Interconnected | Trade Secret | Trade | GPH | GPH061 | Residential | Solar*Rewards | Trade Secret | 2022 | 2022
20252-215912-02 | Xcel Energy | 85 | 13781 | IOU | 04794278 |  | Solar |  |  | Active Application | Trade Secret | Trade |  |  | Residential | Solar*Rewards | Trade Secret | 2022
20252-215912-02 | Xcel Energy | 85 | 13781 | IOU | 04794280 | 5.22 | Solar |  |  | Interconnected | Trade Secret | Trade | SOU | SOU083 | Residential | Solar*Rewards | Trade Secret | 2022 | 2022
20252-215912-02 | Xcel Energy | 85 | 13781 | IOU | 04794281 | 6.282 | Solar |  | X | Interconnected | Trade Secret | Trade | DHL | DHL061 | Residential | Solar*Rewards | Trade Secret | 2022 | 2022
20252-215912-02 | Xcel Energy | 85 | 13781 | IOU | 04794283 | 6.96 | Solar |  |  | Interconnected | Trade Secret | Trade | GFD | GFD021 | Residential | Solar*Rewards | Trade Secret | 2022 | 2022
20252-215912-02 | Xcel Energy | 85 | 13781 | IOU | 04794284 | 5 | Solar |  |  | Interconnected | Trade Secret | Trade | SOU | SOU087 | Residential | Solar*Rewards | Trade Secret | 2022 | 2022
20252-215912-02 | Xcel Energy | 85 | 13781 | IOU | 04794285 | 9.994 | Solar |  |  | Interconnected | Trade Secret | Trade | AFT | AFT322 | Residential | Solar*Rewards | Trade Secret | 2022 | 2022
20252-215912-02 | Xcel Energy | 85 | 13781 | IOU | 04794290 | 3.747 | Solar |  |  | Interconnected | Trade Secret | Trade | ALD | ALD076 | Residential | Solar*Rewards | Trade Secret | 2022 | 2022
20252-215912-02 | Xcel Energy | 85 | 13781 | IOU | 04794291 | 5.054 | Solar |  |  | Interconnected | Trade Secret | Trade | OAD | OAD064 | Residential | Solar*Rewards | Trade Secret | 2022 | 2022
20252-215912-02 | Xcel Energy | 85 | 13781 | IOU | 04794293 |  | Solar |  |  | Active Application | Trade Secret | Trade |  |  | Residential | Solar*Rewards | Trade Secret | 2022
20252-215912-02 | Xcel Energy | 85 | 13781 | IOU | 04794294 | 8.41 | Solar |  |  | Interconnected | Trade Secret | Trade | DBL | DBL065 | Commercial | Solar*Rewards | Trade Secret | 2022 | 2022
20252-215912-02 | Xcel Energy | 85 | 13781 | IOU | 04794295 |  | Solar |  |  | Active Application | Trade Secret | Trade |  |  | Residential | Solar*Rewards | Trade Secret | 2022
20252-215912-02 | Xcel Energy | 85 | 13781 | IOU | 04794296 | 9.86 | Solar |  |  | Interconnected | Trade Secret | Trade | WSG | WSG061 | Residential | Solar*Rewards | Trade Secret | 2022 | 2022
20252-215912-02 | Xcel Energy | 85 | 13781 | IOU | 04794297 | 12.913 | Solar |  |  | Interconnected | Trade Secret | Trade | SLP | SLP095 | Residential | Solar*Rewards | Trade Secret | 2022 | 2022
20252-215912-02 | Xcel Energy | 85 | 13781 | IOU | 04794298 |  | Solar |  |  | Active Application | Trade Secret | Trade |  |  | Residential | Solar*Rewards | Trade Secret | 2022
20252-215912-02 | Xcel Energy | 85 | 13781 | IOU | 04794301 | 7.25 | Solar |  |  | Withdrawn | Trade Secret | Trade | HSN | HSN322 | Residential | Solar*Rewards | Trade Secret | 2022
20252-215912-02 | Xcel Energy | 85 | 13781 | IOU | 04794303 | 5.2 | Solar |  |  | Interconnected | Trade Secret | Trade | IDA | IDA062 | Residential | Solar*Rewards | Trade Secret | 2022 | 2024
20252-215912-02 | Xcel Energy | 85 | 13781 | IOU | 04794305 | 7.54 | Solar |  |  | Interconnected | Trade Secret | Trade | CGR | CGR072 | Residential | Solar*Rewards | Trade Secret | 2022 | 2022
20252-215912-02 | Xcel Energy | 85 | 13781 | IOU | 04794307 | 4.225 | Solar |  |  | Withdrawn | Trade Secret | Trade | ALD | ALD082 | Residential | Solar*Rewards | Trade Secret | 2022
20252-215912-02 | Xcel Energy | 85 | 13781 | IOU | 04794310 | 7.616 | Solar |  |  | Interconnected | Trade Secret | Trade | WDY | WDY311 | Residential | Solar*Rewards | Trade Secret | 2022 | 2022
20252-215912-02 | Xcel Energy | 85 | 13781 | IOU | 04794312 | 5.85 | Solar |  |  | Interconnected | Trade Secret | Trade | WRR | WRR075 | Residential | Solar*Rewards | Trade Secret | 2022 | 2024
20252-215912-02 | Xcel Energy | 85 | 13781 | IOU | 04794320 | 7.63 | Solar |  |  | Interconnected | Trade Secret | Trade | MPK | MPK087 | Commercial | Solar*Rewards | Trade Secret | 2022 | 2022
20252-215912-02 | Xcel Energy | 85 | 13781 | IOU | 04794324 | 8.7 | Solar |  |  | Withdrawn | Trade Secret | Trade | HUG | HUG321 | Residential | Solar*Rewards | Trade Secret | 2022
20252-215912-02 | Xcel Energy | 85 | 13781 | IOU | 04794328 | 8.41 | Solar |  |  | Interconnected | Trade Secret | Trade | CEL | CEL066 | Residential | Solar*Rewards | Trade Secret | 2022 | 2022
20252-215912-02 | Xcel Energy | 85 | 13781 | IOU | 04794333 | 29.982 | Solar |  |  | Interconnected | Trade Secret | Trade | OSS | OSS065 | Commercial | Solar*Rewards | Trade Secret | 2022 | 2023
20252-215912-02 | Xcel Energy | 85 | 13781 | IOU | 04794338 |  | Solar |  |  | Withdrawn | Trade Secret | Trade |  |  | Residential | Solar*Rewards | Trade Secret | 2022
20252-215912-02 | Xcel Energy | 85 | 13781 | IOU | 04794344 | 5 | Solar |  |  | Interconnected | Trade Secret | Trade | WDY | WDY312 | Residential | Solar*Rewards | Trade Secret | 2022 | 2022
20252-215912-02 | Xcel Energy | 85 | 13781 | IOU | 04794345 | 5.2 | Solar |  |  | Interconnected | Trade Secret | Trade | WRR | WRR075 | Residential | Solar*Rewards | Trade Secret | 2022 | 2023
20252-215912-02 | Xcel Energy | 85 | 13781 | IOU | 04794350 | 10.47 | Solar |  |  | Interconnected | Trade Secret | Trade | HYL | HYL071 | Residential | Solar*Rewards | Trade Secret | 2022 | 2022
20252-215912-02 | Xcel Energy | 85 | 13781 | IOU | 04794352 | 5.8 | Solar |  |  | Interconnected | Trade Secret | Trade | LAB | LAB311 | Residential | Solar*Rewards | Trade Secret | 2022 | 2022
20252-215912-02 | Xcel Energy | 85 | 13781 | IOU | 04794357 | 6.96 | Solar |  |  | Interconnected | Trade Secret | Trade | SHP | SHP072 | Residential | Solar*Rewards | Trade Secret | 2022 | 2022
20252-215912-02 | Xcel Energy | 85 | 13781 | IOU | 04794367 | 9.57 | Solar |  |  | Interconnected | Trade Secret | Trade | DHL | DHL061 | Residential | Solar*Rewards | Trade Secret | 2022 | 2022
20252-215912-02 | Xcel Energy | 85 | 13781 | IOU | 04794371 | 5.584 | Solar |  |  | Interconnected | Trade Secret | Trade | TWL | TWL063 | Residential | Solar*Rewards | Trade Secret | 2022 | 2024
20252-215912-02 | Xcel Energy | 85 | 13781 | IOU | 04794373 | 5.51 | Solar |  |  | Interconnected | Trade Secret | Trade | MPK | MPK082 | Residential | Solar*Rewards | Trade Secret | 2022 | 2022
20252-215912-02 | Xcel Energy | 85 | 13781 | IOU | 04794392 | 6.5 | Solar |  |  | Withdrawn | Trade Secret | Trade | ALD | ALD076 | Residential | Solar*Rewards | Trade Secret | 2022
20252-215912-02 | Xcel Energy | 85 | 13781 | IOU | 04794399 | 5.85 | Solar |  |  | Withdrawn | Trade Secret | Trade | ALD | ALD076 | Residential | Solar*Rewards | Trade Secret | 2022
20252-215912-02 | Xcel Energy | 85 | 13781 | IOU | 04794401 | 3.9 | Solar |  |  | Interconnected | Trade Secret | Trade | WRR | WRR075 | Residential | Solar*Rewards | Trade Secret | 2022 | 2024
20252-215912-02 | Xcel Energy | 85 | 13781 | IOU | 04794405 | 10.44 | Solar |  | X | Interconnected | Trade Secret | Trade | CGR | CGR063 | Residential | Solar*Rewards | Trade Secret | 2022 | 2022
20252-215912-02 | Xcel Energy | 85 | 13781 | IOU | 04794406 | 5 | Solar |  |  | Interconnected | Trade Secret | Trade | SOU | SOU088 | Residential | Solar*Rewards | Trade Secret | 2022 | 2022
20252-215912-02 | Xcel Energy | 85 | 13781 | IOU | 04794407 | 6.15 | Solar |  |  | Interconnected | Trade Secret | Trade | PIL | PIL022 | Residential |  | Trade Secret | 2022 | 2022
20252-215912-02 | Xcel Energy | 85 | 13781 | IOU | 04794409 | 7.616 | Solar |  |  | Interconnected | Trade Secret | Trade | LEX | LEX061 | Residential | Solar*Rewards | Trade Secret | 2022 | 2022
20252-215912-02 | Xcel Energy | 85 | 13781 | IOU | 04794414 | 7.63 | Solar |  |  | Interconnected | Trade Secret | Trade | KOL | KOL073 | Residential | Solar*Rewards | Trade Secret | 2022 | 2022
20252-215912-02 | Xcel Energy | 85 | 13781 | IOU | 04794416 | 7.678 | Solar |  |  | Interconnected | Trade Secret | Trade | ECK | ECK321 | Residential | Solar*Rewards | Trade Secret | 2022 | 2023
20252-215912-02 | Xcel Energy | 85 | 13781 | IOU | 04794419 | 6.282 | Solar |  |  | Withdrawn | Trade Secret | Trade | ALD | ALD082 | Residential | Solar*Rewards | Trade Secret | 2022
20252-215912-02 | Xcel Energy | 85 | 13781 | IOU | 04794421 | 15 | Solar |  | X | Interconnected | Trade Secret | Trade | SCA | SCA021 | Residential | Solar*Rewards | Trade Secret | 2022 | 2023
20252-215912-02 | Xcel Energy | 85 | 13781 | IOU | 04794424 | 3.747 | Solar |  |  | Interconnected | Trade Secret | Trade | BCH | BCH311 | Residential | Solar*Rewards | Trade Secret | 2022 | 2022
20252-215912-02 | Xcel Energy | 85 | 13781 | IOU | 04794426 | 39.999 | Solar |  |  | Interconnected | Trade Secret | Trade | HWW | HWW072 | Commercial | Solar*Rewards | Trade Secret | 2022 | 2023
20252-215912-02 | Xcel Energy | 85 | 13781 | IOU | 04794427 | 5.925 | Solar |  |  | Interconnected | Trade Secret | Trade | RRK | RRK064 | Residential | Solar*Rewards | Trade Secret | 2022 | 2022
20252-215912-02 | Xcel Energy | 85 | 13781 | IOU | 04794429 | 5.525 | Solar |  |  | Interconnected | Trade Secret | Trade | ALD | ALD076 | Commercial | Solar*Rewards | Trade Secret | 2022 | 2023
20252-215912-02 | Xcel Energy | 85 | 13781 | IOU | 04794430 | 33.128 | Solar |  |  | Interconnected | Trade Secret | Trade | APA | APA065 | Commercial | Solar*Rewards | Trade Secret | 2022 | 2023
20252-215912-02 | Xcel Energy | 85 | 13781 | IOU | 04794437 | 10.819 | Solar |  |  | Interconnected | Trade Secret | Trade | UPP | UPP084 | Residential | Solar*Rewards | Trade Secret | 2022 | 2025
20252-215912-02 | Xcel Energy | 85 | 13781 | IOU | 04794438 | 2.9 | Solar |  | X | Interconnected | Trade Secret | Trade | SOU | SOU063 | Residential | Solar*Rewards | Trade Secret | 2022 | 2023
20252-215912-02 | Xcel Energy | 85 | 13781 | IOU | 04794440 | 7.616 | Solar |  |  | Interconnected | Trade Secret | Trade | AFT | AFT315 | Residential | Solar*Rewards | Trade Secret | 2022 | 2022
20252-215912-02 | Xcel Energy | 85 | 13781 | IOU | 04794446 | 9.994 | Solar |  |  | Interconnected | Trade Secret | Trade | SOU | SOU076 | Residential | Solar*Rewards | Trade Secret | 2022 | 2022
20252-215912-02 | Xcel Energy | 85 | 13781 | IOU | 04794449 | 4.886 | Solar |  |  | Interconnected | Trade Secret | Trade | CGR | CGR061 | Residential | Solar*Rewards | Trade Secret | 2022 | 2022
20252-215912-02 | Xcel Energy | 85 | 13781 | IOU | 04794451 | 5.22 | Solar |  |  | Interconnected | Trade Secret | Trade | MEL | MEL062 | Residential | Solar*Rewards | Trade Secret | 2022 | 2022
20252-215912-02 | Xcel Energy | 85 | 13781 | IOU | 04794452 | 9.994 | Solar |  |  | Active Application | Trade Secret | Trade | SCA | SCA021 | Residential | Solar*Rewards | Trade Secret | 2022
20252-215912-02 | Xcel Energy | 85 | 13781 | IOU | 04794487 | 4.35 | Solar |  | X | Withdrawn | Trade Secret | Trade | RPO | RPO312 | Residential | Solar*Rewards | Trade Secret | 2022
20252-215912-02 | Xcel Energy | 85 | 13781 | IOU | 04794543 | 3.77 | Solar |  |  | Interconnected | Trade Secret | Trade | RWD | RWD063 | Residential | Solar*Rewards | Trade Secret | 2022 | 2022
20252-215912-02 | Xcel Energy | 85 | 13781 | IOU | 04794567 | 17.45 | Solar |  |  | Withdrawn | Trade Secret | Trade | EDA | EDA084 | Residential | Solar*Rewards | Trade Secret | 2022
20252-215912-02 | Xcel Energy | 85 | 13781 | IOU | 04794569 | 39.999 | Solar |  |  | Interconnected | Trade Secret | Trade | CHE | CHE075 | Commercial | Solar*Rewards | Trade Secret | 2022 | 2022
20252-215912-02 | Xcel Energy | 85 | 13781 | IOU | 04794584 | 6.67 | Solar |  |  | Interconnected | Trade Secret | Trade | WSG | WSG071 | Residential | Solar*Rewards | Trade Secret | 2022 | 2022
20252-215912-02 | Xcel Energy | 85 | 13781 | IOU | 04794593 | 72.22 | Solar |  |  | Active Application | Trade Secret | Trade | SLP | SLP074 | Commercial | Solar*Rewards | Trade Secret | 2022
20252-215912-02 | Xcel Energy | 85 | 13781 | IOU | 04794609 | 7.329 | Solar |  |  | Interconnected | Trade Secret | Trade | RPO | RPO311 | Residential | Solar*Rewards | Trade Secret | 2022 | 2022
20252-215912-02 | Xcel Energy | 85 | 13781 | IOU | 04794620 |  | Solar |  |  | Active Application | Trade Secret | Trade |  |  | Residential | Solar*Rewards | Trade Secret | 2022
20252-215912-02 | Xcel Energy | 85 | 13781 | IOU | 04794624 | 2.03 | Solar |  |  | Interconnected | Trade Secret | Trade | LEX | LEX075 | Residential | Solar*Rewards | Trade Secret | 2022 | 2022
20252-215912-02 | Xcel Energy | 85 | 13781 | IOU | 04794627 | 10.15 | Solar |  |  | Interconnected | Trade Secret | Trade | CHE | CHE065 | Residential | Solar*Rewards | Trade Secret | 2022 | 2022
20252-215912-02 | Xcel Energy | 85 | 13781 | IOU | 04794655 | 10.47 | Solar |  |  | Withdrawn | Trade Secret | Trade | VMR | VMR062 | Residential | Solar*Rewards | Trade Secret | 2022
20252-215912-02 | Xcel Energy | 85 | 13781 | IOU | 04794669 | 5.8 | Solar |  |  | Interconnected | Trade Secret | Trade | RLK | RLK069 | Residential | Solar*Rewards | Trade Secret | 2022 | 2022
20252-215912-02 | Xcel Energy | 85 | 13781 | IOU | 04794681 | 5.054 | Solar |  |  | Interconnected | Trade Secret | Trade | HWW | HWW074 | Residential | Solar*Rewards | Trade Secret | 2022 | 2022
20252-215912-02 | Xcel Energy | 85 | 13781 | IOU | 04794682 | 5.054 | Solar |  |  | Interconnected | Trade Secret | Trade | WSG | WSG362 | Residential | Solar*Rewards | Trade Secret | 2022 | 2022
20252-215912-02 | Xcel Energy | 85 | 13781 | IOU | 04794690 | 14.5 | Solar |  | X | Interconnected | Trade Secret | Trade | WDY | WDY312 | Residential | Solar*Rewards | Trade Secret | 2022 | 2023
20252-215912-02 | Xcel Energy | 85 | 13781 | IOU | 04794698 | 23.51 | Solar |  |  | Interconnected | Trade Secret | Trade | CEL | CEL066 | Commercial | Solar*Rewards | Trade Secret | 2022 | 2023
20252-215912-02 | Xcel Energy | 85 | 13781 | IOU | 04794723 | 15.08 | Solar |  |  | Withdrawn | Trade Secret | Trade | DAS | DAS061 | Residential | Solar*Rewards | Trade Secret | 2022
20252-215912-02 | Xcel Energy | 85 | 13781 | IOU | 04794725 | 19.99 | Solar |  |  | Withdrawn | Trade Secret | Trade | SOU | SOU081 | Residential | Solar*Rewards | Trade Secret | 2022
20252-215912-02 | Xcel Energy | 85 | 13781 | IOU | 04794735 | 15.046 | Solar |  |  | Interconnected | Trade Secret | Trade | AFT | AFT322 | Residential | Solar*Rewards | Trade Secret | 2022 | 2022
20252-215912-02 | Xcel Energy | 85 | 13781 | IOU | 04794761 | 7.616 | Solar |  |  | Interconnected | Trade Secret | Trade | EDA | EDA079 | Residential | Solar*Rewards | Trade Secret | 2022 | 2022
20252-215912-02 | Xcel Energy | 85 | 13781 | IOU | 04794767 | 11.39 | Solar |  |  | Interconnected | Trade Secret | Trade | LAB | LAB312 | Residential | Solar*Rewards | Trade Secret | 2022 | 2022
20252-215912-02 | Xcel Energy | 85 | 13781 | IOU | 04794779 | 12.564 | Solar |  |  | Interconnected | Trade Secret | Trade | SLP | SLP085 | Residential | Solar*Rewards | Trade Secret | 2022 | 2022
20252-215912-02 | Xcel Energy | 85 | 13781 | IOU | 04794795 | 12.956 | Solar |  |  | Interconnected | Trade Secret | Trade | ECK | ECK063 | Residential | Solar*Rewards | Trade Secret | 2022 | 2022
20252-215912-02 | Xcel Energy | 85 | 13781 | IOU | 04794796 | 9.57 | Solar |  |  | Interconnected | Trade Secret | Trade | STY | STY061 | Residential | Solar*Rewards | Trade Secret | 2022 | 2022
20252-215912-02 | Xcel Energy | 85 | 13781 | IOU | 04794811 | 12.956 | Solar |  |  | Interconnected | Trade Secret | Trade | GNL | GNL072 | Residential | Solar*Rewards | Trade Secret | 2022 | 2022
20252-215912-02 | Xcel Energy | 85 | 13781 | IOU | 04794847 | 3.84 | Solar |  |  | Interconnected | Trade Secret | Trade | RPL | RPL074 | Residential |  | Trade Secret | 2022 | 2022
20252-215912-02 | Xcel Energy | 85 | 13781 | IOU | 04794849 | 3.12 | Solar |  |  | Interconnected | Trade Secret | Trade | OAD | OAD074 | Residential |  | Trade Secret | 2022 | 2022
20252-215912-02 | Xcel Energy | 85 | 13781 | IOU | 04794950 |  | Solar |  |  | Active Application | Trade Secret | Trade |  |  | Residential | Solar*Rewards | Trade Secret | 2022
20252-215912-02 | Xcel Energy | 85 | 13781 | IOU | 04794963 | 7.124 | Solar |  |  | Interconnected | Trade Secret | Trade | PBE | PBE061 | Residential | Solar*Rewards | Trade Secret | 2022 | 2022
20252-215912-02 | Xcel Energy | 85 | 13781 | IOU | 04795173 | 6.96 | Solar |  |  | Interconnected | Trade Secret | Trade | ALD | ALD083 | Residential |  | Trade Secret | 2022 | 2022
20252-215912-02 | Xcel Energy | 85 | 13781 | IOU | 04795222 | 9.423 | Solar |  |  | Interconnected | Trade Secret | Trade | WIL | WIL089 | Residential | Solar*Rewards | Trade Secret | 2022 | 2022
20252-215912-02 | Xcel Energy | 85 | 13781 | IOU | 04795244 | 11.02 | Solar |  |  | Interconnected | Trade Secret | Trade | HUG | HUG312 | Residential | Solar*Rewards | Trade Secret | 2022 | 2022
20252-215912-02 | Xcel Energy | 85 | 13781 | IOU | 04795279 | 8.7 | Solar |  | X | Interconnected | Trade Secret | Trade | MPK | MPK064 | Residential | Solar*Rewards | Trade Secret | 2022 | 2022
20252-215912-02 | Xcel Energy | 85 | 13781 | IOU | 04795312 | 8.41 | Solar |  |  | Withdrawn | Trade Secret | Trade | VMR | VMR062 | Residential | Solar*Rewards | Trade Secret | 2022
20252-215912-02 | Xcel Energy | 85 | 13781 | IOU | 04795313 | 39.99 | Solar |  |  | Interconnected | Trade Secret | Trade | WSG | WSG351 | Commercial | Solar*Rewards | Trade Secret | 2022 | 2024
20252-215912-02 | Xcel Energy | 85 | 13781 | IOU | 04795342 | 2.9 | Solar |  |  | Interconnected | Trade Secret | Trade | DBL | DBL068 | Residential | Solar*Rewards | Trade Secret | 2022 | 2022
20252-215912-02 | Xcel Energy | 85 | 13781 | IOU | 04795361 | 6.09 | Solar |  |  | Withdrawn | Trade Secret | Trade | HYL | HYL061 | Residential | Solar*Rewards | Trade Secret | 2022
20252-215912-02 | Xcel Energy | 85 | 13781 | IOU | 04795365 | 2.61 | Solar |  |  | Active Application | Trade Secret | Trade | WSG | WSG061 | Residential | Solar*Rewards | Trade Secret | 2022
20252-215912-02 | Xcel Energy | 85 | 13781 | IOU | 04795370 | 5.22 | Solar |  |  | Interconnected | Trade Secret | Trade | APA | APA075 | Residential | Solar*Rewards | Trade Secret | 2022 | 2022
20252-215912-02 | Xcel Energy | 85 | 13781 | IOU | 04795400 | 7.616 | Solar |  |  | Interconnected | Trade Secret | Trade | RIV | RIV075 | Commercial | Solar*Rewards | Trade Secret | 2022 | 2022
20252-215912-02 | Xcel Energy | 85 | 13781 | IOU | 04795405 | 12.672 | Solar |  |  | Interconnected | Trade Secret | Trade | HOL | HOL071 | Residential | Solar*Rewards | Trade Secret | 2022 | 2023
20252-215912-02 | Xcel Energy | 85 | 13781 | IOU | 04795465 | 13.96 | Solar |  |  | Interconnected | Trade Secret | Trade | AFT | AFT321 | Residential | Solar*Rewards | Trade Secret | 2022 | 2023
20252-215912-02 | Xcel Energy | 85 | 13781 | IOU | 04795504 | 49.692 | Solar |  |  | Interconnected | Trade Secret | Trade | MPK | MPK062 | Commercial |  | Trade Secret | 2022 | 2023
20252-215912-02 | Xcel Energy | 85 | 13781 | IOU | 04795549 | 8.7 | Solar |  |  | Interconnected | Trade Secret | Trade | WES | WES071 | Residential | Solar*Rewards | Trade Secret | 2022 | 2022
20252-215912-02 | Xcel Energy | 85 | 13781 | IOU | 04795589 | 7.54 | Solar |  |  | Withdrawn | Trade Secret | Trade | GLK | GLK065 | Residential | Solar*Rewards | Trade Secret | 2022
20252-215912-02 | Xcel Energy | 85 | 13781 | IOU | 04795651 | 4.35 | Solar |  |  | Interconnected | Trade Secret | Trade | OAD | OAD063 | Residential |  | Trade Secret | 2022 | 2022
20252-215912-02 | Xcel Energy | 85 | 13781 | IOU | 04795750 | 7.616 | Solar |  |  | Interconnected | Trade Secret | Trade | GLK | GLK063 | Residential | Solar*Rewards | Trade Secret | 2022 | 2022
20252-215912-02 | Xcel Energy | 85 | 13781 | IOU | 04795756 | 7.616 | Solar |  |  | Withdrawn | Trade Secret | Trade | OPK | OPK077 | Residential | Solar*Rewards | Trade Secret | 2022
20252-215912-02 | Xcel Energy | 85 | 13781 | IOU | 04795934 | 8.7 | Solar |  |  | Withdrawn | Trade Secret | Trade | AFT | AFT322 | Residential | Solar*Rewards | Trade Secret | 2022
20252-215912-02 | Xcel Energy | 85 | 13781 | IOU | 04795971 | 4.537 | Solar |  |  | Withdrawn | Trade Secret | Trade | HWW | HWW071 | Residential | Solar*Rewards | Trade Secret | 2022
20252-215912-02 | Xcel Energy | 85 | 13781 | IOU | 04795975 | 37.5 | Solar |  |  | Interconnected | Trade Secret | Trade | WOB | WOB021 | Commercial | Solar*Rewards | Trade Secret | 2022 | 2024
20252-215912-02 | Xcel Energy | 85 | 13781 | IOU | 04795976 | 3.49 | Solar |  |  | Withdrawn | Trade Secret | Trade | HWW | HWW071 | Residential | Solar*Rewards | Trade Secret | 2022
20252-215912-02 | Xcel Energy | 85 | 13781 | IOU | 04795981 | 3.141 | Solar |  |  | Withdrawn | Trade Secret | Trade | HWW | HWW071 | Residential | Solar*Rewards | Trade Secret | 2022
20252-215912-02 | Xcel Energy | 85 | 13781 | IOU | 04795989 | 3.141 | Solar |  |  | Withdrawn | Trade Secret | Trade | HWW | HWW071 | Residential | Solar*Rewards | Trade Secret | 2022
20252-215912-02 | Xcel Energy | 85 | 13781 | IOU | 04795992 | 5.584 | Solar |  |  | Withdrawn | Trade Secret | Trade | HWW | HWW071 | Residential | Solar*Rewards | Trade Secret | 2022
20252-215912-02 | Xcel Energy | 85 | 13781 | IOU | 04795996 | 5.235 | Solar |  |  | Withdrawn | Trade Secret | Trade | HWW | HWW071 | Residential | Solar*Rewards | Trade Secret | 2022
20252-215912-02 | Xcel Energy | 85 | 13781 | IOU | 04796017 | 8.376 | Solar |  |  | Interconnected | Trade Secret | Trade | ECK | ECK082 | Residential | Solar*Rewards | Trade Secret | 2022 | 2024
20252-215912-02 | Xcel Energy | 85 | 13781 | IOU | 04796019 | 18 | Solar |  |  | Interconnected | Trade Secret | Trade | SOU | SOU088 | Commercial | Solar*Rewards | Trade Secret | 2022 | 2022
20252-215912-02 | Xcel Energy | 85 | 13781 | IOU | 04796022 | 99.9 | Solar |  |  | Withdrawn | Trade Secret | Trade | FRM | FRM071 | Commercial |  | Trade Secret | 2022
20252-215912-02 | Xcel Energy | 85 | 13781 | IOU | 04796052 | 6.282 | Solar |  |  | Withdrawn | Trade Secret | Trade | TWL | TWL074 | Residential | Solar*Rewards | Trade Secret | 2022
20252-215912-02 | Xcel Energy | 85 | 13781 | IOU | 04796120 | 6.96 | Solar |  |  | Interconnected | Trade Secret | Trade | MPK | MPK076 | Residential |  | Trade Secret | 2022 | 2023
20252-215912-02 | Xcel Energy | 85 | 13781 | IOU | 04796198 | 4.64 | Solar |  | X | Interconnected | Trade Secret | Trade | SOU | SOU064 | Residential | Solar*Rewards | Trade Secret | 2022 | 2022
20252-215912-02 | Xcel Energy | 85 | 13781 | IOU | 04796472 | 8.7 | Solar |  |  | Interconnected | Trade Secret | Trade | WSG | WSG063 | Residential | Solar*Rewards | Trade Secret | 2022 | 2022
20252-215912-02 | Xcel Energy | 85 | 13781 | IOU | 04796549 | 9.994 | Solar |  |  | Interconnected | Trade Secret | Trade | HWW | HWW073 | Residential | Solar*Rewards | Trade Secret | 2022 | 2022
20252-215912-02 | Xcel Energy | 85 | 13781 | IOU | 04796579 | 11.02 | Solar |  |  | Interconnected | Trade Secret | Trade | LAB | LAB312 | Residential | Solar*Rewards | Trade Secret | 2022 | 2023
20252-215912-02 | Xcel Energy | 85 | 13781 | IOU | 04796604 | 4.93 | Solar |  |  | Interconnected | Trade Secret | Trade | HYL | HYL075 | Residential | Solar*Rewards | Trade Secret | 2022 | 2022
20252-215912-02 | Xcel Energy | 85 | 13781 | IOU | 04796619 | 9.28 | Solar |  |  | Interconnected | Trade Secret | Trade | WSG | WSG076 | Residential | Solar*Rewards | Trade Secret | 2022 | 2022
20252-215912-02 | Xcel Energy | 85 | 13781 | IOU | 04797014 | 3.747 | Solar |  |  | Withdrawn | Trade Secret | Trade | BRP | BRP063 | Residential |  | Trade Secret | 2022
20252-215912-02 | Xcel Energy | 85 | 13781 | IOU | 04797047 | 5.054 | Solar |  |  | Interconnected | Trade Secret | Trade | DPN | DPN071 | Residential |  | Trade Secret | 2022 | 2022
20252-215912-02 | Xcel Energy | 85 | 13781 | IOU | 04797213 | 5.8 | Solar |  |  | Interconnected | Trade Secret | Trade | WDY | WDY311 | Residential | Solar*Rewards | Trade Secret | 2022 | 2022
20252-215912-02 | Xcel Energy | 85 | 13781 | IOU | 04797343 | 5 | Storage |  |  | Active Application | Trade Secret | Trade | NOF | NOF061 | Residential |  | Trade Secret | 2022
20252-215912-02 | Xcel Energy | 85 | 13781 | IOU | 04797355 | 5.51 | Solar |  |  | Interconnected | Trade Secret | Trade | BRP | BRP071 | Residential |  | Trade Secret | 2022 | 2023
20252-215912-02 | Xcel Energy | 85 | 13781 | IOU | 04797363 | 4.93 | Solar |  |  | Interconnected | Trade Secret | Trade | SLP | SLP074 | Residential |  | Trade Secret | 2022 | 2024
20252-215912-02 | Xcel Energy | 85 | 13781 | IOU | 04797389 | 18.56 | Solar |  |  | Withdrawn | Trade Secret | Trade | SCA | SCA021 | Residential |  | Trade Secret | 2022
20252-215912-02 | Xcel Energy | 85 | 13781 | IOU | 04797400 | 7.54 | Solar |  |  | Interconnected | Trade Secret | Trade | APA | APA077 | Residential |  | Trade Secret | 2022 | 2022
20252-215912-02 | Xcel Energy | 85 | 13781 | IOU | 04797450 | 7.616 | Solar |  |  | Interconnected | Trade Secret | Trade | WSG | WSG063 | Residential |  | Trade Secret | 2022 | 2022
20252-215912-02 | Xcel Energy | 85 | 13781 | IOU | 04797486 | 3.19 | Solar |  |  | Interconnected | Trade Secret | Trade | WSG | WSG075 | Residential | Solar*Rewards | Trade Secret | 2022 | 2022
20252-215912-02 | Xcel Energy | 85 | 13781 | IOU | 04797527 | 3.48 | Solar |  |  | Interconnected | Trade Secret | Trade | MDT | MDT074 | Residential | Solar*Rewards | Trade Secret | 2022 | 2022
20252-215912-02 | Xcel Energy | 85 | 13781 | IOU | 04797551 | 25.52 | Solar |  |  | Withdrawn | Trade Secret | Trade | SAV | SAV069 | Residential | Solar*Rewards | Trade Secret | 2022
20252-215912-02 | Xcel Energy | 85 | 13781 | IOU | 04797742 | 6.38 | Solar |  |  | Interconnected | Trade Secret | Trade | WCS | WCS072 | Residential |  | Trade Secret | 2022 | 2022
20252-215912-02 | Xcel Energy | 85 | 13781 | IOU | 04797969 | 8.41 | Solar |  |  | Interconnected | Trade Secret | Trade | WDY | WDY312 | Residential | Solar*Rewards | Trade Secret | 2022 | 2022
20252-215912-02 | Xcel Energy | 85 | 13781 | IOU | 04798147 |  | Solar |  |  | Active Application | Trade Secret | Trade |  |  | Residential | Solar*Rewards | Trade Secret | 2022
20252-215912-02 | Xcel Energy | 85 | 13781 | IOU | 04798148 |  | Solar |  |  | Active Application | Trade Secret | Trade |  |  | Residential | Solar*Rewards | Trade Secret | 2022
20252-215912-02 | Xcel Energy | 85 | 13781 | IOU | 04798186 | 2.61 | Solar |  |  | Withdrawn | Trade Secret | Trade | MPK | MPK064 | Residential | Solar*Rewards | Trade Secret | 2022
20252-215912-02 | Xcel Energy | 85 | 13781 | IOU | 04798258 | 39.74 | Solar |  |  | Interconnected | Trade Secret | Trade | SOU | SOU085 | Commercial | Solar*Rewards | Trade Secret | 2022 | 2023
20252-215912-02 | Xcel Energy | 85 | 13781 | IOU | 04798311 | 66.6 | Solar |  |  | Interconnected | Trade Secret | Trade | YAM | YAM031 | Commercial |  | Trade Secret | 2022 | 2022
20252-215912-02 | Xcel Energy | 85 | 13781 | IOU | 04798341 | 5.22 | Solar |  |  | Active Application | Trade Secret | Trade | MDT | MDT061 | Residential | Solar*Rewards | Trade Secret | 2022
20252-215912-02 | Xcel Energy | 85 | 13781 | IOU | 04798349 | 4.35 | Solar |  |  | Interconnected | Trade Secret | Trade | MPK | MPK074 | Residential |  | Trade Secret | 2022 | 2024
20252-215912-02 | Xcel Energy | 85 | 13781 | IOU | 04798427 | 4.93 | Solar |  |  | Interconnected | Trade Secret | Trade | GLK | GLK071 | Residential |  | Trade Secret | 2022 | 2024
20252-215912-02 | Xcel Energy | 85 | 13781 | IOU | 04798438 | 5.8 | Solar |  |  | Interconnected | Trade Secret | Trade | KOL | KOL063 | Residential |  | Trade Secret | 2022 | 2022
20252-215912-02 | Xcel Energy | 85 | 13781 | IOU | 04798549 | 72.22 | Solar |  |  | Interconnected | Trade Secret | Trade | SLP | SLP074 | Commercial |  | Trade Secret | 2022 | 2022
20252-215912-02 | Xcel Energy | 85 | 13781 | IOU | 04798805 | 299.7 | Solar |  |  | Interconnected | Trade Secret | Trade | CNC | CNC072 | Commercial |  | Trade Secret | 2022 | 2022
20252-215912-02 | Xcel Energy | 85 | 13781 | IOU | 04798839 | 2.03 | Solar |  |  | Interconnected | Trade Secret | Trade | SOU | SOU077 | Residential | Solar*Rewards | Trade Secret | 2022 | 2022
20252-215912-02 | Xcel Energy | 85 | 13781 | IOU | 04798878 | 266.4 | Solar |  |  | Interconnected | Trade Secret | Trade | STY | STY063 | Commercial |  | Trade Secret | 2022 | 2022
20252-215912-02 | Xcel Energy | 85 | 13781 | IOU | 04798879 | 6.38 | Solar |  |  | Interconnected | Trade Secret | Trade | UPP | UPP082 | Residential | Solar*Rewards | Trade Secret | 2022 | 2023
20252-215912-02 | Xcel Energy | 85 | 13781 | IOU | 04798896 | 4.06 | Solar |  |  | Interconnected | Trade Secret | Trade | MPK | MPK065 | Residential | Solar*Rewards | Trade Secret | 2022 | 2022
20252-215912-02 | Xcel Energy | 85 | 13781 | IOU | 04798922 | 2.792 | Solar |  |  | Interconnected | Trade Secret | Trade | WWK | WWK311 | Residential | Solar*Rewards | Trade Secret | 2022 | 2022
20252-215912-02 | Xcel Energy | 85 | 13781 | IOU | 04798954 | 17.45 | Solar |  |  | Withdrawn | Trade Secret | Trade | PIL | PIL021 | Residential |  | Trade Secret | 2022
20252-215912-02 | Xcel Energy | 85 | 13781 | IOU | 04799127 | 4.886 | Solar |  |  | Withdrawn | Trade Secret | Trade | RIV | RIV063 | Residential | Solar*Rewards | Trade Secret | 2022
20252-215912-02 | Xcel Energy | 85 | 13781 | IOU | 04799128 | 6.98 | Solar |  |  | Withdrawn | Trade Secret | Trade | RIV | RIV063 | Commercial | Solar*Rewards | Trade Secret | 2022
20252-215912-02 | Xcel Energy | 85 | 13781 | IOU | 04799130 | 4.886 | Solar |  |  | Withdrawn | Trade Secret | Trade | RIV | RIV063 | Residential | Solar*Rewards | Trade Secret | 2022
20252-215912-02 | Xcel Energy | 85 | 13781 | IOU | 04799134 | 6.98 | Solar |  |  | Withdrawn | Trade Secret | Trade | RIV | RIV063 | Residential | Solar*Rewards | Trade Secret | 2022
20252-215912-02 | Xcel Energy | 85 | 13781 | IOU | 04799138 | 4.886 | Solar |  |  | Withdrawn | Trade Secret | Trade | RIV | RIV063 | Residential | Solar*Rewards | Trade Secret | 2022
20252-215912-02 | Xcel Energy | 85 | 13781 | IOU | 04799139 | 4.886 | Solar |  |  | Withdrawn | Trade Secret | Trade | RIV | RIV063 | Residential | Solar*Rewards | Trade Secret | 2022
20252-215912-02 | Xcel Energy | 85 | 13781 | IOU | 04799140 | 4.886 | Solar |  |  | Withdrawn | Trade Secret | Trade | RIV | RIV063 | Residential | Solar*Rewards | Trade Secret | 2022
20252-215912-02 | Xcel Energy | 85 | 13781 | IOU | 04799149 | 6.282 | Solar |  |  | Withdrawn | Trade Secret | Trade | SOU | SOU086 | Residential | Solar*Rewards | Trade Secret | 2022
20252-215912-02 | Xcel Energy | 85 | 13781 | IOU | 04799152 | 17.799 | Solar |  |  | Interconnected | Trade Secret | Trade | ALD | ALD086 | Commercial | Solar*Rewards | Trade Secret | 2022 | 2023
20252-215912-02 | Xcel Energy | 85 | 13781 | IOU | 04799184 | 4.06 | Solar |  |  | Interconnected | Trade Secret | Trade | HUG | HUG321 | Residential | Solar*Rewards | Trade Secret | 2022 | 2022
20252-215912-02 | Xcel Energy | 85 | 13781 | IOU | 04799539 | 9.864 | Solar |  |  | Interconnected | Trade Secret | Trade | HYL | HYL071 | Residential |  | Trade Secret | 2022 | 2022
20252-215912-02 | Xcel Energy | 85 | 13781 | IOU | 04799660 | 10.15 | Solar |  |  | Interconnected | Trade Secret | Trade | WYO | WYO031 | Residential | Solar*Rewards | Trade Secret | 2022 | 2023
20252-215912-02 | Xcel Energy | 85 | 13781 | IOU | 04799899 |  |  |  |  | Active Application | Trade Secret | Trade |  |  | Residential |  | Trade Secret | 2022
20252-215912-02 | Xcel Energy | 85 | 13781 | IOU | 04800049 | 21.46 | Solar |  |  | Interconnected | Trade Secret | Trade | OPK | OPK073 | Residential |  | Trade Secret | 2022 | 2022
20252-215912-02 | Xcel Energy | 85 | 13781 | IOU | 04800212 | 9.994 | Solar |  |  | Interconnected | Trade Secret | Trade | SLP | SLP084 | Residential | Solar*Rewards | Trade Secret | 2022 | 2022
20252-215912-02 | Xcel Energy | 85 | 13781 | IOU | 04800213 |  | Solar |  |  | Active Application | Trade Secret | Trade |  |  | Residential | Solar*Rewards | Trade Secret | 2022
20252-215912-02 | Xcel Energy | 85 | 13781 | IOU | 04800327 | 3.77 | Solar |  |  | Active Application | Trade Secret | Trade | SOU | SOU083 | Residential | Solar*Rewards | Trade Secret | 2022
20252-215912-02 | Xcel Energy | 85 | 13781 | IOU | 04800394 | 6.282 | Solar |  |  | Withdrawn | Trade Secret | Trade | HAS | HAS033 | Residential | Solar*Rewards | Trade Secret | 2022
20252-215912-02 | Xcel Energy | 85 | 13781 | IOU | 04800430 | 7.25 | Solar |  |  | Interconnected | Trade Secret | Trade | DPN | DPN071 | Residential | Solar*Rewards | Trade Secret | 2022 | 2024
20252-215912-02 | Xcel Energy | 85 | 13781 | IOU | 04800498 | 4.93 | Solar |  |  | Interconnected | Trade Secret | Trade | ALD | ALD076 | Residential | Solar*Rewards | Trade Secret | 2022 | 2023
20252-215912-02 | Xcel Energy | 85 | 13781 | IOU | 04800518 | 20.242 | Solar |  |  | Withdrawn | Trade Secret | Trade | ORO | ORO062 | Residential | Solar*Rewards | Trade Secret | 2022
20252-215912-02 | Xcel Energy | 85 | 13781 | IOU | 04800545 | 6.38 | Solar |  |  | Interconnected | Trade Secret | Trade | GRI | GRI001 | Residential | Solar*Rewards | Trade Secret | 2022 | 2022
20252-215912-02 | Xcel Energy | 85 | 13781 | IOU | 04800607 | 8.12 | Solar |  |  | Interconnected | Trade Secret | Trade | MPK | MPK063 | Residential | Solar*Rewards | Trade Secret | 2022 | 2023
20252-215912-02 | Xcel Energy | 85 | 13781 | IOU | 04800626 | 7.616 | Solar |  |  | Withdrawn | Trade Secret | Trade | HSN | HSN311 | Residential |  | Trade Secret | 2022
20252-215912-02 | Xcel Energy | 85 | 13781 | IOU | 04800640 | 20 | Storage |  |  | Active Application | Trade Secret | Trade | LAP | LAP311 | Residential |  | Trade Secret | 2022
20252-215912-02 | Xcel Energy | 85 | 13781 | IOU | 04800755 | 7.616 | Solar |  |  | Interconnected | Trade Secret | Trade | STY | STY072 | Residential |  | Trade Secret | 2022 | 2022
20252-215912-02 | Xcel Energy | 85 | 13781 | IOU | 04800766 | 15.8 | Solar |  |  | Interconnected | Trade Secret | Trade | KOL | KOL065 | Residential | Solar*Rewards | Trade Secret | 2022 | 2023
20252-215912-02 | Xcel Energy | 85 | 13781 | IOU | 04800778 | 7.329 | Solar |  |  | Interconnected | Trade Secret | Trade | GLK | GLK063 | Residential | Solar*Rewards | Trade Secret | 2022 | 2024
20252-215912-02 | Xcel Energy | 85 | 13781 | IOU | 04800793 | 9.423 | Solar |  |  | Interconnected | Trade Secret | Trade | WYO | WYO021 | Residential | Solar*Rewards | Trade Secret | 2022 | 2023
20252-215912-02 | Xcel Energy | 85 | 13781 | IOU | 04800810 | 6.09 | Solar |  |  | Withdrawn | Trade Secret | Trade | IDA | IDA073 | Residential | Solar*Rewards | Trade Secret | 2022
20252-215912-02 | Xcel Energy | 85 | 13781 | IOU | 04801295 | 15.08 | Solar |  |  | Withdrawn | Trade Secret | Trade | GLK | GLK063 | Residential | Solar*Rewards | Trade Secret | 2022
20252-215912-02 | Xcel Energy | 85 | 13781 | IOU | 04801364 |  | Solar |  |  | Active Application | Trade Secret | Trade |  |  | Residential | Solar*Rewards | Trade Secret | 2022
20252-215912-02 | Xcel Energy | 85 | 13781 | IOU | 04801461 | 8.99 | Solar |  |  | Interconnected | Trade Secret | Trade | RAM | RAM071 | Residential |  | Trade Secret | 2022 | 2024
20252-215912-02 | Xcel Energy | 85 | 13781 | IOU | 04801484 | 7.678 | Solar |  |  | Interconnected | Trade Secret | Trade | DHL | DHL061 | Residential | Solar*Rewards | Trade Secret | 2022 | 2022
20252-215912-02 | Xcel Energy | 85 | 13781 | IOU | 04801491 | 8.725 | Solar |  |  | Withdrawn | Trade Secret | Trade | HYL | HYL064 | Residential | Solar*Rewards | Trade Secret | 2022
20252-215912-02 | Xcel Energy | 85 | 13781 | IOU | 04801695 | 9.373 | Solar |  |  | Interconnected | Trade Secret | Trade | DBL | DBL063 | Residential |  | Trade Secret | 2022 | 2022
20252-215912-02 | Xcel Energy | 85 | 13781 | IOU | 04802015 | 8.41 | Solar |  |  | Withdrawn | Trade Secret | Trade |  |  | Residential |  | Trade Secret | 2022
20252-215912-02 | Xcel Energy | 85 | 13781 | IOU | 04802043 | 7.616 | Solar |  |  | Interconnected | Trade Secret | Trade | GLK | GLK074 | Residential |  | Trade Secret | 2022 | 2022
20252-215912-02 | Xcel Energy | 85 | 13781 | IOU | 04802048 | 4.8 | Solar |  |  | Interconnected | Trade Secret | Trade | TLK | TLK061 | Residential |  | Trade Secret | 2022 | 2023
20252-215912-02 | Xcel Energy | 85 | 13781 | IOU | 04802052 | 8.376 | Solar |  |  | Interconnected | Trade Secret | Trade | CTF | CTF021 | Residential | Solar*Rewards | Trade Secret | 2022 | 2023
20252-215912-02 | Xcel Energy | 85 | 13781 | IOU | 04802063 | 9.9 | Solar |  |  | Interconnected | Trade Secret | Trade | ALD | ALD084 | Residential |  | Trade Secret | 2022 | 2022
20252-215912-02 | Xcel Energy | 85 | 13781 | IOU | 04802096 | 8.505 | Solar |  |  | Interconnected | Trade Secret | Trade | BCR | BCR063 | Residential |  | Trade Secret | 2022 | 2023
20252-215912-02 | Xcel Energy | 85 | 13781 | IOU | 04802144 | 6.576 | Solar |  |  | Interconnected | Trade Secret | Trade | TWL | TWL063 | Residential |  | Trade Secret | 2022 | 2022
20252-215912-02 | Xcel Energy | 85 | 13781 | IOU | 04802148 | 5.85 | Solar |  |  | Interconnected | Trade Secret | Trade | SOU | SOU069 | Residential | Solar*Rewards | Trade Secret | 2022 | 2023
20252-215912-02 | Xcel Energy | 85 | 13781 | IOU | 04802624 |  | Solar |  |  | Withdrawn | Trade Secret | Trade | SOU | SOU083 | Residential | Solar*Rewards | Trade Secret | 2022
20252-215912-02 | Xcel Energy | 85 | 13781 | IOU | 04802628 | 7.672 | Solar |  |  | Withdrawn | Trade Secret | Trade | CGR | CGR063 | Residential | Solar*Rewards | Trade Secret | 2022
20252-215912-02 | Xcel Energy | 85 | 13781 | IOU | 04802643 |  | Solar |  |  | Active Application | Trade Secret | Trade |  |  | Residential | Solar*Rewards | Trade Secret | 2022
20252-215912-02 | Xcel Energy | 85 | 13781 | IOU | 04802658 | 7.672 | Solar |  |  | Interconnected | Trade Secret | Trade | CGR | CGR061 | Residential | Solar*Rewards | Trade Secret | 2022 | 2022
20252-215912-02 | Xcel Energy | 85 | 13781 | IOU | 04802756 | 5.235 | Solar |  |  | Interconnected | Trade Secret | Trade | OAD | OAD075 | Residential |  | Trade Secret | 2022 | 2024
20252-215912-02 | Xcel Energy | 85 | 13781 | IOU | 04802773 | 6.96 | Solar |  |  | Interconnected | Trade Secret | Trade | DND | DND071 | Residential |  | Trade Secret | 2022 | 2022
20252-215912-02 | Xcel Energy | 85 | 13781 | IOU | 04802781 | 6.282 | Solar |  |  | Interconnected | Trade Secret | Trade | SHP | SHP062 | Residential | Solar*Rewards | Trade Secret | 2022 | 2022
20252-215912-02 | Xcel Energy | 85 | 13781 | IOU | 04802800 | 10.15 | Solar |  |  | Withdrawn | Trade Secret | Trade | RVA | RVA061 | Residential | Solar*Rewards | Trade Secret | 2022
20252-215912-02 | Xcel Energy | 85 | 13781 | IOU | 04802820 | 11.89 | Solar |  |  | Interconnected | Trade Secret | Trade | LEX | LEX074 | Residential | Solar*Rewards | Trade Secret | 2022 | 2022
20252-215912-02 | Xcel Energy | 85 | 13781 | IOU | 04802916 | 8.12 | Solar |  |  | Interconnected | Trade Secret | Trade | CHE | CHE065 | Residential |  | Trade Secret | 2022 | 2022
20252-215912-02 | Xcel Energy | 85 | 13781 | IOU | 04802928 | 39.74 | Solar |  |  | Active Application | Trade Secret | Trade | LCR | LCR311 | Commercial | Solar*Rewards | Trade Secret | 2022
20252-215912-02 | Xcel Energy | 85 | 13781 | IOU | 04802961 | 34.6 | Solar |  |  | Interconnected | Trade Secret | Trade | SOU | SOU069 | Commercial | Solar*Rewards | Trade Secret | 2022 | 2023
20252-215912-02 | Xcel Energy | 85 | 13781 | IOU | 04802997 | 5.22 | Solar |  |  | Withdrawn | Trade Secret | Trade | MPK | MPK086 | Residential | Solar*Rewards | Trade Secret | 2022
20252-215912-02 | Xcel Energy | 85 | 13781 | IOU | 04803037 | 11.6 | Solar |  |  | Interconnected | Trade Secret | Trade | TER | TER071 | Residential | Solar*Rewards | Trade Secret | 2022 | 2023
20252-215912-02 | Xcel Energy | 85 | 13781 | IOU | 04803076 | 8.12 | Solar |  |  | Withdrawn | Trade Secret | Trade | PAT | PAT312 | Residential | Solar*Rewards | Trade Secret | 2022
20252-215912-02 | Xcel Energy | 85 | 13781 | IOU | 04803138 | 11.517 | Solar |  |  | Withdrawn | Trade Secret | Trade | CGR | CGR063 | Residential | Solar*Rewards | Trade Secret | 2022
20252-215912-02 | Xcel Energy | 85 | 13781 | IOU | 04803182 | 6.09 | Solar |  |  | Interconnected | Trade Secret | Trade | WIL | WIL089 | Residential | Solar*Rewards | Trade Secret | 2022 | 2022
20252-215912-02 | Xcel Energy | 85 | 13781 | IOU | 04803221 | 40 | Solar |  |  | Interconnected | Trade Secret | Trade | TWL | TWL061 | Commercial |  | Trade Secret | 2022 | 2022
20252-215912-02 | Xcel Energy | 85 | 13781 | IOU | 04803469 |  | Solar |  |  | Active Application | Trade Secret | Trade | UPP | UPP086 | Residential | Solar*Rewards | Trade Secret | 2022
20252-215912-02 | Xcel Energy | 85 | 13781 | IOU | 04803753 | 8.25 | Solar |  |  | Interconnected | Trade Secret | Trade | CGR | CGR061 | Residential | Solar*Rewards | Trade Secret | 2022 | 2022
20252-215912-02 | Xcel Energy | 85 | 13781 | IOU | 04803869 | 5 | Storage |  |  | Active Application | Trade Secret | Trade | VMR | VMR062 | Residential |  | Trade Secret | 2022
20252-215912-02 | Xcel Energy | 85 | 13781 | IOU | 04803882 | 3.48 | Solar |  |  | Interconnected | Trade Secret | Trade | MPK | MPK074 | Residential | Solar*Rewards | Trade Secret | 2022 | 2022
20252-215912-02 | Xcel Energy | 85 | 13781 | IOU | 04803890 | 999 | Solar |  |  | Interconnected | Trade Secret | Trade | OSS | OSS073 | Commercial |  | Trade Secret | 2022 | 2023
20252-215912-02 | Xcel Energy | 85 | 13781 | IOU | 04803968 | 5.22 | Solar |  |  | Interconnected | Trade Secret | Trade | RPL | RPL063 | Residential | Solar*Rewards | Trade Secret | 2022 | 2023
20252-215912-02 | Xcel Energy | 85 | 13781 | IOU | 04804000 | 15.2 | Solar |  | X | Withdrawn | Trade Secret | Trade | HOL | HOL071 | Residential | Solar*Rewards | Trade Secret | 2022
20252-215912-02 | Xcel Energy | 85 | 13781 | IOU | 04804159 | 15.356 | Solar |  |  | Withdrawn | Trade Secret | Trade | OPK | OPK073 | Residential | Solar*Rewards | Trade Secret | 2022
20252-215912-02 | Xcel Energy | 85 | 13781 | IOU | 04804202 | 5.8 | Solar |  |  | Withdrawn | Trade Secret | Trade | GSL | GSL341 | Residential | Solar*Rewards | Trade Secret | 2022
20252-215912-02 | Xcel Energy | 85 | 13781 | IOU | 04804436 | 7.616 | Solar |  |  | Interconnected | Trade Secret | Trade | WYO | WYO032 | Residential |  | Trade Secret | 2022 | 2023
20252-215912-02 | Xcel Energy | 85 | 13781 | IOU | 04804484 | 7.616 | Solar |  |  | Interconnected | Trade Secret | Trade | WSG | WSG071 | Residential | Solar*Rewards | Trade Secret | 2022 | 2022
20252-215912-02 | Xcel Energy | 85 | 13781 | IOU | 04804907 | 4.932 | Solar |  |  | Interconnected | Trade Secret | Trade | CGR | CGR061 | Residential | Solar*Rewards | Trade Secret | 2022 | 2022
20252-215912-02 | Xcel Energy | 85 | 13781 | IOU | 04804909 | 7.7 | Solar |  |  | Withdrawn | Trade Secret | Trade | CGR | CGR063 | Residential | Solar*Rewards | Trade Secret | 2022
20252-215912-02 | Xcel Energy | 85 | 13781 | IOU | 04805063 | 5 | Storage |  |  | Interconnected | Trade Secret | Trade | VKG | VKG072 | Residential |  | Trade Secret | 2022 | 2022
20252-215912-02 | Xcel Energy | 85 | 13781 | IOU | 04805212 | 7.54 | Solar |  |  | Interconnected | Trade Secret | Trade | ALD | ALD073 | Residential |  | Trade Secret | 2022 | 2023
20252-215912-02 | Xcel Energy | 85 | 13781 | IOU | 04805327 | 6.38 | Solar |  |  | Interconnected | Trade Secret | Trade | ALD | ALD088 | Residential | Solar*Rewards | Trade Secret | 2022 | 2022
20252-215912-02 | Xcel Energy | 85 | 13781 | IOU | 04805349 | 9.28 | Solar |  |  | Interconnected | Trade Secret | Trade | GNL | GNL071 | Residential |  | Trade Secret | 2022 | 2022
20252-215912-02 | Xcel Energy | 85 | 13781 | IOU | 04805352 | 8.41 | Solar |  |  | Interconnected | Trade Secret | Trade | HUG | HUG322 | Residential | Solar*Rewards | Trade Secret | 2022 | 2022
20252-215912-02 | Xcel Energy | 85 | 13781 | IOU | 04805361 | 6.38 | Solar |  |  | Interconnected | Trade Secret | Trade | XRD | XRD076 | Residential | Solar*Rewards | Trade Secret | 2022 | 2022
20252-215912-02 | Xcel Energy | 85 | 13781 | IOU | 04805377 | 3.747 | Solar |  |  | Interconnected | Trade Secret | Trade | ECK | ECK321 | Residential |  | Trade Secret | 2022 | 2022
20252-215912-02 | Xcel Energy | 85 | 13781 | IOU | 04805395 | 7.329 | Solar |  |  | Interconnected | Trade Secret | Trade | WIL | WIL061 | Residential | Solar*Rewards | Trade Secret | 2022 | 2023
20252-215912-02 | Xcel Energy | 85 | 13781 | IOU | 04805399 | 5.22 | Solar |  |  | Interconnected | Trade Secret | Trade | HWW | HWW072 | Residential | Solar*Rewards | Trade Secret | 2022 | 2022
20252-215912-02 | Xcel Energy | 85 | 13781 | IOU | 04805411 | 11.31 | Solar |  |  | Interconnected | Trade Secret | Trade | HOL | HOL071 | Residential | Solar*Rewards | Trade Secret | 2022 | 2023
20252-215912-02 | Xcel Energy | 85 | 13781 | IOU | 04805442 | 3.747 | Solar |  |  | Interconnected | Trade Secret | Trade | GLK | GLK074 | Residential |  | Trade Secret | 2022 | 2022
20252-215912-02 | Xcel Energy | 85 | 13781 | IOU | 04805509 | 6.09 | Solar |  |  | Withdrawn | Trade Secret | Trade | ECK | ECK322 | Residential | Solar*Rewards | Trade Secret | 2022
20252-215912-02 | Xcel Energy | 85 | 13781 | IOU | 04805627 | 9.45 | Solar |  |  | Interconnected | Trade Secret | Trade | BLC | BLC062 | Residential | Solar*Rewards | Trade Secret | 2022 | 2023
20252-215912-02 | Xcel Energy | 85 | 13781 | IOU | 04805634 | 9.28 | Solar |  |  | Interconnected | Trade Secret | Trade | ECK | ECK321 | Residential | Solar*Rewards | Trade Secret | 2022 | 2022
20252-215912-02 | Xcel Energy | 85 | 13781 | IOU | 04805655 | 5.235 | Solar |  |  | Interconnected | Trade Secret | Trade | SOU | SOU066 | Residential | Solar*Rewards | Trade Secret | 2022 | 2022
20252-215912-02 | Xcel Energy | 85 | 13781 | IOU | 04805676 | 7.83 | Solar |  |  | Interconnected | Trade Secret | Trade | OPK | OPK077 | Residential | Solar*Rewards | Trade Secret | 2022 | 2023
20252-215912-02 | Xcel Energy | 85 | 13781 | IOU | 04805707 | 7.25 | Solar |  |  | Interconnected | Trade Secret | Trade | WSG | WSG362 | Residential | Solar*Rewards | Trade Secret | 2022 | 2022
20252-215912-02 | Xcel Energy | 85 | 13781 | IOU | 04805818 | 7.616 | Solar |  |  | Interconnected | Trade Secret | Trade | HSN | HSN311 | Residential |  | Trade Secret | 2022 | 2023
20252-215912-02 | Xcel Energy | 85 | 13781 | IOU | 04806534 | 8.41 | Solar |  |  | Withdrawn | Trade Secret | Trade | HSN | HSN322 | Residential | Solar*Rewards | Trade Secret | 2022
20252-215912-02 | Xcel Energy | 85 | 13781 | IOU | 04806540 | 7.678 | Solar |  | X | Interconnected | Trade Secret | Trade | WDY | WDY312 | Residential | Solar*Rewards | Trade Secret | 2022 | 2022
20252-215912-02 | Xcel Energy | 85 | 13781 | IOU | 04806552 |  |  |  |  | Active Application | Trade Secret | Trade | GLK | GLK063 | Commercial |  | Trade Secret | 2022
20252-215912-02 | Xcel Energy | 85 | 13781 | IOU | 04806557 | 239.8 | Solar |  |  | Interconnected | Trade Secret | Trade | GLK | GLK063 | Commercial |  | Trade Secret | 2022 | 2025
20252-215912-02 | Xcel Energy | 85 | 13781 | IOU | 04806560 | 10.73 | Solar |  |  | Withdrawn | Trade Secret | Trade | MND | MND061 | Residential | Solar*Rewards | Trade Secret | 2022
20252-215912-02 | Xcel Energy | 85 | 13781 | IOU | 04806594 | 8.41 | Solar |  |  | Interconnected | Trade Secret | Trade | UPP | UPP082 | Residential |  | Trade Secret | 2022 | 2022
20252-215912-02 | Xcel Energy | 85 | 13781 | IOU | 04806598 | 4.64 | Solar |  |  | Interconnected | Trade Secret | Trade | TWL | TWL063 | Residential |  | Trade Secret | 2022 | 2023
20252-215912-02 | Xcel Energy | 85 | 13781 | IOU | 04806609 | 10.73 | Solar |  |  | Interconnected | Trade Secret | Trade | HUG | HUG311 | Residential |  | Trade Secret | 2022 | 2022
20252-215912-02 | Xcel Energy | 85 | 13781 | IOU | 04806618 | 10.44 | Solar |  |  | Interconnected | Trade Secret | Trade | NOF | NOF072 | Residential |  | Trade Secret | 2022 | 2024
20252-215912-02 | Xcel Energy | 85 | 13781 | IOU | 04806724 | 10.73 | Solar |  |  | Withdrawn | Trade Secret | Trade | OPK | OPK077 | Residential | Solar*Rewards | Trade Secret | 2022
20252-215912-02 | Xcel Energy | 85 | 13781 | IOU | 04806733 | 4.886 | Solar |  |  | Interconnected | Trade Secret | Trade | HWW | HWW073 | Residential | Solar*Rewards | Trade Secret | 2022 | 2022
20252-215912-02 | Xcel Energy | 85 | 13781 | IOU | 04806754 | 5.8 | Solar |  |  | Interconnected | Trade Secret | Trade | WIL | WIL063 | Residential | Solar*Rewards | Trade Secret | 2022 | 2022
20252-215912-02 | Xcel Energy | 85 | 13781 | IOU | 04806765 | 12.47 | Solar |  |  | Interconnected | Trade Secret | Trade | WES | WES062 | Residential | Solar*Rewards | Trade Secret | 2022 | 2022
20252-215912-02 | Xcel Energy | 85 | 13781 | IOU | 04806835 | 14.309 | Solar |  |  | Withdrawn | Trade Secret | Trade | HWW | HWW071 | Commercial | Solar*Rewards | Trade Secret | 2022
20252-215912-02 | Xcel Energy | 85 | 13781 | IOU | 04806836 | 10.819 | Solar |  |  | Withdrawn | Trade Secret | Trade | HWW | HWW071 | Commercial | Solar*Rewards | Trade Secret | 2022
20252-215912-02 | Xcel Energy | 85 | 13781 | IOU | 04806849 | 3.48 | Solar |  |  | Interconnected | Trade Secret | Trade | UPP | UPP083 | Residential | Solar*Rewards | Trade Secret | 2022 | 2022
20252-215912-02 | Xcel Energy | 85 | 13781 | IOU | 04806872 | 8.725 | Solar |  |  | Interconnected | Trade Secret | Trade | VMR | VMR062 | Residential | Solar*Rewards | Trade Secret | 2022 | 2023
20252-215912-02 | Xcel Energy | 85 | 13781 | IOU | 04806914 | 6.38 | Solar |  |  | Interconnected | Trade Secret | Trade | HUG | HUG321 | Residential | Solar*Rewards | Trade Secret | 2022 | 2023
20252-215912-02 | Xcel Energy | 85 | 13781 | IOU | 04806947 | 4.64 | Solar |  |  | Interconnected | Trade Secret | Trade | LLK | LLK071 | Residential | Solar*Rewards | Trade Secret | 2022 | 2023
20252-215912-02 | Xcel Energy | 85 | 13781 | IOU | 04806955 | 5.22 | Solar |  |  | Interconnected | Trade Secret | Trade | RAM | RAM077 | Residential | Solar*Rewards | Trade Secret | 2022 | 2022
20252-215912-02 | Xcel Energy | 85 | 13781 | IOU | 04806965 | 5.054 | Solar |  |  | Interconnected | Trade Secret | Trade | RAM | RAM062 | Residential |  | Trade Secret | 2022 | 2022
20252-215912-02 | Xcel Energy | 85 | 13781 | IOU | 04806983 | 6.96 | Solar |  |  | Interconnected | Trade Secret | Trade | RPO | RPO312 | Residential | Solar*Rewards | Trade Secret | 2022 | 2022
20252-215912-02 | Xcel Energy | 85 | 13781 | IOU | 04807023 | 39.999 | Solar |  |  | Interconnected | Trade Secret | Trade | IDA | IDA073 | Commercial | Solar*Rewards | Trade Secret | 2022 | 2022
20252-215912-02 | Xcel Energy | 85 | 13781 | IOU | 04807070 |  | Solar |  |  | Active Application | Trade Secret | Trade |  |  | Residential | Solar*Rewards | Trade Secret | 2022
20252-215912-02 | Xcel Energy | 85 | 13781 | IOU | 04807085 | 7.124 | Solar |  |  | Interconnected | Trade Secret | Trade | CGR | CGR072 | Residential | Solar*Rewards | Trade Secret | 2022 | 2022
20252-215912-02 | Xcel Energy | 85 | 13781 | IOU | 04807100 | 21.6 | Solar |  |  | Withdrawn | Trade Secret | Trade | WRR | WRR064 | Commercial | Solar*Rewards | Trade Secret | 2022
20252-215912-02 | Xcel Energy | 85 | 13781 | IOU | 04807101 | 4.384 | Solar |  |  | Interconnected | Trade Secret | Trade | WCR | WCR311 | Residential | Solar*Rewards | Trade Secret | 2022 | 2022
20252-215912-02 | Xcel Energy | 85 | 13781 | IOU | 04807176 | 9.57 | Solar |  |  | Withdrawn | Trade Secret | Trade | UPP | UPP084 | Residential | Solar*Rewards | Trade Secret | 2022
20252-215912-02 | Xcel Energy | 85 | 13781 | IOU | 04807223 | 11.517 | Solar |  |  | Interconnected | Trade Secret | Trade | IDA | IDA072 | Residential | Solar*Rewards | Trade Secret | 2022 | 2022
20252-215912-02 | Xcel Energy | 85 | 13781 | IOU | 04807230 | 6.576 | Solar |  |  | Withdrawn | Trade Secret | Trade | CGR | CGR063 | Residential | Solar*Rewards | Trade Secret | 2022
20252-215912-02 | Xcel Energy | 85 | 13781 | IOU | 04807263 | 5.48 | Solar |  |  | Interconnected | Trade Secret | Trade | CGR | CGR061 | Residential | Solar*Rewards | Trade Secret | 2022 | 2022
20252-215912-02 | Xcel Energy | 85 | 13781 | IOU | 04807274 | 5.584 | Solar |  |  | Interconnected | Trade Secret | Trade | EDA | EDA067 | Residential | Solar*Rewards | Trade Secret | 2022 | 2024
20252-215912-02 | Xcel Energy | 85 | 13781 | IOU | 04807294 | 4.384 | Solar |  |  | Interconnected | Trade Secret | Trade | CHE | CHE076 | Residential | Solar*Rewards | Trade Secret | 2022 | 2022
20252-215912-02 | Xcel Energy | 85 | 13781 | IOU | 04807657 |  | Solar |  |  | Active Application | Trade Secret | Trade |  |  | Residential | Solar*Rewards | Trade Secret | 2022
20252-215912-02 | Xcel Energy | 85 | 13781 | IOU | 04807696 | 8.376 | Solar |  |  | Active Application | Trade Secret | Trade | WSG | WSG065 | Residential | Solar*Rewards | Trade Secret | 2022
20252-215912-02 | Xcel Energy | 85 | 13781 | IOU | 04807783 | 6.96 | Solar |  |  | Withdrawn | Trade Secret | Trade | WIL | WIL074 | Residential | Solar*Rewards | Trade Secret | 2022
20252-215912-02 | Xcel Energy | 85 | 13781 | IOU | 04807805 | 6.38 | Solar |  |  | Interconnected | Trade Secret | Trade | SOU | SOU087 | Residential |  | Trade Secret | 2022 | 2023
20252-215912-02 | Xcel Energy | 85 | 13781 | IOU | 04807812 | 2.32 | Solar |  |  | Withdrawn | Trade Secret | Trade | HWW | HWW073 | Residential |  | Trade Secret | 2022
20252-215912-02 | Xcel Energy | 85 | 13781 | IOU | 04807819 | 7.25 | Solar |  |  | Interconnected | Trade Secret | Trade | RLK | RLK072 | Residential |  | Trade Secret | 2022 | 2023
20252-215912-02 | Xcel Energy | 85 | 13781 | IOU | 04807854 | 5.054 | Solar |  |  | Withdrawn | Trade Secret | Trade | WIL | WIL079 | Residential | Solar*Rewards | Trade Secret | 2022
20252-215912-02 | Xcel Energy | 85 | 13781 | IOU | 04807874 | 11.09 | Solar |  | X | Interconnected | Trade Secret | Trade | EDA | EDA073 | Residential | Solar*Rewards | Trade Secret | 2022 | 2022
20252-215912-02 | Xcel Energy | 85 | 13781 | IOU | 04807892 | 1.74 | Solar |  |  | Interconnected | Trade Secret | Trade | SOU | SOU077 | Residential | Solar*Rewards | Trade Secret | 2022 | 2022
20252-215912-02 | Xcel Energy | 85 | 13781 | IOU | 04807916 | 3.747 | Solar |  |  | Withdrawn | Trade Secret | Trade | SLP | SLP075 | Residential | Solar*Rewards | Trade Secret | 2022
20252-215912-02 | Xcel Energy | 85 | 13781 | IOU | 04807993 | 3.747 | Solar |  |  | Active Application | Trade Secret | Trade | LAP | LAP311 | Residential |  | Trade Secret | 2022
20252-215912-02 | Xcel Energy | 85 | 13781 | IOU | 04808013 | 7.616 | Solar |  |  | Interconnected | Trade Secret | Trade | TWL | TWL066 | Residential |  | Trade Secret | 2022 | 2022
20252-215912-02 | Xcel Energy | 85 | 13781 | IOU | 04808034 | 9.994 | Solar |  |  | Active Application | Trade Secret | Trade | AHI | AHI025 | Residential | Solar*Rewards | Trade Secret | 2022
20252-215912-02 | Xcel Energy | 85 | 13781 | IOU | 04808064 | 5.054 | Solar |  |  | Interconnected | Trade Secret | Trade | PRR | PRR062 | Residential |  | Trade Secret | 2022 | 2022
20252-215912-02 | Xcel Energy | 85 | 13781 | IOU | 04808080 | 5.48 | Solar |  |  | Interconnected | Trade Secret | Trade | WCR | WCR321 | Residential | Solar*Rewards | Trade Secret | 2022 | 2022
20252-215912-02 | Xcel Energy | 85 | 13781 | IOU | 04808104 | 9.994 | Solar |  |  | Interconnected | Trade Secret | Trade | DBL | DBL073 | Residential |  | Trade Secret | 2022 | 2023
20252-215912-02 | Xcel Energy | 85 | 13781 | IOU | 04808188 | 6.576 | Solar |  |  | Interconnected | Trade Secret | Trade | CHE | CHE076 | Residential | Solar*Rewards | Trade Secret | 2022 | 2022
20252-215912-02 | Xcel Energy | 85 | 13781 | IOU | 04808192 |  | Solar |  |  | Active Application | Trade Secret | Trade | GLK | GLK062 | Residential | Solar*Rewards | Trade Secret | 2022
20252-215912-02 | Xcel Energy | 85 | 13781 | IOU | 04808540 | 15.232 | Solar |  |  | Interconnected | Trade Secret | Trade | MNV | MNV211 | Residential |  | Trade Secret | 2022 | 2023
20252-215912-02 | Xcel Energy | 85 | 13781 | IOU | 04808582 | 1000 | Solar |  |  | Withdrawn | Trade Secret | Trade | WIN | WIN043 | Community Solar Garden | Solar*Rewards Community | Trade Secret | 2022
20252-215912-02 | Xcel Energy | 85 | 13781 | IOU | 04808583 | 1000 | Solar |  |  | Withdrawn | Trade Secret | Trade | AVN | AVN021 | Community Solar Garden | Solar*Rewards Community | Trade Secret | 2022
20252-215912-02 | Xcel Energy | 85 | 13781 | IOU | 04808586 | 1000 | Solar |  |  | Withdrawn | Trade Secret | Trade | MHW | MHW311 | Community Solar Garden | Solar*Rewards Community | Trade Secret | 2022
20252-215912-02 | Xcel Energy | 85 | 13781 | IOU | 04808589 | 1000 | Solar |  |  | Withdrawn | Trade Secret | Trade | PAT | PAT312 | Community Solar Garden | Solar*Rewards Community | Trade Secret | 2022
20252-215912-02 | Xcel Energy | 85 | 13781 | IOU | 04808592 | 1000 | Solar |  |  | Withdrawn | Trade Secret | Trade | MHW | MHW311 | Community Solar Garden | Solar*Rewards Community | Trade Secret | 2022
20252-215912-02 | Xcel Energy | 85 | 13781 | IOU | 04808983 | 11.39 | Solar |  |  | Withdrawn | Trade Secret | Trade | SCA | SCA021 | Residential |  | Trade Secret | 2022
20252-215912-02 | Xcel Energy | 85 | 13781 | IOU | 04808998 | 3.3 | Solar |  |  | Interconnected | Trade Secret | Trade | CGR | CGR071 | Residential | Solar*Rewards | Trade Secret | 2022 | 2022
20252-215912-02 | Xcel Energy | 85 | 13781 | IOU | 04809014 | 7.124 | Solar |  |  | Interconnected | Trade Secret | Trade | CHE | CHE076 | Residential | Solar*Rewards | Trade Secret | 2022 | 2022
20252-215912-02 | Xcel Energy | 85 | 13781 | IOU | 04809021 | 7.124 | Solar |  |  | Interconnected | Trade Secret | Trade | CGR | CGR072 | Residential | Solar*Rewards | Trade Secret | 2022 | 2024
20252-215912-02 | Xcel Energy | 85 | 13781 | IOU | 04809027 | 3.836 | Solar |  |  | Interconnected | Trade Secret | Trade | CHE | CHE076 | Residential | Solar*Rewards | Trade Secret | 2022 | 2022
20252-215912-02 | Xcel Energy | 85 | 13781 | IOU | 04809039 | 6.6 | Solar |  |  | Withdrawn | Trade Secret | Trade | WCR | WCR321 | Residential | Solar*Rewards | Trade Secret | 2022
20252-215912-02 | Xcel Energy | 85 | 13781 | IOU | 04809083 | 4.4 | Solar |  |  | Interconnected | Trade Secret | Trade | ECK | ECK321 | Residential | Solar*Rewards | Trade Secret | 2022 | 2022
20252-215912-02 | Xcel Energy | 85 | 13781 | IOU | 04809087 | 3.48 | Solar |  |  | Interconnected | Trade Secret | Trade | IDA | IDA062 | Residential |  | Trade Secret | 2022 | 2022
20252-215912-02 | Xcel Energy | 85 | 13781 | IOU | 04809088 | 9.9 | Solar |  |  | Interconnected | Trade Secret | Trade | CGR | CGR072 | Residential | Solar*Rewards | Trade Secret | 2022 | 2022
20252-215912-02 | Xcel Energy | 85 | 13781 | IOU | 04809104 | 9.074 | Solar |  |  | Interconnected | Trade Secret | Trade | HUG | HUG321 | Residential | Solar*Rewards | Trade Secret | 2022 | 2022
20252-215912-02 | Xcel Energy | 85 | 13781 | IOU | 04809128 | 6.67 | Solar |  |  | Interconnected | Trade Secret | Trade | MOL | MOL073 | Residential |  | Trade Secret | 2022 | 2022
20252-215912-02 | Xcel Energy | 85 | 13781 | IOU | 04809136 | 7.124 | Solar |  |  | Interconnected | Trade Secret | Trade | WCR | WCR311 | Residential | Solar*Rewards | Trade Secret | 2022 | 2022
20252-215912-02 | Xcel Energy | 85 | 13781 | IOU | 04809152 | 5.22 | Solar |  |  | Interconnected | Trade Secret | Trade | DLO | DLO021 | Residential | Solar*Rewards | Trade Secret | 2022 | 2022
20252-215912-02 | Xcel Energy | 85 | 13781 | IOU | 04809209 | 3.69 | Solar |  |  | Interconnected | Trade Secret | Trade | WIN | WIN042 | Residential | Solar*Rewards | Trade Secret | 2022 | 2022
20252-215912-02 | Xcel Energy | 85 | 13781 | IOU | 04809387 | 7.616 | Solar |  |  | Interconnected | Trade Secret | Trade | OAD | OAD071 | Residential |  | Trade Secret | 2022 | 2022
20252-215912-02 | Xcel Energy | 85 | 13781 | IOU | 04809430 | 31.759 | Solar |  |  | Active Application | Trade Secret | Trade | RPO | RPO312 | Residential | Solar*Rewards | Trade Secret | 2022
20252-215912-02 | Xcel Energy | 85 | 13781 | IOU | 04809469 | 299.7 | Solar |  |  | Interconnected | Trade Secret | Trade | OAD | OAD075 | Commercial |  | Trade Secret | 2022 | 2024
20252-215912-02 | Xcel Energy | 85 | 13781 | IOU | 04809489 | 2.61 | Solar |  |  | Withdrawn | Trade Secret | Trade | MPK | MPK085 | Residential | Solar*Rewards | Trade Secret | 2022
20252-215912-02 | Xcel Energy | 85 | 13781 | IOU | 04809646 | 4.932 | Solar |  |  | Interconnected | Trade Secret | Trade | WCR | WCR311 | Residential | Solar*Rewards | Trade Secret | 2022 | 2022
20252-215912-02 | Xcel Energy | 85 | 13781 | IOU | 04809660 | 9.074 | Solar |  |  | Interconnected | Trade Secret | Trade | ECK | ECK062 | Residential | Solar*Rewards | Trade Secret | 2022 | 2023
20252-215912-02 | Xcel Energy | 85 | 13781 | IOU | 04810298 | 19.988 | Solar |  |  | Active Application | Trade Secret | Trade | SCA | SCA021 | Residential | Solar*Rewards | Trade Secret | 2022
20252-215912-02 | Xcel Energy | 85 | 13781 | IOU | 04810412 | 9.871 | Solar |  |  | Interconnected | Trade Secret | Trade | AFT | AFT315 | Residential | Solar*Rewards | Trade Secret | 2022 | 2024
20252-215912-02 | Xcel Energy | 85 | 13781 | IOU | 04810491 | 8.768 | Solar |  |  | Interconnected | Trade Secret | Trade | CGR | CGR072 | Residential | Solar*Rewards | Trade Secret | 2022 | 2022
20252-215912-02 | Xcel Energy | 85 | 13781 | IOU | 04810522 | 9.772 | Solar |  |  | Interconnected | Trade Secret | Trade | OAD | OAD073 | Residential | Solar*Rewards | Trade Secret | 2022 | 2022
20252-215912-02 | Xcel Energy | 85 | 13781 | IOU | 04810574 | 7.616 | Solar |  |  | Interconnected | Trade Secret | Trade | FAB | FAB071 | Residential |  | Trade Secret | 2022 | 2022
20252-215912-02 | Xcel Energy | 85 | 13781 | IOU | 04810735 | 4.35 | Solar |  | X | Interconnected | Trade Secret | Trade | DPN | DPN063 | Residential | Solar*Rewards | Trade Secret | 2022 | 2022
20252-215912-02 | Xcel Energy | 85 | 13781 | IOU | 04810744 | 7.54 | Solar |  |  | Interconnected | Trade Secret | Trade | DPN | DPN063 | Residential | Solar*Rewards | Trade Secret | 2022 | 2023
20252-215912-02 | Xcel Energy | 85 | 13781 | IOU | 04811207 | 40 | Solar |  |  | Interconnected | Trade Secret | Trade | WES | WES065 | Commercial | Solar*Rewards | Trade Secret | 2022 | 2023
20252-215912-02 | Xcel Energy | 85 | 13781 | IOU | 04811445 | 6.96 | Solar |  |  | Interconnected | Trade Secret | Trade | WCR | WCR062 | Residential | Solar*Rewards | Trade Secret | 2022 | 2022
20252-215912-02 | Xcel Energy | 85 | 13781 | IOU | 04811516 | 10.96 | Solar |  |  | Withdrawn | Trade Secret | Trade | PAT | PAT312 | Residential | Solar*Rewards | Trade Secret | 2022
20252-215912-02 | Xcel Energy | 85 | 13781 | IOU | 04811567 | 7.124 | Solar |  |  | Interconnected | Trade Secret | Trade | WCR | WCR322 | Residential | Solar*Rewards | Trade Secret | 2022 | 2022
20252-215912-02 | Xcel Energy | 85 | 13781 | IOU | 04811726 | 9.28 | Solar |  |  | Interconnected | Trade Secret | Trade | MDT | MDT071 | Commercial | Solar*Rewards | Trade Secret | 2022 | 2022
20252-215912-02 | Xcel Energy | 85 | 13781 | IOU | 04813995 | 4.384 | Solar |  |  | Withdrawn | Trade Secret | Trade | ECK | ECK321 | Residential | Solar*Rewards | Trade Secret | 2022
20252-215912-02 | Xcel Energy | 85 | 13781 | IOU | 04814010 | 3.288 | Solar |  |  | Interconnected | Trade Secret | Trade | CGR | CGR072 | Residential | Solar*Rewards | Trade Secret | 2022 | 2022
20252-215912-02 | Xcel Energy | 85 | 13781 | IOU | 04814015 | 6.576 | Solar |  |  | Interconnected | Trade Secret | Trade | CGR | CGR072 | Residential | Solar*Rewards | Trade Secret | 2022 | 2023
20252-215912-02 | Xcel Energy | 85 | 13781 | IOU | 04814058 | 3.836 | Solar |  |  | Interconnected | Trade Secret | Trade | ECK | ECK321 | Residential | Solar*Rewards | Trade Secret | 2022 | 2022
20252-215912-02 | Xcel Energy | 85 | 13781 | IOU | 04814077 | 5.48 | Solar |  |  | Interconnected | Trade Secret | Trade | CHE | CHE065 | Residential | Solar*Rewards | Trade Secret | 2022 | 2022
20252-215912-02 | Xcel Energy | 85 | 13781 | IOU | 04814083 | 11.02 | Solar |  |  | Withdrawn | Trade Secret | Trade |  |  | Residential | Solar*Rewards | Trade Secret | 2022
20252-215912-02 | Xcel Energy | 85 | 13781 | IOU | 04814126 | 4.932 | Solar |  |  | Interconnected | Trade Secret | Trade | HAS | HAS033 | Residential | Solar*Rewards | Trade Secret | 2022 | 2022
20252-215912-02 | Xcel Energy | 85 | 13781 | IOU | 04814139 | 4.35 | Solar |  |  | Interconnected | Trade Secret | Trade | WIL | WIL061 | Residential | Solar*Rewards | Trade Secret | 2022 | 2022
20252-215912-02 | Xcel Energy | 85 | 13781 | IOU | 04814174 | 4.06 | Solar |  |  | Withdrawn | Trade Secret | Trade | TER | TER062 | Residential | Solar*Rewards | Trade Secret | 2022
20252-215912-02 | Xcel Energy | 85 | 13781 | IOU | 04814196 | 6.631 | Solar |  |  | Interconnected | Trade Secret | Trade | SLP | SLP095 | Residential | Solar*Rewards | Trade Secret | 2022 | 2022
20252-215912-02 | Xcel Energy | 85 | 13781 | IOU | 04814206 | 4.886 | Solar |  |  | Interconnected | Trade Secret | Trade | SHP | SHP061 | Residential | Solar*Rewards | Trade Secret | 2022 | 2022
20252-215912-02 | Xcel Energy | 85 | 13781 | IOU | 04816052 |  | Solar |  |  | Withdrawn | Trade Secret | Trade |  |  | Residential | Solar*Rewards | Trade Secret | 2022
20252-215912-02 | Xcel Energy | 85 | 13781 | IOU | 04816557 | 13.63 | Solar |  |  | Interconnected | Trade Secret | Trade | UPP | UPP082 | Residential | Solar*Rewards | Trade Secret | 2022 | 2022
20252-215912-02 | Xcel Energy | 85 | 13781 | IOU | 04817280 | 3.49 | Solar |  |  | Interconnected | Trade Secret | Trade | WES | WES073 | Residential | Solar*Rewards | Trade Secret | 2022 | 2022
20252-215912-02 | Xcel Energy | 85 | 13781 | IOU | 04817374 |  | Solar |  |  | Active Application | Trade Secret | Trade |  |  | Residential | Solar*Rewards | Trade Secret | 2022
20252-215912-02 | Xcel Energy | 85 | 13781 | IOU | 04817376 |  | Solar |  |  | Active Application | Trade Secret | Trade |  |  | Residential | Solar*Rewards | Trade Secret | 2022
20252-215912-02 | Xcel Energy | 85 | 13781 | IOU | 04817575 | 6.38 | Solar |  |  | Interconnected | Trade Secret | Trade | AHI | AHI063 | Residential | Solar*Rewards | Trade Secret | 2022 | 2022
20252-215912-02 | Xcel Energy | 85 | 13781 | IOU | 04817833 | 1000 | Solar |  |  | Withdrawn | Trade Secret | Trade | ROC | ROC091 | Community Solar Garden | Solar*Rewards Community | Trade Secret | 2022
20252-215912-02 | Xcel Energy | 85 | 13781 | IOU | 04818183 | 24.3 | Solar |  |  | Active Application | Trade Secret | Trade | ALD | ALD082 | Commercial | Solar*Rewards | Trade Secret | 2022
20252-215912-02 | Xcel Energy | 85 | 13781 | IOU | 04818200 | 4.932 | Solar |  |  | Interconnected | Trade Secret | Trade | CHE | CHE076 | Residential | Solar*Rewards | Trade Secret | 2022 | 2022
20252-215912-02 | Xcel Energy | 85 | 13781 | IOU | 04818215 | 4.384 | Solar |  |  | Active Application | Trade Secret | Trade | ECK | ECK321 | Residential | Solar*Rewards | Trade Secret | 2022
20252-215912-02 | Xcel Energy | 85 | 13781 | IOU | 04818217 | 10.15 | Solar |  |  | Active Application | Trade Secret | Trade | SCA | SCA021 | Residential | Solar*Rewards | Trade Secret | 2022
20252-215912-02 | Xcel Energy | 85 | 13781 | IOU | 04818243 | 6.38 | Solar |  |  | Interconnected | Trade Secret | Trade | SHP | SHP062 | Residential | Solar*Rewards | Trade Secret | 2022 | 2022
20252-215912-02 | Xcel Energy | 85 | 13781 | IOU | 04818275 | 6.67 | Solar |  |  | Interconnected | Trade Secret | Trade | STY | STY073 | Residential | Solar*Rewards | Trade Secret | 2022 | 2022
20252-215912-02 | Xcel Energy | 85 | 13781 | IOU | 04818308 |  | Solar |  |  | Active Application | Trade Secret | Trade |  |  | Residential | Solar*Rewards | Trade Secret | 2022
20252-215912-02 | Xcel Energy | 85 | 13781 | IOU | 04819156 | 10.44 | Solar |  |  | Interconnected | Trade Secret | Trade | TLK | TLK061 | Residential | Solar*Rewards | Trade Secret | 2022 | 2022
20252-215912-02 | Xcel Energy | 85 | 13781 | IOU | 04819198 | 39.999 | Solar |  |  | Interconnected | Trade Secret | Trade | MST | MST075 | Commercial | Solar*Rewards | Trade Secret | 2022 | 2022
20252-215912-02 | Xcel Energy | 85 | 13781 | IOU | 04819204 | 7.678 | Solar |  |  | Interconnected | Trade Secret | Trade | MPK | MPK063 | Residential | Solar*Rewards | Trade Secret | 2022 | 2022
20252-215912-02 | Xcel Energy | 85 | 13781 | IOU | 04819290 | 3.77 | Solar |  |  | Withdrawn | Trade Secret | Trade | TWL | TWL075 | Residential | Solar*Rewards | Trade Secret | 2022
20252-215912-02 | Xcel Energy | 85 | 13781 | IOU | 04819325 | 7.616 | Solar |  | X | Interconnected | Trade Secret | Trade | MND | MND072 | Residential | Solar*Rewards | Trade Secret | 2022 | 2022
20252-215912-02 | Xcel Energy | 85 | 13781 | IOU | 04819328 | 7.25 | Solar |  |  | Withdrawn | Trade Secret | Trade | WCR | WCR322 | Residential | Solar*Rewards | Trade Secret | 2022
20252-215912-02 | Xcel Energy | 85 | 13781 | IOU | 04819419 |  | Solar |  |  | Active Application | Trade Secret | Trade |  |  | Residential | Solar*Rewards | Trade Secret | 2022
20252-215912-02 | Xcel Energy | 85 | 13781 | IOU | 04819488 | 8.41 | Solar |  |  | Interconnected | Trade Secret | Trade | CHE | CHE075 | Residential | Solar*Rewards | Trade Secret | 2022 | 2023
20252-215912-02 | Xcel Energy | 85 | 13781 | IOU | 04819516 | 10 | Solar |  |  | Interconnected | Trade Secret | Trade | ALD | ALD072 | Residential |  | Trade Secret | 2022 | 2022
20252-215912-02 | Xcel Energy | 85 | 13781 | IOU | 04819610 |  |  |  |  | Active Application | Trade Secret | Trade |  |  | Residential |  | Trade Secret | 2022
20252-215912-02 | Xcel Energy | 85 | 13781 | IOU | 04819851 |  |  |  |  | Active Application | Trade Secret | Trade |  |  | Residential |  | Trade Secret | 2022
20252-215912-02 | Xcel Energy | 85 | 13781 | IOU | 04820059 | 9.35 | Solar |  |  | Withdrawn | Trade Secret | Trade | CGR | CGR063 | Residential | Solar*Rewards | Trade Secret | 2022
20252-215912-02 | Xcel Energy | 85 | 13781 | IOU | 04820076 | 7.7 | Solar |  |  | Interconnected | Trade Secret | Trade | WCR | WCR322 | Residential | Solar*Rewards | Trade Secret | 2022 | 2022
20252-215912-02 | Xcel Energy | 85 | 13781 | IOU | 04820100 | 8.22 | Solar |  |  | Interconnected | Trade Secret | Trade | WCR | WCR322 | Residential | Solar*Rewards | Trade Secret | 2022 | 2022
20252-215912-02 | Xcel Energy | 85 | 13781 | IOU | 04820255 | 7.68 | Solar |  |  | Withdrawn | Trade Secret | Trade | MPK | MPK078 | Residential | Solar*Rewards | Trade Secret | 2022
20252-215912-02 | Xcel Energy | 85 | 13781 | IOU | 04820267 | 6.631 | Solar |  |  | Interconnected | Trade Secret | Trade | HYL | HYL064 | Residential |  | Trade Secret | 2022 | 2022
20252-215912-02 | Xcel Energy | 85 | 13781 | IOU | 04820308 | 3.288 | Solar |  |  | Interconnected | Trade Secret | Trade | WCR | WCR322 | Residential | Solar*Rewards | Trade Secret | 2022 | 2022
20252-215912-02 | Xcel Energy | 85 | 13781 | IOU | 04820323 | 8.12 | Solar |  |  | Interconnected | Trade Secret | Trade | HOL | HOL061 | Residential | Solar*Rewards | Trade Secret | 2022 | 2022
20252-215912-02 | Xcel Energy | 85 | 13781 | IOU | 04820435 | 266.4 | Solar |  |  | Interconnected | Trade Secret | Trade | ECK | ECK082 | Commercial |  | Trade Secret | 2022 | 2023
20252-215912-02 | Xcel Energy | 85 | 13781 | IOU | 04820460 | 299.7 | Solar |  |  | Interconnected | Trade Secret | Trade | ECK | ECK322 | Commercial |  | Trade Secret | 2022 | 2024
20252-215912-02 | Xcel Energy | 85 | 13781 | IOU | 04820476 | 32.96 | Storage |  |  | Interconnected | Trade Secret | Trade | LLK | LLK071 | Residential |  | Trade Secret | 2022 | 2022
20252-215912-02 | Xcel Energy | 85 | 13781 | IOU | 04820484 | 6.96 | Solar |  |  | Interconnected | Trade Secret | Trade | HOL | HOL061 | Residential | Solar*Rewards | Trade Secret | 2022 | 2022
20252-215912-02 | Xcel Energy | 85 | 13781 | IOU | 04820485 | 3.998 | Solar |  |  | Interconnected | Trade Secret | Trade | SOU | SOU086 | Commercial | Solar*Rewards | Trade Secret | 2022 | 2023
20252-215912-02 | Xcel Energy | 85 | 13781 | IOU | 04820705 | 5.48 | Solar |  |  | Interconnected | Trade Secret | Trade | ECK | ECK321 | Residential | Solar*Rewards | Trade Secret | 2022 | 2022
20252-215912-02 | Xcel Energy | 85 | 13781 | IOU | 04820724 |  | Solar |  |  | Active Application | Trade Secret | Trade |  |  | Residential | Solar*Rewards | Trade Secret | 2022
20252-215912-02 | Xcel Energy | 85 | 13781 | IOU | 04820737 |  | Solar |  |  | Active Application | Trade Secret | Trade |  |  | Residential | Solar*Rewards | Trade Secret | 2022
20252-215912-02 | Xcel Energy | 85 | 13781 | IOU | 04820744 | 10.73 | Solar |  |  | Interconnected | Trade Secret | Trade | RMT | RMT321 | Residential | Solar*Rewards | Trade Secret | 2022 | 2022
20252-215912-02 | Xcel Energy | 85 | 13781 | IOU | 04820838 | 19.99 | Solar |  |  | Withdrawn | Trade Secret | Trade | AFT | AFT314 | Residential | Solar*Rewards | Trade Secret | 2022
20252-215912-02 | Xcel Energy | 85 | 13781 | IOU | 04820871 | 39.999 | Solar |  |  | Interconnected | Trade Secret | Trade | WRR | WRR064 | Commercial | Solar*Rewards | Trade Secret | 2022 | 2025
20252-215912-02 | Xcel Energy | 85 | 13781 | IOU | 04820987 | 11.6 | Solar |  |  | Interconnected | Trade Secret | Trade | MEL | MEL074 | Residential | Solar*Rewards | Trade Secret | 2022 | 2022
20252-215912-02 | Xcel Energy | 85 | 13781 | IOU | 04821538 | 10.73 | Solar |  |  | Interconnected | Trade Secret | Trade | UPP | UPP082 | Residential |  | Trade Secret | 2022 | 2023
20252-215912-02 | Xcel Energy | 85 | 13781 | IOU | 04821563 | 5 | Storage |  |  | Interconnected | Trade Secret | Trade | LOK | LOK062 | Residential |  | Trade Secret | 2022 | 2022
20252-215912-02 | Xcel Energy | 85 | 13781 | IOU | 04821761 | 8.48 | Solar |  | X | Active Application | Trade Secret | Trade | HSN | HSN321 | Residential | Solar*Rewards | Trade Secret | 2022
20252-215912-02 | Xcel Energy | 85 | 13781 | IOU | 04821780 |  | Solar |  |  | Active Application | Trade Secret | Trade |  |  | Residential | Solar*Rewards | Trade Secret | 2022
20252-215912-02 | Xcel Energy | 85 | 13781 | IOU | 04821784 |  | Solar |  |  | Active Application | Trade Secret | Trade |  |  | Residential | Solar*Rewards | Trade Secret | 2022
20252-215912-02 | Xcel Energy | 85 | 13781 | IOU | 04821788 |  | Solar |  |  | Active Application | Trade Secret | Trade |  |  | Residential | Solar*Rewards | Trade Secret | 2022
20252-215912-02 | Xcel Energy | 85 | 13781 | IOU | 04821950 | 22.5 | Solar |  |  | Withdrawn | Trade Secret | Trade | SOU | SOU086 | Commercial | Solar*Rewards | Trade Secret | 2022
20252-215912-02 | Xcel Energy | 85 | 13781 | IOU | 04821969 | 39.999 | Solar |  |  | Interconnected | Trade Secret | Trade | WIL | WIL062 | Commercial | Solar*Rewards | Trade Secret | 2022 | 2023
20252-215912-02 | Xcel Energy | 85 | 13781 | IOU | 04822189 | 21.384 | Solar |  |  | Interconnected | Trade Secret | Trade | WWK | WWK311 | Residential | Solar*Rewards | Trade Secret | 2022 | 2022
20252-215912-02 | Xcel Energy | 85 | 13781 | IOU | 04822216 | 6 | Solar |  |  | Interconnected | Trade Secret | Trade | TWL | TWL062 | Residential |  | Trade Secret | 2022 | 2022
20252-215912-02 | Xcel Energy | 85 | 13781 | IOU | 04822246 | 10.47 | Solar |  |  | Withdrawn | Trade Secret | Trade | KOL | KOL073 | Residential | Solar*Rewards | Trade Secret | 2022
20252-215912-02 | Xcel Energy | 85 | 13781 | IOU | 04822263 | 5.052 | Solar |  |  | Withdrawn | Trade Secret | Trade | APA | APA064 | Residential | Solar*Rewards | Trade Secret | 2022
20252-215912-02 | Xcel Energy | 85 | 13781 | IOU | 04822290 | 7.6 | Solar |  | X | Withdrawn | Trade Secret | Trade | MND | MND062 | Residential | Solar*Rewards | Trade Secret | 2022
20252-215912-02 | Xcel Energy | 85 | 13781 | IOU | 04822397 | 38.012 | Solar |  |  | Interconnected | Trade Secret | Trade | WYO | WYO031 | Commercial |  | Trade Secret | 2022 | 2023
20252-215912-02 | Xcel Energy | 85 | 13781 | IOU | 04822422 | 8.22 | Solar |  |  | Interconnected | Trade Secret | Trade | HWW | HWW062 | Residential |  | Trade Secret | 2022 | 2022
20252-215912-02 | Xcel Energy | 85 | 13781 | IOU | 04822425 | 7.616 | Solar |  |  | Interconnected | Trade Secret | Trade | CGR | CGR064 | Residential |  | Trade Secret | 2022 | 2022
20252-215912-02 | Xcel Energy | 85 | 13781 | IOU | 04822696 | 9.35 | Solar |  |  | Interconnected | Trade Secret | Trade | EDA | EDA075 | Residential | Solar*Rewards | Trade Secret | 2022 | 2022
20252-215912-02 | Xcel Energy | 85 | 13781 | IOU | 04823045 | 6.98 | Solar |  |  | Withdrawn | Trade Secret | Trade | UPP | UPP082 | Residential | Solar*Rewards | Trade Secret | 2022
20252-215912-02 | Xcel Energy | 85 | 13781 | IOU | 04823081 | 7.616 | Solar |  |  | Interconnected | Trade Secret | Trade | EDA | EDA075 | Residential |  | Trade Secret | 2022 | 2022
20252-215912-02 | Xcel Energy | 85 | 13781 | IOU | 04823167 | 8.12 | Solar |  |  | Interconnected | Trade Secret | Trade | TWL | TWL064 | Residential |  | Trade Secret | 2022 | 2024
20252-215912-02 | Xcel Energy | 85 | 13781 | IOU | 04823206 | 7.616 | Solar |  |  | Interconnected | Trade Secret | Trade | TLK | TLK061 | Residential | Solar*Rewards | Trade Secret | 2022 | 2022
20252-215912-02 | Xcel Energy | 85 | 13781 | IOU | 04823227 | 5.22 | Solar |  |  | Interconnected | Trade Secret | Trade | CEL | CEL064 | Residential | Solar*Rewards | Trade Secret | 2022 | 2022
20252-215912-02 | Xcel Energy | 85 | 13781 | IOU | 04823229 | 15.232 | Solar |  |  | Interconnected | Trade Secret | Trade | VMR | VMR062 | Residential |  | Trade Secret | 2022 | 2022
20252-215912-02 | Xcel Energy | 85 | 13781 | IOU | 04823393 | 7.83 | Solar |  |  | Interconnected | Trade Secret | Trade | RLK | RLK069 | Residential | Solar*Rewards | Trade Secret | 2022 | 2022
20252-215912-02 | Xcel Energy | 85 | 13781 | IOU | 04823523 | 7.54 | Solar |  |  | Interconnected | Trade Secret | Trade | HYL | HYL064 | Residential | Solar*Rewards | Trade Secret | 2022 | 2022
20252-215912-02 | Xcel Energy | 85 | 13781 | IOU | 04823775 |  | Solar |  |  | Active Application | Trade Secret | Trade |  |  | Residential | Solar*Rewards | Trade Secret | 2022
20252-215912-02 | Xcel Energy | 85 | 13781 | IOU | 04823846 | 12.913 | Solar |  |  | Interconnected | Trade Secret | Trade | RAM | RAM073 | Residential | Solar*Rewards | Trade Secret | 2022 | 2022
20252-215912-02 | Xcel Energy | 85 | 13781 | IOU | 04824041 | 8.768 | Solar |  |  | Withdrawn | Trade Secret | Trade | CGR | CGR063 | Residential | Solar*Rewards | Trade Secret | 2022
20252-215912-02 | Xcel Energy | 85 | 13781 | IOU | 04824046 | 7.124 | Solar |  |  | Withdrawn | Trade Secret | Trade | CHE | CHE076 | Residential | Solar*Rewards | Trade Secret | 2022
20252-215912-02 | Xcel Energy | 85 | 13781 | IOU | 04824076 | 6.98 | Solar |  |  | Withdrawn | Trade Secret | Trade | SHP | SHP062 | Residential | Solar*Rewards | Trade Secret | 2022
20252-215912-02 | Xcel Energy | 85 | 13781 | IOU | 04824097 | 7.124 | Solar |  |  | Interconnected | Trade Secret | Trade | WCR | WCR311 | Residential | Solar*Rewards | Trade Secret | 2022 | 2022
20252-215912-02 | Xcel Energy | 85 | 13781 | IOU | 04824281 | 7.616 | Solar |  |  | Interconnected | Trade Secret | Trade | HUG | HUG311 | Residential |  | Trade Secret | 2022 | 2022
20252-215912-02 | Xcel Energy | 85 | 13781 | IOU | 04824735 | 4.384 | Solar |  |  | Interconnected | Trade Secret | Trade | WEH | WEH021 | Residential | Solar*Rewards | Trade Secret | 2022 | 2022
20252-215912-02 | Xcel Energy | 85 | 13781 | IOU | 04824847 | 6 | Solar |  |  | Interconnected | Trade Secret | Trade | HAS | HAS022 | Residential |  | Trade Secret | 2022 | 2022
20252-215912-02 | Xcel Energy | 85 | 13781 | IOU | 04824858 | 5 | Storage |  |  | Interconnected | Trade Secret | Trade | ECK | ECK341 | Residential |  | Trade Secret | 2022 | 2022
20252-215912-02 | Xcel Energy | 85 | 13781 | IOU | 04824878 | 6.67 | Solar |  |  | Interconnected | Trade Secret | Trade | WTN | WTN062 | Residential |  | Trade Secret | 2022 | 2023
20252-215912-02 | Xcel Energy | 85 | 13781 | IOU | 04824928 | 7.124 | Solar |  |  | Interconnected | Trade Secret | Trade | RPO | RPO311 | Residential | Solar*Rewards | Trade Secret | 2022 | 2022
20252-215912-02 | Xcel Energy | 85 | 13781 | IOU | 04824950 | 6.028 | Solar |  |  | Interconnected | Trade Secret | Trade | WEH | WEH021 | Residential | Solar*Rewards | Trade Secret | 2022 | 2022
20252-215912-02 | Xcel Energy | 85 | 13781 | IOU | 04824955 | 7.672 | Solar |  |  | Interconnected | Trade Secret | Trade | WCR | WCR321 | Residential | Solar*Rewards | Trade Secret | 2022 | 2022
20252-215912-02 | Xcel Energy | 85 | 13781 | IOU | 04824991 | 9.425 | Solar |  |  | Interconnected | Trade Secret | Trade | AFT | AFT322 | Residential | Solar*Rewards | Trade Secret | 2022 | 2023
20252-215912-02 | Xcel Energy | 85 | 13781 | IOU | 04825156 |  |  |  |  | Active Application | Trade Secret | Trade |  |  | Residential |  | Trade Secret | 2022
20252-215912-02 | Xcel Energy | 85 | 13781 | IOU | 04825731 |  | Solar |  |  | Active Application | Trade Secret | Trade |  |  | Residential | Solar*Rewards | Trade Secret | 2022
20252-215912-02 | Xcel Energy | 85 | 13781 | IOU | 04825819 |  | Solar |  |  | Active Application | Trade Secret | Trade | VMR | VMR062 | Residential | Solar*Rewards | Trade Secret | 2022
20252-215912-02 | Xcel Energy | 85 | 13781 | IOU | 04826129 | 38.012 | Solar |  |  | Interconnected | Trade Secret | Trade | DOC | DOC211 | Residential |  | Trade Secret | 2022 | 2023
20252-215912-02 | Xcel Energy | 85 | 13781 | IOU | 04827063 | 6 | Solar |  |  | Interconnected | Trade Secret | Trade | WCR | WCR063 | Residential |  | Trade Secret | 2022 | 2022
20252-215912-02 | Xcel Energy | 85 | 13781 | IOU | 04827200 | 11.517 | Solar |  |  | Active Application | Trade Secret | Trade | HSN | HSN322 | Residential | Solar*Rewards | Trade Secret | 2022
20252-215912-02 | Xcel Energy | 85 | 13781 | IOU | 04827252 |  | Solar |  |  | Active Application | Trade Secret | Trade |  |  | Residential | Solar*Rewards | Trade Secret | 2022
20252-215912-02 | Xcel Energy | 85 | 13781 | IOU | 04827384 | 2.32 | Solar |  |  | Interconnected | Trade Secret | Trade | SOU | SOU079 | Residential | Solar*Rewards | Trade Secret | 2022 | 2022
20252-215912-02 | Xcel Energy | 85 | 13781 | IOU | 04827403 | 8.7 | Solar |  | X | Interconnected | Trade Secret | Trade | MPK | MPK082 | Residential | Solar*Rewards | Trade Secret | 2022 | 2022
20252-215912-02 | Xcel Energy | 85 | 13781 | IOU | 04827438 | 5700 | Hydro |  |  | Interconnected | Trade Secret | Trade | MHW | MHW312 | Residential |  | Trade Secret | 2022 | 2014
20252-215912-02 | Xcel Energy | 85 | 13781 | IOU | 04827439 | 8.12 | Solar |  |  | Interconnected | Trade Secret | Trade | OAD | OAD071 | Residential | Solar*Rewards | Trade Secret | 2022 | 2022
20252-215912-02 | Xcel Energy | 85 | 13781 | IOU | 04827517 | 9000 | Hydro |  |  | Interconnected | Trade Secret | Trade | MPK | MPK064 | Residential |  | Trade Secret | 2022 | 2008
20252-215912-02 | Xcel Energy | 85 | 13781 | IOU | 04827527 | 600 | Hydro |  |  | Interconnected | Trade Secret | Trade | MST | MST068 | Residential |  | Trade Secret | 2022 | 2015
20252-215912-02 | Xcel Energy | 85 | 13781 | IOU | 04827536 | 8500 | Hydro |  |  | Interconnected | Trade Secret | Trade |  |  | Residential |  | Trade Secret | 2022 | 1987
20252-215912-02 | Xcel Energy | 85 | 13781 | IOU | 04827550 | 700 | Solar |  |  | Interconnected | Trade Secret | Trade | SMT | SMT092 | Residential |  | Trade Secret | 2022 | 2015
20252-215912-02 | Xcel Energy | 85 | 13781 | IOU | 04827576 | 12.5 | Solar |  |  | Interconnected | Trade Secret | Trade | ZUF | ZUF021 | Residential |  | Trade Secret | 2022 | 2005
20252-215912-02 | Xcel Energy | 85 | 13781 | IOU | 04827577 |  |  |  |  | Withdrawn | Trade Secret | Trade |  |  | Residential |  | Trade Secret | 2022
20252-215912-02 | Xcel Energy | 85 | 13781 | IOU | 04827595 | 17.11 | Solar |  |  | Interconnected | Trade Secret | Trade | WRR | WRR075 | Commercial | Solar*Rewards | Trade Secret | 2022 | 2022
20252-215912-02 | Xcel Energy | 85 | 13781 | IOU | 04827740 | 6.576 | Solar |  |  | Interconnected | Trade Secret | Trade | LOK | LOK093 | Residential | Solar*Rewards | Trade Secret | 2022 | 2022
20252-215912-02 | Xcel Energy | 85 | 13781 | IOU | 04827758 | 7.124 | Solar |  |  | Interconnected | Trade Secret | Trade | WCR | WCR311 | Residential | Solar*Rewards | Trade Secret | 2022 | 2022
20252-215912-02 | Xcel Energy | 85 | 13781 | IOU | 04827769 | 6.028 | Solar |  |  | Interconnected | Trade Secret | Trade | ECK | ECK321 | Residential | Solar*Rewards | Trade Secret | 2022 | 2022
20252-215912-02 | Xcel Energy | 85 | 13781 | IOU | 04827850 |  | Solar |  |  | Withdrawn | Trade Secret | Trade |  |  | Commercial | Solar*Rewards | Trade Secret | 2022
20252-215912-02 | Xcel Energy | 85 | 13781 | IOU | 04827970 | 12.18 | Solar |  |  | Interconnected | Trade Secret | Trade | WKN | WKN001 | Residential |  | Trade Secret | 2022 | 2022
20252-215912-02 | Xcel Energy | 85 | 13781 | IOU | 04828371 | 3.747 | Solar |  |  | Interconnected | Trade Secret | Trade | UPP | UPP081 | Residential |  | Trade Secret | 2022 | 2023
20252-215912-02 | Xcel Energy | 85 | 13781 | IOU | 04828844 | 7.678 | Solar |  |  | Interconnected | Trade Secret | Trade | UPP | UPP084 | Residential |  | Trade Secret | 2022 | 2023
20252-215912-02 | Xcel Energy | 85 | 13781 | IOU | 04828951 | 5.8 | Solar |  |  | Interconnected | Trade Secret | Trade | RMT | RMT321 | Residential | Solar*Rewards | Trade Secret | 2022 | 2022
20252-215912-02 | Xcel Energy | 85 | 13781 | IOU | 04829023 |  |  |  |  | Active Application | Trade Secret | Trade |  |  | Residential |  | Trade Secret | 2022
20252-215912-02 | Xcel Energy | 85 | 13781 | IOU | 04829112 | 7.616 | Solar |  |  | Interconnected | Trade Secret | Trade | WCS | WCS064 | Residential |  | Trade Secret | 2022 | 2022
20252-215912-02 | Xcel Energy | 85 | 13781 | IOU | 04829134 | 4.384 | Solar |  |  | Interconnected | Trade Secret | Trade | RPO | RPO311 | Residential | Solar*Rewards | Trade Secret | 2022 | 2022
20252-215912-02 | Xcel Energy | 85 | 13781 | IOU | 04829156 | 4.384 | Solar |  |  | Interconnected | Trade Secret | Trade | OSS | OSS065 | Residential | Solar*Rewards | Trade Secret | 2022 | 2022
20252-215912-02 | Xcel Energy | 85 | 13781 | IOU | 04829193 | 19.72 | Solar |  |  | Interconnected | Trade Secret | Trade | CGR | CGR071 | Residential |  | Trade Secret | 2022 | 2022
20252-215912-02 | Xcel Energy | 85 | 13781 | IOU | 04829199 | 233.1 | Solar |  |  | Interconnected | Trade Secret | Trade | OSS | OSS064 | Commercial |  | Trade Secret | 2022 | 2024
20252-215912-02 | Xcel Energy | 85 | 13781 | IOU | 04829208 | 2.61 | Solar |  |  | Withdrawn | Trade Secret | Trade | MPK | MPK071 | Commercial | Solar*Rewards | Trade Secret | 2022
20252-215912-02 | Xcel Energy | 85 | 13781 | IOU | 04829211 | 4.932 | Solar |  |  | Interconnected | Trade Secret | Trade | RPO | RPO311 | Residential | Solar*Rewards | Trade Secret | 2022 | 2022
20252-215912-02 | Xcel Energy | 85 | 13781 | IOU | 04829226 | 17.61 | Solar |  |  | Withdrawn | Trade Secret | Trade | MTV | MTV022 | Residential |  | Trade Secret | 2022
20252-215912-02 | Xcel Energy | 85 | 13781 | IOU | 04829227 | 10.412 | Solar |  |  | Interconnected | Trade Secret | Trade | WCR | WCR311 | Residential | Solar*Rewards | Trade Secret | 2022 | 2022
20252-215912-02 | Xcel Energy | 85 | 13781 | IOU | 04829328 | 10.412 | Solar |  |  | Interconnected | Trade Secret | Trade | ECK | ECK321 | Residential | Solar*Rewards | Trade Secret | 2022 | 2022
20252-215912-02 | Xcel Energy | 85 | 13781 | IOU | 04829334 | 7.25 | Solar |  |  | Interconnected | Trade Secret | Trade | IDA | IDA072 | Residential | Solar*Rewards | Trade Secret | 2022 | 2022
20252-215912-02 | Xcel Energy | 85 | 13781 | IOU | 04829347 | 9.86 | Solar |  |  | Interconnected | Trade Secret | Trade | EDA | EDA079 | Residential | Solar*Rewards | Trade Secret | 2022 | 2022
20252-215912-02 | Xcel Energy | 85 | 13781 | IOU | 04829354 |  | Solar |  |  | Active Application | Trade Secret | Trade |  |  | Residential | Solar*Rewards | Trade Secret | 2022
20252-215912-02 | Xcel Energy | 85 | 13781 | IOU | 04829363 | 3.48 | Solar |  |  | Interconnected | Trade Secret | Trade | WES | WES074 | Residential | Solar*Rewards | Trade Secret | 2022 | 2022
20252-215912-02 | Xcel Energy | 85 | 13781 | IOU | 04829369 |  | Solar |  |  | Active Application | Trade Secret | Trade |  |  | Residential | Solar*Rewards | Trade Secret | 2022
20252-215912-02 | Xcel Energy | 85 | 13781 | IOU | 04829387 | 11.168 | Solar |  |  | Active Application | Trade Secret | Trade | NOF | NOF061 | Residential | Solar*Rewards | Trade Secret | 2022
20252-215912-02 | Xcel Energy | 85 | 13781 | IOU | 04829407 | 16.403 | Solar |  |  | Active Application | Trade Secret | Trade | CHI | CHI311 | Residential | Solar*Rewards | Trade Secret | 2022
20252-215912-02 | Xcel Energy | 85 | 13781 | IOU | 04829440 | 38.012 | Solar |  |  | Active Application | Trade Secret | Trade | ALT | ALT021 | Residential |  | Trade Secret | 2022
20252-215912-02 | Xcel Energy | 85 | 13781 | IOU | 04829455 | 13.34 | Solar |  |  | Interconnected | Trade Secret | Trade | HYL | HYL074 | Residential | Solar*Rewards | Trade Secret | 2022 | 2024
20252-215912-02 | Xcel Energy | 85 | 13781 | IOU | 04829496 | 8.7 | Solar |  |  | Interconnected | Trade Secret | Trade | GSL | GSL076 | Residential | Solar*Rewards | Trade Secret | 2022 | 2022
20252-215912-02 | Xcel Energy | 85 | 13781 | IOU | 04829504 | 6.028 | Solar |  |  | Interconnected | Trade Secret | Trade | RPO | RPO311 | Residential | Solar*Rewards | Trade Secret | 2022 | 2022
20252-215912-02 | Xcel Energy | 85 | 13781 | IOU | 04829524 | 11.39 | Solar |  |  | Withdrawn | Trade Secret | Trade | CGR | CGR071 | Residential |  | Trade Secret | 2022
20252-215912-02 | Xcel Energy | 85 | 13781 | IOU | 04829661 |  |  |  |  | Active Application | Trade Secret | Trade | KEN | KEN021 | Residential |  | Trade Secret | 2022
20252-215912-02 | Xcel Energy | 85 | 13781 | IOU | 04829922 | 8.7 | Solar |  |  | Withdrawn | Trade Secret | Trade | NER | NER021 | Residential |  | Trade Secret | 2022
20252-215912-02 | Xcel Energy | 85 | 13781 | IOU | 04830122 |  | Solar |  |  | Active Application | Trade Secret | Trade |  |  | Residential | Solar*Rewards | Trade Secret | 2022
20252-215912-02 | Xcel Energy | 85 | 13781 | IOU | 04830379 | 21.46 | Solar |  |  | Withdrawn | Trade Secret | Trade | OPK | OPK073 | Residential |  | Trade Secret | 2022
20252-215912-02 | Xcel Energy | 85 | 13781 | IOU | 04830705 | 10.44 | Solar |  |  | Interconnected | Trade Secret | Trade | DBL | DBL068 | Residential |  | Trade Secret | 2022 | 2023
20252-215912-02 | Xcel Energy | 85 | 13781 | IOU | 04830722 | 5.22 | Solar |  |  | Interconnected | Trade Secret | Trade | BYT | BYT061 | Residential |  | Trade Secret | 2022 | 2024
20252-215912-02 | Xcel Energy | 85 | 13781 | IOU | 04830725 | 13.96 | Solar |  |  | Active Application | Trade Secret | Trade | LCR | LCR311 | Residential | Solar*Rewards | Trade Secret | 2022
20252-215912-02 | Xcel Energy | 85 | 13781 | IOU | 04830778 | 9.373 | Solar |  |  | Active Application | Trade Secret | Trade | GRI | GRI001 | Residential |  | Trade Secret | 2022
20252-215912-02 | Xcel Energy | 85 | 13781 | IOU | 04830865 | 8.027 | Solar |  |  | Active Application | Trade Secret | Trade | CHI | CHI311 | Residential | Solar*Rewards | Trade Secret | 2022
20252-215912-02 | Xcel Energy | 85 | 13781 | IOU | 04830877 | 6.09 | Solar |  |  | Interconnected | Trade Secret | Trade | TWL | TWL075 | Residential | Solar*Rewards | Trade Secret | 2022 | 2022
20252-215912-02 | Xcel Energy | 85 | 13781 | IOU | 04830898 | 5.8 | Solar |  |  | Interconnected | Trade Secret | Trade | TER | TER062 | Residential | Solar*Rewards | Trade Secret | 2022 | 2022
20252-215912-02 | Xcel Energy | 85 | 13781 | IOU | 04830915 | 6.96 | Solar |  |  | Active Application | Trade Secret | Trade | DBL | DBL065 | Residential | Solar*Rewards | Trade Secret | 2022
20252-215912-02 | Xcel Energy | 85 | 13781 | IOU | 04830919 | 6.98 | Solar |  |  | Interconnected | Trade Secret | Trade | MPK | MPK076 | Residential | Solar*Rewards | Trade Secret | 2022 | 2022
20252-215912-02 | Xcel Energy | 85 | 13781 | IOU | 04831032 | 8.376 | Solar |  |  | Withdrawn | Trade Secret | Trade | LEX | LEX332 | Residential | Solar*Rewards | Trade Secret | 2022
20252-215912-02 | Xcel Energy | 85 | 13781 | IOU | 04831043 | 3.141 | Solar |  |  | Interconnected | Trade Secret | Trade | SOU | SOU086 | Commercial | Solar*Rewards | Trade Secret | 2022 | 2023
20252-215912-02 | Xcel Energy | 85 | 13781 | IOU | 04831122 | 4.188 | Solar |  |  | Interconnected | Trade Secret | Trade | SOU | SOU086 | Commercial | Solar*Rewards | Trade Secret | 2022 | 2023
20252-215912-02 | Xcel Energy | 85 | 13781 | IOU | 04831141 | 3.839 | Solar |  |  | Interconnected | Trade Secret | Trade | SOU | SOU086 | Commercial | Solar*Rewards | Trade Secret | 2022 | 2023
20252-215912-02 | Xcel Energy | 85 | 13781 | IOU | 04831164 | 3.836 | Solar |  |  | Interconnected | Trade Secret | Trade | ECK | ECK321 | Residential | Solar*Rewards | Trade Secret | 2022 | 2022
20252-215912-02 | Xcel Energy | 85 | 13781 | IOU | 04831171 | 1000 | Solar |  |  | Withdrawn | Trade Secret | Trade | NOF | NOF071 | Community Solar Garden | Solar*Rewards Community | Trade Secret | 2022
20252-215912-02 | Xcel Energy | 85 | 13781 | IOU | 04831173 | 8.22 | Solar |  |  | Interconnected | Trade Secret | Trade | WCR | WCR322 | Residential | Solar*Rewards | Trade Secret | 2022 | 2022
20252-215912-02 | Xcel Energy | 85 | 13781 | IOU | 04831186 | 5.584 | Solar |  |  | Interconnected | Trade Secret | Trade | SOU | SOU086 | Commercial | Solar*Rewards | Trade Secret | 2022 | 2023
20252-215912-02 | Xcel Energy | 85 | 13781 | IOU | 04831188 |  | Solar |  |  | Active Application | Trade Secret | Trade |  |  | Residential | Solar*Rewards | Trade Secret | 2022
20252-215912-02 | Xcel Energy | 85 | 13781 | IOU | 04831201 | 14.79 | Solar |  |  | Interconnected | Trade Secret | Trade | WDY | WDY312 | Residential | Solar*Rewards | Trade Secret | 2022 | 2022
20252-215912-02 | Xcel Energy | 85 | 13781 | IOU | 04831224 | 21.46 | Solar |  |  | Withdrawn | Trade Secret | Trade | OPK | OPK073 | Residential |  | Trade Secret | 2022
20252-215912-02 | Xcel Energy | 85 | 13781 | IOU | 04831335 | 2.61 | Solar |  |  | Interconnected | Trade Secret | Trade | MPK | MPK085 | Residential | Solar*Rewards | Trade Secret | 2022 | 2022
20252-215912-02 | Xcel Energy | 85 | 13781 | IOU | 04831519 | 39.99 |  |  |  | Withdrawn | Trade Secret | Trade | MPK | MPK075 | Commercial |  | Trade Secret | 2022
20252-215912-02 | Xcel Energy | 85 | 13781 | IOU | 04831542 | 7.258 | Solar |  |  | Interconnected | Trade Secret | Trade | VMR | VMR062 | Residential |  | Trade Secret | 2022 | 2024
20252-215912-02 | Xcel Energy | 85 | 13781 | IOU | 04831582 | 9.772 | Solar |  |  | Active Application | Trade Secret | Trade | NOF | NOF061 | Residential | Solar*Rewards | Trade Secret | 2022
20252-215912-02 | Xcel Energy | 85 | 13781 | IOU | 04831609 | 5.22 | Solar |  |  | Withdrawn | Trade Secret | Trade | LOK | LOK082 | Residential | Solar*Rewards | Trade Secret | 2022
20252-215912-02 | Xcel Energy | 85 | 13781 | IOU | 04831651 | 7.54 | Solar |  |  | Withdrawn | Trade Secret | Trade | WSG | WSG063 | Residential | Solar*Rewards | Trade Secret | 2022
20252-215912-02 | Xcel Energy | 85 | 13781 | IOU | 04832084 |  | Solar |  |  | Active Application | Trade Secret | Trade |  |  | Residential | Solar*Rewards | Trade Secret | 2022
20252-215912-02 | Xcel Energy | 85 | 13781 | IOU | 04832167 | 5.22 | Solar |  |  | Active Application | Trade Secret | Trade | SOU | SOU063 | Residential | Solar*Rewards | Trade Secret | 2024
20252-215912-02 | Xcel Energy | 85 | 13781 | IOU | 04832194 | 13.63 | Solar |  | X | Withdrawn | Trade Secret | Trade | CGR | CGR063 | Residential | Solar*Rewards | Trade Secret | 2022
20252-215912-02 | Xcel Energy | 85 | 13781 | IOU | 04832298 |  | Solar |  |  | Active Application | Trade Secret | Trade |  |  | Residential | Solar*Rewards | Trade Secret | 2022
20252-215912-02 | Xcel Energy | 85 | 13781 | IOU | 04832299 | 7.616 | Solar |  |  | Active Application | Trade Secret | Trade | CHI | CHI311 | Residential | Solar*Rewards | Trade Secret | 2022
20252-215912-02 | Xcel Energy | 85 | 13781 | IOU | 04832345 | 6.631 | Solar |  |  | Interconnected | Trade Secret | Trade | UPP | UPP084 | Residential | Solar*Rewards | Trade Secret | 2022 | 2023
20252-215912-02 | Xcel Energy | 85 | 13781 | IOU | 04832450 | 9.994 | Solar |  |  | Interconnected | Trade Secret | Trade | RLK | RLK069 | Residential | Solar*Rewards | Trade Secret | 2022 | 2022
20252-215912-02 | Xcel Energy | 85 | 13781 | IOU | 04832487 | 6.028 | Solar |  |  | Interconnected | Trade Secret | Trade | ECK | ECK321 | Residential | Solar*Rewards | Trade Secret | 2022 | 2022
20252-215912-02 | Xcel Energy | 85 | 13781 | IOU | 04832505 |  | Solar |  |  | Active Application | Trade Secret | Trade |  |  | Residential | Solar*Rewards | Trade Secret | 2022
20252-215912-02 | Xcel Energy | 85 | 13781 | IOU | 04832518 | 4.886 | Solar |  |  | Interconnected | Trade Secret | Trade | HYL | HYL074 | Residential | Solar*Rewards | Trade Secret | 2022 | 2022
20252-215912-02 | Xcel Energy | 85 | 13781 | IOU | 04832679 | 25.432 | Solar |  |  | Interconnected | Trade Secret | Trade | DND | DND061 | Commercial |  | Trade Secret | 2023 | 2024
20252-215912-02 | Xcel Energy | 85 | 13781 | IOU | 04832763 | 7.329 | Solar |  |  | Withdrawn | Trade Secret | Trade | HSN | HSN322 | Residential | Solar*Rewards | Trade Secret | 2022
20252-215912-02 | Xcel Energy | 85 | 13781 | IOU | 04833681 | 8.652 | Solar |  |  | Interconnected | Trade Secret | Trade | LNS | LNS033 | Residential |  | Trade Secret | 2022 | 2022
20252-215912-02 | Xcel Energy | 85 | 13781 | IOU | 04833771 | 7.672 | Solar |  |  | Interconnected | Trade Secret | Trade | RPO | RPO311 | Residential | Solar*Rewards | Trade Secret | 2022 | 2022
20252-215912-02 | Xcel Energy | 85 | 13781 | IOU | 04833808 | 3.288 | Solar |  |  | Interconnected | Trade Secret | Trade | RPO | RPO311 | Residential | Solar*Rewards | Trade Secret | 2022 | 2022
20252-215912-02 | Xcel Energy | 85 | 13781 | IOU | 04833873 | 7.124 | Solar |  |  | Interconnected | Trade Secret | Trade | RPO | RPO311 | Residential | Solar*Rewards | Trade Secret | 2022 | 2022
20252-215912-02 | Xcel Energy | 85 | 13781 | IOU | 04833977 | 6.09 | Solar |  |  | Interconnected | Trade Secret | Trade | ANN | ANN021 | Residential | Solar*Rewards | Trade Secret | 2022 | 2022
20252-215912-02 | Xcel Energy | 85 | 13781 | IOU | 04834001 | 16.403 | Solar |  |  | Interconnected | Trade Secret | Trade | CGR | CGR071 | Residential | Solar*Rewards | Trade Secret | 2022 | 2022
20252-215912-02 | Xcel Energy | 85 | 13781 | IOU | 04834016 | 6.96 | Solar |  |  | Interconnected | Trade Secret | Trade | CHE | CHE076 | Residential | Solar*Rewards | Trade Secret | 2022 | 2022
20252-215912-02 | Xcel Energy | 85 | 13781 | IOU | 04834030 | 4.93 | Solar |  |  | Interconnected | Trade Secret | Trade | STY | STY061 | Residential | Solar*Rewards | Trade Secret | 2022 | 2022
20252-215912-02 | Xcel Energy | 85 | 13781 | IOU | 04834053 | 4.4 | Solar |  |  | Withdrawn | Trade Secret | Trade | RRK | RRK064 | Residential | Solar*Rewards | Trade Secret | 2022
20252-215912-02 | Xcel Energy | 85 | 13781 | IOU | 04834093 | 1000 | Solar |  |  | Withdrawn | Trade Secret | Trade | PAT | PAT312 | Community Solar Garden | Solar*Rewards Community | Trade Secret | 2022
20252-215912-02 | Xcel Energy | 85 | 13781 | IOU | 04834130 | 5.51 | Solar |  |  | Interconnected | Trade Secret | Trade | SOU | SOU077 | Residential | Solar*Rewards | Trade Secret | 2022 | 2022
20252-215912-02 | Xcel Energy | 85 | 13781 | IOU | 04834148 | 10.96 | Solar |  |  | Interconnected | Trade Secret | Trade | RPO | RPO311 | Residential | Solar*Rewards | Trade Secret | 2022 | 2022
20252-215912-02 | Xcel Energy | 85 | 13781 | IOU | 04834175 | 5.052 | Solar |  |  | Withdrawn | Trade Secret | Trade | LAP | LAP311 | Residential |  | Trade Secret | 2022
20252-215912-02 | Xcel Energy | 85 | 13781 | IOU | 04834204 | 7.616 | Solar |  |  | Withdrawn | Trade Secret | Trade | LAP | LAP311 | Residential |  | Trade Secret | 2022
20252-215912-02 | Xcel Energy | 85 | 13781 | IOU | 04834290 | 4.384 | Solar |  |  | Withdrawn | Trade Secret | Trade | ECK | ECK082 | Residential | Solar*Rewards | Trade Secret | 2022
20252-215912-02 | Xcel Energy | 85 | 13781 | IOU | 04834304 | 11.508 | Solar |  |  | Interconnected | Trade Secret | Trade | BEL | BEL061 | Residential |  | Trade Secret | 2022 | 2022
20252-215912-02 | Xcel Energy | 85 | 13781 | IOU | 04834428 | 9.373 | Solar |  |  | Withdrawn | Trade Secret | Trade | TWL | TWL081 | Residential |  | Trade Secret | 2022
20252-215912-02 | Xcel Energy | 85 | 13781 | IOU | 04834875 | 3.747 | Solar |  |  | Active Application | Trade Secret | Trade | TLK | TLK061 | Residential |  | Trade Secret | 2022
20252-215912-02 | Xcel Energy | 85 | 13781 | IOU | 04834892 | 3.747 | Solar |  |  | Interconnected | Trade Secret | Trade | WCR | WCR322 | Residential |  | Trade Secret | 2022 | 2023
20252-215912-02 | Xcel Energy | 85 | 13781 | IOU | 04834899 | 7.616 | Solar |  |  | Interconnected | Trade Secret | Trade | UPP | UPP084 | Residential |  | Trade Secret | 2022 | 2023
20252-215912-02 | Xcel Energy | 85 | 13781 | IOU | 04834904 | 7.616 | Solar |  |  | Withdrawn | Trade Secret | Trade | LOK | LOK093 | Residential |  | Trade Secret | 2022
20252-215912-02 | Xcel Energy | 85 | 13781 | IOU | 04836013 | 5.48 | Solar |  |  | Interconnected | Trade Secret | Trade | WCR | WCR322 | Residential | Solar*Rewards | Trade Secret | 2022 | 2022
20252-215912-02 | Xcel Energy | 85 | 13781 | IOU | 04836019 | 2.61 | Solar |  |  | Interconnected | Trade Secret | Trade | WEF | WEF061 | Residential |  | Trade Secret | 2022 | 2024
20252-215912-02 | Xcel Energy | 85 | 13781 | IOU | 04836029 | 4.384 | Solar |  |  | Interconnected | Trade Secret | Trade | ECK | ECK321 | Residential | Solar*Rewards | Trade Secret | 2022 | 2022
20252-215912-02 | Xcel Energy | 85 | 13781 | IOU | 04836030 | 3.84 | Storage |  |  | Interconnected | Trade Secret | Trade | WES | WES073 | Residential |  | Trade Secret | 2022 | 2022
20252-215912-02 | Xcel Energy | 85 | 13781 | IOU | 04836042 | 5 | Storage |  |  | Withdrawn | Trade Secret | Trade | AFT | AFT314 | Commercial |  | Trade Secret | 2022
20252-215912-02 | Xcel Energy | 85 | 13781 | IOU | 04836050 | 6.576 | Solar |  |  | Interconnected | Trade Secret | Trade | AFT | AFT321 | Residential | Solar*Rewards | Trade Secret | 2022 | 2022
20252-215912-02 | Xcel Energy | 85 | 13781 | IOU | 04836053 | 5.48 | Solar |  |  | Interconnected | Trade Secret | Trade | ECK | ECK321 | Residential | Solar*Rewards | Trade Secret | 2022 | 2022
20252-215912-02 | Xcel Energy | 85 | 13781 | IOU | 04836063 | 9.316 | Solar |  |  | Interconnected | Trade Secret | Trade | ECK | ECK341 | Residential | Solar*Rewards | Trade Secret | 2022 | 2022
20252-215912-02 | Xcel Energy | 85 | 13781 | IOU | 04836100 | 6.38 | Solar |  |  | Interconnected | Trade Secret | Trade | GNL | GNL063 | Residential | Solar*Rewards | Trade Secret | 2022 | 2022
20252-215912-02 | Xcel Energy | 85 | 13781 | IOU | 04836119 | 99 | Solar |  |  | Interconnected | Trade Secret | Trade | TWL | TWL065 | Commercial |  | Trade Secret | 2022 | 2023
20252-215912-02 | Xcel Energy | 85 | 13781 | IOU | 04836147 | 6.67 | Solar |  |  | Interconnected | Trade Secret | Trade | SLP | SLP092 | Residential | Solar*Rewards | Trade Secret | 2022 | 2023
20252-215912-02 | Xcel Energy | 85 | 13781 | IOU | 04836161 | 5.51 | Solar |  |  | Interconnected | Trade Secret | Trade | EDA | EDA065 | Residential | Solar*Rewards | Trade Secret | 2022 | 2022
20252-215912-02 | Xcel Energy | 85 | 13781 | IOU | 04836244 | 10.121 | Solar |  |  | Withdrawn | Trade Secret | Trade | LAC | LAC063 | Residential | Solar*Rewards | Trade Secret | 2022
20252-215912-02 | Xcel Energy | 85 | 13781 | IOU | 04836277 | 12.604 | Solar |  |  | Interconnected | Trade Secret | Trade | GVW | GVW032 | Residential |  | Trade Secret | 2022 | 2022
20252-215912-02 | Xcel Energy | 85 | 13781 | IOU | 04836415 | 5 | Storage |  |  | Interconnected | Trade Secret | Trade | LOK | LOK093 | Residential |  | Trade Secret | 2022 | 2022
20252-215912-02 | Xcel Energy | 85 | 13781 | IOU | 04836502 | 5.22 | Solar |  |  | Interconnected | Trade Secret | Trade | MEL | MEL065 | Residential |  | Trade Secret | 2022 | 2022
20252-215912-02 | Xcel Energy | 85 | 13781 | IOU | 04836630 | 9.28 | Solar |  |  | Interconnected | Trade Secret | Trade | CHE | CHE075 | Residential |  | Trade Secret | 2022 | 2023
20252-215912-02 | Xcel Energy | 85 | 13781 | IOU | 04836722 | 6 | Solar |  |  | Withdrawn | Trade Secret | Trade | WEB | WEB021 | Residential |  | Trade Secret | 2022
20252-215912-02 | Xcel Energy | 85 | 13781 | IOU | 04836749 | 15 | Solar |  |  | Withdrawn | Trade Secret | Trade | DOC | DOC031 | Residential | Solar*Rewards | Trade Secret | 2022
20252-215912-02 | Xcel Energy | 85 | 13781 | IOU | 04837601 | 5.28 | Solar |  |  | Withdrawn | Trade Secret | Trade | LAB | LAB311 | Residential |  | Trade Secret | 2022
20252-215912-02 | Xcel Energy | 85 | 13781 | IOU | 04837671 | 17.3 | Solar |  |  | Interconnected | Trade Secret | Trade | ELP | ELP084 | Commercial | Solar*Rewards | Trade Secret | 2022 | 2022
20252-215912-02 | Xcel Energy | 85 | 13781 | IOU | 04837816 | 7.616 | Solar |  |  | Withdrawn | Trade Secret | Trade |  |  | Residential | Solar*Rewards | Trade Secret | 2022
20252-215912-02 | Xcel Energy | 85 | 13781 | IOU | 04838150 | 12.978 | Solar |  |  | Active Application | Trade Secret | Trade | SCL | SCL322 | Residential | Solar*Rewards | Trade Secret | 2022
20252-215912-02 | Xcel Energy | 85 | 13781 | IOU | 04838157 | 6.09 | Solar |  |  | Interconnected | Trade Secret | Trade | APA | APA075 | Residential | Solar*Rewards | Trade Secret | 2022 | 2022
20252-215912-02 | Xcel Energy | 85 | 13781 | IOU | 04838193 | 8.25 | Solar |  |  | Interconnected | Trade Secret | Trade | WCR | WCR063 | Residential | Solar*Rewards | Trade Secret | 2022 | 2022
20252-215912-02 | Xcel Energy | 85 | 13781 | IOU | 04838200 |  | Solar |  |  | Active Application | Trade Secret | Trade |  |  | Residential | Solar*Rewards | Trade Secret | 2022
20252-215912-02 | Xcel Energy | 85 | 13781 | IOU | 04838206 | 6.96 | Solar |  |  | Interconnected | Trade Secret | Trade | RMT | RMT321 | Residential | Solar*Rewards | Trade Secret | 2022 | 2022
20252-215912-02 | Xcel Energy | 85 | 13781 | IOU | 04838215 | 6.96 | Solar |  |  | Withdrawn | Trade Secret | Trade | MDT | MDT077 | Residential | Solar*Rewards | Trade Secret | 2022
20252-215912-02 | Xcel Energy | 85 | 13781 | IOU | 04838857 | 14.2 | Solar |  |  | Interconnected | Trade Secret | Trade | DAS | DAS061 | Commercial |  | Trade Secret | 2022 | 2023
20252-215912-02 | Xcel Energy | 85 | 13781 | IOU | 04839317 | 9.373 | Solar |  |  | Interconnected | Trade Secret | Trade | GRI | GRI001 | Residential |  | Trade Secret | 2022 | 2022
20252-215912-02 | Xcel Energy | 85 | 13781 | IOU | 04839401 | 6.38 | Solar |  |  | Interconnected | Trade Secret | Trade | CEL | CEL066 | Residential |  | Trade Secret | 2022 | 2024
20252-215912-02 | Xcel Energy | 85 | 13781 | IOU | 04839431 | 2.792 | Solar |  |  | Interconnected | Trade Secret | Trade | SOU | SOU086 | Commercial | Solar*Rewards | Trade Secret | 2022 | 2023
20252-215912-02 | Xcel Energy | 85 | 13781 | IOU | 04839448 | 3.839 | Solar |  |  | Interconnected | Trade Secret | Trade | SOU | SOU086 | Commercial | Solar*Rewards | Trade Secret | 2022 | 2023
20252-215912-02 | Xcel Energy | 85 | 13781 | IOU | 04839453 | 6 | Solar |  |  | Interconnected | Trade Secret | Trade | TWL | TWL062 | Residential |  | Trade Secret | 2022 | 2022
20252-215912-02 | Xcel Energy | 85 | 13781 | IOU | 04839544 | 6.09 | Solar |  |  | Interconnected | Trade Secret | Trade | MPK | MPK063 | Residential | Solar*Rewards | Trade Secret | 2022 | 2022
20252-215912-02 | Xcel Energy | 85 | 13781 | IOU | 04839569 | 6.09 | Solar |  |  | Interconnected | Trade Secret | Trade | WDY | WDY312 | Residential | Solar*Rewards | Trade Secret | 2022 | 2022
20252-215912-02 | Xcel Energy | 85 | 13781 | IOU | 04839583 | 4.188 | Solar |  |  | Interconnected | Trade Secret | Trade | GLK | GLK064 | Residential | Solar*Rewards | Trade Secret | 2022 | 2022
20252-215912-02 | Xcel Energy | 85 | 13781 | IOU | 04839595 | 25.128 | Solar |  |  | Withdrawn | Trade Secret | Trade | BYT | BYT072 | Residential | Solar*Rewards | Trade Secret | 2022
20252-215912-02 | Xcel Energy | 85 | 13781 | IOU | 04839680 |  |  |  |  | Active Application | Trade Secret | Trade |  |  | Residential |  | Trade Secret | 2022
20252-215912-02 | Xcel Energy | 85 | 13781 | IOU | 04839728 | 14.5 | Solar |  |  | Active Application | Trade Secret | Trade | SCA | SCA021 | Commercial |  | Trade Secret | 2022
20252-215912-02 | Xcel Energy | 85 | 13781 | IOU | 04839951 |  |  |  |  | Active Application | Trade Secret | Trade |  |  | Residential |  | Trade Secret | 2022
20252-215912-02 | Xcel Energy | 85 | 13781 | IOU | 04840018 | 4.64 | Solar |  |  | Interconnected | Trade Secret | Trade | HUG | HUG321 | Residential | Solar*Rewards | Trade Secret | 2022 | 2022
20252-215912-02 | Xcel Energy | 85 | 13781 | IOU | 04840038 | 7.38 | Solar |  |  | Withdrawn | Trade Secret | Trade | WAB | WAB031 | Residential | Solar*Rewards | Trade Secret | 2022
20252-215912-02 | Xcel Energy | 85 | 13781 | IOU | 04840131 | 11.39 | Solar |  |  | Withdrawn | Trade Secret | Trade |  |  | Commercial | Solar*Rewards | Trade Secret | 2022
20252-215912-02 | Xcel Energy | 85 | 13781 | IOU | 04840181 | 12.3 | Solar |  |  | Withdrawn | Trade Secret | Trade | FRO | FRO021 | Residential | Solar*Rewards | Trade Secret | 2022
20252-215912-02 | Xcel Energy | 85 | 13781 | IOU | 04840190 | 8.22 | Solar |  |  | Interconnected | Trade Secret | Trade | AFT | AFT321 | Residential | Solar*Rewards | Trade Secret | 2022 | 2022
20252-215912-02 | Xcel Energy | 85 | 13781 | IOU | 04840212 | 3.288 | Solar |  |  | Interconnected | Trade Secret | Trade | PKL | PKL085 | Residential | Solar*Rewards | Trade Secret | 2022 | 2022
20252-215912-02 | Xcel Energy | 85 | 13781 | IOU | 04840440 | 11.02 | Solar |  |  | Interconnected | Trade Secret | Trade | GLK | GLK063 | Residential | Solar*Rewards | Trade Secret | 2022 | 2022
20252-215912-02 | Xcel Energy | 85 | 13781 | IOU | 04840810 | 15.232 | Solar |  |  | Interconnected | Trade Secret | Trade | WES | WES064 | Commercial | Solar*Rewards | Trade Secret | 2022 | 2022
20252-215912-02 | Xcel Energy | 85 | 13781 | IOU | 04840858 | 40 | Solar |  |  | Interconnected | Trade Secret | Trade | RMT | RMT321 | Commercial | Solar*Rewards | Trade Secret | 2022 | 2024
20252-215912-02 | Xcel Energy | 85 | 13781 | IOU | 04840862 | 39.976 | Solar |  |  | Interconnected | Trade Secret | Trade | RMT | RMT321 | Commercial | Solar*Rewards | Trade Secret | 2022 | 2023
20252-215912-02 | Xcel Energy | 85 | 13781 | IOU | 04840863 | 40 | Solar |  |  | Interconnected | Trade Secret | Trade | RMT | RMT321 | Commercial | Solar*Rewards | Trade Secret | 2022 | 2025
20252-215912-02 | Xcel Energy | 85 | 13781 | IOU | 04840865 | 40 | Solar |  |  | Interconnected | Trade Secret | Trade | RMT | RMT321 | Commercial | Solar*Rewards | Trade Secret | 2022 | 2023
20252-215912-02 | Xcel Energy | 85 | 13781 | IOU | 04840887 | 4.932 | Solar |  |  | Interconnected | Trade Secret | Trade | RPO | RPO312 | Residential | Solar*Rewards | Trade Secret | 2022 | 2022
20252-215912-02 | Xcel Energy | 85 | 13781 | IOU | 04840889 | 11.536 | Solar |  |  | Interconnected | Trade Secret | Trade | ALK | ALK072 | Residential | Solar*Rewards | Trade Secret | 2022 | 2022
20252-215912-02 | Xcel Energy | 85 | 13781 | IOU | 04840911 | 22.848 | Solar |  | X | Interconnected | Trade Secret | Trade | HUG | HUG321 | Residential | Solar*Rewards | Trade Secret | 2022 | 2022
20252-215912-02 | Xcel Energy | 85 | 13781 | IOU | 04840977 |  | Solar |  |  | Active Application | Trade Secret | Trade |  |  | Residential | Solar*Rewards | Trade Secret | 2022
20252-215912-02 | Xcel Energy | 85 | 13781 | IOU | 04840986 |  | Solar |  |  | Active Application | Trade Secret | Trade |  |  | Residential | Solar*Rewards | Trade Secret | 2022
20252-215912-02 | Xcel Energy | 85 | 13781 | IOU | 04840993 |  | Solar |  |  | Active Application | Trade Secret | Trade |  |  | Residential | Solar*Rewards | Trade Secret | 2022
20252-215912-02 | Xcel Energy | 85 | 13781 | IOU | 04841002 | 7.124 | Solar |  |  | Interconnected | Trade Secret | Trade | GLK | GLK074 | Residential | Solar*Rewards | Trade Secret | 2022 | 2022
20252-215912-02 | Xcel Energy | 85 | 13781 | IOU | 04841053 | 6.98 | Solar |  |  | Interconnected | Trade Secret | Trade | WIL | WIL084 | Residential |  | Trade Secret | 2022 | 2023
20252-215912-02 | Xcel Energy | 85 | 13781 | IOU | 04841192 | 11.536 | Solar |  |  | Interconnected | Trade Secret | Trade | WYO | WYO022 | Residential |  | Trade Secret | 2022 | 2022
20252-215912-02 | Xcel Energy | 85 | 13781 | IOU | 04841212 | 4.64 | Solar |  |  | Interconnected | Trade Secret | Trade | MND | MND071 | Residential | Solar*Rewards | Trade Secret | 2022 | 2022
20252-215912-02 | Xcel Energy | 85 | 13781 | IOU | 04841435 | 4.35 | Solar |  |  | Interconnected | Trade Secret | Trade | HUG | HUG321 | Residential | Solar*Rewards | Trade Secret | 2022 | 2023
20252-215912-02 | Xcel Energy | 85 | 13781 | IOU | 04841530 |  | Solar |  |  | Active Application | Trade Secret | Trade |  |  | Residential | Solar*Rewards | Trade Secret | 2022
20252-215912-02 | Xcel Energy | 85 | 13781 | IOU | 04841755 | 39.222 | Solar |  |  | Withdrawn | Trade Secret | Trade | SOU | SOU088 | Commercial | Solar*Rewards | Trade Secret | 2022 | 2024
20252-215912-02 | Xcel Energy | 85 | 13781 | IOU | 04841848 | 34.17 | Solar |  |  | Interconnected | Trade Secret | Trade | SOU | SOU088 | Commercial |  | Trade Secret | 2022 | 2024
20252-215912-02 | Xcel Energy | 85 | 13781 | IOU | 04841850 | 6.09 | Solar |  |  | Interconnected | Trade Secret | Trade | LEX | LEX332 | Residential | Solar*Rewards | Trade Secret | 2022 | 2022
20252-215912-02 | Xcel Energy | 85 | 13781 | IOU | 04842544 | 4.932 | Solar |  |  | Interconnected | Trade Secret | Trade | AFT | AFT314 | Residential | Solar*Rewards | Trade Secret | 2022 | 2022
20252-215912-02 | Xcel Energy | 85 | 13781 | IOU | 04842580 | 6.67 | Solar |  |  | Interconnected | Trade Secret | Trade | OPK | OPK067 | Residential |  | Trade Secret | 2022 | 2023
20252-215912-02 | Xcel Energy | 85 | 13781 | IOU | 04842669 | 6.028 | Solar |  |  | Interconnected | Trade Secret | Trade | PKL | PKL085 | Residential | Solar*Rewards | Trade Secret | 2022 | 2022
20252-215912-02 | Xcel Energy | 85 | 13781 | IOU | 04842675 | 26.3 | Solar |  |  | Interconnected | Trade Secret | Trade | SLP | SLP083 | Commercial | Solar*Rewards | Trade Secret | 2022 | 2023
20252-215912-02 | Xcel Energy | 85 | 13781 | IOU | 04842732 | 6.98 | Solar |  |  | Interconnected | Trade Secret | Trade | SLP | SLP087 | Commercial | Solar*Rewards | Trade Secret | 2022 | 2024
20252-215912-02 | Xcel Energy | 85 | 13781 | IOU | 04842744 | 15.232 | Solar |  |  | Withdrawn | Trade Secret | Trade | WIL | WIL063 | Residential | Solar*Rewards | Trade Secret | 2022
20252-215912-02 | Xcel Energy | 85 | 13781 | IOU | 04842746 | 4.06 | Solar |  |  | Interconnected | Trade Secret | Trade | WSG | WSG352 | Residential | Solar*Rewards | Trade Secret | 2022 | 2023
20252-215912-02 | Xcel Energy | 85 | 13781 | IOU | 04842924 | 9.994 | Solar |  |  | Interconnected | Trade Secret | Trade | RAM | RAM064 | Residential |  | Trade Secret | 2022 | 2022
20252-215912-02 | Xcel Energy | 85 | 13781 | IOU | 04843002 | 4.188 | Solar |  |  | Withdrawn | Trade Secret | Trade | MDT | MDT071 | Residential | Solar*Rewards | Trade Secret | 2022
20252-215912-02 | Xcel Energy | 85 | 13781 | IOU | 04843031 | 4.537 | Solar |  |  | Withdrawn | Trade Secret | Trade | MDT | MDT071 | Commercial | Solar*Rewards | Trade Secret | 2022
20252-215912-02 | Xcel Energy | 85 | 13781 | IOU | 04843065 | 3.839 | Solar |  |  | Withdrawn | Trade Secret | Trade | MDT | MDT071 | Residential | Solar*Rewards | Trade Secret | 2022
20252-215912-02 | Xcel Energy | 85 | 13781 | IOU | 04843084 | 3.839 | Solar |  |  | Withdrawn | Trade Secret | Trade | MDT | MDT071 | Residential | Solar*Rewards | Trade Secret | 2022
20252-215912-02 | Xcel Energy | 85 | 13781 | IOU | 04843590 | 10.104 | Solar |  |  | Interconnected | Trade Secret | Trade | GRC | GRC312 | Residential |  | Trade Secret | 2022 | 2023
20252-215912-02 | Xcel Energy | 85 | 13781 | IOU | 04843865 | 7.25 | Solar |  |  | Interconnected | Trade Secret | Trade | LEX | LEX332 | Residential | Solar*Rewards | Trade Secret | 2022 | 2022
20252-215912-02 | Xcel Energy | 85 | 13781 | IOU | 04845114 | 33.3 | Solar |  |  | Interconnected | Trade Secret | Trade | FIC | FIC021 | Commercial |  | Trade Secret | 2022 | 2024
20252-215912-02 | Xcel Energy | 85 | 13781 | IOU | 04845218 | 11 | Solar |  |  | Withdrawn | Trade Secret | Trade | DND | DND061 | Residential | Solar*Rewards | Trade Secret | 2022
20252-215912-02 | Xcel Energy | 85 | 13781 | IOU | 04845319 | 5.8 | Solar |  |  | Interconnected | Trade Secret | Trade | WIL | WIL061 | Residential |  | Trade Secret | 2022 | 2022
20252-215912-02 | Xcel Energy | 85 | 13781 | IOU | 04845367 | 5.8 | Solar |  |  | Interconnected | Trade Secret | Trade | SOU | SOU083 | Residential | Solar*Rewards | Trade Secret | 2022 | 2023
20252-215912-02 | Xcel Energy | 85 | 13781 | IOU | 04845473 | 7.25 | Solar |  |  | Interconnected | Trade Secret | Trade | HUG | HUG311 | Residential | Solar*Rewards | Trade Secret | 2022 | 2022
20252-215912-02 | Xcel Energy | 85 | 13781 | IOU | 04845525 | 7.124 | Solar |  |  | Interconnected | Trade Secret | Trade | RPO | RPO311 | Residential | Solar*Rewards | Trade Secret | 2022 | 2022
20252-215912-02 | Xcel Energy | 85 | 13781 | IOU | 04845556 | 5.48 | Solar |  |  | Interconnected | Trade Secret | Trade | WCR | WCR063 | Residential | Solar*Rewards | Trade Secret | 2022 | 2022
20252-215912-02 | Xcel Energy | 85 | 13781 | IOU | 04845584 | 3.836 | Solar |  |  | Interconnected | Trade Secret | Trade | GSL | GSL341 | Residential | Solar*Rewards | Trade Secret | 2022 | 2022
20252-215912-02 | Xcel Energy | 85 | 13781 | IOU | 04845607 | 4.932 | Solar |  |  | Interconnected | Trade Secret | Trade | ECK | ECK082 | Residential | Solar*Rewards | Trade Secret | 2022 | 2022
20252-215912-02 | Xcel Energy | 85 | 13781 | IOU | 04845632 | 6.05 | Solar |  |  | Interconnected | Trade Secret | Trade | RPO | RPO312 | Residential | Solar*Rewards | Trade Secret | 2022 | 2022
20252-215912-02 | Xcel Energy | 85 | 13781 | IOU | 04845663 |  | Solar |  |  | Active Application | Trade Secret | Trade |  |  | Residential | Solar*Rewards | Trade Secret | 2022
20252-215912-02 | Xcel Energy | 85 | 13781 | IOU | 04845814 | 8.376 | Solar |  |  | Interconnected | Trade Secret | Trade | SCL | SCL313 | Residential | Solar*Rewards | Trade Secret | 2022 | 2022
20252-215912-02 | Xcel Energy | 85 | 13781 | IOU | 04845827 | 8.376 | Solar |  |  | Interconnected | Trade Secret | Trade | BRP | BRP063 | Residential | Solar*Rewards | Trade Secret | 2022 | 2022
20252-215912-02 | Xcel Energy | 85 | 13781 | IOU | 04845847 | 6.38 | Solar |  |  | Interconnected | Trade Secret | Trade | AFT | AFT314 | Residential | Solar*Rewards | Trade Secret | 2022 | 2022
20252-215912-02 | Xcel Energy | 85 | 13781 | IOU | 04845864 | 13.92 | Solar |  |  | Interconnected | Trade Secret | Trade | RLK | RLK065 | Residential | Solar*Rewards | Trade Secret | 2022 | 2022
20252-215912-02 | Xcel Energy | 85 | 13781 | IOU | 04845880 | 6.96 | Solar |  |  | Interconnected | Trade Secret | Trade | VKG | VKG061 | Residential | Solar*Rewards | Trade Secret | 2022 | 2023
20252-215912-02 | Xcel Energy | 85 | 13781 | IOU | 04846045 | 5.052 | Solar |  |  | Interconnected | Trade Secret | Trade | RAM | RAM064 | Residential | Solar*Rewards | Trade Secret | 2022 | 2022
20252-215912-02 | Xcel Energy | 85 | 13781 | IOU | 04846693 | 8.41 | Solar |  |  | Interconnected | Trade Secret | Trade | HUG | HUG321 | Residential | Solar*Rewards | Trade Secret | 2022 | 2022
20252-215912-02 | Xcel Energy | 85 | 13781 | IOU | 04846923 | 8.12 | Solar |  |  | Interconnected | Trade Secret | Trade | WDY | WDY312 | Residential |  | Trade Secret | 2022 | 2024
20252-215912-02 | Xcel Energy | 85 | 13781 | IOU | 04847301 | 9.994 | Solar |  |  | Interconnected | Trade Secret | Trade | SLP | SLP092 | Residential | Solar*Rewards | Trade Secret | 2022 | 2022
20252-215912-02 | Xcel Energy | 85 | 13781 | IOU | 04847322 | 8.99 | Solar |  |  | Interconnected | Trade Secret | Trade | MPK | MPK064 | Residential | Solar*Rewards | Trade Secret | 2022 | 2022
20252-215912-02 | Xcel Energy | 85 | 13781 | IOU | 04847343 |  | Solar |  |  | Active Application | Trade Secret | Trade |  |  | Residential | Solar*Rewards | Trade Secret | 2022
20252-215912-02 | Xcel Energy | 85 | 13781 | IOU | 04847357 | 4.537 | Solar |  |  | Interconnected | Trade Secret | Trade | ECK | ECK321 | Residential | Solar*Rewards | Trade Secret | 2022 | 2022
20252-215912-02 | Xcel Energy | 85 | 13781 | IOU | 04847363 | 3.288 | Solar |  |  | Interconnected | Trade Secret | Trade | AFT | AFT322 | Residential | Solar*Rewards | Trade Secret | 2022 | 2022
20252-215912-02 | Xcel Energy | 85 | 13781 | IOU | 04847364 | 7.15 | Solar |  |  | Interconnected | Trade Secret | Trade | DPN | DPN062 | Residential |  | Trade Secret | 2022 | 2022
20252-215912-02 | Xcel Energy | 85 | 13781 | IOU | 04847365 | 8.376 | Solar |  |  | Interconnected | Trade Secret | Trade | SOU | SOU087 | Residential | Solar*Rewards | Trade Secret | 2022 | 2022
20252-215912-02 | Xcel Energy | 85 | 13781 | IOU | 04847384 | 10.73 | Solar |  |  | Withdrawn | Trade Secret | Trade |  |  | Residential | Solar*Rewards | Trade Secret | 2022
20252-215912-02 | Xcel Energy | 85 | 13781 | IOU | 04847434 | 9.316 | Solar |  |  | Interconnected | Trade Secret | Trade | WES | WES071 | Residential | Solar*Rewards | Trade Secret | 2022 | 2022
20252-215912-02 | Xcel Energy | 85 | 13781 | IOU | 04847756 | 9.994 | Solar |  |  | Withdrawn | Trade Secret | Trade | WIL | WIL075 | Residential |  | Trade Secret | 2022
20252-215912-02 | Xcel Energy | 85 | 13781 | IOU | 04847801 | 5.052 | Solar |  |  | Interconnected | Trade Secret | Trade | WCR | WCR322 | Residential | Solar*Rewards | Trade Secret | 2022 | 2022
20252-215912-02 | Xcel Energy | 85 | 13781 | IOU | 04848380 | 8.768 | Solar |  |  | Interconnected | Trade Secret | Trade | WCR | WCR311 | Residential | Solar*Rewards | Trade Secret | 2022 | 2022
20252-215912-02 | Xcel Energy | 85 | 13781 | IOU | 04848394 |  | Solar |  |  | Active Application | Trade Secret | Trade |  |  | Residential | Solar*Rewards | Trade Secret | 2022
20252-215912-02 | Xcel Energy | 85 | 13781 | IOU | 04848395 |  | Solar |  |  | Active Application | Trade Secret | Trade |  |  | Residential | Solar*Rewards | Trade Secret | 2022
20252-215912-02 | Xcel Energy | 85 | 13781 | IOU | 04848398 | 31.024 | Solar |  |  | Withdrawn | Trade Secret | Trade | MTV | MTV021 | Residential | Solar*Rewards | Trade Secret | 2022
20252-215912-02 | Xcel Energy | 85 | 13781 | IOU | 04848548 | 7.616 | Solar |  |  | Withdrawn | Trade Secret | Trade | MHW | MHW311 | Residential | Solar*Rewards | Trade Secret | 2022
20252-215912-02 | Xcel Energy | 85 | 13781 | IOU | 04848653 | 7.329 | Solar |  |  | Interconnected | Trade Secret | Trade | AFT | AFT321 | Residential | Solar*Rewards | Trade Secret | 2022 | 2022
20252-215912-02 | Xcel Energy | 85 | 13781 | IOU | 04848890 | 5.052 | Solar |  |  | Withdrawn | Trade Secret | Trade | RMT | RMT321 | Residential |  | Trade Secret | 2022
20252-215912-02 | Xcel Energy | 85 | 13781 | IOU | 04849067 |  | Solar |  |  | Active Application | Trade Secret | Trade |  |  | Residential | Solar*Rewards | Trade Secret | 2022
20252-215912-02 | Xcel Energy | 85 | 13781 | IOU | 04849074 |  | Solar |  |  | Active Application | Trade Secret | Trade |  |  | Residential | Solar*Rewards | Trade Secret | 2022
20252-215912-02 | Xcel Energy | 85 | 13781 | IOU | 04849079 | 7.616 | Solar |  |  | Interconnected | Trade Secret | Trade | RLK | RLK066 | Residential | Solar*Rewards | Trade Secret | 2022 | 2022
20252-215912-02 | Xcel Energy | 85 | 13781 | IOU | 04849080 | 4.384 | Solar |  |  | Interconnected | Trade Secret | Trade | LLK | LLK061 | Residential |  | Trade Secret | 2022 | 2022
20252-215912-02 | Xcel Energy | 85 | 13781 | IOU | 04849153 | 23.034 | Solar |  |  | Interconnected | Trade Secret | Trade | SOU | SOU083 | Commercial |  | Trade Secret | 2022 | 2023
20252-215912-02 | Xcel Energy | 85 | 13781 | IOU | 04849183 | 6.631 | Solar |  |  | Interconnected | Trade Secret | Trade | SOU | SOU077 | Commercial |  | Trade Secret | 2022 | 2022
20252-215912-02 | Xcel Energy | 85 | 13781 | IOU | 04849314 |  | Solar |  |  | Withdrawn | Trade Secret | Trade |  |  | Residential | Solar*Rewards | Trade Secret | 2022
20252-215912-02 | Xcel Energy | 85 | 13781 | IOU | 04849340 | 6.38 | Solar |  |  | Interconnected | Trade Secret | Trade | KOL | KOL073 | Residential | Solar*Rewards | Trade Secret | 2022 | 2022
20252-215912-02 | Xcel Energy | 85 | 13781 | IOU | 04849517 | 6.028 | Solar |  |  | Interconnected | Trade Secret | Trade | HOL | HOL071 | Residential | Solar*Rewards | Trade Secret | 2022 | 2022
20252-215912-02 | Xcel Energy | 85 | 13781 | IOU | 04849519 | 7.83 | Solar |  |  | Interconnected | Trade Secret | Trade | HUG | HUG312 | Residential | Solar*Rewards | Trade Secret | 2022 | 2022
20252-215912-02 | Xcel Energy | 85 | 13781 | IOU | 04850121 |  | Solar |  |  | Active Application | Trade Secret | Trade |  |  | Residential | Solar*Rewards | Trade Secret | 2022
20252-215912-02 | Xcel Energy | 85 | 13781 | IOU | 04850122 |  | Solar |  |  | Active Application | Trade Secret | Trade | MOL | MOL078 | Residential | Solar*Rewards | Trade Secret | 2022
20252-215912-02 | Xcel Energy | 85 | 13781 | IOU | 04850283 | 2.443 | Solar |  |  | Interconnected | Trade Secret | Trade | MDT | MDT067 | Residential | Solar*Rewards | Trade Secret | 2022 | 2023
20252-215912-02 | Xcel Energy | 85 | 13781 | IOU | 04850387 |  | Solar |  |  | Active Application | Trade Secret | Trade |  |  | Residential | Solar*Rewards | Trade Secret | 2022
20252-215912-02 | Xcel Energy | 85 | 13781 | IOU | 04850403 | 3.141 | Solar |  |  | Interconnected | Trade Secret | Trade | MDT | MDT067 | Residential | Solar*Rewards | Trade Secret | 2022 | 2023
20252-215912-02 | Xcel Energy | 85 | 13781 | IOU | 04850406 | 11.168 | Solar |  |  | Interconnected | Trade Secret | Trade | HUG | HUG321 | Residential | Solar*Rewards | Trade Secret | 2022 | 2022
20252-215912-02 | Xcel Energy | 85 | 13781 | IOU | 04850424 | 2.792 | Solar |  |  | Interconnected | Trade Secret | Trade | MDT | MDT067 | Residential | Solar*Rewards | Trade Secret | 2022 | 2023
20252-215912-02 | Xcel Energy | 85 | 13781 | IOU | 04850430 | 9.074 | Solar |  |  | Interconnected | Trade Secret | Trade | RLK | RLK066 | Residential | Solar*Rewards | Trade Secret | 2022 | 2022
20252-215912-02 | Xcel Energy | 85 | 13781 | IOU | 04850441 | 2.792 | Solar |  |  | Interconnected | Trade Secret | Trade | MDT | MDT067 | Residential | Solar*Rewards | Trade Secret | 2022 | 2023
20252-215912-02 | Xcel Energy | 85 | 13781 | IOU | 04850462 | 20.44 | Solar |  | X | Withdrawn | Trade Secret | Trade | OPK | OPK077 | Residential |  | Trade Secret | 2022
20252-215912-02 | Xcel Energy | 85 | 13781 | IOU | 04850464 | 3.141 | Solar |  |  | Interconnected | Trade Secret | Trade | MDT | MDT067 | Residential | Solar*Rewards | Trade Secret | 2022 | 2023
20252-215912-02 | Xcel Energy | 85 | 13781 | IOU | 04850475 | 2.792 | Solar |  |  | Interconnected | Trade Secret | Trade | MDT | MDT067 | Residential | Solar*Rewards | Trade Secret | 2022 | 2023
20252-215912-02 | Xcel Energy | 85 | 13781 | IOU | 04850523 |  |  |  |  | Active Application | Trade Secret | Trade |  |  | Residential |  | Trade Secret | 2022
20252-215912-02 | Xcel Energy | 85 | 13781 | IOU | 04850630 |  | Solar |  |  | Active Application | Trade Secret | Trade |  |  | Residential | Solar*Rewards | Trade Secret | 2022
20252-215912-02 | Xcel Energy | 85 | 13781 | IOU | 04850727 |  | Solar |  |  | Active Application | Trade Secret | Trade |  |  | Residential | Solar*Rewards | Trade Secret | 2022
20252-215912-02 | Xcel Energy | 85 | 13781 | IOU | 04850744 | 5.48 | Solar |  |  | Interconnected | Trade Secret | Trade | DND | DND071 | Residential | Solar*Rewards | Trade Secret | 2022 | 2022
20252-215912-02 | Xcel Energy | 85 | 13781 | IOU | 04851005 | 0.48 | Solar |  |  | Active Application | Trade Secret | Trade | SLP | SLP096 | Commercial |  | Trade Secret | 2022
20252-215912-02 | Xcel Energy | 85 | 13781 | IOU | 04851187 | 75 | Solar |  |  | Interconnected | Trade Secret | Trade | SLP | SLP096 | Commercial |  | Trade Secret | 2022 | 2023
20252-215912-02 | Xcel Energy | 85 | 13781 | IOU | 04852739 | 3.747 | Solar |  |  | Interconnected | Trade Secret | Trade | APA | APA075 | Residential |  | Trade Secret | 2022 | 2023
20252-215912-02 | Xcel Energy | 85 | 13781 | IOU | 04856396 | 14.5 | Solar |  |  | Interconnected | Trade Secret | Trade | BEL | BEL061 | Residential |  | Trade Secret | 2022 | 2022
20252-215912-02 | Xcel Energy | 85 | 13781 | IOU | 04857437 | 5.8 | Solar |  |  | Interconnected | Trade Secret | Trade | ALD | ALD093 | Residential | Solar*Rewards | Trade Secret | 2022 | 2022
20252-215912-02 | Xcel Energy | 85 | 13781 | IOU | 04857473 | 8.725 | Solar |  |  | Interconnected | Trade Secret | Trade | HUG | HUG311 | Residential | Solar*Rewards | Trade Secret | 2022 | 2023
20252-215912-02 | Xcel Energy | 85 | 13781 | IOU | 04857631 | 8.5 | Solar |  |  | Withdrawn | Trade Secret | Trade | LAP | LAP311 | Residential |  | Trade Secret | 2022
20252-215912-02 | Xcel Energy | 85 | 13781 | IOU | 04857936 | 6.67 | Solar |  |  | Interconnected | Trade Secret | Trade | WES | WES073 | Residential |  | Trade Secret | 2022 | 2022
20252-215912-02 | Xcel Energy | 85 | 13781 | IOU | 04857960 | 5.22 | Solar |  |  | Interconnected | Trade Secret | Trade | OAD | OAD061 | Residential | Solar*Rewards | Trade Secret | 2022 | 2022
20252-215912-02 | Xcel Energy | 85 | 13781 | IOU | 04860449 | 7.25 | Solar |  |  | Interconnected | Trade Secret | Trade | VMR | VMR061 | Residential |  | Trade Secret | 2022 | 2022
20252-215912-02 | Xcel Energy | 85 | 13781 | IOU | 04860566 | 40 |  |  |  | Active Application | Trade Secret | Trade | DBL | DBL064 | Commercial |  | Trade Secret | 2022
20252-215912-02 | Xcel Energy | 85 | 13781 | IOU | 04860579 | 40 | Solar |  |  | Interconnected | Trade Secret | Trade | DBL | DBL064 | Commercial |  | Trade Secret | 2022 | 2023
20252-215912-02 | Xcel Energy | 85 | 13781 | IOU | 04860632 | 10.121 | Solar |  |  | Interconnected | Trade Secret | Trade | WCR | WCR321 | Residential | Solar*Rewards | Trade Secret | 2022 | 2022
20252-215912-02 | Xcel Energy | 85 | 13781 | IOU | 04860656 | 6.96 | Solar |  | X | Interconnected | Trade Secret | Trade | WSG | WSG362 | Residential | Solar*Rewards | Trade Secret | 2022 | 2022
20252-215912-02 | Xcel Energy | 85 | 13781 | IOU | 04860681 | 6.96 | Solar |  |  | Interconnected | Trade Secret | Trade | GSL | GSL341 | Residential | Solar*Rewards | Trade Secret | 2022 | 2022
20252-215912-02 | Xcel Energy | 85 | 13781 | IOU | 04860703 | 6.38 | Solar |  |  | Interconnected | Trade Secret | Trade | UPP | UPP086 | Residential | Solar*Rewards | Trade Secret | 2022 | 2022
20252-215912-02 | Xcel Energy | 85 | 13781 | IOU | 04860803 |  |  |  |  | Withdrawn | Trade Secret | Trade |  |  | Residential |  | Trade Secret | 2022
20252-215912-02 | Xcel Energy | 85 | 13781 | IOU | 04860849 |  | Solar |  |  | Active Application | Trade Secret | Trade |  |  | Residential | Solar*Rewards | Trade Secret | 2022
20252-215912-02 | Xcel Energy | 85 | 13781 | IOU | 04860899 | 3.747 | Solar |  |  | Interconnected | Trade Secret | Trade | WES | WES061 | Residential |  | Trade Secret | 2022 | 2022
20252-215912-02 | Xcel Energy | 85 | 13781 | IOU | 04860975 | 6.98 | Solar |  |  | Withdrawn | Trade Secret | Trade | MDT | MDT071 | Residential | Solar*Rewards | Trade Secret | 2022
20252-215912-02 | Xcel Energy | 85 | 13781 | IOU | 04861008 | 4.886 | Solar |  |  | Active Application | Trade Secret | Trade | MDT | MDT071 | Residential | Solar*Rewards | Trade Secret | 2022
20252-215912-02 | Xcel Energy | 85 | 13781 | IOU | 04861063 | 4.537 | Solar |  |  | Withdrawn | Trade Secret | Trade | MDT | MDT071 | Residential | Solar*Rewards | Trade Secret | 2022
20252-215912-02 | Xcel Energy | 85 | 13781 | IOU | 04861146 | 5.052 | Solar |  |  | Interconnected | Trade Secret | Trade | UPP | UPP084 | Residential | Solar*Rewards | Trade Secret | 2022 | 2022
20252-215912-02 | Xcel Energy | 85 | 13781 | IOU | 04861211 | 9.994 | Solar |  |  | Withdrawn | Trade Secret | Trade | ALK | ALK072 | Residential |  | Trade Secret | 2022
20252-215912-02 | Xcel Energy | 85 | 13781 | IOU | 04861409 | 14.51 | Solar |  |  | Interconnected | Trade Secret | Trade | DBL | DBL081 | Commercial | Solar*Rewards | Trade Secret | 2022 | 2023
20252-215912-02 | Xcel Energy | 85 | 13781 | IOU | 04861457 | 15.141 | Solar |  |  | Withdrawn | Trade Secret | Trade | RAP | RAP081 | Residential | Solar*Rewards | Trade Secret | 2022
20252-215912-02 | Xcel Energy | 85 | 13781 | IOU | 04861876 | 4.95 | Solar |  |  | Interconnected | Trade Secret | Trade | GSL | GSL341 | Residential | Solar*Rewards | Trade Secret | 2022 | 2022
20252-215912-02 | Xcel Energy | 85 | 13781 | IOU | 04861882 | 6.576 | Solar |  |  | Interconnected | Trade Secret | Trade | HOL | HOL071 | Residential | Solar*Rewards | Trade Secret | 2022 | 2022
20252-215912-02 | Xcel Energy | 85 | 13781 | IOU | 04861896 |  | Solar |  |  | Active Application | Trade Secret | Trade |  |  | Residential | Solar*Rewards | Trade Secret | 2022
20252-215912-02 | Xcel Energy | 85 | 13781 | IOU | 04861977 | 4.188 | Solar |  |  | Withdrawn | Trade Secret | Trade | WIL | WIL084 | Residential | Solar*Rewards | Trade Secret | 2022
20252-215912-02 | Xcel Energy | 85 | 13781 | IOU | 04862050 | 9.994 | Solar |  |  | Interconnected | Trade Secret | Trade | STY | STY062 | Residential | Solar*Rewards | Trade Secret | 2022 | 2022
20252-215912-02 | Xcel Energy | 85 | 13781 | IOU | 04862138 |  | Solar |  |  | Active Application | Trade Secret | Trade | APA | APA075 | Residential | Solar*Rewards | Trade Secret | 2022
20252-215912-02 | Xcel Energy | 85 | 13781 | IOU | 04862161 | 3.8 | Solar |  |  | Interconnected | Trade Secret | Trade | UPP | UPP082 | Residential | Solar*Rewards | Trade Secret | 2022 | 2023
20252-215912-02 | Xcel Energy | 85 | 13781 | IOU | 04862174 | 9.994 | Solar |  |  | Active Application | Trade Secret | Trade | AFT | AFT322 | Residential |  | Trade Secret | 2022
20252-215912-02 | Xcel Energy | 85 | 13781 | IOU | 04862202 |  | Solar |  |  | Active Application | Trade Secret | Trade |  |  | Residential | Solar*Rewards | Trade Secret | 2022
20252-215912-02 | Xcel Energy | 85 | 13781 | IOU | 04862305 | 7.329 | Solar |  |  | Interconnected | Trade Secret | Trade | LEX | LEX331 | Residential | Solar*Rewards | Trade Secret | 2022 | 2022
20252-215912-02 | Xcel Energy | 85 | 13781 | IOU | 04862318 | 3.49 | Solar |  |  | Interconnected | Trade Secret | Trade | MST | MST066 | Residential | Solar*Rewards | Trade Secret | 2022 | 2022
20252-215912-02 | Xcel Energy | 85 | 13781 | IOU | 04862338 | 5.22 | Solar |  | X | Interconnected | Trade Secret | Trade | HOL | HOL073 | Residential | Solar*Rewards | Trade Secret | 2022 | 2022
20252-215912-02 | Xcel Energy | 85 | 13781 | IOU | 04862354 | 8.376 | Solar |  |  | Interconnected | Trade Secret | Trade | AFT | AFT314 | Residential | Solar*Rewards | Trade Secret | 2022 | 2022
20252-215912-02 | Xcel Energy | 85 | 13781 | IOU | 04862460 | 4.35 | Solar |  |  | Interconnected | Trade Secret | Trade | ALD | ALD076 | Residential | Solar*Rewards | Trade Secret | 2022 | 2022
20252-215912-02 | Xcel Energy | 85 | 13781 | IOU | 04862471 | 6.576 | Solar |  |  | Withdrawn | Trade Secret | Trade | NOF | NOF061 | Residential | Solar*Rewards | Trade Secret | 2022
20252-215912-02 | Xcel Energy | 85 | 13781 | IOU | 04862486 | 7.124 | Solar |  |  | Interconnected | Trade Secret | Trade | DND | DND071 | Residential | Solar*Rewards | Trade Secret | 2022 | 2022
20252-215912-02 | Xcel Energy | 85 | 13781 | IOU | 04862559 | 7.672 | Solar |  |  | Withdrawn | Trade Secret | Trade | NOF | NOF061 | Residential | Solar*Rewards | Trade Secret | 2022
20252-215912-02 | Xcel Energy | 85 | 13781 | IOU | 04862563 | 3.747 | Solar |  |  | Withdrawn | Trade Secret | Trade | WIL | WIL073 | Residential |  | Trade Secret | 2022
20252-215912-02 | Xcel Energy | 85 | 13781 | IOU | 04862583 | 11.89 | Solar |  |  | Interconnected | Trade Secret | Trade | IDA | IDA061 | Residential | Solar*Rewards | Trade Secret | 2022 | 2022
20252-215912-02 | Xcel Energy | 85 | 13781 | IOU | 04862607 | 8.25 | Solar |  |  | Interconnected | Trade Secret | Trade | NOF | NOF072 | Residential | Solar*Rewards | Trade Secret | 2022 | 2022
20252-215912-02 | Xcel Energy | 85 | 13781 | IOU | 04862826 |  |  |  |  | Active Application | Trade Secret | Trade |  |  | Residential |  | Trade Secret | 2022
20252-215912-02 | Xcel Energy | 85 | 13781 | IOU | 04862838 |  |  |  |  | Active Application | Trade Secret | Trade |  |  | Residential |  | Trade Secret | 2022
20252-215912-02 | Xcel Energy | 85 | 13781 | IOU | 04862858 | 8.12 | Solar |  |  | Interconnected | Trade Secret | Trade | WIL | WIL076 | Residential | Solar*Rewards | Trade Secret | 2022 | 2023
20252-215912-02 | Xcel Energy | 85 | 13781 | IOU | 04863114 | 5.052 | Solar |  |  | Interconnected | Trade Secret | Trade | SAV | SAV069 | Residential |  | Trade Secret | 2022 | 2023
20252-215912-02 | Xcel Energy | 85 | 13781 | IOU | 04865367 | 8.768 | Solar |  |  | Interconnected | Trade Secret | Trade | DND | DND071 | Residential | Solar*Rewards | Trade Secret | 2022 | 2022
20252-215912-02 | Xcel Energy | 85 | 13781 | IOU | 04865485 | 6.05 | Solar |  |  | Interconnected | Trade Secret | Trade | HOL | HOL071 | Residential | Solar*Rewards | Trade Secret | 2022 | 2022
20252-215912-02 | Xcel Energy | 85 | 13781 | IOU | 04865791 | 6.09 | Solar |  |  | Withdrawn | Trade Secret | Trade | WSG | WSG361 | Residential | Solar*Rewards | Trade Secret | 2022
20252-215912-02 | Xcel Energy | 85 | 13781 | IOU | 04865808 | 5.584 | Solar |  |  | Interconnected | Trade Secret | Trade | RRK | RRK082 | Residential | Solar*Rewards | Trade Secret | 2022 | 2022
20252-215912-02 | Xcel Energy | 85 | 13781 | IOU | 04865827 | 3.48 | Solar |  |  | Interconnected | Trade Secret | Trade | SHP | SHP072 | Residential | Solar*Rewards | Trade Secret | 2022 | 2022
20252-215912-02 | Xcel Energy | 85 | 13781 | IOU | 04865842 | 8.027 | Solar |  |  | Interconnected | Trade Secret | Trade | AFT | AFT322 | Residential | Solar*Rewards | Trade Secret | 2022 | 2022
20252-215912-02 | Xcel Energy | 85 | 13781 | IOU | 04865886 | 5.22 | Solar |  |  | Interconnected | Trade Secret | Trade | MEL | MEL078 | Residential | Solar*Rewards | Trade Secret | 2022 | 2022
20252-215912-02 | Xcel Energy | 85 | 13781 | IOU | 04866117 | 6.576 | Solar |  |  | Interconnected | Trade Secret | Trade | HOL | HOL071 | Residential | Solar*Rewards | Trade Secret | 2022 | 2022
20252-215912-02 | Xcel Energy | 85 | 13781 | IOU | 04866276 | 11.39 | Solar |  |  | Interconnected | Trade Secret | Trade | SLP | SLP074 | Residential | Solar*Rewards | Trade Secret | 2022 | 2022
20252-215912-02 | Xcel Energy | 85 | 13781 | IOU | 04866317 | 5.052 | Solar |  |  | Withdrawn | Trade Secret | Trade | HWW | HWW074 | Residential |  | Trade Secret | 2022
20252-215912-02 | Xcel Energy | 85 | 13781 | IOU | 04866426 | 7.616 | Solar |  |  | Interconnected | Trade Secret | Trade | ALD | ALD085 | Residential |  | Trade Secret | 2022 | 2022
20252-215912-02 | Xcel Energy | 85 | 13781 | IOU | 04868509 | 12.216 | Solar |  | X | Interconnected | Trade Secret | Trade | HAS | HAS021 | Residential | Solar*Rewards | Trade Secret | 2022 | 2022
20252-215912-02 | Xcel Energy | 85 | 13781 | IOU | 04868540 | 5.48 | Solar |  |  | Interconnected | Trade Secret | Trade | FSL | FSL312 | Residential | Solar*Rewards | Trade Secret | 2022 | 2022
20252-215912-02 | Xcel Energy | 85 | 13781 | IOU | 04868550 | 6.576 | Solar |  |  | Interconnected | Trade Secret | Trade | FSL | FSL312 | Residential | Solar*Rewards | Trade Secret | 2022 | 2022
20252-215912-02 | Xcel Energy | 85 | 13781 | IOU | 04868989 | 4.06 | Solar |  |  | Interconnected | Trade Secret | Trade | BRP | BRP071 | Residential | Solar*Rewards | Trade Secret | 2022 | 2022
20252-215912-02 | Xcel Energy | 85 | 13781 | IOU | 04869037 | 12.47 | Solar |  |  | Interconnected | Trade Secret | Trade | CGR | CGR071 | Residential |  | Trade Secret | 2022 | 2022
20252-215912-02 | Xcel Energy | 85 | 13781 | IOU | 04869054 | 43.2 | Solar |  |  | Interconnected | Trade Secret | Trade | SHP | SHP072 | Commercial |  | Trade Secret | 2022 | 2023
20252-215912-02 | Xcel Energy | 85 | 13781 | IOU | 04869086 | 43.2 | Solar |  |  | Interconnected | Trade Secret | Trade | WRR | WRR075 | Commercial |  | Trade Secret | 2022 | 2023
20252-215912-02 | Xcel Energy | 85 | 13781 | IOU | 04870278 | 3.747 | Solar |  |  | Withdrawn | Trade Secret | Trade | VES | VES021 | Residential |  | Trade Secret | 2022
20252-215912-02 | Xcel Energy | 85 | 13781 | IOU | 04870322 | 17.61 | Solar |  |  | Interconnected | Trade Secret | Trade | FSL | FSL311 | Residential | Solar*Rewards | Trade Secret | 2022 | 2022
20252-215912-02 | Xcel Energy | 85 | 13781 | IOU | 04871049 | 11.168 | Solar |  |  | Interconnected | Trade Secret | Trade | HUG | HUG311 | Residential | Solar*Rewards | Trade Secret | 2022 | 2022
20252-215912-02 | Xcel Energy | 85 | 13781 | IOU | 04871062 | 6.67 | Solar |  |  | Interconnected | Trade Secret | Trade | OAD | OAD063 | Residential | Solar*Rewards | Trade Secret | 2022 | 2022
20252-215912-02 | Xcel Energy | 85 | 13781 | IOU | 04871116 | 23.1 | Solar |  |  | Interconnected | Trade Secret | Trade | UPP | UPP085 | Residential | Solar*Rewards | Trade Secret | 2022 | 2023
20252-215912-02 | Xcel Energy | 85 | 13781 | IOU | 04871128 | 5.8 | Solar |  |  | Interconnected | Trade Secret | Trade | WES | WES076 | Residential | Solar*Rewards | Trade Secret | 2022 | 2022
20252-215912-02 | Xcel Energy | 85 | 13781 | IOU | 04871259 | 9.994 | Solar |  |  | Interconnected | Trade Secret | Trade | MND | MND063 | Residential |  | Trade Secret | 2022 | 2024
20252-215912-02 | Xcel Energy | 85 | 13781 | IOU | 04871544 | 6.028 | Solar |  |  | Withdrawn | Trade Secret | Trade | MEL | MEL081 | Residential | Solar*Rewards | Trade Secret | 2022
20252-215912-02 | Xcel Energy | 85 | 13781 | IOU | 04871696 | 6.028 | Solar |  |  | Interconnected | Trade Secret | Trade | MEL | MEL081 | Residential |  | Trade Secret | 2022 | 2022
20252-215912-02 | Xcel Energy | 85 | 13781 | IOU | 04871884 | 7.83 | Solar |  |  | Interconnected | Trade Secret | Trade | GLK | GLK063 | Residential | Solar*Rewards | Trade Secret | 2022 | 2022
20252-215912-02 | Xcel Energy | 85 | 13781 | IOU | 04871895 |  | Solar |  |  | Active Application | Trade Secret | Trade |  |  | Residential | Solar*Rewards | Trade Secret | 2022
20252-215912-02 | Xcel Energy | 85 | 13781 | IOU | 04871975 | 3.747 | Solar |  |  | Interconnected | Trade Secret | Trade | MPK | MPK068 | Residential |  | Trade Secret | 2022 | 2022
20252-215912-02 | Xcel Energy | 85 | 13781 | IOU | 04872027 | 7.124 | Solar |  |  | Withdrawn | Trade Secret | Trade | FSL | FSL312 | Residential | Solar*Rewards | Trade Secret | 2022
20252-215912-02 | Xcel Energy | 85 | 13781 | IOU | 04872041 | 3.836 | Solar |  |  | Interconnected | Trade Secret | Trade | DBL | DBL068 | Residential | Solar*Rewards | Trade Secret | 2022 | 2022
20252-215912-02 | Xcel Energy | 85 | 13781 | IOU | 04872209 |  | Solar |  |  | Active Application | Trade Secret | Trade |  |  | Residential | Solar*Rewards | Trade Secret | 2022
20252-215912-02 | Xcel Energy | 85 | 13781 | IOU | 04872223 | 4.64 | Solar |  |  | Interconnected | Trade Secret | Trade | SOU | SOU087 | Residential | Solar*Rewards | Trade Secret | 2022 | 2022
20252-215912-02 | Xcel Energy | 85 | 13781 | IOU | 04873546 | 9.074 | Solar |  |  | Withdrawn | Trade Secret | Trade | UPP | UPP084 | Residential | Solar*Rewards | Trade Secret | 2022
20252-215912-02 | Xcel Energy | 85 | 13781 | IOU | 04873583 | 17.304 | Solar |  |  | Withdrawn | Trade Secret | Trade | STO | STO002 | Residential |  | Trade Secret | 2022
20252-215912-02 | Xcel Energy | 85 | 13781 | IOU | 04873606 | 8.41 | Solar |  |  | Interconnected | Trade Secret | Trade | WCR | WCR311 | Residential | Solar*Rewards | Trade Secret | 2022 | 2023
20252-215912-02 | Xcel Energy | 85 | 13781 | IOU | 04873667 | 4.95 | Solar |  |  | Interconnected | Trade Secret | Trade | HOL | HOL071 | Residential | Solar*Rewards | Trade Secret | 2022 | 2022
20252-215912-02 | Xcel Energy | 85 | 13781 | IOU | 04873687 | 6.028 | Solar |  |  | Interconnected | Trade Secret | Trade | DND | DND071 | Residential | Solar*Rewards | Trade Secret | 2022 | 2022
20252-215912-02 | Xcel Energy | 85 | 13781 | IOU | 04873716 | 6.028 | Solar |  |  | Interconnected | Trade Secret | Trade | DND | DND061 | Residential | Solar*Rewards | Trade Secret | 2022 | 2022
20252-215912-02 | Xcel Energy | 85 | 13781 | IOU | 04873724 | 6.576 | Solar |  |  | Withdrawn | Trade Secret | Trade | LAP | LAP311 | Residential | Solar*Rewards | Trade Secret | 2022
20252-215912-02 | Xcel Energy | 85 | 13781 | IOU | 04873726 | 29 | Solar |  |  | Withdrawn | Trade Secret | Trade | DOC | DOC031 | Residential |  | Trade Secret | 2022
20252-215912-02 | Xcel Energy | 85 | 13781 | IOU | 04873757 | 6.576 | Solar |  |  | Interconnected | Trade Secret | Trade | PBE | PBE061 | Residential | Solar*Rewards | Trade Secret | 2022 | 2022
20252-215912-02 | Xcel Energy | 85 | 13781 | IOU | 04873762 | 8.725 | Solar |  |  | Interconnected | Trade Secret | Trade | HUG | HUG322 | Residential | Solar*Rewards | Trade Secret | 2022 | 2024
20252-215912-02 | Xcel Energy | 85 | 13781 | IOU | 04873861 | 7.124 | Solar |  |  | Active Application | Trade Secret | Trade | RMT | RMT321 | Residential | Solar*Rewards | Trade Secret | 2022
20252-215912-02 | Xcel Energy | 85 | 13781 | IOU | 04874058 | 5.8 | Solar |  |  | Interconnected | Trade Secret | Trade | FSL | FSL312 | Residential |  | Trade Secret | 2022 | 2022
20252-215912-02 | Xcel Energy | 85 | 13781 | IOU | 04874401 | 9.316 | Solar |  |  | Interconnected | Trade Secret | Trade | GSL | GSL341 | Residential | Solar*Rewards | Trade Secret | 2022 | 2022
20252-215912-02 | Xcel Energy | 85 | 13781 | IOU | 04874494 | 8.22 | Solar |  |  | Interconnected | Trade Secret | Trade | FSL | FSL312 | Residential | Solar*Rewards | Trade Secret | 2022 | 2022
20252-215912-02 | Xcel Energy | 85 | 13781 | IOU | 04874704 | 6.38 | Solar |  |  | Interconnected | Trade Secret | Trade | DBL | DBL065 | Residential | Solar*Rewards | Trade Secret | 2022 | 2022
20252-215912-02 | Xcel Energy | 85 | 13781 | IOU | 04874938 | 50 | Solar |  |  | Interconnected | Trade Secret | Trade | WSG | WSG351 | Commercial |  | Trade Secret | 2024 | 2024
20252-215912-02 | Xcel Energy | 85 | 13781 | IOU | 04874965 | 11.39 | Solar |  |  | Interconnected | Trade Secret | Trade | RPO | RPO311 | Residential | Solar*Rewards | Trade Secret | 2022 | 2022
20252-215912-02 | Xcel Energy | 85 | 13781 | IOU | 04874974 | 7.124 | Solar |  |  | Interconnected | Trade Secret | Trade | PBE | PBE061 | Residential | Solar*Rewards | Trade Secret | 2022 | 2022
20252-215912-02 | Xcel Energy | 85 | 13781 | IOU | 04874991 | 10.96 | Solar |  |  | Interconnected | Trade Secret | Trade | RMT | RMT321 | Residential | Solar*Rewards | Trade Secret | 2022 | 2022
20252-215912-02 | Xcel Energy | 85 | 13781 | IOU | 04875014 | 3.85 | Solar |  |  | Interconnected | Trade Secret | Trade | RMT | RMT321 | Residential | Solar*Rewards | Trade Secret | 2022 | 2023
20252-215912-02 | Xcel Energy | 85 | 13781 | IOU | 04875044 | 4.95 | Solar |  |  | Interconnected | Trade Secret | Trade | DND | DND061 | Residential | Solar*Rewards | Trade Secret | 2022 | 2022
20252-215912-02 | Xcel Energy | 85 | 13781 | IOU | 04875063 | 6.576 | Solar |  |  | Interconnected | Trade Secret | Trade | PBE | PBE061 | Residential | Solar*Rewards | Trade Secret | 2022 | 2022
20252-215912-02 | Xcel Energy | 85 | 13781 | IOU | 04875084 |  |  |  |  | Active Application | Trade Secret | Trade |  |  | Residential |  | Trade Secret | 2022
20252-215912-02 | Xcel Energy | 85 | 13781 | IOU | 04875089 | 7.672 | Solar |  |  | Withdrawn | Trade Secret | Trade | LAP | LAP311 | Residential | Solar*Rewards | Trade Secret | 2022
20252-215912-02 | Xcel Energy | 85 | 13781 | IOU | 04875109 | 6.576 | Solar |  |  | Interconnected | Trade Secret | Trade | FSL | FSL311 | Residential | Solar*Rewards | Trade Secret | 2022 | 2022
20252-215912-02 | Xcel Energy | 85 | 13781 | IOU | 04875152 | 8.22 | Solar |  |  | Interconnected | Trade Secret | Trade | FSL | FSL312 | Residential | Solar*Rewards | Trade Secret | 2022 | 2022
20252-215912-02 | Xcel Energy | 85 | 13781 | IOU | 04875177 | 7.124 | Solar |  |  | Interconnected | Trade Secret | Trade | PBE | PBE061 | Residential | Solar*Rewards | Trade Secret | 2022 | 2022
20252-215912-02 | Xcel Energy | 85 | 13781 | IOU | 04875197 | 6.631 | Solar |  | X | Withdrawn | Trade Secret | Trade | LAC | LAC062 | Residential | Solar*Rewards | Trade Secret | 2022
20252-215912-02 | Xcel Energy | 85 | 13781 | IOU | 04875259 | 3.48 | Solar |  |  | Interconnected | Trade Secret | Trade | MPK | MPK068 | Residential | Solar*Rewards | Trade Secret | 2022 | 2023
20252-215912-02 | Xcel Energy | 85 | 13781 | IOU | 04875346 | 23.1 | Solar |  |  | Withdrawn | Trade Secret | Trade |  |  | Commercial | Solar*Rewards | Trade Secret | 2022
20252-215912-02 | Xcel Energy | 85 | 13781 | IOU | 04875368 | 6.028 | Solar |  |  | Interconnected | Trade Secret | Trade | RMT | RMT321 | Residential | Solar*Rewards | Trade Secret | 2022 | 2022
20252-215912-02 | Xcel Energy | 85 | 13781 | IOU | 04875374 | 6.028 | Solar |  |  | Interconnected | Trade Secret | Trade | RAM | RAM064 | Residential | Solar*Rewards | Trade Secret | 2022 | 2022
20252-215912-02 | Xcel Energy | 85 | 13781 | IOU | 04875591 | 10.412 | Solar |  |  | Interconnected | Trade Secret | Trade | RMT | RMT321 | Residential | Solar*Rewards | Trade Secret | 2022 | 2022
20252-215912-02 | Xcel Energy | 85 | 13781 | IOU | 04875638 | 180 | Solar |  |  | Interconnected | Trade Secret | Trade | OSS | OSS064 | Commercial |  | Trade Secret | 2022 | 2024
20252-215912-02 | Xcel Energy | 85 | 13781 | IOU | 04875959 | 14.79 | Solar |  |  | Interconnected | Trade Secret | Trade | CGR | CGR063 | Residential |  | Trade Secret | 2022 | 2022
20252-215912-02 | Xcel Energy | 85 | 13781 | IOU | 04876210 | 4.64 | Solar |  | X | Interconnected | Trade Secret | Trade | RPO | RPO312 | Residential |  | Trade Secret | 2022 | 2022
20252-215912-02 | Xcel Energy | 85 | 13781 | IOU | 04877085 | 5.584 | Solar |  |  | Interconnected | Trade Secret | Trade | DBL | DBL068 | Residential | Solar*Rewards | Trade Secret | 2022 | 2022
20252-215912-02 | Xcel Energy | 85 | 13781 | IOU | 04877106 | 4.35 | Solar |  |  | Interconnected | Trade Secret | Trade | TWL | TWL062 | Residential | Solar*Rewards | Trade Secret | 2022 | 2022
20252-215912-02 | Xcel Energy | 85 | 13781 | IOU | 04877121 | 4.35 | Solar |  |  | Interconnected | Trade Secret | Trade | DBL | DBL068 | Residential | Solar*Rewards | Trade Secret | 2022 | 2022
20252-215912-02 | Xcel Energy | 85 | 13781 | IOU | 04877173 | 4.64 | Solar |  |  | Interconnected | Trade Secret | Trade | STY | STY061 | Residential | Solar*Rewards | Trade Secret | 2022 | 2022
20252-215912-02 | Xcel Energy | 85 | 13781 | IOU | 04877230 | 4.64 | Solar |  |  | Interconnected | Trade Secret | Trade | MPK | MPK085 | Residential | Solar*Rewards | Trade Secret | 2022 | 2022
20252-215912-02 | Xcel Energy | 85 | 13781 | IOU | 04877501 | 3.836 | Solar |  |  | Interconnected | Trade Secret | Trade | RMT | RMT321 | Residential | Solar*Rewards | Trade Secret | 2022 | 2022
20252-215912-02 | Xcel Energy | 85 | 13781 | IOU | 04877643 | 10 | Solar |  |  | Interconnected | Trade Secret | Trade | OAD | OAD072 | Residential | Solar*Rewards | Trade Secret | 2022 | 2023
20252-215912-02 | Xcel Energy | 85 | 13781 | IOU | 04877906 | 11.39 | Solar |  |  | Interconnected | Trade Secret | Trade | GPH | GPH061 | Residential | Solar*Rewards | Trade Secret | 2022 | 2022
20252-215912-02 | Xcel Energy | 85 | 13781 | IOU | 04878657 | 50 | Solar |  |  | Active Application | Trade Secret | Trade | SLP | SLP076 | Commercial | Solar*Rewards | Trade Secret | 2022
20252-215912-02 | Xcel Energy | 85 | 13781 | IOU | 04878701 | 7.6 | Solar |  | X | Withdrawn | Trade Secret | Trade | RMT | RMT321 | Residential | Solar*Rewards | Trade Secret | 2022
20252-215912-02 | Xcel Energy | 85 | 13781 | IOU | 04878891 | 7.6 | Solar |  | X | Withdrawn | Trade Secret | Trade | OSS | OSS076 | Residential | Solar*Rewards | Trade Secret | 2022
20252-215912-02 | Xcel Energy | 85 | 13781 | IOU | 04879303 | 13.96 | Solar |  |  | Active Application | Trade Secret | Trade | WCS | WCS064 | Residential | Solar*Rewards | Trade Secret | 2022
20252-215912-02 | Xcel Energy | 85 | 13781 | IOU | 04879327 | 14.51 | Solar |  |  | Withdrawn | Trade Secret | Trade | ALD | ALD096 | Commercial | Solar*Rewards | Trade Secret | 2022
20252-215912-02 | Xcel Energy | 85 | 13781 | IOU | 04879343 | 2.9 | Solar |  |  | Interconnected | Trade Secret | Trade | HSN | HSN311 | Residential | Solar*Rewards | Trade Secret | 2022 | 2022
20252-215912-02 | Xcel Energy | 85 | 13781 | IOU | 04879350 | 4.35 | Solar |  |  | Interconnected | Trade Secret | Trade | RPO | RPO311 | Residential | Solar*Rewards | Trade Secret | 2022 | 2022
20252-215912-02 | Xcel Energy | 85 | 13781 | IOU | 04879368 | 4.93 | Solar |  |  | Interconnected | Trade Secret | Trade | SHP | SHP062 | Residential | Solar*Rewards | Trade Secret | 2022 | 2022
20252-215912-02 | Xcel Energy | 85 | 13781 | IOU | 04879374 |  | Solar |  |  | Active Application | Trade Secret | Trade |  |  | Residential | Solar*Rewards | Trade Secret | 2022
20252-215912-02 | Xcel Energy | 85 | 13781 | IOU | 04879376 |  | Solar |  |  | Active Application | Trade Secret | Trade | WES | WES073 | Residential | Solar*Rewards | Trade Secret | 2022
20252-215912-02 | Xcel Energy | 85 | 13781 | IOU | 04879379 | 5.22 | Solar |  |  | Interconnected | Trade Secret | Trade | MDT | MDT074 | Residential | Solar*Rewards | Trade Secret | 2022 | 2022
20252-215912-02 | Xcel Energy | 85 | 13781 | IOU | 04879387 | 8.725 | Solar |  |  | Interconnected | Trade Secret | Trade | LOK | LOK062 | Residential | Solar*Rewards | Trade Secret | 2022 | 2022
20252-215912-02 | Xcel Energy | 85 | 13781 | IOU | 04879388 | 7.54 | Solar |  |  | Withdrawn | Trade Secret | Trade | YAM | YAM021 | Residential | Solar*Rewards | Trade Secret | 2022
20252-215912-02 | Xcel Energy | 85 | 13781 | IOU | 04879391 | 7.25 | Solar |  |  | Active Application | Trade Secret | Trade | EDA | EDA084 | Residential | Solar*Rewards | Trade Secret | 2022
20252-215912-02 | Xcel Energy | 85 | 13781 | IOU | 04879408 | 3.77 | Solar |  |  | Interconnected | Trade Secret | Trade | HUG | HUG321 | Residential | Solar*Rewards | Trade Secret | 2022 | 2023
20252-215912-02 | Xcel Energy | 85 | 13781 | IOU | 04879414 | 8.376 | Solar |  |  | Interconnected | Trade Secret | Trade | LOK | LOK062 | Residential | Solar*Rewards | Trade Secret | 2022 | 2022
20252-215912-02 | Xcel Energy | 85 | 13781 | IOU | 04879415 | 6.09 | Solar |  |  | Active Application | Trade Secret | Trade | TWL | TWL081 | Residential | Solar*Rewards | Trade Secret | 2022
20252-215912-02 | Xcel Energy | 85 | 13781 | IOU | 04879420 | 5.584 | Solar |  |  | Interconnected | Trade Secret | Trade | GNL | GNL063 | Residential | Solar*Rewards | Trade Secret | 2022 | 2023
20252-215912-02 | Xcel Energy | 85 | 13781 | IOU | 04879442 | 9.423 | Solar |  |  | Withdrawn | Trade Secret | Trade | DHL | DHL061 | Residential | Solar*Rewards | Trade Secret | 2022
20252-215912-02 | Xcel Energy | 85 | 13781 | IOU | 04879718 |  | Solar |  |  | Withdrawn | Trade Secret | Trade | OPK | OPK073 | Residential | Solar*Rewards | Trade Secret | 2022
20252-215912-02 | Xcel Energy | 85 | 13781 | IOU | 04879814 | 34.9 | Solar |  |  | Active Application | Trade Secret | Trade | LAP | LAP311 | Residential | Solar*Rewards | Trade Secret | 2022
20252-215912-02 | Xcel Energy | 85 | 13781 | IOU | 04880081 | 7.329 | Solar |  |  | Interconnected | Trade Secret | Trade | KOL | KOL063 | Residential | Solar*Rewards | Trade Secret | 2022 | 2022
20252-215912-02 | Xcel Energy | 85 | 13781 | IOU | 04880098 | 5.48 | Solar |  |  | Interconnected | Trade Secret | Trade | RMT | RMT321 | Residential | Solar*Rewards | Trade Secret | 2022 | 2022
20252-215912-02 | Xcel Energy | 85 | 13781 | IOU | 04880121 | 4.64 | Solar |  |  | Interconnected | Trade Secret | Trade | WCR | WCR063 | Residential | Solar*Rewards | Trade Secret | 2022 | 2022
20252-215912-02 | Xcel Energy | 85 | 13781 | IOU | 04880131 |  |  |  |  | Active Application | Trade Secret | Trade |  |  | Residential |  | Trade Secret | 2022
20252-215912-02 | Xcel Energy | 85 | 13781 | IOU | 04880209 | 6.38 | Solar |  |  | Interconnected | Trade Secret | Trade | SOU | SOU079 | Residential | Solar*Rewards | Trade Secret | 2022 | 2022
20252-215912-02 | Xcel Energy | 85 | 13781 | IOU | 04880531 | 6.96 | Solar |  |  | Withdrawn | Trade Secret | Trade | MPK | MPK068 | Residential |  | Trade Secret | 2022
20252-215912-02 | Xcel Energy | 85 | 13781 | IOU | 04880562 | 11.6 | Solar |  |  | Interconnected | Trade Secret | Trade | TWL | TWL083 | Residential |  | Trade Secret | 2022 | 2022
20252-215912-02 | Xcel Energy | 85 | 13781 | IOU | 04880672 | 11.39 | Solar |  |  | Interconnected | Trade Secret | Trade | BCR | BCR083 | Residential | Solar*Rewards | Trade Secret | 2022 | 2022
20252-215912-02 | Xcel Energy | 85 | 13781 | IOU | 04880718 | 86.4 | Solar |  |  | Withdrawn | Trade Secret | Trade | WSG | WSG062 | Commercial |  | Trade Secret | 2022
20252-215912-02 | Xcel Energy | 85 | 13781 | IOU | 04880740 | 3.288 | Solar |  |  | Interconnected | Trade Secret | Trade | RMT | RMT321 | Residential | Solar*Rewards | Trade Secret | 2022 | 2022
20252-215912-02 | Xcel Energy | 85 | 13781 | IOU | 04880768 | 1000 | Solar |  |  | Withdrawn | Trade Secret | Trade | REW | REW023 | Community Solar Garden | Solar*Rewards Community | Trade Secret | 2022
20252-215912-02 | Xcel Energy | 85 | 13781 | IOU | 04880775 | 1000 | Solar |  |  | Withdrawn | Trade Secret | Trade | WEF | WEF071 | Community Solar Garden | Solar*Rewards Community | Trade Secret | 2022
20252-215912-02 | Xcel Energy | 85 | 13781 | IOU | 04880786 | 1000 | Solar |  |  | Active Application | Trade Secret | Trade | CLC | CLC221 | Community Solar Garden | Solar*Rewards Community | Trade Secret | 2022
20252-215912-02 | Xcel Energy | 85 | 13781 | IOU | 04880794 | 1000 | Solar |  |  | Withdrawn | Trade Secret | Trade | WAS | WAS092 | Community Solar Garden | Solar*Rewards Community | Trade Secret | 2022
20252-215912-02 | Xcel Energy | 85 | 13781 | IOU | 04880857 | 8.725 | Solar |  |  | Interconnected | Trade Secret | Trade | SOU | SOU082 | Residential | Solar*Rewards | Trade Secret | 2022 | 2023
20252-215912-02 | Xcel Energy | 85 | 13781 | IOU | 04880859 | 3.747 | Solar |  |  | Interconnected | Trade Secret | Trade | WSG | WSG063 | Residential | Solar*Rewards | Trade Secret | 2022 | 2022
20252-215912-02 | Xcel Energy | 85 | 13781 | IOU | 04880870 | 11.6 | Solar |  |  | Interconnected | Trade Secret | Trade | APA | APA077 | Residential | Solar*Rewards | Trade Secret | 2022 | 2023
20252-215912-02 | Xcel Energy | 85 | 13781 | IOU | 04880873 | 16.054 | Solar |  | X | Active Application | Trade Secret | Trade | ALD | ALD085 | Residential |  | Trade Secret | 2022
20252-215912-02 | Xcel Energy | 85 | 13781 | IOU | 04880887 | 5.22 | Solar |  |  | Interconnected | Trade Secret | Trade | SOU | SOU069 | Residential |  | Trade Secret | 2022 | 2022
20252-215912-02 | Xcel Energy | 85 | 13781 | IOU | 04880889 | 8.027 | Solar |  |  | Interconnected | Trade Secret | Trade | SOU | SOU082 | Residential | Solar*Rewards | Trade Secret | 2022 | 2023
20252-215912-02 | Xcel Energy | 85 | 13781 | IOU | 04880931 | 3.49 | Solar |  |  | Interconnected | Trade Secret | Trade | SOU | SOU082 | Residential | Solar*Rewards | Trade Secret | 2022 | 2023
20252-215912-02 | Xcel Energy | 85 | 13781 | IOU | 04880938 | 7.616 | Solar |  |  | Withdrawn | Trade Secret | Trade | AFT | AFT322 | Residential | Solar*Rewards | Trade Secret | 2022
20252-215912-02 | Xcel Energy | 85 | 13781 | IOU | 04881003 | 6.96 | Solar |  |  | Interconnected | Trade Secret | Trade | AHI | AHI063 | Residential | Solar*Rewards | Trade Secret | 2022 | 2022
20252-215912-02 | Xcel Energy | 85 | 13781 | IOU | 04881005 | 7.678 | Solar |  |  | Interconnected | Trade Secret | Trade | SOU | SOU082 | Residential | Solar*Rewards | Trade Secret | 2022 | 2023
20252-215912-02 | Xcel Energy | 85 | 13781 | IOU | 04881032 | 6.98 | Solar |  |  | Interconnected | Trade Secret | Trade | AFT | AFT314 | Residential | Solar*Rewards | Trade Secret | 2022 | 2022
20252-215912-02 | Xcel Energy | 85 | 13781 | IOU | 04881043 | 6.98 | Solar |  |  | Interconnected | Trade Secret | Trade | SOU | SOU082 | Residential | Solar*Rewards | Trade Secret | 2022 | 2023
20252-215912-02 | Xcel Energy | 85 | 13781 | IOU | 04881068 | 3.49 | Solar |  |  | Interconnected | Trade Secret | Trade | SOU | SOU082 | Residential | Solar*Rewards | Trade Secret | 2022 | 2023
20252-215912-02 | Xcel Energy | 85 | 13781 | IOU | 04881081 | 7.329 | Solar |  |  | Interconnected | Trade Secret | Trade | SOU | SOU082 | Residential | Solar*Rewards | Trade Secret | 2022 | 2023
20252-215912-02 | Xcel Energy | 85 | 13781 | IOU | 04881103 | 8.027 | Solar |  |  | Interconnected | Trade Secret | Trade | SOU | SOU082 | Residential | Solar*Rewards | Trade Secret | 2022 | 2023
20252-215912-02 | Xcel Energy | 85 | 13781 | IOU | 04881393 | 8.768 | Solar |  |  | Withdrawn | Trade Secret | Trade | LAP | LAP311 | Residential | Solar*Rewards | Trade Secret | 2022
20252-215912-02 | Xcel Energy | 85 | 13781 | IOU | 04881406 | 5.48 | Solar |  |  | Interconnected | Trade Secret | Trade | FSL | FSL311 | Residential | Solar*Rewards | Trade Secret | 2022 | 2022
20252-215912-02 | Xcel Energy | 85 | 13781 | IOU | 04881741 |  | Solar |  |  | Active Application | Trade Secret | Trade |  |  | Residential | Solar*Rewards | Trade Secret | 2022
20252-215912-02 | Xcel Energy | 85 | 13781 | IOU | 04881762 |  | Solar |  |  | Active Application | Trade Secret | Trade | CNC | CNC073 | Residential | Solar*Rewards | Trade Secret | 2022
20252-215912-02 | Xcel Energy | 85 | 13781 | IOU | 04881827 |  |  |  |  | Active Application | Trade Secret | Trade |  |  | Residential |  | Trade Secret | 2022
20252-215912-02 | Xcel Energy | 85 | 13781 | IOU | 04881850 |  | Solar |  |  | Active Application | Trade Secret | Trade |  |  | Residential | Solar*Rewards | Trade Secret | 2022
20252-215912-02 | Xcel Energy | 85 | 13781 | IOU | 04882522 | 7.616 | Solar |  |  | Withdrawn | Trade Secret | Trade | ROC | ROC091 | Residential | Solar*Rewards | Trade Secret | 2022
20252-215912-02 | Xcel Energy | 85 | 13781 | IOU | 04882644 | 5.933 | Solar |  |  | Interconnected | Trade Secret | Trade | GSL | GSL341 | Residential | Solar*Rewards | Trade Secret | 2022 | 2022
20252-215912-02 | Xcel Energy | 85 | 13781 | IOU | 04882653 | 11.02 | Solar |  |  | Withdrawn | Trade Secret | Trade | CGR | CGR063 | Residential | Solar*Rewards | Trade Secret | 2022
20252-215912-02 | Xcel Energy | 85 | 13781 | IOU | 04882687 | 8.22 | Solar |  |  | Interconnected | Trade Secret | Trade | VMR | VMR062 | Residential | Solar*Rewards | Trade Secret | 2022 | 2022
20252-215912-02 | Xcel Energy | 85 | 13781 | IOU | 04882688 | 4.886 | Solar |  |  | Interconnected | Trade Secret | Trade | MPK | MPK083 | Residential |  | Trade Secret | 2022 | 2022
20252-215912-02 | Xcel Energy | 85 | 13781 | IOU | 04882710 | 7.329 | Solar |  |  | Interconnected | Trade Secret | Trade | RAM | RAM064 | Residential | Solar*Rewards | Trade Secret | 2022 | 2022
20252-215912-02 | Xcel Energy | 85 | 13781 | IOU | 04882719 | 6.98 | Solar |  |  | Interconnected | Trade Secret | Trade | WES | WES074 | Residential | Solar*Rewards | Trade Secret | 2022 | 2022
20252-215912-02 | Xcel Energy | 85 | 13781 | IOU | 04882734 | 3.141 | Solar |  |  | Interconnected | Trade Secret | Trade | SLP | SLP092 | Residential | Solar*Rewards | Trade Secret | 2022 | 2022
20252-215912-02 | Xcel Energy | 85 | 13781 | IOU | 04882801 | 6.67 | Solar |  |  | Interconnected | Trade Secret | Trade | SOU | SOU061 | Residential |  | Trade Secret | 2022 | 2022
20252-215912-02 | Xcel Energy | 85 | 13781 | IOU | 04882839 | 9.994 | Solar |  |  | Interconnected | Trade Secret | Trade | BYT | BYT061 | Residential |  | Trade Secret | 2022 | 2022
20252-215912-02 | Xcel Energy | 85 | 13781 | IOU | 04883023 | 13.92 | Solar |  |  | Interconnected | Trade Secret | Trade | ALD | ALD083 | Residential | Solar*Rewards | Trade Secret | 2022 | 2022
20252-215912-02 | Xcel Energy | 85 | 13781 | IOU | 04883033 | 8.12 | Solar |  |  | Interconnected | Trade Secret | Trade | PKL | PKL064 | Residential | Solar*Rewards | Trade Secret | 2022 | 2022
20252-215912-02 | Xcel Energy | 85 | 13781 | IOU | 04883321 | 16.403 | Solar |  |  | Interconnected | Trade Secret | Trade | CGR | CGR071 | Residential |  | Trade Secret | 2022 | 2023
20252-215912-02 | Xcel Energy | 85 | 13781 | IOU | 04883392 | 3.49 | Solar |  |  | Interconnected | Trade Secret | Trade | MDT | MDT071 | Residential | Solar*Rewards | Trade Secret | 2022 | 2023
20252-215912-02 | Xcel Energy | 85 | 13781 | IOU | 04883414 | 3.49 | Solar |  |  | Interconnected | Trade Secret | Trade | MDT | MDT071 | Residential | Solar*Rewards | Trade Secret | 2022 | 2023
20252-215912-02 | Xcel Energy | 85 | 13781 | IOU | 04883428 | 3.49 | Solar |  |  | Interconnected | Trade Secret | Trade | MDT | MDT071 | Residential | Solar*Rewards | Trade Secret | 2022 | 2025
20252-215912-02 | Xcel Energy | 85 | 13781 | IOU | 04883446 | 3.49 | Solar |  |  | Interconnected | Trade Secret | Trade | MDT | MDT071 | Commercial | Solar*Rewards | Trade Secret | 2022 | 2025
20252-215912-02 | Xcel Energy | 85 | 13781 | IOU | 04883637 | 36.168 | Solar |  |  | Withdrawn | Trade Secret | Trade | SCL | SCL322 | Commercial | Solar*Rewards | Trade Secret | 2022
20252-215912-02 | Xcel Energy | 85 | 13781 | IOU | 04884033 |  | Solar |  |  | Active Application | Trade Secret | Trade |  |  | Residential | Solar*Rewards | Trade Secret | 2022
20252-215912-02 | Xcel Energy | 85 | 13781 | IOU | 04886084 | 16.752 | Solar |  |  | Withdrawn | Trade Secret | Trade | LIL | LIL021 | Residential |  | Trade Secret | 2022
20252-215912-02 | Xcel Energy | 85 | 13781 | IOU | 04886273 | 11.168 | Solar |  |  | Interconnected | Trade Secret | Trade | MDT | MDT071 | Commercial | Solar*Rewards | Trade Secret | 2022 | 2023
20252-215912-02 | Xcel Energy | 85 | 13781 | IOU | 04886321 |  |  |  |  | Active Application | Trade Secret | Trade |  |  | Residential |  | Trade Secret | 2022
20252-215912-02 | Xcel Energy | 85 | 13781 | IOU | 04886406 | 4.64 | Solar |  |  | Withdrawn | Trade Secret | Trade | RPO | RPO312 | Residential | Solar*Rewards | Trade Secret | 2022
20252-215912-02 | Xcel Energy | 85 | 13781 | IOU | 04886417 | 4.188 | Solar |  |  | Withdrawn | Trade Secret | Trade | MDT | MDT073 | Residential | Solar*Rewards | Trade Secret | 2022
20252-215912-02 | Xcel Energy | 85 | 13781 | IOU | 04886527 | 3.839 | Solar |  |  | Withdrawn | Trade Secret | Trade | MDT | MDT073 | Residential | Solar*Rewards | Trade Secret | 2022
20252-215912-02 | Xcel Energy | 85 | 13781 | IOU | 04886535 | 11.168 | Solar |  |  | Interconnected | Trade Secret | Trade | RAM | RAM072 | Residential | Solar*Rewards | Trade Secret | 2022 | 2022
20252-215912-02 | Xcel Energy | 85 | 13781 | IOU | 04886560 | 6.282 | Solar |  |  | Withdrawn | Trade Secret | Trade | MDT | MDT073 | Residential | Solar*Rewards | Trade Secret | 2022
20252-215912-02 | Xcel Energy | 85 | 13781 | IOU | 04886575 | 10.819 | Solar |  |  | Interconnected | Trade Secret | Trade | GNL | GNL063 | Residential | Solar*Rewards | Trade Secret | 2022 | 2022
20252-215912-02 | Xcel Energy | 85 | 13781 | IOU | 04886603 | 2.792 | Solar |  |  | Interconnected | Trade Secret | Trade | WES | WES063 | Residential | Solar*Rewards | Trade Secret | 2022 | 2022
20252-215912-02 | Xcel Energy | 85 | 13781 | IOU | 04886604 | 4.886 | Solar |  |  | Withdrawn | Trade Secret | Trade | MDT | MDT073 | Residential | Solar*Rewards | Trade Secret | 2022
20252-215912-02 | Xcel Energy | 85 | 13781 | IOU | 04886631 | 4.537 | Solar |  |  | Withdrawn | Trade Secret | Trade | MDT | MDT073 | Residential | Solar*Rewards | Trade Secret | 2022
20252-215912-02 | Xcel Energy | 85 | 13781 | IOU | 04886643 | 5.584 | Solar |  |  | Interconnected | Trade Secret | Trade | EDP | EDP073 | Residential | Solar*Rewards | Trade Secret | 2022 | 2023
20252-215912-02 | Xcel Energy | 85 | 13781 | IOU | 04886645 | 3.141 | Solar |  |  | Withdrawn | Trade Secret | Trade | MDT | MDT073 | Residential | Solar*Rewards | Trade Secret | 2022
20252-215912-02 | Xcel Energy | 85 | 13781 | IOU | 04886670 | 2.443 | Solar |  |  | Withdrawn | Trade Secret | Trade | MDT | MDT073 | Residential | Solar*Rewards | Trade Secret | 2022
20252-215912-02 | Xcel Energy | 85 | 13781 | IOU | 04886698 | 2.443 | Solar |  |  | Withdrawn | Trade Secret | Trade | MDT | MDT073 | Residential | Solar*Rewards | Trade Secret | 2022
20252-215912-02 | Xcel Energy | 85 | 13781 | IOU | 04886722 | 2.443 | Solar |  |  | Withdrawn | Trade Secret | Trade | MDT | MDT073 | Residential | Solar*Rewards | Trade Secret | 2022
20252-215912-02 | Xcel Energy | 85 | 13781 | IOU | 04886740 | 3.839 | Solar |  |  | Withdrawn | Trade Secret | Trade | MDT | MDT073 | Residential | Solar*Rewards | Trade Secret | 2022
20252-215912-02 | Xcel Energy | 85 | 13781 | IOU | 04886759 | 4.886 | Solar |  |  | Withdrawn | Trade Secret | Trade | MDT | MDT073 | Residential | Solar*Rewards | Trade Secret | 2022
20252-215912-02 | Xcel Energy | 85 | 13781 | IOU | 04886800 | 540 | Solar |  |  | Interconnected | Trade Secret | Trade | TWL | TWL068 | Commercial |  | Trade Secret | 2022 | 2024
20252-215912-02 | Xcel Energy | 85 | 13781 | IOU | 04886917 |  | Solar |  |  | Withdrawn | Trade Secret | Trade |  |  | Residential | Solar*Rewards | Trade Secret | 2022
20252-215912-02 | Xcel Energy | 85 | 13781 | IOU | 04887026 | 12.1 | Solar |  |  | Withdrawn | Trade Secret | Trade | KAN | KAN031 | Residential |  | Trade Secret | 2022
20252-215912-02 | Xcel Energy | 85 | 13781 | IOU | 04887625 | 12.76 | Solar |  |  | Interconnected | Trade Secret | Trade | WIN | WIN023 | Residential |  | Trade Secret | 2022 | 2022
20252-215912-02 | Xcel Energy | 85 | 13781 | IOU | 04887764 | 4.384 | Solar |  |  | Withdrawn | Trade Secret | Trade | FRM | FRM062 | Residential | Solar*Rewards | Trade Secret | 2022
20252-215912-02 | Xcel Energy | 85 | 13781 | IOU | 04887776 | 9.316 | Solar |  |  | Interconnected | Trade Secret | Trade | VMR | VMR062 | Residential | Solar*Rewards | Trade Secret | 2022 | 2022
20252-215912-02 | Xcel Energy | 85 | 13781 | IOU | 04887782 | 4.932 | Solar |  |  | Interconnected | Trade Secret | Trade | ALK | ALK064 | Residential | Solar*Rewards | Trade Secret | 2022 | 2022
20252-215912-02 | Xcel Energy | 85 | 13781 | IOU | 04887924 | 4.537 | Solar |  |  | Interconnected | Trade Secret | Trade | SOU | SOU082 | Residential | Solar*Rewards | Trade Secret | 2022 | 2023
20252-215912-02 | Xcel Energy | 85 | 13781 | IOU | 04887934 | 11.39 | Solar |  |  | Active Application | Trade Secret | Trade | CHI | CHI311 | Residential | Solar*Rewards | Trade Secret | 2022
20252-215912-02 | Xcel Energy | 85 | 13781 | IOU | 04887957 | 7.83 | Solar |  |  | Interconnected | Trade Secret | Trade | MND | MND072 | Residential |  | Trade Secret | 2022 | 2022
20252-215912-02 | Xcel Energy | 85 | 13781 | IOU | 04888025 | 5.8 | Solar |  |  | Interconnected | Trade Secret | Trade | EXC | EXC061 | Residential | Solar*Rewards | Trade Secret | 2022 | 2022
20252-215912-02 | Xcel Energy | 85 | 13781 | IOU | 04888058 | 4.886 | Solar |  |  | Withdrawn | Trade Secret | Trade |  |  | Residential | Solar*Rewards | Trade Secret | 2022
20252-215912-02 | Xcel Energy | 85 | 13781 | IOU | 04888061 | 8.7 | Solar |  |  | Interconnected | Trade Secret | Trade | AFT | AFT321 | Residential |  | Trade Secret | 2022 | 2022
20252-215912-02 | Xcel Energy | 85 | 13781 | IOU | 04888096 | 7.54 | Solar |  |  | Interconnected | Trade Secret | Trade | WIL | WIL079 | Residential | Solar*Rewards | Trade Secret | 2022 | 2022
20252-215912-02 | Xcel Energy | 85 | 13781 | IOU | 04888129 | 6.282 | Solar |  |  | Withdrawn | Trade Secret | Trade | MDT | MDT074 | Residential | Solar*Rewards | Trade Secret | 2022
20252-215912-02 | Xcel Energy | 85 | 13781 | IOU | 04888136 | 20.94 | Solar |  |  | Withdrawn | Trade Secret | Trade | AFT | AFT315 | Residential | Solar*Rewards | Trade Secret | 2022
20252-215912-02 | Xcel Energy | 85 | 13781 | IOU | 04888373 | 7.616 | Solar |  |  | Interconnected | Trade Secret | Trade | CRL | CRL033 | Residential |  | Trade Secret | 2022 | 2022
20252-215912-02 | Xcel Energy | 85 | 13781 | IOU | 04888808 |  | Solar |  |  | Active Application | Trade Secret | Trade |  |  | Residential | Solar*Rewards | Trade Secret | 2022
20252-215912-02 | Xcel Energy | 85 | 13781 | IOU | 04888847 | 7.83 | Solar |  |  | Interconnected | Trade Secret | Trade | WIL | WIL097 | Residential | Solar*Rewards | Trade Secret | 2022 | 2023
20252-215912-02 | Xcel Energy | 85 | 13781 | IOU | 04888875 | 2.962 | Solar |  |  | Active Application | Trade Secret | Trade | AFT | AFT314 | Residential |  | Trade Secret | 2022
20252-215912-02 | Xcel Energy | 85 | 13781 | IOU | 04888886 | 2.962 | Solar |  |  | Active Application | Trade Secret | Trade | AFT | AFT314 | Residential | Solar*Rewards | Trade Secret | 2022
20252-215912-02 | Xcel Energy | 85 | 13781 | IOU | 04889289 | 10.121 | Solar |  |  | Interconnected | Trade Secret | Trade | ECK | ECK322 | Residential | Solar*Rewards | Trade Secret | 2022 | 2022
20252-215912-02 | Xcel Energy | 85 | 13781 | IOU | 04889414 | 12.76 | Solar |  |  | Interconnected | Trade Secret | Trade | AFT | AFT315 | Residential |  | Trade Secret | 2022 | 2022
20252-215912-02 | Xcel Energy | 85 | 13781 | IOU | 04889771 | 8.22 | Solar |  |  | Interconnected | Trade Secret | Trade | ALK | ALK072 | Residential | Solar*Rewards | Trade Secret | 2022 | 2022
20252-215912-02 | Xcel Energy | 85 | 13781 | IOU | 04889783 | 11.6 | Solar |  |  | Withdrawn | Trade Secret | Trade | KEN | KEN021 | Residential | Solar*Rewards | Trade Secret | 2022
20252-215912-02 | Xcel Energy | 85 | 13781 | IOU | 04889805 | 6.96 | Solar |  |  | Interconnected | Trade Secret | Trade | SOU | SOU079 | Residential | Solar*Rewards | Trade Secret | 2022 | 2022
20252-215912-02 | Xcel Energy | 85 | 13781 | IOU | 04889827 | 10.121 | Solar |  |  | Interconnected | Trade Secret | Trade | UPP | UPP086 | Residential | Solar*Rewards | Trade Secret | 2022 | 2022
20252-215912-02 | Xcel Energy | 85 | 13781 | IOU | 04889834 |  |  |  |  | Active Application | Trade Secret | Trade |  |  | Residential |  | Trade Secret | 2022
20252-215912-02 | Xcel Energy | 85 | 13781 | IOU | 04889845 | 3.747 | Solar |  |  | Interconnected | Trade Secret | Trade | HWW | HWW061 | Residential |  | Trade Secret | 2022 | 2022
20252-215912-02 | Xcel Energy | 85 | 13781 | IOU | 04890103 |  | Solar |  |  | Active Application | Trade Secret | Trade | SLP | SLP083 | Commercial |  | Trade Secret | 2022
20252-215912-02 | Xcel Energy | 85 | 13781 | IOU | 04890379 | 6.282 | Solar |  |  | Interconnected | Trade Secret | Trade | LAC | LAC062 | Residential | Solar*Rewards | Trade Secret | 2022 | 2022
20252-215912-02 | Xcel Energy | 85 | 13781 | IOU | 04890554 | 5.052 | Solar |  |  | Interconnected | Trade Secret | Trade | TWL | TWL066 | Residential |  | Trade Secret | 2022 | 2022
20252-215912-02 | Xcel Energy | 85 | 13781 | IOU | 04890780 | 14.79 | Solar |  |  | Active Application | Trade Secret | Trade | HYL | HYL074 | Residential |  | Trade Secret | 2022
20252-215912-02 | Xcel Energy | 85 | 13781 | IOU | 04890803 | 2.61 | Solar |  |  | Interconnected | Trade Secret | Trade | SOU | SOU083 | Residential | Solar*Rewards | Trade Secret | 2022 | 2022
20252-215912-02 | Xcel Energy | 85 | 13781 | IOU | 04891244 | 3.839 | Solar |  |  | Interconnected | Trade Secret | Trade | MPK | MPK068 | Residential | Solar*Rewards | Trade Secret | 2022 | 2022
20252-215912-02 | Xcel Energy | 85 | 13781 | IOU | 04891468 | 8.725 | Solar |  |  | Interconnected | Trade Secret | Trade | GSL | GSL061 | Residential | Solar*Rewards | Trade Secret | 2022 | 2022
20252-215912-02 | Xcel Energy | 85 | 13781 | IOU | 04891480 | 7.678 | Solar |  |  | Interconnected | Trade Secret | Trade | SLP | SLP322 | Residential | Solar*Rewards | Trade Secret | 2022 | 2022
20252-215912-02 | Xcel Energy | 85 | 13781 | IOU | 04891598 | 9.995 | Solar |  |  | Interconnected | Trade Secret | Trade | TWL | TWL062 | Commercial | Solar*Rewards | Trade Secret | 2022 | 2024
20252-215912-02 | Xcel Energy | 85 | 13781 | IOU | 04891835 | 3.747 | Solar |  |  | Active Application | Trade Secret | Trade | TER | TER083 | Residential |  | Trade Secret | 2022
20252-215912-02 | Xcel Energy | 85 | 13781 | IOU | 04891880 | 3.747 | Solar |  |  | Interconnected | Trade Secret | Trade | MPK | MPK063 | Residential |  | Trade Secret | 2022 | 2023
20252-215912-02 | Xcel Energy | 85 | 13781 | IOU | 04892011 | 7.616 | Solar |  |  | Active Application | Trade Secret | Trade | CRL | CRL033 | Residential |  | Trade Secret | 2022
20252-215912-02 | Xcel Energy | 85 | 13781 | IOU | 04892107 | 6.576 | Solar |  |  | Interconnected | Trade Secret | Trade | RMT | RMT321 | Residential | Solar*Rewards | Trade Secret | 2022 | 2022
20252-215912-02 | Xcel Energy | 85 | 13781 | IOU | 04892361 | 18 | Solar |  |  | Withdrawn | Trade Secret | Trade | WCR | WCR322 | Residential | Solar*Rewards | Trade Secret | 2022
20252-215912-02 | Xcel Energy | 85 | 13781 | IOU | 04892585 | 12.76 | Solar |  |  | Interconnected | Trade Secret | Trade | SIP | SIP073 | Residential | Solar*Rewards | Trade Secret | 2022 | 2022
20252-215912-02 | Xcel Energy | 85 | 13781 | IOU | 04894343 | 39.604 | Solar |  |  | Withdrawn | Trade Secret | Trade | AFT | AFT314 | Residential |  | Trade Secret | 2022
20252-215912-02 | Xcel Energy | 85 | 13781 | IOU | 04895007 |  | Solar |  |  | Withdrawn | Trade Secret | Trade | SIP | SIP073 | Residential | Solar*Rewards | Trade Secret | 2022
20252-215912-02 | Xcel Energy | 85 | 13781 | IOU | 04895014 | 6.38 | Solar |  |  | Withdrawn | Trade Secret | Trade | IDA | IDA073 | Residential | Solar*Rewards | Trade Secret | 2022
20252-215912-02 | Xcel Energy | 85 | 13781 | IOU | 04895233 | 13.63 | Solar |  |  | Withdrawn | Trade Secret | Trade | FRM | FRM071 | Residential | Solar*Rewards | Trade Secret | 2022
20252-215912-02 | Xcel Energy | 85 | 13781 | IOU | 04895777 | 8.7 | Solar |  |  | Interconnected | Trade Secret | Trade | WSG | WSG071 | Residential | Solar*Rewards | Trade Secret | 2022 | 2022
20252-215912-02 | Xcel Energy | 85 | 13781 | IOU | 04895887 | 5 | Storage |  |  | Interconnected | Trade Secret | Trade | CTR | CTR021 | Residential |  | Trade Secret | 2022 | 2022
20252-215912-02 | Xcel Energy | 85 | 13781 | IOU | 04895974 | 6.98 | Solar |  | X | Active Application | Trade Secret | Trade | WIL | WIL081 | Residential | Solar*Rewards | Trade Secret | 2022
20252-215912-02 | Xcel Energy | 85 | 13781 | IOU | 04895997 | 5.8 | Solar |  |  | Interconnected | Trade Secret | Trade | RLK | RLK071 | Residential | Solar*Rewards | Trade Secret | 2022 | 2022
20252-215912-02 | Xcel Energy | 85 | 13781 | IOU | 04896030 | 10.121 | Solar |  |  | Interconnected | Trade Secret | Trade | LEX | LEX061 | Residential | Solar*Rewards | Trade Secret | 2022 | 2022
20252-215912-02 | Xcel Energy | 85 | 13781 | IOU | 04896053 | 4.537 | Solar |  |  | Interconnected | Trade Secret | Trade | SOU | SOU087 | Residential | Solar*Rewards | Trade Secret | 2022 | 2022
20252-215912-02 | Xcel Energy | 85 | 13781 | IOU | 04896100 | 6.98 | Solar |  |  | Interconnected | Trade Secret | Trade | WSG | WSG071 | Residential | Solar*Rewards | Trade Secret | 2022 | 2022
20252-215912-02 | Xcel Energy | 85 | 13781 | IOU | 04896120 | 1.45 | Solar |  |  | Interconnected | Trade Secret | Trade | IDA | IDA074 | Residential | Solar*Rewards | Trade Secret | 2022 | 2022
20252-215912-02 | Xcel Energy | 85 | 13781 | IOU | 04896380 | 9.994 | Solar |  |  | Interconnected | Trade Secret | Trade | APA | APA064 | Residential |  | Trade Secret | 2022 | 2022
20252-215912-02 | Xcel Energy | 85 | 13781 | IOU | 04896624 | 9.994 | Solar |  |  | Active Application | Trade Secret | Trade | APA | APA064 | Residential |  | Trade Secret | 2022
20252-215912-02 | Xcel Energy | 85 | 13781 | IOU | 04896717 | 16.53 | Solar |  |  | Active Application | Trade Secret | Trade | LCR | LCR311 | Residential |  | Trade Secret | 2022
20252-215912-02 | Xcel Energy | 85 | 13781 | IOU | 04896756 | 5 | Solar |  |  | Withdrawn | Trade Secret | Trade | OPK | OPK073 | Residential | Solar*Rewards | Trade Secret | 2022
20252-215912-02 | Xcel Energy | 85 | 13781 | IOU | 04896762 | 7.124 | Solar |  |  | Interconnected | Trade Secret | Trade | ALK | ALK063 | Residential | Solar*Rewards | Trade Secret | 2022 | 2022
20252-215912-02 | Xcel Energy | 85 | 13781 | IOU | 04896802 | 5.8 | Solar |  |  | Interconnected | Trade Secret | Trade | HUG | HUG311 | Residential | Solar*Rewards | Trade Secret | 2022 | 2023
20252-215912-02 | Xcel Energy | 85 | 13781 | IOU | 04896997 | 1000 | Solar |  |  | Withdrawn | Trade Secret | Trade | GLD | GLD021 | Community Solar Garden | Solar*Rewards Community | Trade Secret | 2022
20252-215912-02 | Xcel Energy | 85 | 13781 | IOU | 04896998 | 10.121 | Solar |  |  | Active Application | Trade Secret | Trade | SCA | SCA021 | Residential | Solar*Rewards | Trade Secret | 2022
20252-215912-02 | Xcel Energy | 85 | 13781 | IOU | 04896999 | 1000 | Solar |  |  | Withdrawn | Trade Secret | Trade | WAS | WAS091 | Community Solar Garden | Solar*Rewards Community | Trade Secret | 2022
20252-215912-02 | Xcel Energy | 85 | 13781 | IOU | 04897005 | 1000 | Solar |  |  | Withdrawn | Trade Secret | Trade | FAP | FAP061 | Community Solar Garden | Solar*Rewards Community | Trade Secret | 2022
20252-215912-02 | Xcel Energy | 85 | 13781 | IOU | 04897006 | 1000 | Solar |  |  | Withdrawn | Trade Secret | Trade | FAP | FAP061 | Community Solar Garden | Solar*Rewards Community | Trade Secret | 2022
20252-215912-02 | Xcel Energy | 85 | 13781 | IOU | 04897014 | 1000 | Solar |  |  | Withdrawn | Trade Secret | Trade | NOF | NOF072 | Community Solar Garden | Solar*Rewards Community | Trade Secret | 2022
20252-215912-02 | Xcel Energy | 85 | 13781 | IOU | 04897016 | 1000 | Solar |  |  | Withdrawn | Trade Secret | Trade | GLD | GLD021 | Community Solar Garden | Solar*Rewards Community | Trade Secret | 2022
20252-215912-02 | Xcel Energy | 85 | 13781 | IOU | 04897546 | 6 | Solar |  |  | Interconnected | Trade Secret | Trade | MPK | MPK087 | Residential | Solar*Rewards | Trade Secret | 2022 | 2022
20252-215912-02 | Xcel Energy | 85 | 13781 | IOU | 04897986 | 4.932 | Solar |  |  | Interconnected | Trade Secret | Trade | MPK | MPK085 | Residential | Solar*Rewards | Trade Secret | 2022 | 2022
20252-215912-02 | Xcel Energy | 85 | 13781 | IOU | 04898167 | 3.747 | Solar |  |  | Interconnected | Trade Secret | Trade | WYO | WYO021 | Residential |  | Trade Secret | 2022 | 2024
20252-215912-02 | Xcel Energy | 85 | 13781 | IOU | 04898186 | 7.616 | Solar |  |  | Interconnected | Trade Secret | Trade | AFT | AFT314 | Residential |  | Trade Secret | 2022 | 2023
20252-215912-02 | Xcel Energy | 85 | 13781 | IOU | 04898284 | 15.37 | Solar |  |  | Withdrawn | Trade Secret | Trade | MOL | MOL078 | Commercial | Solar*Rewards | Trade Secret | 2022
20252-215912-02 | Xcel Energy | 85 | 13781 | IOU | 04898288 | 13.05 | Solar |  |  | Withdrawn | Trade Secret | Trade | MTR | MTR021 | Residential | Solar*Rewards | Trade Secret | 2022
20252-215912-02 | Xcel Energy | 85 | 13781 | IOU | 04898322 | 15.356 | Solar |  |  | Interconnected | Trade Secret | Trade | DPN | DPN061 | Residential | Solar*Rewards | Trade Secret | 2022 | 2022
20252-215912-02 | Xcel Energy | 85 | 13781 | IOU | 04898343 | 3.747 | Solar |  |  | Active Application | Trade Secret | Trade | CEL | CEL061 | Residential |  | Trade Secret | 2022
20252-215912-02 | Xcel Energy | 85 | 13781 | IOU | 04898356 | 6.96 | Solar |  |  | Interconnected | Trade Secret | Trade | PIP | PIP090 | Residential |  | Trade Secret | 2022 | 2022
20252-215912-02 | Xcel Energy | 85 | 13781 | IOU | 04898357 | 6.98 | Solar |  | X | Interconnected | Trade Secret | Trade | SLP | SLP092 | Residential | Solar*Rewards | Trade Secret | 2022 | 2024
20252-215912-02 | Xcel Energy | 85 | 13781 | IOU | 04898385 | 8.027 | Solar |  |  | Interconnected | Trade Secret | Trade | CGR | CGR074 | Residential | Solar*Rewards | Trade Secret | 2022 | 2022
20252-215912-02 | Xcel Energy | 85 | 13781 | IOU | 04898456 | 3.747 | Solar |  |  | Interconnected | Trade Secret | Trade | CEL | CEL061 | Residential |  | Trade Secret | 2022 | 2023
20252-215912-02 | Xcel Energy | 85 | 13781 | IOU | 04898630 | 1000 | Solar |  |  | Withdrawn | Trade Secret | Trade | PAT | PAT313 | Community Solar Garden | Solar*Rewards Community | Trade Secret | 2022
20252-215912-02 | Xcel Energy | 85 | 13781 | IOU | 04899379 | 7.68 | Solar |  |  | Interconnected | Trade Secret | Trade | WCR | WCR322 | Residential | Solar*Rewards | Trade Secret | 2022 | 2022
20252-215912-02 | Xcel Energy | 85 | 13781 | IOU | 04899380 | 39.99 | Solar |  |  | Interconnected | Trade Secret | Trade | MPK | MPK075 | Commercial |  | Trade Secret | 2022 | 2023
20252-215912-02 | Xcel Energy | 85 | 13781 | IOU | 04899697 | 3.19 | Solar |  |  | Withdrawn | Trade Secret | Trade | MOL | MOL078 | Residential | Solar*Rewards | Trade Secret | 2022
20252-215912-02 | Xcel Energy | 85 | 13781 | IOU | 04899739 | 5.48 | Solar |  |  | Interconnected | Trade Secret | Trade | FSL | FSL311 | Residential | Solar*Rewards | Trade Secret | 2022 | 2022
20252-215912-02 | Xcel Energy | 85 | 13781 | IOU | 04899750 | 3.288 | Solar |  |  | Interconnected | Trade Secret | Trade | FSL | FSL311 | Residential | Solar*Rewards | Trade Secret | 2022 | 2022
20252-215912-02 | Xcel Energy | 85 | 13781 | IOU | 04899757 | 7.672 | Solar |  |  | Withdrawn | Trade Secret | Trade | VMR | VMR062 | Residential | Solar*Rewards | Trade Secret | 2022
20252-215912-02 | Xcel Energy | 85 | 13781 | IOU | 04899779 | 2.792 | Solar |  |  | Withdrawn | Trade Secret | Trade | RRK | RRK064 | Residential | Solar*Rewards | Trade Secret | 2022
20252-215912-02 | Xcel Energy | 85 | 13781 | IOU | 04899798 | 9.423 | Solar |  |  | Withdrawn | Trade Secret | Trade | OPK | OPK065 | Residential | Solar*Rewards | Trade Secret | 2022
20252-215912-02 | Xcel Energy | 85 | 13781 | IOU | 04899822 | 9.2 | Solar |  | X | Interconnected | Trade Secret | Trade | OPK | OPK077 | Residential | Solar*Rewards | Trade Secret | 2022 | 2023
20252-215912-02 | Xcel Energy | 85 | 13781 | IOU | 04899851 | 8.12 | Solar |  |  | Withdrawn | Trade Secret | Trade | LIN | LIN031 | Residential | Solar*Rewards | Trade Secret | 2022
20252-215912-02 | Xcel Energy | 85 | 13781 | IOU | 04899871 | 4.886 | Solar |  |  | Interconnected | Trade Secret | Trade | MPK | MPK063 | Residential | Solar*Rewards | Trade Secret | 2022 | 2022
20252-215912-02 | Xcel Energy | 85 | 13781 | IOU | 04900141 | 10.44 | Solar |  |  | Interconnected | Trade Secret | Trade | TER | TER075 | Residential |  | Trade Secret | 2022 | 2022
20252-215912-02 | Xcel Energy | 85 | 13781 | IOU | 04900493 | 15.37 | Solar |  |  | Interconnected | Trade Secret | Trade | MOL | MOL078 | Commercial |  | Trade Secret | 2022 | 2023
20252-215912-02 | Xcel Energy | 85 | 13781 | IOU | 04901300 | 10.73 | Solar |  |  | Interconnected | Trade Secret | Trade | LEX | LEX332 | Residential | Solar*Rewards | Trade Secret | 2022 | 2023
20252-215912-02 | Xcel Energy | 85 | 13781 | IOU | 04902164 | 12.18 | Solar |  |  | Withdrawn | Trade Secret | Trade | DOC | DOC031 | Residential | Solar*Rewards | Trade Secret | 2022
20252-215912-02 | Xcel Energy | 85 | 13781 | IOU | 04902532 |  |  |  |  | Active Application | Trade Secret | Trade |  |  | Residential |  | Trade Secret | 2022
20252-215912-02 | Xcel Energy | 85 | 13781 | IOU | 04908144 | 2.32 | Solar |  |  | Interconnected | Trade Secret | Trade | SLP | SLP092 | Residential | Solar*Rewards | Trade Secret | 2022 | 2022
20252-215912-02 | Xcel Energy | 85 | 13781 | IOU | 04908318 | 4.886 | Solar |  |  | Interconnected | Trade Secret | Trade | HWW | HWW073 | Residential | Solar*Rewards | Trade Secret | 2022 | 2022
20252-215912-02 | Xcel Energy | 85 | 13781 | IOU | 04908478 | 7 | Solar |  |  | Interconnected | Trade Secret | Trade | MPK | MPK074 | Residential |  | Trade Secret | 2022 | 2022
20252-215912-02 | Xcel Energy | 85 | 13781 | IOU | 04908514 | 6.09 | Solar |  |  | Interconnected | Trade Secret | Trade | WIL | WIL061 | Residential | Solar*Rewards | Trade Secret | 2022 | 2022
20252-215912-02 | Xcel Energy | 85 | 13781 | IOU | 04908573 | 8.376 | Solar |  | X | Interconnected | Trade Secret | Trade | HSN | HSN322 | Residential | Solar*Rewards | Trade Secret | 2022 | 2022
20252-215912-02 | Xcel Energy | 85 | 13781 | IOU | 04908609 | 4.537 | Solar |  |  | Interconnected | Trade Secret | Trade | RAM | RAM071 | Residential | Solar*Rewards | Trade Secret | 2022 | 2022
20252-215912-02 | Xcel Energy | 85 | 13781 | IOU | 04908624 | 6.98 | Solar |  |  | Interconnected | Trade Secret | Trade | HWW | HWW062 | Residential | Solar*Rewards | Trade Secret | 2022 | 2022
20252-215912-02 | Xcel Energy | 85 | 13781 | IOU | 04908753 | 6.576 | Solar |  |  | Interconnected | Trade Secret | Trade | ALK | ALK072 | Residential | Solar*Rewards | Trade Secret | 2022 | 2022
20252-215912-02 | Xcel Energy | 85 | 13781 | IOU | 04908783 | 7.672 | Solar |  |  | Interconnected | Trade Secret | Trade | ALK | ALK063 | Residential | Solar*Rewards | Trade Secret | 2022 | 2022
20252-215912-02 | Xcel Energy | 85 | 13781 | IOU | 04908795 | 3.288 | Solar |  |  | Withdrawn | Trade Secret | Trade | FSL | FSL311 | Residential | Solar*Rewards | Trade Secret | 2022
20252-215912-02 | Xcel Energy | 85 | 13781 | IOU | 04908933 | 8.22 | Solar |  |  | Interconnected | Trade Secret | Trade | FSL | FSL311 | Residential | Solar*Rewards | Trade Secret | 2022 | 2022
20252-215912-02 | Xcel Energy | 85 | 13781 | IOU | 04908971 | 11.866 | Solar |  |  | Withdrawn | Trade Secret | Trade | HUG | HUG311 | Residential | Solar*Rewards | Trade Secret | 2022
20252-215912-02 | Xcel Energy | 85 | 13781 | IOU | 04909099 | 6.282 | Solar |  |  | Interconnected | Trade Secret | Trade | MEL | MEL089 | Residential | Solar*Rewards | Trade Secret | 2022 | 2022
20252-215912-02 | Xcel Energy | 85 | 13781 | IOU | 04909507 | 6.38 | Solar |  |  | Interconnected | Trade Secret | Trade | RLK | RLK073 | Residential | Solar*Rewards | Trade Secret | 2022 | 2022
20252-215912-02 | Xcel Energy | 85 | 13781 | IOU | 04909556 | 3.48 | Solar |  |  | Interconnected | Trade Secret | Trade | HWW | HWW074 | Residential | Solar*Rewards | Trade Secret | 2022 | 2022
20252-215912-02 | Xcel Energy | 85 | 13781 | IOU | 04909763 | 4.188 | Solar |  |  | Withdrawn | Trade Secret | Trade | RLK | RLK065 | Residential | Solar*Rewards | Trade Secret | 2022
20252-215912-02 | Xcel Energy | 85 | 13781 | IOU | 04909801 | 6.38 | Solar |  |  | Interconnected | Trade Secret | Trade | APA | APA075 | Residential | Solar*Rewards | Trade Secret | 2022 | 2022
20252-215912-02 | Xcel Energy | 85 | 13781 | IOU | 04909808 | 7.83 | Solar |  |  | Withdrawn | Trade Secret | Trade | FSL | FSL312 | Residential | Solar*Rewards | Trade Secret | 2022
20252-215912-02 | Xcel Energy | 85 | 13781 | IOU | 04909820 |  | Solar |  |  | Active Application | Trade Secret | Trade | DAS | DAS061 | Commercial | Solar*Rewards | Trade Secret | 2022
20252-215912-02 | Xcel Energy | 85 | 13781 | IOU | 04910788 | 8.376 | Solar |  |  | Withdrawn | Trade Secret | Trade | SAV | SAV063 | Residential | Solar*Rewards | Trade Secret | 2022
20252-215912-02 | Xcel Energy | 85 | 13781 | IOU | 04910828 | 7.329 | Solar |  |  | Interconnected | Trade Secret | Trade | EDA | EDA084 | Residential | Solar*Rewards | Trade Secret | 2022 | 2024
20252-215912-02 | Xcel Energy | 85 | 13781 | IOU | 04911360 | 7.68 | Solar |  |  | Withdrawn | Trade Secret | Trade | SLP | SLP087 | Residential |  | Trade Secret | 2022
20252-215912-02 | Xcel Energy | 85 | 13781 | IOU | 04911579 | 1000 | Solar |  |  | Withdrawn | Trade Secret | Trade | NOF | NOF071 | Community Solar Garden | Solar*Rewards Community | Trade Secret | 2022
20252-215912-02 | Xcel Energy | 85 | 13781 | IOU | 04911717 | 8.22 | Solar |  |  | Interconnected | Trade Secret | Trade | HSN | HSN321 | Residential | Solar*Rewards | Trade Secret | 2022 | 2022
20252-215912-02 | Xcel Energy | 85 | 13781 | IOU | 04911910 | 5.8 | Solar |  |  | Withdrawn | Trade Secret | Trade | ALD | ALD072 | Commercial |  | Trade Secret | 2022
20252-215912-02 | Xcel Energy | 85 | 13781 | IOU | 04914352 |  | Solar |  |  | Active Application | Trade Secret | Trade |  |  | Residential | Solar*Rewards | Trade Secret | 2022
20252-215912-02 | Xcel Energy | 85 | 13781 | IOU | 04914358 |  | Solar |  |  | Active Application | Trade Secret | Trade |  |  | Residential | Solar*Rewards | Trade Secret | 2022
20252-215912-02 | Xcel Energy | 85 | 13781 | IOU | 04914919 | 3.19 | Solar |  |  | Interconnected | Trade Secret | Trade | SHP | SHP072 | Residential | Solar*Rewards | Trade Secret | 2022 | 2022
20252-215912-02 | Xcel Energy | 85 | 13781 | IOU | 04914935 | 10.121 | Solar |  |  | Interconnected | Trade Secret | Trade | WIL | WIL073 | Residential | Solar*Rewards | Trade Secret | 2022 | 2022
20252-215912-02 | Xcel Energy | 85 | 13781 | IOU | 04914949 | 5.584 | Solar |  |  | Interconnected | Trade Secret | Trade | LEX | LEX071 | Residential | Solar*Rewards | Trade Secret | 2022 | 2022
20252-215912-02 | Xcel Energy | 85 | 13781 | IOU | 04914956 | 12.76 | Solar |  |  | Active Application | Trade Secret | Trade | HSN | HSN322 | Residential |  | Trade Secret | 2022
20252-215912-02 | Xcel Energy | 85 | 13781 | IOU | 04914971 | 4.886 | Solar |  |  | Interconnected | Trade Secret | Trade | MPK | MPK074 | Residential | Solar*Rewards | Trade Secret | 2022 | 2022
20252-215912-02 | Xcel Energy | 85 | 13781 | IOU | 04915293 | 8.7 | Solar |  |  | Active Application | Trade Secret | Trade | DBL | DBL063 | Residential |  | Trade Secret | 2022
20252-215912-02 | Xcel Energy | 85 | 13781 | IOU | 04915359 | 13.92 | Solar |  |  | Interconnected | Trade Secret | Trade | HOL | HOL061 | Residential |  | Trade Secret | 2022 | 2022
20252-215912-02 | Xcel Energy | 85 | 13781 | IOU | 04915394 | 34.6 | Solar |  |  | Interconnected | Trade Secret | Trade | TWL | TWL079 | Commercial | Solar*Rewards | Trade Secret | 2022 | 2023
20252-215912-02 | Xcel Energy | 85 | 13781 | IOU | 04915479 |  |  |  |  | Withdrawn | Trade Secret | Trade |  |  | Residential |  | Trade Secret | 2022
20252-215912-02 | Xcel Energy | 85 | 13781 | IOU | 04915794 | 9.994 | Solar |  |  | Interconnected | Trade Secret | Trade | ALK | ALK072 | Residential | Solar*Rewards | Trade Secret | 2022 | 2022
20252-215912-02 | Xcel Energy | 85 | 13781 | IOU | 04915870 |  | Solar |  |  | Withdrawn | Trade Secret | Trade |  |  | Residential | Solar*Rewards | Trade Secret | 2022
20252-215912-02 | Xcel Energy | 85 | 13781 | IOU | 04915910 | 15.66 | Solar |  |  | Interconnected | Trade Secret | Trade | PAT | PAT312 | Residential |  | Trade Secret | 2022 | 2023
20252-215912-02 | Xcel Energy | 85 | 13781 | IOU | 04915928 | 20.8 | Solar |  | X | Interconnected | Trade Secret | Trade | CHE | CHE064 | Residential | Solar*Rewards | Trade Secret | 2022 | 2024
20252-215912-02 | Xcel Energy | 85 | 13781 | IOU | 04915939 |  | Solar |  |  | Withdrawn | Trade Secret | Trade |  |  | Residential | Solar*Rewards | Trade Secret | 2022
20252-215912-02 | Xcel Energy | 85 | 13781 | IOU | 04916032 | 9.316 | Solar |  |  | Interconnected | Trade Secret | Trade | HYL | HYL074 | Residential | Solar*Rewards | Trade Secret | 2022 | 2022
20252-215912-02 | Xcel Energy | 85 | 13781 | IOU | 04916074 | 3.288 | Solar |  |  | Interconnected | Trade Secret | Trade | HSN | HSN321 | Residential | Solar*Rewards | Trade Secret | 2022 | 2022
20252-215912-02 | Xcel Energy | 85 | 13781 | IOU | 04916094 | 3.288 | Solar |  |  | Interconnected | Trade Secret | Trade | HSN | HSN321 | Residential | Solar*Rewards | Trade Secret | 2022 | 2022
20252-215912-02 | Xcel Energy | 85 | 13781 | IOU | 04916193 | 14.248 | Solar |  |  | Withdrawn | Trade Secret | Trade | KAN | KAN021 | Residential | Solar*Rewards | Trade Secret | 2022
20252-215912-02 | Xcel Energy | 85 | 13781 | IOU | 04916801 | 3.77 | Solar |  |  | Interconnected | Trade Secret | Trade | RIV | RIV064 | Residential | Solar*Rewards | Trade Secret | 2022 | 2022
20252-215912-02 | Xcel Energy | 85 | 13781 | IOU | 04916814 | 9.28 | Solar |  | X | Active Application | Trade Secret | Trade | SCA | SCA021 | Commercial | Solar*Rewards | Trade Secret | 2022
20252-215912-02 | Xcel Energy | 85 | 13781 | IOU | 04916888 | 13.05 | Solar |  |  | Interconnected | Trade Secret | Trade | ECK | ECK322 | Residential | Solar*Rewards | Trade Secret | 2022 | 2022
20252-215912-02 | Xcel Energy | 85 | 13781 | IOU | 04916916 | 5.51 | Solar |  |  | Withdrawn | Trade Secret | Trade | SOU | SOU078 | Residential | Solar*Rewards | Trade Secret | 2022
20252-215912-02 | Xcel Energy | 85 | 13781 | IOU | 04916943 | 5.584 | Solar |  |  | Withdrawn | Trade Secret | Trade | IDA | IDA074 | Residential | Solar*Rewards | Trade Secret | 2022
20252-215912-02 | Xcel Energy | 85 | 13781 | IOU | 04916972 | 10.121 | Solar |  |  | Interconnected | Trade Secret | Trade | MEL | MEL061 | Residential | Solar*Rewards | Trade Secret | 2022 | 2022
20252-215912-02 | Xcel Energy | 85 | 13781 | IOU | 04917012 | 10.44 | Solar |  |  | Interconnected | Trade Secret | Trade | LEX | LEX333 | Residential |  | Trade Secret | 2022 | 2022
20252-215912-02 | Xcel Energy | 85 | 13781 | IOU | 04917084 | 7.54 | Solar |  |  | Interconnected | Trade Secret | Trade | LEX | LEX075 | Residential | Solar*Rewards | Trade Secret | 2022 | 2022
20252-215912-02 | Xcel Energy | 85 | 13781 | IOU | 04917143 | 6.028 | Solar |  |  | Interconnected | Trade Secret | Trade | DND | DND061 | Residential | Solar*Rewards | Trade Secret | 2022 | 2022
20252-215912-02 | Xcel Energy | 85 | 13781 | IOU | 04917144 | 5.22 | Solar |  |  | Interconnected | Trade Secret | Trade | WRR | WRR064 | Residential |  | Trade Secret | 2022 | 2022
20252-215912-02 | Xcel Energy | 85 | 13781 | IOU | 04917202 | 7.616 | Solar |  |  | Interconnected | Trade Secret | Trade | SLP | SLP075 | Residential |  | Trade Secret | 2022 | 2022
20252-215912-02 | Xcel Energy | 85 | 13781 | IOU | 04917204 | 9.316 | Solar |  |  | Interconnected | Trade Secret | Trade | TWL | TWL066 | Residential | Solar*Rewards | Trade Secret | 2022 | 2022
20252-215912-02 | Xcel Energy | 85 | 13781 | IOU | 04917334 |  | Solar |  |  | Active Application | Trade Secret | Trade |  |  | Residential | Solar*Rewards | Trade Secret | 2022
20252-215912-02 | Xcel Energy | 85 | 13781 | IOU | 04917550 | 3.836 | Solar |  |  | Interconnected | Trade Secret | Trade | FSL | FSL312 | Residential | Solar*Rewards | Trade Secret | 2022 | 2022
20252-215912-02 | Xcel Energy | 85 | 13781 | IOU | 04917637 | 8.12 | Solar |  |  | Interconnected | Trade Secret | Trade | WDY | WDY311 | Residential | Solar*Rewards | Trade Secret | 2022 | 2022
20252-215912-02 | Xcel Energy | 85 | 13781 | IOU | 04917802 | 23.51 | Solar |  |  | Interconnected | Trade Secret | Trade | SOU | SOU081 | Commercial | Solar*Rewards | Trade Secret | 2022 | 2023
20252-215912-02 | Xcel Energy | 85 | 13781 | IOU | 04917828 |  | Solar |  |  | Active Application | Trade Secret | Trade |  |  | Residential | Solar*Rewards | Trade Secret | 2022
20252-215912-02 | Xcel Energy | 85 | 13781 | IOU | 04917829 |  | Solar |  |  | Active Application | Trade Secret | Trade |  |  | Residential | Solar*Rewards | Trade Secret | 2022
20252-215912-02 | Xcel Energy | 85 | 13781 | IOU | 04918471 | 12.329 | Solar |  | X | Interconnected | Trade Secret | Trade | OPK | OPK073 | Residential | Solar*Rewards | Trade Secret | 2022 | 2022
20252-215912-02 | Xcel Energy | 85 | 13781 | IOU | 04918487 | 7.678 | Solar |  |  | Active Application | Trade Secret | Trade | VMR | VMR062 | Residential | Solar*Rewards | Trade Secret | 2022
20252-215912-02 | Xcel Energy | 85 | 13781 | IOU | 04918504 | 7.54 | Solar |  |  | Interconnected | Trade Secret | Trade | DHL | DHL061 | Residential | Solar*Rewards | Trade Secret | 2022 | 2022
20252-215912-02 | Xcel Energy | 85 | 13781 | IOU | 04918687 | 5.8 | Solar |  |  | Withdrawn | Trade Secret | Trade | ROC | ROC091 | Residential | Solar*Rewards | Trade Secret | 2022
20252-215912-02 | Xcel Energy | 85 | 13781 | IOU | 04918804 | 4.64 | Solar |  |  | Interconnected | Trade Secret | Trade | SOU | SOU060 | Residential | Solar*Rewards | Trade Secret | 2022 | 2022
20252-215912-02 | Xcel Energy | 85 | 13781 | IOU | 04918893 | 6.96 | Solar |  |  | Interconnected | Trade Secret | Trade | YAM | YAM021 | Residential | Solar*Rewards | Trade Secret | 2022 | 2022
20252-215912-02 | Xcel Energy | 85 | 13781 | IOU | 04918901 | 5.052 | Solar |  |  | Withdrawn | Trade Secret | Trade | TLK | TLK061 | Residential |  | Trade Secret | 2022
20252-215912-02 | Xcel Energy | 85 | 13781 | IOU | 04918950 | 14.93 | Solar |  | X | Interconnected | Trade Secret | Trade | SOU | SOU087 | Residential | Solar*Rewards | Trade Secret | 2022 | 2022
20252-215912-02 | Xcel Energy | 85 | 13781 | IOU | 04919005 | 6.09 | Solar |  |  | Interconnected | Trade Secret | Trade | UPP | UPP084 | Residential | Solar*Rewards | Trade Secret | 2022 | 2022
20252-215912-02 | Xcel Energy | 85 | 13781 | IOU | 04919119 | 33.3 | Solar |  |  | Interconnected | Trade Secret | Trade | GPH | GPH079 | Commercial | Solar*Rewards | Trade Secret | 2022 | 2023
20252-215912-02 | Xcel Energy | 85 | 13781 | IOU | 04919528 | 6.96 | Solar |  |  | Interconnected | Trade Secret | Trade | SLP | SLP082 | Residential | Solar*Rewards | Trade Secret | 2022 | 2022
20252-215912-02 | Xcel Energy | 85 | 13781 | IOU | 04920092 | 7.25 | Solar |  |  | Interconnected | Trade Secret | Trade | WIL | WIL082 | Residential |  | Trade Secret | 2022 | 2023
20252-215912-02 | Xcel Energy | 85 | 13781 | IOU | 04920103 | 5.22 | Solar |  |  | Interconnected | Trade Secret | Trade | RAM | RAM073 | Residential |  | Trade Secret | 2022 | 2022
20252-215912-02 | Xcel Energy | 85 | 13781 | IOU | 04920120 | 3.141 | Solar |  |  | Interconnected | Trade Secret | Trade | RRK | RRK064 | Residential |  | Trade Secret | 2022 | 2022
20252-215912-02 | Xcel Energy | 85 | 13781 | IOU | 04920133 | 14.658 | Solar |  |  | Interconnected | Trade Secret | Trade | GLK | GLK065 | Residential | Solar*Rewards | Trade Secret | 2022 | 2022
20252-215912-02 | Xcel Energy | 85 | 13781 | IOU | 04920348 | 11.02 | Solar |  |  | Withdrawn | Trade Secret | Trade | WEB | WEB021 | Residential | Solar*Rewards | Trade Secret | 2022
20252-215912-02 | Xcel Energy | 85 | 13781 | IOU | 04920414 | 12.18 | Solar |  |  | Withdrawn | Trade Secret | Trade | MRN | MRN021 | Residential |  | Trade Secret | 2022
20252-215912-02 | Xcel Energy | 85 | 13781 | IOU | 04920554 | 6.576 | Solar |  |  | Interconnected | Trade Secret | Trade | FSL | FSL312 | Residential | Solar*Rewards | Trade Secret | 2022 | 2022
20252-215912-02 | Xcel Energy | 85 | 13781 | IOU | 04920564 |  | Solar |  |  | Active Application | Trade Secret | Trade |  |  | Residential | Solar*Rewards | Trade Secret | 2022
20252-215912-02 | Xcel Energy | 85 | 13781 | IOU | 04920595 | 6.05 | Solar |  |  | Interconnected | Trade Secret | Trade | HSN | HSN321 | Residential | Solar*Rewards | Trade Secret | 2022 | 2022
20252-215912-02 | Xcel Energy | 85 | 13781 | IOU | 04920722 | 5.052 | Solar |  |  | Interconnected | Trade Secret | Trade | ALK | ALK072 | Residential | Solar*Rewards | Trade Secret | 2022 | 2022
20252-215912-02 | Xcel Energy | 85 | 13781 | IOU | 04920769 | 830 | Solar |  |  | Active Application | Trade Secret | Trade | GLD | GLD031 | Community Solar Garden | Solar*Rewards Community | Trade Secret | 2024
20252-215912-02 | Xcel Energy | 85 | 13781 | IOU | 04920844 | 12.8 | Solar |  |  | Interconnected | Trade Secret | Trade | PIL | PIL022 | Commercial | Solar*Rewards | Trade Secret | 2022 | 2022
20252-215912-02 | Xcel Energy | 85 | 13781 | IOU | 04920945 | 36.48 | Solar |  |  | Withdrawn | Trade Secret | Trade | JOR | JOR021 | Commercial | Solar*Rewards | Trade Secret | 2022
20252-215912-02 | Xcel Energy | 85 | 13781 | IOU | 04921822 | 4.886 | Solar |  |  | Interconnected | Trade Secret | Trade | SOU | SOU073 | Residential | Solar*Rewards | Trade Secret | 2022 | 2022
20252-215912-02 | Xcel Energy | 85 | 13781 | IOU | 04921836 | 6.282 | Solar |  |  | Interconnected | Trade Secret | Trade | WES | WES074 | Residential | Solar*Rewards | Trade Secret | 2022 | 2022
20252-215912-02 | Xcel Energy | 85 | 13781 | IOU | 04921850 | 13.611 | Solar |  |  | Interconnected | Trade Secret | Trade | DHL | DHL061 | Residential | Solar*Rewards | Trade Secret | 2022 | 2022
20252-215912-02 | Xcel Energy | 85 | 13781 | IOU | 04922182 | 7.25 | Solar |  |  | Interconnected | Trade Secret | Trade | STY | STY072 | Residential |  | Trade Secret | 2022 | 2022
20252-215912-02 | Xcel Energy | 85 | 13781 | IOU | 04922232 | 5.48 | Solar |  |  | Interconnected | Trade Secret | Trade | ALK | ALK072 | Residential | Solar*Rewards | Trade Secret | 2022 | 2022
20252-215912-02 | Xcel Energy | 85 | 13781 | IOU | 04922252 | 4.95 | Solar |  |  | Interconnected | Trade Secret | Trade | FSL | FSL312 | Residential | Solar*Rewards | Trade Secret | 2022 | 2022
20252-215912-02 | Xcel Energy | 85 | 13781 | IOU | 04922254 | 9.316 | Solar |  |  | Interconnected | Trade Secret | Trade | PAT | PAT312 | Residential |  | Trade Secret | 2022 | 2022
20252-215912-02 | Xcel Energy | 85 | 13781 | IOU | 04922276 | 150 |  |  |  | Active Application | Trade Secret | Trade | FAP | FAP061 | Commercial |  | Trade Secret | 2022
20252-215912-02 | Xcel Energy | 85 | 13781 | IOU | 04922310 | 7.7 | Solar |  |  | Interconnected | Trade Secret | Trade | HSN | HSN321 | Residential | Solar*Rewards | Trade Secret | 2022 | 2022
20252-215912-02 | Xcel Energy | 85 | 13781 | IOU | 04922396 |  | Solar |  |  | Active Application | Trade Secret | Trade |  |  | Residential | Solar*Rewards | Trade Secret | 2022
20252-215912-02 | Xcel Energy | 85 | 13781 | IOU | 04922406 | 4.95 | Solar |  |  | Withdrawn | Trade Secret | Trade | ALK | ALK063 | Residential | Solar*Rewards | Trade Secret | 2022
20252-215912-02 | Xcel Energy | 85 | 13781 | IOU | 04923118 | 7.616 | Solar |  |  | Interconnected | Trade Secret | Trade | WSG | WSG361 | Residential | Solar*Rewards | Trade Secret | 2022 | 2022
20252-215912-02 | Xcel Energy | 85 | 13781 | IOU | 04923120 |  | Solar |  |  | Active Application | Trade Secret | Trade |  |  | Residential | Solar*Rewards | Trade Secret | 2022
20252-215912-02 | Xcel Energy | 85 | 13781 | IOU | 04923149 | 5.28 | Solar |  |  | Active Application | Trade Secret | Trade | WIL | WIL081 | Residential | Solar*Rewards | Trade Secret | 2022
20252-215912-02 | Xcel Energy | 85 | 13781 | IOU | 04923168 | 1000 | Solar |  |  | Withdrawn | Trade Secret | Trade | WAS | WAS092 | Community Solar Garden | Solar*Rewards Community | Trade Secret | 2022
20252-215912-02 | Xcel Energy | 85 | 13781 | IOU | 04923183 | 7.616 | Solar |  |  | Interconnected | Trade Secret | Trade | TWL | TWL072 | Residential | Solar*Rewards | Trade Secret | 2022 | 2022
20252-215912-02 | Xcel Energy | 85 | 13781 | IOU | 04923193 | 4.64 | Solar |  |  | Interconnected | Trade Secret | Trade | TWL | TWL075 | Residential | Solar*Rewards | Trade Secret | 2022 | 2023
20252-215912-02 | Xcel Energy | 85 | 13781 | IOU | 04923223 | 2.61 | Solar |  |  | Interconnected | Trade Secret | Trade | MEL | MEL061 | Residential | Solar*Rewards | Trade Secret | 2022 | 2022
20252-215912-02 | Xcel Energy | 85 | 13781 | IOU | 04923263 | 5.8 | Solar |  |  | Interconnected | Trade Secret | Trade | SOU | SOU072 | Residential | Solar*Rewards | Trade Secret | 2022 | 2022
20252-215912-02 | Xcel Energy | 85 | 13781 | IOU | 04923486 |  |  |  |  | Withdrawn | Trade Secret | Trade |  |  | Residential |  | Trade Secret | 2022
20252-215912-02 | Xcel Energy | 85 | 13781 | IOU | 04923678 | 9.994 | Solar |  |  | Interconnected | Trade Secret | Trade | HUG | HUG311 | Residential | Solar*Rewards | Trade Secret | 2022 | 2023
20252-215912-02 | Xcel Energy | 85 | 13781 | IOU | 04923713 | 7.329 | Solar |  |  | Withdrawn | Trade Secret | Trade | OPK | OPK077 | Residential | Solar*Rewards | Trade Secret | 2022
20252-215912-02 | Xcel Energy | 85 | 13781 | IOU | 04923726 | 7.329 | Solar |  |  | Interconnected | Trade Secret | Trade | MEL | MEL073 | Residential | Solar*Rewards | Trade Secret | 2022 | 2022
20252-215912-02 | Xcel Energy | 85 | 13781 | IOU | 04923742 | 4.537 | Solar |  |  | Interconnected | Trade Secret | Trade | SOU | SOU076 | Residential | Solar*Rewards | Trade Secret | 2022 | 2022
20252-215912-02 | Xcel Energy | 85 | 13781 | IOU | 04923758 | 12.678 | Solar |  | X | Interconnected | Trade Secret | Trade | OAD | OAD074 | Residential | Solar*Rewards | Trade Secret | 2022 | 2023
20252-215912-02 | Xcel Energy | 85 | 13781 | IOU | 04923769 | 7.63 | Solar |  |  | Active Application | Trade Secret | Trade | SLP | SLP075 | Residential |  | Trade Secret | 2022
20252-215912-02 | Xcel Energy | 85 | 13781 | IOU | 04923788 | 6.98 | Solar |  | X | Active Application | Trade Secret | Trade | SCA | SCA021 | Residential | Solar*Rewards | Trade Secret | 2022
20252-215912-02 | Xcel Energy | 85 | 13781 | IOU | 04923802 | 6.09 | Solar |  |  | Interconnected | Trade Secret | Trade | SOU | SOU064 | Residential | Solar*Rewards | Trade Secret | 2022 | 2022
20252-215912-02 | Xcel Energy | 85 | 13781 | IOU | 04923823 | 5.584 | Solar |  |  | Withdrawn | Trade Secret | Trade | HOL | HOL072 | Residential | Solar*Rewards | Trade Secret | 2022
20252-215912-02 | Xcel Energy | 85 | 13781 | IOU | 04923884 | 9.994 | Solar |  |  | Interconnected | Trade Secret | Trade | AFT | AFT321 | Residential | Solar*Rewards | Trade Secret | 2022 | 2022
20252-215912-02 | Xcel Energy | 85 | 13781 | IOU | 04924055 | 15 | Solar |  |  | Withdrawn | Trade Secret | Trade | GRC | GRC312 | Residential |  | Trade Secret | 2022
20252-215912-02 | Xcel Energy | 85 | 13781 | IOU | 04924138 | 6.576 | Solar |  |  | Interconnected | Trade Secret | Trade | ALK | ALK072 | Residential | Solar*Rewards | Trade Secret | 2022 | 2022
20252-215912-02 | Xcel Energy | 85 | 13781 | IOU | 04924152 | 17.05 | Solar |  |  | Interconnected | Trade Secret | Trade | ALK | ALK072 | Residential | Solar*Rewards | Trade Secret | 2022 | 2022
20252-215912-02 | Xcel Energy | 85 | 13781 | IOU | 04924174 | 7.15 | Solar |  |  | Interconnected | Trade Secret | Trade | ALK | ALK072 | Residential | Solar*Rewards | Trade Secret | 2022 | 2022
20252-215912-02 | Xcel Energy | 85 | 13781 | IOU | 04924191 | 7.7 | Solar |  |  | Interconnected | Trade Secret | Trade | ALK | ALK072 | Residential | Solar*Rewards | Trade Secret | 2022 | 2022
20252-215912-02 | Xcel Energy | 85 | 13781 | IOU | 04924221 | 6.6 | Solar |  |  | Withdrawn | Trade Secret | Trade | ALK | ALK072 | Residential | Solar*Rewards | Trade Secret | 2022
20252-215912-02 | Xcel Energy | 85 | 13781 | IOU | 04924297 | 17.98 | Solar |  |  | Withdrawn | Trade Secret | Trade | FAP | FAP062 | Residential |  | Trade Secret | 2022
20252-215912-02 | Xcel Energy | 85 | 13781 | IOU | 04924546 | 12.1 | Solar |  |  | Withdrawn | Trade Secret | Trade | HSN | HSN321 | Residential | Solar*Rewards | Trade Secret | 2022
20252-215912-02 | Xcel Energy | 85 | 13781 | IOU | 04924619 |  | Solar |  |  | Withdrawn | Trade Secret | Trade |  |  | Residential | Solar*Rewards | Trade Secret | 2022
20252-215912-02 | Xcel Energy | 85 | 13781 | IOU | 04924650 |  | Solar |  |  | Withdrawn | Trade Secret | Trade |  |  | Residential | Solar*Rewards | Trade Secret | 2022
20252-215912-02 | Xcel Energy | 85 | 13781 | IOU | 04924673 | 8.99 | Solar |  |  | Interconnected | Trade Secret | Trade | RPO | RPO311 | Residential | Solar*Rewards | Trade Secret | 2022 | 2022
20252-215912-02 | Xcel Energy | 85 | 13781 | IOU | 04924724 | 4.64 | Solar |  |  | Interconnected | Trade Secret | Trade | SLP | SLP082 | Residential | Solar*Rewards | Trade Secret | 2022 | 2022
20252-215912-02 | Xcel Energy | 85 | 13781 | IOU | 04924740 |  | Solar |  |  | Active Application | Trade Secret | Trade | TWL | TWL066 | Residential | Solar*Rewards | Trade Secret | 2022
20252-215912-02 | Xcel Energy | 85 | 13781 | IOU | 04924750 | 7.25 | Solar |  |  | Interconnected | Trade Secret | Trade | WRR | WRR064 | Residential | Solar*Rewards | Trade Secret | 2022 | 2023
20252-215912-02 | Xcel Energy | 85 | 13781 | IOU | 04924754 | 8.12 | Solar |  |  | Interconnected | Trade Secret | Trade | NMC | NMC082 | Residential |  | Trade Secret | 2022 | 2022
20252-215912-02 | Xcel Energy | 85 | 13781 | IOU | 04924756 |  | Solar |  |  | Active Application | Trade Secret | Trade |  |  | Residential | Solar*Rewards | Trade Secret | 2022
20252-215912-02 | Xcel Energy | 85 | 13781 | IOU | 04924915 |  | Solar |  |  | Active Application | Trade Secret | Trade |  |  | Residential | Solar*Rewards | Trade Secret | 2022
20252-215912-02 | Xcel Energy | 85 | 13781 | IOU | 04924916 | 1000 | Solar |  |  | Withdrawn | Trade Secret | Trade | KAN | KAN031 | Community Solar Garden | Solar*Rewards Community | Trade Secret | 2022
20252-215912-02 | Xcel Energy | 85 | 13781 | IOU | 04924956 | 7.616 | Solar |  |  | Active Application | Trade Secret | Trade | XRD | XRD062 | Residential | Solar*Rewards | Trade Secret | 2022
20252-215912-02 | Xcel Energy | 85 | 13781 | IOU | 04925230 |  | Solar |  |  | Active Application | Trade Secret | Trade |  |  | Residential | Solar*Rewards | Trade Secret | 2022
20252-215912-02 | Xcel Energy | 85 | 13781 | IOU | 04925293 |  | Solar |  |  | Active Application | Trade Secret | Trade |  |  | Residential | Solar*Rewards | Trade Secret | 2022
20252-215912-02 | Xcel Energy | 85 | 13781 | IOU | 04925463 | 14.309 | Solar |  |  | Interconnected | Trade Secret | Trade | UPP | UPP085 | Commercial |  | Trade Secret | 2022 | 2023
20252-215912-02 | Xcel Energy | 85 | 13781 | IOU | 04925519 | 21.638 | Solar |  |  | Interconnected | Trade Secret | Trade | MND | MND062 | Residential | Solar*Rewards | Trade Secret | 2022 | 2023
20252-215912-02 | Xcel Energy | 85 | 13781 | IOU | 04925527 | 7.329 | Solar |  |  | Interconnected | Trade Secret | Trade | RMT | RMT321 | Residential | Solar*Rewards | Trade Secret | 2022 | 2023
20252-215912-02 | Xcel Energy | 85 | 13781 | IOU | 04925543 | 5.51 | Solar |  |  | Interconnected | Trade Secret | Trade | UPP | UPP085 | Residential | Solar*Rewards | Trade Secret | 2022 | 2022
20252-215912-02 | Xcel Energy | 85 | 13781 | IOU | 04925562 | 8.725 | Solar |  | X | Interconnected | Trade Secret | Trade | SLP | SLP092 | Residential | Solar*Rewards | Trade Secret | 2022 | 2023
20252-215912-02 | Xcel Energy | 85 | 13781 | IOU | 04925602 | 8.376 | Solar |  |  | Withdrawn | Trade Secret | Trade | RPO | RPO312 | Residential | Solar*Rewards | Trade Secret | 2022
20252-215912-02 | Xcel Energy | 85 | 13781 | IOU | 04925618 | 7.25 | Solar |  |  | Interconnected | Trade Secret | Trade | CGR | CGR072 | Residential |  | Trade Secret | 2022 | 2022
20252-215912-02 | Xcel Energy | 85 | 13781 | IOU | 04925619 | 4.537 | Solar |  | X | Interconnected | Trade Secret | Trade | CEL | CEL066 | Residential | Solar*Rewards | Trade Secret | 2022 | 2022
20252-215912-02 | Xcel Energy | 85 | 13781 | IOU | 04925628 | 10.121 | Solar |  |  | Interconnected | Trade Secret | Trade | RAM | RAM077 | Residential | Solar*Rewards | Trade Secret | 2022 | 2022
20252-215912-02 | Xcel Energy | 85 | 13781 | IOU | 04925656 | 16.98 | Solar |  | X | Interconnected | Trade Secret | Trade | RAM | RAM077 | Residential | Solar*Rewards | Trade Secret | 2022 | 2022
20252-215912-02 | Xcel Energy | 85 | 13781 | IOU | 04925680 | 4.188 | Solar |  |  | Interconnected | Trade Secret | Trade | SOU | SOU072 | Residential | Solar*Rewards | Trade Secret | 2022 | 2022
20252-215912-02 | Xcel Energy | 85 | 13781 | IOU | 04925970 |  | Solar |  |  | Active Application | Trade Secret | Trade |  |  | Residential | Solar*Rewards | Trade Secret | 2022
20252-215912-02 | Xcel Energy | 85 | 13781 | IOU | 04925991 | 3.85 | Solar |  |  | Interconnected | Trade Secret | Trade | CTR | CTR021 | Residential | Solar*Rewards | Trade Secret | 2022 | 2022
20252-215912-02 | Xcel Energy | 85 | 13781 | IOU | 04926138 | 9.994 | Solar |  |  | Active Application | Trade Secret | Trade | APA | APA073 | Residential |  | Trade Secret | 2022
20252-215912-02 | Xcel Energy | 85 | 13781 | IOU | 04926163 | 7.616 | Solar |  |  | Interconnected | Trade Secret | Trade | ALD | ALD084 | Residential |  | Trade Secret | 2022 | 2022
20252-215912-02 | Xcel Energy | 85 | 13781 | IOU | 04926206 | 3.747 | Solar |  |  | Interconnected | Trade Secret | Trade | DBL | DBL063 | Residential |  | Trade Secret | 2022 | 2023
20252-215912-02 | Xcel Energy | 85 | 13781 | IOU | 04928268 | 4.932 | Solar |  |  | Withdrawn | Trade Secret | Trade | HSN | HSN321 | Residential | Solar*Rewards | Trade Secret | 2022
20252-215912-02 | Xcel Energy | 85 | 13781 | IOU | 04928402 | 7.15 | Solar |  |  | Interconnected | Trade Secret | Trade | ALK | ALK072 | Residential | Solar*Rewards | Trade Secret | 2022 | 2022
20252-215912-02 | Xcel Energy | 85 | 13781 | IOU | 04928777 | 8.12 | Solar |  |  | Withdrawn | Trade Secret | Trade | KAN | KAN031 | Residential |  | Trade Secret | 2022
20252-215912-02 | Xcel Energy | 85 | 13781 | IOU | 04930303 | 18 | Solar |  |  | Withdrawn | Trade Secret | Trade | MTW | MTW021 | Commercial | Solar*Rewards | Trade Secret | 2022
20252-215912-02 | Xcel Energy | 85 | 13781 | IOU | 04931225 | 4.64 | Solar |  |  | Withdrawn | Trade Secret | Trade | HWW | HWW062 | Residential |  | Trade Secret | 2022
20252-215912-02 | Xcel Energy | 85 | 13781 | IOU | 04931292 | 16.24 | Solar |  |  | Interconnected | Trade Secret | Trade | HUG | HUG311 | Residential |  | Trade Secret | 2022 | 2022
20252-215912-02 | Xcel Energy | 85 | 13781 | IOU | 04931303 | 3.3 | Solar |  |  | Withdrawn | Trade Secret | Trade | ALK | ALK072 | Residential | Solar*Rewards | Trade Secret | 2022
20252-215912-02 | Xcel Energy | 85 | 13781 | IOU | 04931328 | 6.96 | Solar |  |  | Withdrawn | Trade Secret | Trade | VMR | VMR062 | Residential | Solar*Rewards | Trade Secret | 2022
20252-215912-02 | Xcel Energy | 85 | 13781 | IOU | 04931565 | 6.282 | Solar |  |  | Interconnected | Trade Secret | Trade | HWW | HWW073 | Residential | Solar*Rewards | Trade Secret | 2022 | 2023
20252-215912-02 | Xcel Energy | 85 | 13781 | IOU | 04931622 | 9.423 | Solar |  |  | Interconnected | Trade Secret | Trade | TLK | TLK066 | Residential | Solar*Rewards | Trade Secret | 2022 | 2022
20252-215912-02 | Xcel Energy | 85 | 13781 | IOU | 04931630 | 3.747 | Solar |  |  | Interconnected | Trade Secret | Trade | CHE | CHE076 | Residential | Solar*Rewards | Trade Secret | 2022 | 2022
20252-215912-02 | Xcel Energy | 85 | 13781 | IOU | 04931651 | 9.772 | Solar |  | X | Withdrawn | Trade Secret | Trade | CGR | CGR063 | Residential | Solar*Rewards | Trade Secret | 2022
20252-215912-02 | Xcel Energy | 85 | 13781 | IOU | 04931671 | 8.376 | Solar |  |  | Interconnected | Trade Secret | Trade | SLP | SLP082 | Residential | Solar*Rewards | Trade Secret | 2022 | 2022
20252-215912-02 | Xcel Energy | 85 | 13781 | IOU | 04931743 | 3.48 | Solar |  |  | Interconnected | Trade Secret | Trade | SOU | SOU069 | Residential | Solar*Rewards | Trade Secret | 2022 | 2022
20252-215912-02 | Xcel Energy | 85 | 13781 | IOU | 04931754 | 3.49 | Solar |  |  | Active Application | Trade Secret | Trade | MPK | MPK064 | Residential | Solar*Rewards | Trade Secret | 2022
20252-215912-02 | Xcel Energy | 85 | 13781 | IOU | 04932109 | 5.75 | Solar |  |  | Interconnected | Trade Secret | Trade | FRM | FRM062 | Residential | Solar*Rewards | Trade Secret | 2022 | 2022
20252-215912-02 | Xcel Energy | 85 | 13781 | IOU | 04933408 | 4.932 | Solar |  |  | Interconnected | Trade Secret | Trade | FSL | FSL311 | Residential | Solar*Rewards | Trade Secret | 2022 | 2022
20252-215912-02 | Xcel Energy | 85 | 13781 | IOU | 04933428 | 10.45 | Solar |  |  | Withdrawn | Trade Secret | Trade | HSN | HSN321 | Residential | Solar*Rewards | Trade Secret | 2022
20252-215912-02 | Xcel Energy | 85 | 13781 | IOU | 04933541 |  | Solar |  |  | Active Application | Trade Secret | Trade |  |  | Residential | Solar*Rewards | Trade Secret | 2022
20252-215912-02 | Xcel Energy | 85 | 13781 | IOU | 04933554 | 5.052 | Solar |  |  | Active Application | Trade Secret | Trade | CHE | CHE076 | Residential | Solar*Rewards | Trade Secret | 2022
20252-215912-02 | Xcel Energy | 85 | 13781 | IOU | 04933962 | 5.052 | Solar |  |  | Interconnected | Trade Secret | Trade | TWL | TWL083 | Residential | Solar*Rewards | Trade Secret | 2022 | 2023
20252-215912-02 | Xcel Energy | 85 | 13781 | IOU | 04935224 | 532.8 | Solar |  |  | Interconnected | Trade Secret | Trade | ECK | ECK061 | Commercial |  | Trade Secret | 2022 | 2024
20252-215912-02 | Xcel Energy | 85 | 13781 | IOU | 04935322 | 5.052 | Solar |  |  | Interconnected | Trade Secret | Trade | LAB | LAB311 | Residential |  | Trade Secret | 2022 | 2022
20252-215912-02 | Xcel Energy | 85 | 13781 | IOU | 04935516 | 3.747 | Solar |  |  | Interconnected | Trade Secret | Trade | WCS | WCS064 | Residential |  | Trade Secret | 2022 | 2022
20252-215912-02 | Xcel Energy | 85 | 13781 | IOU | 04935616 | 9.994 | Solar |  |  | Interconnected | Trade Secret | Trade | ESW | ESW061 | Residential |  | Trade Secret | 2022 | 2023
20252-215912-02 | Xcel Energy | 85 | 13781 | IOU | 04935664 |  | Solar |  |  | Active Application | Trade Secret | Trade |  |  | Residential | Solar*Rewards | Trade Secret | 2022
20252-215912-02 | Xcel Energy | 85 | 13781 | IOU | 04935665 | 5.052 | Solar |  |  | Interconnected | Trade Secret | Trade | HOL | HOL072 | Residential |  | Trade Secret | 2022 | 2023
20252-215912-02 | Xcel Energy | 85 | 13781 | IOU | 04935718 | 5.052 | Solar |  |  | Withdrawn | Trade Secret | Trade | SLP | SLP092 | Residential |  | Trade Secret | 2022
20252-215912-02 | Xcel Energy | 85 | 13781 | IOU | 04935741 | 15.232 | Solar |  |  | Withdrawn | Trade Secret | Trade | AFT | AFT321 | Residential |  | Trade Secret | 2022
20252-215912-02 | Xcel Energy | 85 | 13781 | IOU | 04935782 | 3.747 | Solar |  |  | Interconnected | Trade Secret | Trade | WRR | WRR075 | Residential |  | Trade Secret | 2022 | 2022
20252-215912-02 | Xcel Energy | 85 | 13781 | IOU | 04935859 | 9.994 | Solar |  |  | Interconnected | Trade Secret | Trade | STY | STY061 | Residential |  | Trade Secret | 2022 | 2023
20252-215912-02 | Xcel Energy | 85 | 13781 | IOU | 04935918 | 5.052 | Solar |  |  | Interconnected | Trade Secret | Trade | CLC | CLC022 | Residential |  | Trade Secret | 2022 | 2023
20252-215912-02 | Xcel Energy | 85 | 13781 | IOU | 04935931 | 3.141 | Solar |  |  | Withdrawn | Trade Secret | Trade | MDT | MDT073 | Residential | Solar*Rewards | Trade Secret | 2022
20252-215912-02 | Xcel Energy | 85 | 13781 | IOU | 04936035 | 11.4 | Solar |  | X | Interconnected | Trade Secret | Trade | VIL | VIL021 | Residential | Solar*Rewards | Trade Secret | 2022 | 2023
20252-215912-02 | Xcel Energy | 85 | 13781 | IOU | 04936246 | 1000 | Solar |  |  | Withdrawn | Trade Secret | Trade | MOL | MOL062 | Community Solar Garden | Solar*Rewards Community | Trade Secret | 2022
20252-215912-02 | Xcel Energy | 85 | 13781 | IOU | 04936277 | 6.282 | Solar |  |  | Interconnected | Trade Secret | Trade | HYL | HYL061 | Residential | Solar*Rewards | Trade Secret | 2022 | 2022
20252-215912-02 | Xcel Energy | 85 | 13781 | IOU | 04936288 | 4.188 | Solar |  |  | Interconnected | Trade Secret | Trade | HWW | HWW074 | Residential | Solar*Rewards | Trade Secret | 2022 | 2022
20252-215912-02 | Xcel Energy | 85 | 13781 | IOU | 04936302 | 5.51 | Solar |  |  | Interconnected | Trade Secret | Trade | WIL | WIL097 | Residential | Solar*Rewards | Trade Secret | 2022 | 2023
20252-215912-02 | Xcel Energy | 85 | 13781 | IOU | 04936315 | 3.48 | Solar |  |  | Withdrawn | Trade Secret | Trade | HAS | HAS033 | Residential | Solar*Rewards | Trade Secret | 2022
20252-215912-02 | Xcel Energy | 85 | 13781 | IOU | 04936396 | 5.052 | Solar |  |  | Interconnected | Trade Secret | Trade | APA | APA069 | Residential |  | Trade Secret | 2022 | 2023
20252-215912-02 | Xcel Energy | 85 | 13781 | IOU | 04936409 | 7.616 | Solar |  |  | Interconnected | Trade Secret | Trade | OAD | OAD061 | Residential |  | Trade Secret | 2022 | 2023
20252-215912-02 | Xcel Energy | 85 | 13781 | IOU | 04936421 | 5.235 | Solar |  |  | Withdrawn | Trade Secret | Trade | MDT | MDT073 | Residential | Solar*Rewards | Trade Secret | 2022
20252-215912-02 | Xcel Energy | 85 | 13781 | IOU | 04936426 | 4.537 | Solar |  |  | Withdrawn | Trade Secret | Trade | MDT | MDT073 | Residential | Solar*Rewards | Trade Secret | 2022
20252-215912-02 | Xcel Energy | 85 | 13781 | IOU | 04936428 | 5.235 | Solar |  |  | Withdrawn | Trade Secret | Trade | MDT | MDT073 | Residential | Solar*Rewards | Trade Secret | 2022
20252-215912-02 | Xcel Energy | 85 | 13781 | IOU | 04936436 | 6.98 | Solar |  |  | Withdrawn | Trade Secret | Trade | MDT | MDT073 | Residential | Solar*Rewards | Trade Secret | 2022
20252-215912-02 | Xcel Energy | 85 | 13781 | IOU | 04936451 |  | Solar |  |  | Active Application | Trade Secret | Trade |  |  | Residential | Solar*Rewards | Trade Secret | 2022
20252-215912-02 | Xcel Energy | 85 | 13781 | IOU | 04936453 |  | Solar |  |  | Active Application | Trade Secret | Trade |  |  | Residential | Solar*Rewards | Trade Secret | 2022
20252-215912-02 | Xcel Energy | 85 | 13781 | IOU | 04936794 | 4.06 | Solar |  |  | Interconnected | Trade Secret | Trade | SOU | SOU060 | Residential |  | Trade Secret | 2022 | 2023
20252-215912-02 | Xcel Energy | 85 | 13781 | IOU | 04937202 | 9.423 | Solar |  |  | Withdrawn | Trade Secret | Trade | SOU | SOU086 | Residential | Solar*Rewards | Trade Secret | 2022
20252-215912-02 | Xcel Energy | 85 | 13781 | IOU | 04937560 | 6.98 | Solar |  |  | Withdrawn | Trade Secret | Trade | SOU | SOU086 | Residential | Solar*Rewards | Trade Secret | 2022
20252-215912-02 | Xcel Energy | 85 | 13781 | IOU | 04938270 | 6.09 | Solar |  |  | Withdrawn | Trade Secret | Trade | HSN | HSN321 | Residential | Solar*Rewards | Trade Secret | 2022
20252-215912-02 | Xcel Energy | 85 | 13781 | IOU | 04938298 | 8.376 | Solar |  |  | Active Application | Trade Secret | Trade | SOU | SOU086 | Residential | Solar*Rewards | Trade Secret | 2022
20252-215912-02 | Xcel Energy | 85 | 13781 | IOU | 04938427 | 3.48 | Solar |  |  | Active Application | Trade Secret | Trade | APA | APA075 | Residential | Solar*Rewards | Trade Secret | 2022
20252-215912-02 | Xcel Energy | 85 | 13781 | IOU | 04938503 | 8.027 | Solar |  |  | Withdrawn | Trade Secret | Trade | SOU | SOU086 | Residential | Solar*Rewards | Trade Secret | 2022
20252-215912-02 | Xcel Energy | 85 | 13781 | IOU | 04938576 | 3.431 | Solar |  |  | Interconnected | Trade Secret | Trade | LAP | LAP311 | Residential | Solar*Rewards | Trade Secret | 2022 | 2025
20252-215912-02 | Xcel Energy | 85 | 13781 | IOU | 04938772 | 9.074 | Solar |  |  | Interconnected | Trade Secret | Trade | OPK | OPK071 | Residential | Solar*Rewards | Trade Secret | 2022 | 2022
20252-215912-02 | Xcel Energy | 85 | 13781 | IOU | 04938800 | 18.497 | Solar |  |  | Withdrawn | Trade Secret | Trade | ANN | ANN021 | Commercial | Solar*Rewards | Trade Secret | 2022
20252-215912-02 | Xcel Energy | 85 | 13781 | IOU | 04938825 | 5.235 | Solar |  |  | Interconnected | Trade Secret | Trade | WES | WES074 | Residential | Solar*Rewards | Trade Secret | 2022 | 2023
20252-215912-02 | Xcel Energy | 85 | 13781 | IOU | 04938846 | 8.41 | Solar |  |  | Interconnected | Trade Secret | Trade | AFT | AFT314 | Residential | Solar*Rewards | Trade Secret | 2022 | 2024
20252-215912-02 | Xcel Energy | 85 | 13781 | IOU | 04938862 | 9.772 | Solar |  |  | Active Application | Trade Secret | Trade | CHI | CHI311 | Residential | Solar*Rewards | Trade Secret | 2022
20252-215912-02 | Xcel Energy | 85 | 13781 | IOU | 04938886 | 5.51 | Solar |  |  | Withdrawn | Trade Secret | Trade | HSN | HSN321 | Residential | Solar*Rewards | Trade Secret | 2022
20252-215912-02 | Xcel Energy | 85 | 13781 | IOU | 04938918 | 5.584 | Solar |  |  | Interconnected | Trade Secret | Trade | MPK | MPK065 | Residential | Solar*Rewards | Trade Secret | 2022 | 2022
20252-215912-02 | Xcel Energy | 85 | 13781 | IOU | 04938968 | 6.98 | Solar |  |  | Withdrawn | Trade Secret | Trade | RLK | RLK071 | Residential | Solar*Rewards | Trade Secret | 2022
20252-215912-02 | Xcel Energy | 85 | 13781 | IOU | 04939105 | 7.672 | Solar |  |  | Withdrawn | Trade Secret | Trade | WES | WES061 | Residential | Solar*Rewards | Trade Secret | 2022
20252-215912-02 | Xcel Energy | 85 | 13781 | IOU | 04939216 | 4.537 | Solar |  |  | Active Application | Trade Secret | Trade | WES | WES073 | Residential | Solar*Rewards | Trade Secret | 2022
20252-215912-02 | Xcel Energy | 85 | 13781 | IOU | 04939677 | 12.18 | Solar |  |  | Withdrawn | Trade Secret | Trade | DOC | DOC031 | Residential | Solar*Rewards | Trade Secret | 2022
20252-215912-02 | Xcel Energy | 85 | 13781 | IOU | 04939716 | 6.05 | Solar |  |  | Interconnected | Trade Secret | Trade | HSN | HSN322 | Residential | Solar*Rewards | Trade Secret | 2022 | 2022
20252-215912-02 | Xcel Energy | 85 | 13781 | IOU | 04940176 | 16.752 | Solar |  |  | Interconnected | Trade Secret | Trade | MPK | MPK087 | Residential | Solar*Rewards | Trade Secret | 2022 | 2022
20252-215912-02 | Xcel Energy | 85 | 13781 | IOU | 04940252 | 6.96 | Solar |  |  | Interconnected | Trade Secret | Trade | SOU | SOU075 | Residential |  | Trade Secret | 2022 | 2022
20252-215912-02 | Xcel Energy | 85 | 13781 | IOU | 04940617 | 8.12 | Solar |  |  | Interconnected | Trade Secret | Trade | MEL | MEL073 | Residential | Solar*Rewards | Trade Secret | 2022 | 2022
20252-215912-02 | Xcel Energy | 85 | 13781 | IOU | 04941760 | 7.83 | Solar |  |  | Interconnected | Trade Secret | Trade | FSL | FSL312 | Residential |  | Trade Secret | 2022 | 2022
20252-215912-02 | Xcel Energy | 85 | 13781 | IOU | 04941763 | 9.994 | Solar |  |  | Interconnected | Trade Secret | Trade | SLP | SLP071 | Residential |  | Trade Secret | 2022 | 2023
20252-215912-02 | Xcel Energy | 85 | 13781 | IOU | 04941793 | 22.78 | Solar |  |  | Withdrawn | Trade Secret | Trade | PAT | PAT313 | Residential |  | Trade Secret | 2022
20252-215912-02 | Xcel Energy | 85 | 13781 | IOU | 04941865 | 9.28 | Solar |  |  | Interconnected | Trade Secret | Trade | OSS | OSS076 | Residential | Solar*Rewards | Trade Secret | 2022 | 2022
20252-215912-02 | Xcel Energy | 85 | 13781 | IOU | 04941890 | 6 | Solar |  |  | Interconnected | Trade Secret | Trade | MDT | MDT077 | Residential | Solar*Rewards | Trade Secret | 2022 | 2022
20252-215912-02 | Xcel Energy | 85 | 13781 | IOU | 04942019 | 4.886 | Solar |  |  | Interconnected | Trade Secret | Trade | WIL | WIL074 | Residential | Solar*Rewards | Trade Secret | 2022 | 2022
20252-215912-02 | Xcel Energy | 85 | 13781 | IOU | 04942022 | 39.74 | Solar |  |  | Withdrawn | Trade Secret | Trade |  |  | Commercial | Solar*Rewards | Trade Secret | 2022
20252-215912-02 | Xcel Energy | 85 | 13781 | IOU | 04942040 | 9.074 | Solar |  |  | Interconnected | Trade Secret | Trade | HSN | HSN321 | Residential | Solar*Rewards | Trade Secret | 2022 | 2022
20252-215912-02 | Xcel Energy | 85 | 13781 | IOU | 04942066 | 4.537 | Solar |  |  | Interconnected | Trade Secret | Trade | TER | TER062 | Residential | Solar*Rewards | Trade Secret | 2022 | 2022
20252-215912-02 | Xcel Energy | 85 | 13781 | IOU | 04942089 | 5.584 | Solar |  |  | Interconnected | Trade Secret | Trade | IDA | IDA072 | Residential |  | Trade Secret | 2022 | 2023
20252-215912-02 | Xcel Energy | 85 | 13781 | IOU | 04942102 | 4.06 | Solar |  |  | Interconnected | Trade Secret | Trade | EDA | EDA065 | Residential | Solar*Rewards | Trade Secret | 2022 | 2022
20252-215912-02 | Xcel Energy | 85 | 13781 | IOU | 04942104 | 7.15 | Solar |  |  | Interconnected | Trade Secret | Trade | WWK | WWK311 | Residential | Solar*Rewards | Trade Secret | 2022 | 2022
20252-215912-02 | Xcel Energy | 85 | 13781 | IOU | 04942117 | 6.96 | Solar |  |  | Withdrawn | Trade Secret | Trade | AFT | AFT314 | Residential | Solar*Rewards | Trade Secret | 2022
20252-215912-02 | Xcel Energy | 85 | 13781 | IOU | 04942126 | 3.85 | Solar |  |  | Withdrawn | Trade Secret | Trade | HSN | HSN321 | Residential | Solar*Rewards | Trade Secret | 2022
20252-215912-02 | Xcel Energy | 85 | 13781 | IOU | 04942134 | 4.886 | Solar |  |  | Interconnected | Trade Secret | Trade | RPL | RPL063 | Residential | Solar*Rewards | Trade Secret | 2022 | 2022
20252-215912-02 | Xcel Energy | 85 | 13781 | IOU | 04942156 | 9.772 | Solar |  |  | Interconnected | Trade Secret | Trade | RRK | RRK063 | Residential | Solar*Rewards | Trade Secret | 2022 | 2022
20252-215912-02 | Xcel Energy | 85 | 13781 | IOU | 04942356 | 10.47 | Solar |  |  | Withdrawn | Trade Secret | Trade | GSL | GSL061 | Residential | Solar*Rewards | Trade Secret | 2022
20252-215912-02 | Xcel Energy | 85 | 13781 | IOU | 04942370 | 7.616 | Solar |  |  | Active Application | Trade Secret | Trade | NOF | NOF061 | Residential |  | Trade Secret | 2022
20252-215912-02 | Xcel Energy | 85 | 13781 | IOU | 04942385 | 3.49 | Solar |  |  | Interconnected | Trade Secret | Trade | WIL | WIL098 | Residential | Solar*Rewards | Trade Secret | 2022 | 2022
20252-215912-02 | Xcel Energy | 85 | 13781 | IOU | 04942411 | 7.329 | Solar |  |  | Interconnected | Trade Secret | Trade | IDA | IDA071 | Residential | Solar*Rewards | Trade Secret | 2022 | 2022
20252-215912-02 | Xcel Energy | 85 | 13781 | IOU | 04942427 | 13.262 | Solar |  |  | Withdrawn | Trade Secret | Trade | RPO | RPO311 | Residential | Solar*Rewards | Trade Secret | 2022
20252-215912-02 | Xcel Energy | 85 | 13781 | IOU | 04942467 |  | Solar |  |  | Active Application | Trade Secret | Trade |  |  | Residential | Solar*Rewards | Trade Secret | 2022
20252-215912-02 | Xcel Energy | 85 | 13781 | IOU | 04942554 |  |  |  |  | Active Application | Trade Secret | Trade |  |  | Residential |  | Trade Secret | 2022
20252-215912-02 | Xcel Energy | 85 | 13781 | IOU | 04942593 | 39.75 | Solar |  |  | Interconnected | Trade Secret | Trade | AHI | AHI024 | Residential | Solar*Rewards | Trade Secret | 2022 | 2023
20252-215912-02 | Xcel Energy | 85 | 13781 | IOU | 04942703 |  | Solar |  |  | Active Application | Trade Secret | Trade | OAD | OAD065 | Residential | Solar*Rewards | Trade Secret | 2022
20252-215912-02 | Xcel Energy | 85 | 13781 | IOU | 04942945 | 5.12 | Solar |  |  | Interconnected | Trade Secret | Trade | GVW | GVW023 | Residential | Solar*Rewards | Trade Secret | 2022 | 2022
20252-215912-02 | Xcel Energy | 85 | 13781 | IOU | 04943095 |  |  |  |  | Active Application | Trade Secret | Trade |  |  | Residential |  | Trade Secret | 2022
20252-215912-02 | Xcel Energy | 85 | 13781 | IOU | 04943468 | 16.752 | Solar |  |  | Withdrawn | Trade Secret | Trade | MPK | MPK087 | Residential | Solar*Rewards | Trade Secret | 2022
20252-215912-02 | Xcel Energy | 85 | 13781 | IOU | 04943574 | 75 | Solar |  |  | Interconnected | Trade Secret | Trade | OSS | OSS071 | Commercial |  | Trade Secret | 2022 | 2023
20252-215912-02 | Xcel Energy | 85 | 13781 | IOU | 04943604 | 5.4 | Solar |  |  | Interconnected | Trade Secret | Trade | LEX | LEX331 | Residential | Solar*Rewards | Trade Secret | 2022 | 2022
20252-215912-02 | Xcel Energy | 85 | 13781 | IOU | 04943713 | 9.238 | Solar |  |  | Interconnected | Trade Secret | Trade | SCL | SCL312 | Residential |  | Trade Secret | 2022 | 2023
20252-215912-02 | Xcel Energy | 85 | 13781 | IOU | 04943766 | 6.98 | Solar |  |  | Interconnected | Trade Secret | Trade | BYT | BYT061 | Residential | Solar*Rewards | Trade Secret | 2022 | 2022
20252-215912-02 | Xcel Energy | 85 | 13781 | IOU | 04943783 | 10.47 | Solar |  |  | Interconnected | Trade Secret | Trade | SLP | SLP085 | Residential | Solar*Rewards | Trade Secret | 2022 | 2022
20252-215912-02 | Xcel Energy | 85 | 13781 | IOU | 04943831 | 6.98 | Solar |  |  | Interconnected | Trade Secret | Trade | MEL | MEL088 | Residential | Solar*Rewards | Trade Secret | 2022 | 2022
20252-215912-02 | Xcel Energy | 85 | 13781 | IOU | 04943846 | 6.67 | Solar |  |  | Interconnected | Trade Secret | Trade | TLK | TLK077 | Residential |  | Trade Secret | 2022 | 2022
20252-215912-02 | Xcel Energy | 85 | 13781 | IOU | 04943853 | 6.98 | Solar |  |  | Interconnected | Trade Secret | Trade | MOL | MOL068 | Residential | Solar*Rewards | Trade Secret | 2022 | 2022
20252-215912-02 | Xcel Energy | 85 | 13781 | IOU | 04943865 | 8.7 | Solar |  |  | Interconnected | Trade Secret | Trade | WSG | WSG061 | Residential | Solar*Rewards | Trade Secret | 2022 | 2022
20252-215912-02 | Xcel Energy | 85 | 13781 | IOU | 04943871 | 12.18 | Solar |  |  | Interconnected | Trade Secret | Trade | BLC | BLC062 | Residential | Solar*Rewards | Trade Secret | 2022 | 2022
20252-215912-02 | Xcel Energy | 85 | 13781 | IOU | 04943879 | 4.886 | Solar |  |  | Interconnected | Trade Secret | Trade | RIV | RIV073 | Residential | Solar*Rewards | Trade Secret | 2022 | 2022
20252-215912-02 | Xcel Energy | 85 | 13781 | IOU | 04943880 | 6.09 | Solar |  |  | Interconnected | Trade Secret | Trade | GLK | GLK074 | Residential |  | Trade Secret | 2022 | 2023
20252-215912-02 | Xcel Energy | 85 | 13781 | IOU | 04943889 | 12.83 | Solar |  | X | Interconnected | Trade Secret | Trade | LAB | LAB311 | Residential | Solar*Rewards | Trade Secret | 2022 | 2022
20252-215912-02 | Xcel Energy | 85 | 13781 | IOU | 04943929 | 5.933 | Solar |  |  | Interconnected | Trade Secret | Trade | SOU | SOU076 | Residential | Solar*Rewards | Trade Secret | 2022 | 2022
20252-215912-02 | Xcel Energy | 85 | 13781 | IOU | 04943946 | 6.98 | Solar |  |  | Interconnected | Trade Secret | Trade | TWL | TWL066 | Residential | Solar*Rewards | Trade Secret | 2022 | 2022
20252-215912-02 | Xcel Energy | 85 | 13781 | IOU | 04943968 | 14.658 | Solar |  |  | Interconnected | Trade Secret | Trade | WSG | WSG063 | Residential | Solar*Rewards | Trade Secret | 2022 | 2023
20252-215912-02 | Xcel Energy | 85 | 13781 | IOU | 04944254 | 5.052 | Solar |  |  | Interconnected | Trade Secret | Trade | SOU | SOU064 | Residential |  | Trade Secret | 2022 | 2023
20252-215912-02 | Xcel Energy | 85 | 13781 | IOU | 04944271 |  |  |  |  | Active Application | Trade Secret | Trade | WEF | WEF071 | Residential |  | Trade Secret | 2022
20252-215912-02 | Xcel Energy | 85 | 13781 | IOU | 04944311 | 3.836 | Solar |  |  | Interconnected | Trade Secret | Trade | HSN | HSN321 | Residential | Solar*Rewards | Trade Secret | 2022 | 2022
20252-215912-02 | Xcel Energy | 85 | 13781 | IOU | 04944331 | 7.15 | Solar |  |  | Interconnected | Trade Secret | Trade | HSN | HSN321 | Residential | Solar*Rewards | Trade Secret | 2022 | 2022
20252-215912-02 | Xcel Energy | 85 | 13781 | IOU | 04944376 | 7.15 | Solar |  |  | Withdrawn | Trade Secret | Trade | HSN | HSN321 | Residential | Solar*Rewards | Trade Secret | 2022
20252-215912-02 | Xcel Energy | 85 | 13781 | IOU | 04944482 | 7.616 | Solar |  |  | Active Application | Trade Secret | Trade | OAD | OAD063 | Residential |  | Trade Secret | 2022
20252-215912-02 | Xcel Energy | 85 | 13781 | IOU | 04944563 | 239.8 | Solar |  |  | Interconnected | Trade Secret | Trade | RMT | RMT321 | Commercial |  | Trade Secret | 2022 | 2024
20252-215912-02 | Xcel Energy | 85 | 13781 | IOU | 04944605 | 199.8 | Solar |  |  | Interconnected | Trade Secret | Trade | RMT | RMT321 | Commercial |  | Trade Secret | 2022 | 2023
20252-215912-02 | Xcel Energy | 85 | 13781 | IOU | 04944611 | 7.672 | Solar |  |  | Interconnected | Trade Secret | Trade | WES | WES061 | Residential | Solar*Rewards | Trade Secret | 2022 | 2022
20252-215912-02 | Xcel Energy | 85 | 13781 | IOU | 04944617 | 36 | Solar |  |  | Interconnected | Trade Secret | Trade | BEL | BEL061 | Residential |  | Trade Secret | 2022 | 2022
20252-215912-02 | Xcel Energy | 85 | 13781 | IOU | 04944629 | 99.9 | Solar |  |  | Interconnected | Trade Secret | Trade | RMT | RMT321 | Commercial |  | Trade Secret | 2022 | 2024
20252-215912-02 | Xcel Energy | 85 | 13781 | IOU | 04944702 | 1000 | Solar |  |  | Withdrawn | Trade Secret | Trade | MOL | MOL062 | Community Solar Garden | Solar*Rewards Community | Trade Secret | 2022
20252-215912-02 | Xcel Energy | 85 | 13781 | IOU | 04944775 | 9.042 | Solar |  |  | Withdrawn | Trade Secret | Trade | MPN | MPN081 | Residential | Solar*Rewards | Trade Secret | 2022
20252-215912-02 | Xcel Energy | 85 | 13781 | IOU | 04944864 | 11.866 | Solar |  |  | Interconnected | Trade Secret | Trade | SLP | SLP077 | Residential | Solar*Rewards | Trade Secret | 2022 | 2023
20252-215912-02 | Xcel Energy | 85 | 13781 | IOU | 04945109 | 7.25 | Solar |  |  | Interconnected | Trade Secret | Trade | OPK | OPK065 | Residential | Solar*Rewards | Trade Secret | 2022 | 2022
20252-215912-02 | Xcel Energy | 85 | 13781 | IOU | 04945127 | 8.41 | Solar |  |  | Interconnected | Trade Secret | Trade | WIL | WIL097 | Residential | Solar*Rewards | Trade Secret | 2022 | 2022
20252-215912-02 | Xcel Energy | 85 | 13781 | IOU | 04945763 | 3.747 | Solar |  |  | Interconnected | Trade Secret | Trade | TLK | TLK062 | Residential |  | Trade Secret | 2022 | 2022
20252-215912-02 | Xcel Energy | 85 | 13781 | IOU | 04946387 |  | Solar |  |  | Active Application | Trade Secret | Trade |  |  | Residential | Solar*Rewards | Trade Secret | 2022
20252-215912-02 | Xcel Energy | 85 | 13781 | IOU | 04946474 | 9.9 | Solar |  |  | Interconnected | Trade Secret | Trade | CTR | CTR031 | Residential | Solar*Rewards | Trade Secret | 2022 | 2022
20252-215912-02 | Xcel Energy | 85 | 13781 | IOU | 04946482 | 8.25 | Solar |  |  | Interconnected | Trade Secret | Trade | WWK | WWK311 | Residential | Solar*Rewards | Trade Secret | 2022 | 2022
20252-215912-02 | Xcel Energy | 85 | 13781 | IOU | 04946516 | 6.6 | Solar |  |  | Withdrawn | Trade Secret | Trade | ALK | ALK067 | Residential | Solar*Rewards | Trade Secret | 2022
20252-215912-02 | Xcel Energy | 85 | 13781 | IOU | 04946530 | 4.4 | Solar |  |  | Interconnected | Trade Secret | Trade | TLK | TLK066 | Residential | Solar*Rewards | Trade Secret | 2022 | 2022
20252-215912-02 | Xcel Energy | 85 | 13781 | IOU | 04946585 | 7.329 | Solar |  |  | Interconnected | Trade Secret | Trade | LLK | LLK072 | Residential | Solar*Rewards | Trade Secret | 2022 | 2022
20252-215912-02 | Xcel Energy | 85 | 13781 | IOU | 04946617 | 6.98 | Solar |  |  | Interconnected | Trade Secret | Trade | WIL | WIL097 | Residential | Solar*Rewards | Trade Secret | 2022 | 2022
20252-215912-02 | Xcel Energy | 85 | 13781 | IOU | 04946665 | 7.678 | Solar |  |  | Interconnected | Trade Secret | Trade | SIP | SIP073 | Residential | Solar*Rewards | Trade Secret | 2022 | 2022
20252-215912-02 | Xcel Energy | 85 | 13781 | IOU | 04946883 | 5.8 | Solar |  |  | Withdrawn | Trade Secret | Trade | SOU | SOU083 | Residential | Solar*Rewards | Trade Secret | 2022
20252-215912-02 | Xcel Energy | 85 | 13781 | IOU | 04946920 | 11.39 | Solar |  |  | Withdrawn | Trade Secret | Trade | WSG | WSG362 | Residential |  | Trade Secret | 2022
20252-215912-02 | Xcel Energy | 85 | 13781 | IOU | 04947212 |  | Solar |  |  | Active Application | Trade Secret | Trade |  |  | Residential | Solar*Rewards | Trade Secret | 2022
20252-215912-02 | Xcel Energy | 85 | 13781 | IOU | 04947739 | 999 | Solar |  |  | Withdrawn | Trade Secret | Trade | LAK | LAK032 | Community Solar Garden | Solar*Rewards Community | Trade Secret | 2023
20252-215912-02 | Xcel Energy | 85 | 13781 | IOU | 04947829 | 7.678 | Solar |  |  | Interconnected | Trade Secret | Trade | RIV | RIV061 | Residential | Solar*Rewards | Trade Secret | 2022 | 2023
20252-215912-02 | Xcel Energy | 85 | 13781 | IOU | 04947855 | 9.772 | Solar |  |  | Withdrawn | Trade Secret | Trade | TER | TER081 | Residential | Solar*Rewards | Trade Secret | 2022
20252-215912-02 | Xcel Energy | 85 | 13781 | IOU | 04947886 | 9.869 | Solar |  |  | Active Application | Trade Secret | Trade | MHW | MHW311 | Residential | Solar*Rewards | Trade Secret | 2022
20252-215912-02 | Xcel Energy | 85 | 13781 | IOU | 04947990 | 2.884 | Solar |  |  | Withdrawn | Trade Secret | Trade | MPN | MPN081 | Commercial | Solar*Rewards | Trade Secret | 2022
20252-215912-02 | Xcel Energy | 85 | 13781 | IOU | 04948078 | 6.05 | Solar |  |  | Interconnected | Trade Secret | Trade | HSN | HSN321 | Residential | Solar*Rewards | Trade Secret | 2022 | 2022
20252-215912-02 | Xcel Energy | 85 | 13781 | IOU | 04948282 | 8.12 | Solar |  |  | Interconnected | Trade Secret | Trade | SCL | SCL312 | Residential |  | Trade Secret | 2022 | 2022
20252-215912-02 | Xcel Energy | 85 | 13781 | IOU | 04948437 | 10.728 | Solar |  |  | Interconnected | Trade Secret | Trade | SIP | SIP061 | Residential |  | Trade Secret | 2022 | 2022
20252-215912-02 | Xcel Energy | 85 | 13781 | IOU | 04948528 | 36 | Solar |  |  | Active Application | Trade Secret | Trade | NOF | NOF061 | Commercial | Solar*Rewards | Trade Secret | 2022
20252-215912-02 | Xcel Energy | 85 | 13781 | IOU | 04948539 | 10.15 | Solar |  |  | Interconnected | Trade Secret | Trade | WCS | WCS064 | Residential |  | Trade Secret | 2022 | 2022
20252-215912-02 | Xcel Energy | 85 | 13781 | IOU | 04948564 | 12.104 | Solar |  | X | Active Application | Trade Secret | Trade | RPO | RPO312 | Residential | Solar*Rewards | Trade Secret | 2022
20252-215912-02 | Xcel Energy | 85 | 13781 | IOU | 04949319 | 3.747 | Solar |  |  | Active Application | Trade Secret | Trade | WIL | WIL089 | Residential |  | Trade Secret | 2022
20252-215912-02 | Xcel Energy | 85 | 13781 | IOU | 04949612 | 6 | Solar |  |  | Withdrawn | Trade Secret | Trade | HWW | HWW071 | Residential | Solar*Rewards | Trade Secret | 2022
20252-215912-02 | Xcel Energy | 85 | 13781 | IOU | 04949791 |  |  |  |  | Active Application | Trade Secret | Trade |  |  | Residential |  | Trade Secret | 2022
20252-215912-02 | Xcel Energy | 85 | 13781 | IOU | 04949849 | 7.616 | Solar |  |  | Interconnected | Trade Secret | Trade | LEX | LEX331 | Residential | Solar*Rewards | Trade Secret | 2022 | 2022
20252-215912-02 | Xcel Energy | 85 | 13781 | IOU | 04949947 |  | Solar |  |  | Withdrawn | Trade Secret | Trade | APA | APA068 | Residential | Solar*Rewards | Trade Secret | 2022
20252-215912-02 | Xcel Energy | 85 | 13781 | IOU | 04949957 | 10.44 | Solar |  |  | Interconnected | Trade Secret | Trade | HUG | HUG321 | Residential | Solar*Rewards | Trade Secret | 2022 | 2022
20252-215912-02 | Xcel Energy | 85 | 13781 | IOU | 04949993 | 5 | Storage |  |  | Interconnected | Trade Secret | Trade | WSG | WSG076 | Residential |  | Trade Secret | 2022 | 2022
20252-215912-02 | Xcel Energy | 85 | 13781 | IOU | 04950031 | 6.282 | Solar |  |  | Withdrawn | Trade Secret | Trade |  |  | Residential | Solar*Rewards | Trade Secret | 2022
20252-215912-02 | Xcel Energy | 85 | 13781 | IOU | 04950169 | 11.39 | Solar |  |  | Active Application | Trade Secret | Trade | CHI | CHI311 | Residential | Solar*Rewards | Trade Secret | 2022
20252-215912-02 | Xcel Energy | 85 | 13781 | IOU | 04950198 | 9.994 | Solar |  |  | Active Application | Trade Secret | Trade | LIN | LIN031 | Residential | Solar*Rewards | Trade Secret | 2022
20252-215912-02 | Xcel Energy | 85 | 13781 | IOU | 04950513 | 5 | Solar |  |  | Interconnected | Trade Secret | Trade | OPK | OPK073 | Residential | Solar*Rewards | Trade Secret | 2022 | 2022
20252-215912-02 | Xcel Energy | 85 | 13781 | IOU | 04950764 | 7.7 | Solar |  |  | Interconnected | Trade Secret | Trade | WWK | WWK311 | Residential | Solar*Rewards | Trade Secret | 2022 | 2022
20252-215912-02 | Xcel Energy | 85 | 13781 | IOU | 04950773 | 7.748 | Solar |  |  | Interconnected | Trade Secret | Trade | RMT | RMT321 | Residential | Solar*Rewards | Trade Secret | 2022 | 2022
20252-215912-02 | Xcel Energy | 85 | 13781 | IOU | 04950935 | 4.768 | Solar |  |  | Interconnected | Trade Secret | Trade | PKL | PKL065 | Residential | Solar*Rewards | Trade Secret | 2022 | 2022
20252-215912-02 | Xcel Energy | 85 | 13781 | IOU | 04951307 | 9.994 | Solar |  |  | Interconnected | Trade Secret | Trade | FAB | FAB061 | Residential |  | Trade Secret | 2022 | 2023
20252-215912-02 | Xcel Energy | 85 | 13781 | IOU | 04951310 | 7.616 | Solar |  |  | Active Application | Trade Secret | Trade | SWN | SWN022 | Residential |  | Trade Secret | 2022
20252-215912-02 | Xcel Energy | 85 | 13781 | IOU | 04951398 | 3.874 | Solar |  |  | Interconnected | Trade Secret | Trade | BYT | BYT061 | Residential | Solar*Rewards | Trade Secret | 2022 | 2022
20252-215912-02 | Xcel Energy | 85 | 13781 | IOU | 04951429 |  | Solar |  |  | Active Application | Trade Secret | Trade | UPP | UPP063 | Residential | Solar*Rewards | Trade Secret | 2022
20252-215912-02 | Xcel Energy | 85 | 13781 | IOU | 04951488 | 5.364 | Solar |  |  | Interconnected | Trade Secret | Trade | WIL | WIL098 | Residential | Solar*Rewards | Trade Secret | 2022 | 2022
20252-215912-02 | Xcel Energy | 85 | 13781 | IOU | 04951718 | 4.93 | Solar |  |  | Interconnected | Trade Secret | Trade | DBL | DBL066 | Residential |  | Trade Secret | 2022 | 2022
20252-215912-02 | Xcel Energy | 85 | 13781 | IOU | 04954495 |  | Solar |  |  | Active Application | Trade Secret | Trade |  |  | Residential | Solar*Rewards | Trade Secret | 2022
20252-215912-02 | Xcel Energy | 85 | 13781 | IOU | 04954683 | 7.748 | Solar |  |  | Interconnected | Trade Secret | Trade | LAB | LAB312 | Residential | Solar*Rewards | Trade Secret | 2022 | 2022
20252-215912-02 | Xcel Energy | 85 | 13781 | IOU | 04954827 | 9.9 | Solar |  |  | Interconnected | Trade Secret | Trade | WCS | WCS064 | Residential | Solar*Rewards | Trade Secret | 2022 | 2023
20252-215912-02 | Xcel Energy | 85 | 13781 | IOU | 04954866 | 9.9 | Solar |  |  | Withdrawn | Trade Secret | Trade | WWK | WWK311 | Residential | Solar*Rewards | Trade Secret | 2022
20252-215912-02 | Xcel Energy | 85 | 13781 | IOU | 04954972 | 9.35 | Solar |  |  | Interconnected | Trade Secret | Trade | HSN | HSN312 | Residential | Solar*Rewards | Trade Secret | 2022 | 2022
20252-215912-02 | Xcel Energy | 85 | 13781 | IOU | 04955036 | 10.43 | Solar |  |  | Interconnected | Trade Secret | Trade | WDY | WDY311 | Residential |  | Trade Secret | 2022 | 2022
20252-215912-02 | Xcel Energy | 85 | 13781 | IOU | 04955560 | 8.344 | Solar |  |  | Interconnected | Trade Secret | Trade | SAV | SAV063 | Residential | Solar*Rewards | Trade Secret | 2022 | 2023
20252-215912-02 | Xcel Energy | 85 | 13781 | IOU | 04955776 | 14.51 | Solar |  |  | Interconnected | Trade Secret | Trade | HSN | HSN321 | Commercial | Solar*Rewards | Trade Secret | 2022 | 2023
20252-215912-02 | Xcel Energy | 85 | 13781 | IOU | 04955792 | 34.6 | Solar |  |  | Withdrawn | Trade Secret | Trade | VES | VES021 | Commercial | Solar*Rewards | Trade Secret | 2022
20252-215912-02 | Xcel Energy | 85 | 13781 | IOU | 04955802 | 17.3 | Solar |  |  | Interconnected | Trade Secret | Trade | ALD | ALD096 | Commercial | Solar*Rewards | Trade Secret | 2022 | 2022
20252-215912-02 | Xcel Energy | 85 | 13781 | IOU | 04956154 | 6 | Solar |  |  | Active Application | Trade Secret | Trade | ALK | ALK072 | Residential | Solar*Rewards | Trade Secret | 2022
20252-215912-02 | Xcel Energy | 85 | 13781 | IOU | 04956182 | 6.98 | Solar |  |  | Withdrawn | Trade Secret | Trade | ALK | ALK067 | Residential | Solar*Rewards | Trade Secret | 2022
20252-215912-02 | Xcel Energy | 85 | 13781 | IOU | 04956199 | 11.168 | Solar |  | X | Interconnected | Trade Secret | Trade | HYL | HYL063 | Residential | Solar*Rewards | Trade Secret | 2022 | 2022
20252-215912-02 | Xcel Energy | 85 | 13781 | IOU | 04956204 | 8.344 | Solar |  | X | Withdrawn | Trade Secret | Trade | WWK | WWK321 | Residential | Solar*Rewards | Trade Secret | 2022
20252-215912-02 | Xcel Energy | 85 | 13781 | IOU | 04956218 | 10.121 | Solar |  |  | Interconnected | Trade Secret | Trade | GNL | GNL072 | Residential | Solar*Rewards | Trade Secret | 2022 | 2022
20252-215912-02 | Xcel Energy | 85 | 13781 | IOU | 04956243 | 3.49 | Solar |  |  | Withdrawn | Trade Secret | Trade | MND | MND062 | Residential | Solar*Rewards | Trade Secret | 2022
20252-215912-02 | Xcel Energy | 85 | 13781 | IOU | 04956282 | 7.678 | Solar |  |  | Interconnected | Trade Secret | Trade | LEX | LEX074 | Residential | Solar*Rewards | Trade Secret | 2022 | 2022
20252-215912-02 | Xcel Energy | 85 | 13781 | IOU | 04956394 | 13.05 | Solar |  |  | Interconnected | Trade Secret | Trade | LAB | LAB312 | Residential | Solar*Rewards | Trade Secret | 2022 | 2023
20252-215912-02 | Xcel Energy | 85 | 13781 | IOU | 04956502 | 4.4 | Solar |  |  | Interconnected | Trade Secret | Trade | HSN | HSN321 | Residential | Solar*Rewards | Trade Secret | 2022 | 2022
20252-215912-02 | Xcel Energy | 85 | 13781 | IOU | 04956629 | 7.616 | Solar |  |  | Interconnected | Trade Secret | Trade | LEX | LEX071 | Residential |  | Trade Secret | 2022 | 2023
20252-215912-02 | Xcel Energy | 85 | 13781 | IOU | 04956656 | 199.8 | Solar |  |  | Interconnected | Trade Secret | Trade | SLP | SLP073 | Commercial |  | Trade Secret | 2022 | 2023
20252-215912-02 | Xcel Energy | 85 | 13781 | IOU | 04956723 | 11.39 | Solar |  |  | Interconnected | Trade Secret | Trade | EBL | EBL084 | Residential | Solar*Rewards | Trade Secret | 2022 | 2022
20252-215912-02 | Xcel Energy | 85 | 13781 | IOU | 04956724 | 9.28 | Solar |  |  | Interconnected | Trade Secret | Trade | HYL | HYL061 | Residential | Solar*Rewards | Trade Secret | 2022 | 2022
20252-215912-02 | Xcel Energy | 85 | 13781 | IOU | 04956745 | 39.5 | Solar |  |  | Interconnected | Trade Secret | Trade | FAP | FAP061 | Commercial | Solar*Rewards | Trade Secret | 2022 | 2022
20252-215912-02 | Xcel Energy | 85 | 13781 | IOU | 04956821 | 9.994 | Solar |  |  | Interconnected | Trade Secret | Trade | HOL | HOL071 | Residential | Solar*Rewards | Trade Secret | 2022 | 2022
20252-215912-02 | Xcel Energy | 85 | 13781 | IOU | 04957627 | 6.96 | Solar |  |  | Interconnected | Trade Secret | Trade | LEX | LEX332 | Residential | Solar*Rewards | Trade Secret | 2022 | 2022
20252-215912-02 | Xcel Energy | 85 | 13781 | IOU | 04958404 | 6 | Solar |  |  | Withdrawn | Trade Secret | Trade | MDT | MDT073 | Residential | Solar*Rewards | Trade Secret | 2022
20252-215912-02 | Xcel Energy | 85 | 13781 | IOU | 04958899 | 3.747 | Solar |  |  | Interconnected | Trade Secret | Trade | SOU | SOU060 | Residential |  | Trade Secret | 2022 | 2023
20252-215912-02 | Xcel Energy | 85 | 13781 | IOU | 04959315 | 31.5 | Solar |  |  | Withdrawn | Trade Secret | Trade | WES | WES063 | Commercial | Solar*Rewards | Trade Secret | 2022
20252-215912-02 | Xcel Energy | 85 | 13781 | IOU | 04961476 |  | Solar |  |  | Active Application | Trade Secret | Trade |  |  | Residential | Solar*Rewards | Trade Secret | 2022
20252-215912-02 | Xcel Energy | 85 | 13781 | IOU | 04961477 |  | Solar |  |  | Active Application | Trade Secret | Trade |  |  | Residential | Solar*Rewards | Trade Secret | 2022
20252-215912-02 | Xcel Energy | 85 | 13781 | IOU | 04961569 | 15.232 | Solar |  |  | Withdrawn | Trade Secret | Trade | LCR | LCR311 | Residential | Solar*Rewards | Trade Secret | 2022
20252-215912-02 | Xcel Energy | 85 | 13781 | IOU | 04961740 | 7.25 | Solar |  |  | Interconnected | Trade Secret | Trade | LLK | LLK072 | Residential |  | Trade Secret | 2022 | 2024
20252-215912-02 | Xcel Energy | 85 | 13781 | IOU | 04961891 | 5.22 | Solar |  |  | Interconnected | Trade Secret | Trade | RPO | RPO311 | Residential | Solar*Rewards | Trade Secret | 2022 | 2022
20252-215912-02 | Xcel Energy | 85 | 13781 | IOU | 04961998 | 7.616 | Solar |  |  | Interconnected | Trade Secret | Trade | APA | APA068 | Residential |  | Trade Secret | 2022 | 2023
20252-215912-02 | Xcel Energy | 85 | 13781 | IOU | 04962039 | 7.616 | Solar |  |  | Interconnected | Trade Secret | Trade | SCL | SCL311 | Residential |  | Trade Secret | 2022 | 2023
20252-215912-02 | Xcel Energy | 85 | 13781 | IOU | 04962059 | 9.994 | Solar |  |  | Interconnected | Trade Secret | Trade | TLK | TLK077 | Residential |  | Trade Secret | 2022 | 2023
20252-215912-02 | Xcel Energy | 85 | 13781 | IOU | 04962082 | 3.747 | Solar |  |  | Interconnected | Trade Secret | Trade | GLK | GLK071 | Residential |  | Trade Secret | 2022 | 2023
20252-215912-02 | Xcel Energy | 85 | 13781 | IOU | 04962086 | 8.7 | Solar |  |  | Interconnected | Trade Secret | Trade | GLK | GLK074 | Residential | Solar*Rewards | Trade Secret | 2022 | 2022
20252-215912-02 | Xcel Energy | 85 | 13781 | IOU | 04962089 | 6.6 | Solar |  |  | Withdrawn | Trade Secret | Trade | WCS | WCS062 | Residential | Solar*Rewards | Trade Secret | 2022
20252-215912-02 | Xcel Energy | 85 | 13781 | IOU | 04962115 | 4.4 | Solar |  |  | Interconnected | Trade Secret | Trade | WWK | WWK311 | Residential | Solar*Rewards | Trade Secret | 2022 | 2022
20252-215912-02 | Xcel Energy | 85 | 13781 | IOU | 04962132 | 6.05 | Solar |  |  | Active Application | Trade Secret | Trade | WCS | WCS072 | Residential |  | Trade Secret | 2022
20252-215912-02 | Xcel Energy | 85 | 13781 | IOU | 04962318 | 875 | Solar |  |  | Active Application | Trade Secret | Trade |  |  | Community Solar Garden | Solar*Rewards Community | Trade Secret | 2022
20252-215912-02 | Xcel Energy | 85 | 13781 | IOU | 04962417 | 7.616 | Solar |  | X | Interconnected | Trade Secret | Trade | MND | MND063 | Residential | Solar*Rewards | Trade Secret | 2022 | 2022
20252-215912-02 | Xcel Energy | 85 | 13781 | IOU | 04962518 | 5.052 | Solar |  |  | Interconnected | Trade Secret | Trade | APA | APA073 | Residential |  | Trade Secret | 2022 | 2023
20252-215912-02 | Xcel Energy | 85 | 13781 | IOU | 04962533 | 13.05 | Solar |  |  | Interconnected | Trade Secret | Trade | DLO | DLO021 | Residential |  | Trade Secret | 2022 | 2023
20252-215912-02 | Xcel Energy | 85 | 13781 | IOU | 04962546 | 10.791 | Solar |  |  | Interconnected | Trade Secret | Trade | AFT | AFT315 | Residential | Solar*Rewards | Trade Secret | 2022 | 2022
20252-215912-02 | Xcel Energy | 85 | 13781 | IOU | 04962549 | 13.63 | Solar |  | X | Interconnected | Trade Secret | Trade | PBE | PBE061 | Residential | Solar*Rewards | Trade Secret | 2022 | 2022
20252-215912-02 | Xcel Energy | 85 | 13781 | IOU | 04962585 | 36 | Solar |  |  | Withdrawn | Trade Secret | Trade | MRN | MRN021 | Commercial | Solar*Rewards | Trade Secret | 2022
20252-215912-02 | Xcel Energy | 85 | 13781 | IOU | 04962623 | 3.85 | Solar |  |  | Interconnected | Trade Secret | Trade | SOU | SOU069 | Residential |  | Trade Secret | 2022 | 2022
20252-215912-02 | Xcel Energy | 85 | 13781 | IOU | 04962633 | 4.35 | Solar |  |  | Interconnected | Trade Secret | Trade | HUG | HUG321 | Residential | Solar*Rewards | Trade Secret | 2022 | 2022
20252-215912-02 | Xcel Energy | 85 | 13781 | IOU | 04962638 | 12 | Solar |  |  | Active Application | Trade Secret | Trade | MRN | MRN021 | Commercial | Solar*Rewards | Trade Secret | 2022
20252-215912-02 | Xcel Energy | 85 | 13781 | IOU | 04962960 | 6.046 | Solar |  |  | Interconnected | Trade Secret | Trade | GPH | GPH061 | Residential | Solar*Rewards | Trade Secret | 2022 | 2022
20252-215912-02 | Xcel Energy | 85 | 13781 | IOU | 04963760 |  |  |  |  | Active Application | Trade Secret | Trade |  |  | Residential |  | Trade Secret | 2022
20252-215912-02 | Xcel Energy | 85 | 13781 | IOU | 04963838 | 12.193 | Solar |  |  | Interconnected | Trade Secret | Trade | WAS | WAS092 | Residential |  | Trade Secret | 2022 | 2024
20252-215912-02 | Xcel Energy | 85 | 13781 | IOU | 04963902 | 6.15 | Solar |  |  | Interconnected | Trade Secret | Trade | RED | RED091 | Residential | Solar*Rewards | Trade Secret | 2022 | 2023
20252-215912-02 | Xcel Energy | 85 | 13781 | IOU | 04963994 | 2.792 | Solar |  |  | Interconnected | Trade Secret | Trade | IDA | IDA072 | Residential |  | Trade Secret | 2022 | 2022
20252-215912-02 | Xcel Energy | 85 | 13781 | IOU | 04964031 | 6.96 | Solar |  |  | Interconnected | Trade Secret | Trade | RMT | RMT321 | Residential |  | Trade Secret | 2022 | 2022
20252-215912-02 | Xcel Energy | 85 | 13781 | IOU | 04964055 | 4.4 | Solar |  |  | Interconnected | Trade Secret | Trade | EXC | EXC062 | Residential | Solar*Rewards | Trade Secret | 2022 | 2022
20252-215912-02 | Xcel Energy | 85 | 13781 | IOU | 04964072 | 7.15 | Solar |  |  | Interconnected | Trade Secret | Trade | WWK | WWK311 | Residential | Solar*Rewards | Trade Secret | 2022 | 2022
20252-215912-02 | Xcel Energy | 85 | 13781 | IOU | 04964171 | 7.616 | Solar |  |  | Interconnected | Trade Secret | Trade | OSS | OSS063 | Residential |  | Trade Secret | 2022 | 2023
20252-215912-02 | Xcel Energy | 85 | 13781 | IOU | 04964190 | 3.747 | Solar |  |  | Active Application | Trade Secret | Trade | SOU | SOU079 | Residential |  | Trade Secret | 2022
20252-215912-02 | Xcel Energy | 85 | 13781 | IOU | 04964214 | 5.052 | Solar |  |  | Interconnected | Trade Secret | Trade | WES | WES073 | Residential |  | Trade Secret | 2022 | 2022
20252-215912-02 | Xcel Energy | 85 | 13781 | IOU | 04964252 | 7.616 | Solar |  |  | Interconnected | Trade Secret | Trade | ALK | ALK072 | Residential |  | Trade Secret | 2022 | 2023
20252-215912-02 | Xcel Energy | 85 | 13781 | IOU | 04965445 | 12.9 | Solar |  | X | Interconnected | Trade Secret | Trade | HUG | HUG321 | Residential | Solar*Rewards | Trade Secret | 2022 | 2022
20252-215912-02 | Xcel Energy | 85 | 13781 | IOU | 04966419 | 5.8 | Solar |  |  | Interconnected | Trade Secret | Trade | MST | MST076 | Residential |  | Trade Secret | 2022 | 2022
20252-215912-02 | Xcel Energy | 85 | 13781 | IOU | 04966538 | 11.39 | Solar |  |  | Interconnected | Trade Secret | Trade | TWL | TWL071 | Residential | Solar*Rewards | Trade Secret | 2022 | 2022
20252-215912-02 | Xcel Energy | 85 | 13781 | IOU | 04966559 |  |  |  |  | Active Application | Trade Secret | Trade |  |  | Residential |  | Trade Secret | 2022
20252-215912-02 | Xcel Energy | 85 | 13781 | IOU | 04966884 | 8.027 | Solar |  |  | Interconnected | Trade Secret | Trade | WWK | WWK311 | Residential | Solar*Rewards | Trade Secret | 2022 | 2022
20252-215912-02 | Xcel Energy | 85 | 13781 | IOU | 04966887 | 6.96 | Solar |  |  | Interconnected | Trade Secret | Trade | WES | WES074 | Residential | Solar*Rewards | Trade Secret | 2022 | 2022
20252-215912-02 | Xcel Energy | 85 | 13781 | IOU | 04966891 | 6.631 | Solar |  |  | Withdrawn | Trade Secret | Trade | HYL | HYL071 | Residential | Solar*Rewards | Trade Secret | 2022
20252-215912-02 | Xcel Energy | 85 | 13781 | IOU | 04966896 | 11.96 | Solar |  | X | Interconnected | Trade Secret | Trade | ECK | ECK062 | Residential | Solar*Rewards | Trade Secret | 2022 | 2022
20252-215912-02 | Xcel Energy | 85 | 13781 | IOU | 04966900 | 6.282 | Solar |  |  | Interconnected | Trade Secret | Trade | SOU | SOU087 | Residential | Solar*Rewards | Trade Secret | 2022 | 2022
20252-215912-02 | Xcel Energy | 85 | 13781 | IOU | 04966906 | 15.706 | Solar |  | X | Interconnected | Trade Secret | Trade | LLK | LLK071 | Residential | Solar*Rewards | Trade Secret | 2022 | 2022
20252-215912-02 | Xcel Energy | 85 | 13781 | IOU | 04966909 | 9.074 | Solar |  |  | Interconnected | Trade Secret | Trade | RMT | RMT321 | Residential | Solar*Rewards | Trade Secret | 2022 | 2022
20252-215912-02 | Xcel Energy | 85 | 13781 | IOU | 04966914 | 6.67 | Solar |  |  | Interconnected | Trade Secret | Trade | VMR | VMR062 | Residential | Solar*Rewards | Trade Secret | 2022 | 2022
20252-215912-02 | Xcel Energy | 85 | 13781 | IOU | 04966917 | 8.376 | Solar |  |  | Interconnected | Trade Secret | Trade | RRK | RRK064 | Residential | Solar*Rewards | Trade Secret | 2022 | 2022
20252-215912-02 | Xcel Energy | 85 | 13781 | IOU | 04966923 | 7.329 | Solar |  |  | Interconnected | Trade Secret | Trade | MDT | MDT062 | Residential | Solar*Rewards | Trade Secret | 2022 | 2022
20252-215912-02 | Xcel Energy | 85 | 13781 | IOU | 04967170 | 11.168 | Solar |  | X | Withdrawn | Trade Secret | Trade | RAM | RAM071 | Residential | Solar*Rewards | Trade Secret | 2022
20252-215912-02 | Xcel Energy | 85 | 13781 | IOU | 04967177 |  |  |  |  | Active Application | Trade Secret | Trade |  |  | Residential |  | Trade Secret | 2022
20252-215912-02 | Xcel Energy | 85 | 13781 | IOU | 04967222 | 9.316 | Solar |  |  | Active Application | Trade Secret | Trade | KAN | KAN031 | Residential | Solar*Rewards | Trade Secret | 2022
20252-215912-02 | Xcel Energy | 85 | 13781 | IOU | 04967296 | 8.768 | Solar |  |  | Active Application | Trade Secret | Trade | WAS | WAS092 | Residential | Solar*Rewards | Trade Secret | 2022
20252-215912-02 | Xcel Energy | 85 | 13781 | IOU | 04967327 | 3.836 | Solar |  |  | Interconnected | Trade Secret | Trade | FSL | FSL312 | Residential | Solar*Rewards | Trade Secret | 2022 | 2022
20252-215912-02 | Xcel Energy | 85 | 13781 | IOU | 04967375 | 8.41 | Solar |  |  | Active Application | Trade Secret | Trade | NOF | NOF061 | Residential |  | Trade Secret | 2022
20252-215912-02 | Xcel Energy | 85 | 13781 | IOU | 04967379 | 4.93 | Solar |  |  | Interconnected | Trade Secret | Trade | SLP | SLP096 | Commercial | Solar*Rewards | Trade Secret | 2022 | 2022
20252-215912-02 | Xcel Energy | 85 | 13781 | IOU | 04967472 | 4.95 | Solar |  |  | Active Application | Trade Secret | Trade | MOL | MOL063 | Residential | Solar*Rewards | Trade Secret | 2022
20252-215912-02 | Xcel Energy | 85 | 13781 | IOU | 04967554 | 8.725 | Solar |  |  | Interconnected | Trade Secret | Trade | RRK | RRK064 | Residential | Solar*Rewards | Trade Secret | 2022 | 2023
20252-215912-02 | Xcel Energy | 85 | 13781 | IOU | 04967825 | 4.06 | Solar |  |  | Interconnected | Trade Secret | Trade | RMT | RMT321 | Residential |  | Trade Secret | 2022 | 2022
20252-215912-02 | Xcel Energy | 85 | 13781 | IOU | 04967930 | 8.376 | Solar |  |  | Interconnected | Trade Secret | Trade | TER | TER062 | Residential | Solar*Rewards | Trade Secret | 2022 | 2022
20252-215912-02 | Xcel Energy | 85 | 13781 | IOU | 04968130 | 12 | Solar |  |  | Active Application | Trade Secret | Trade | SCH | SCH211 | Residential | Solar*Rewards | Trade Secret | 2022
20252-215912-02 | Xcel Energy | 85 | 13781 | IOU | 04968161 | 15.66 | Solar |  |  | Withdrawn | Trade Secret | Trade | GRC | GRC063 | Residential | Solar*Rewards | Trade Secret | 2022
20252-215912-02 | Xcel Energy | 85 | 13781 | IOU | 04970605 | 5.22 | Solar |  |  | Interconnected | Trade Secret | Trade | ALK | ALK067 | Residential | Solar*Rewards | Trade Secret | 2022 | 2022
20252-215912-02 | Xcel Energy | 85 | 13781 | IOU | 04970775 | 13.63 | Solar |  |  | Active Application | Trade Secret | Trade | APA | APA068 | Residential |  | Trade Secret | 2022
20252-215912-02 | Xcel Energy | 85 | 13781 | IOU | 04970909 |  | Solar |  |  | Active Application | Trade Secret | Trade |  |  | Residential | Solar*Rewards | Trade Secret | 2022
20252-215912-02 | Xcel Energy | 85 | 13781 | IOU | 04970911 |  | Solar |  |  | Active Application | Trade Secret | Trade |  |  | Residential | Solar*Rewards | Trade Secret | 2022
20252-215912-02 | Xcel Energy | 85 | 13781 | IOU | 04970944 | 6.96 | Solar |  |  | Interconnected | Trade Secret | Trade | SOU | SOU063 | Residential | Solar*Rewards | Trade Secret | 2022 | 2022
20252-215912-02 | Xcel Energy | 85 | 13781 | IOU | 04971199 | 7.329 | Solar |  |  | Withdrawn | Trade Secret | Trade | LEX | LEX331 | Residential | Solar*Rewards | Trade Secret | 2022
20252-215912-02 | Xcel Energy | 85 | 13781 | IOU | 04971267 |  |  |  |  | Active Application | Trade Secret | Trade |  |  | Residential |  | Trade Secret | 2022
20252-215912-02 | Xcel Energy | 85 | 13781 | IOU | 04971516 | 17.3 | Solar |  |  | Active Application | Trade Secret | Trade | NOF | NOF061 | Commercial | Solar*Rewards | Trade Secret | 2022
20252-215912-02 | Xcel Energy | 85 | 13781 | IOU | 04971540 | 5.22 | Solar |  |  | Interconnected | Trade Secret | Trade | WSG | WSG362 | Residential | Solar*Rewards | Trade Secret | 2022 | 2022
20252-215912-02 | Xcel Energy | 85 | 13781 | IOU | 04971549 | 6.4 | Solar |  |  | Interconnected | Trade Secret | Trade | WWK | WWK321 | Residential | Solar*Rewards | Trade Secret | 2022 | 2023
20252-215912-02 | Xcel Energy | 85 | 13781 | IOU | 04971562 | 10.73 | Solar |  |  | Interconnected | Trade Secret | Trade | AHI | AHI025 | Residential | Solar*Rewards | Trade Secret | 2022 | 2022
20252-215912-02 | Xcel Energy | 85 | 13781 | IOU | 04971574 | 18.85 | Solar |  |  | Withdrawn | Trade Secret | Trade | MTR | MTR021 | Residential |  | Trade Secret | 2022
20252-215912-02 | Xcel Energy | 85 | 13781 | IOU | 04971583 | 5.51 | Solar |  | X | Withdrawn | Trade Secret | Trade | MPK | MPK063 | Residential | Solar*Rewards | Trade Secret | 2022
20252-215912-02 | Xcel Energy | 85 | 13781 | IOU | 04971689 | 4.95 | Solar |  |  | Interconnected | Trade Secret | Trade | WWK | WWK321 | Residential | Solar*Rewards | Trade Secret | 2022 | 2022
20252-215912-02 | Xcel Energy | 85 | 13781 | IOU | 04971726 | 8.376 | Solar |  |  | Interconnected | Trade Secret | Trade | PKL | PKL065 | Residential | Solar*Rewards | Trade Secret | 2022 | 2022
20252-215912-02 | Xcel Energy | 85 | 13781 | IOU | 04971731 |  | Solar |  |  | Active Application | Trade Secret | Trade |  |  | Residential | Solar*Rewards | Trade Secret | 2022
20252-215912-02 | Xcel Energy | 85 | 13781 | IOU | 04971834 | 500 | Solar |  |  | Active Application | Trade Secret | Trade | PAT | PAT312 | Commercial |  | Trade Secret | 2022
20252-215912-02 | Xcel Energy | 85 | 13781 | IOU | 04971977 | 5.052 | Solar |  |  | Interconnected | Trade Secret | Trade | CDV | CDV072 | Residential |  | Trade Secret | 2022 | 2023
20252-215912-02 | Xcel Energy | 85 | 13781 | IOU | 04972186 | 5.22 | Solar |  |  | Interconnected | Trade Secret | Trade | WSG | WSG362 | Residential |  | Trade Secret | 2022 | 2022
20252-215912-02 | Xcel Energy | 85 | 13781 | IOU | 04972311 | 8.7 | Solar |  |  | Interconnected | Trade Secret | Trade | CGR | CGR071 | Residential |  | Trade Secret | 2022 | 2022
20252-215912-02 | Xcel Energy | 85 | 13781 | IOU | 04972519 | 7.15 | Solar |  |  | Interconnected | Trade Secret | Trade | BRP | BRP061 | Residential | Solar*Rewards | Trade Secret | 2022 | 2022
20252-215912-02 | Xcel Energy | 85 | 13781 | IOU | 04972978 | 3.747 | Solar |  |  | Active Application | Trade Secret | Trade | UPP | UPP063 | Residential |  | Trade Secret | 2022
20252-215912-02 | Xcel Energy | 85 | 13781 | IOU | 04973003 | 7.616 | Solar |  |  | Active Application | Trade Secret | Trade | SOU | SOU078 | Residential |  | Trade Secret | 2022
20252-215912-02 | Xcel Energy | 85 | 13781 | IOU | 04973081 | 11.168 | Solar |  | X | Active Application | Trade Secret | Trade | AFT | AFT315 | Residential | Solar*Rewards | Trade Secret | 2022
20252-215912-02 | Xcel Energy | 85 | 13781 | IOU | 04973103 | 8.376 | Solar |  |  | Interconnected | Trade Secret | Trade | WIL | WIL074 | Residential | Solar*Rewards | Trade Secret | 2022 | 2022
20252-215912-02 | Xcel Energy | 85 | 13781 | IOU | 04973158 | 7.448 | Solar |  |  | Interconnected | Trade Secret | Trade | WTN | WTN061 | Residential | Solar*Rewards | Trade Secret | 2022 | 2022
20252-215912-02 | Xcel Energy | 85 | 13781 | IOU | 04973159 | 7.678 | Solar |  |  | Withdrawn | Trade Secret | Trade | OPK | OPK073 | Residential | Solar*Rewards | Trade Secret | 2022
20252-215912-02 | Xcel Energy | 85 | 13781 | IOU | 04973178 | 9.28 | Solar |  |  | Interconnected | Trade Secret | Trade | NOF | NOF072 | Residential | Solar*Rewards | Trade Secret | 2022 | 2023
20252-215912-02 | Xcel Energy | 85 | 13781 | IOU | 04973465 | 7.616 | Solar |  |  | Interconnected | Trade Secret | Trade | HYL | HYL071 | Residential | Solar*Rewards | Trade Secret | 2022 | 2022
20252-215912-02 | Xcel Energy | 85 | 13781 | IOU | 04973578 |  |  |  |  | Active Application | Trade Secret | Trade |  |  | Residential |  | Trade Secret | 2022
20252-215912-02 | Xcel Energy | 85 | 13781 | IOU | 04974083 | 9.994 | Solar |  |  | Active Application | Trade Secret | Trade | SCA | SCA021 | Residential | Solar*Rewards | Trade Secret | 2022
20252-215912-02 | Xcel Energy | 85 | 13781 | IOU | 04974095 | 7.616 | Solar |  |  | Interconnected | Trade Secret | Trade | APA | APA068 | Residential | Solar*Rewards | Trade Secret | 2022 | 2023
20252-215912-02 | Xcel Energy | 85 | 13781 | IOU | 04974199 | 5.8 | Solar |  |  | Interconnected | Trade Secret | Trade | WAB | WAB031 | Residential | Solar*Rewards | Trade Secret | 2022 | 2023
20252-215912-02 | Xcel Energy | 85 | 13781 | IOU | 04974201 | 16.403 | Solar |  |  | Active Application | Trade Secret | Trade | SCA | SCA021 | Residential | Solar*Rewards | Trade Secret | 2022
20252-215912-02 | Xcel Energy | 85 | 13781 | IOU | 04974207 | 2.61 | Solar |  |  | Interconnected | Trade Secret | Trade | PKL | PKL081 | Residential | Solar*Rewards | Trade Secret | 2022 | 2022
20252-215912-02 | Xcel Energy | 85 | 13781 | IOU | 04974211 | 33.853 | Solar |  |  | Active Application | Trade Secret | Trade | SAR | SAR021 | Commercial | Solar*Rewards | Trade Secret | 2022
20252-215912-02 | Xcel Energy | 85 | 13781 | IOU | 04974215 | 3.141 | Solar |  |  | Interconnected | Trade Secret | Trade | WDY | WDY311 | Residential | Solar*Rewards | Trade Secret | 2022 | 2022
20252-215912-02 | Xcel Energy | 85 | 13781 | IOU | 04974220 | 4.537 | Solar |  |  | Interconnected | Trade Secret | Trade | SLP | SLP092 | Residential | Solar*Rewards | Trade Secret | 2022 | 2022
20252-215912-02 | Xcel Energy | 85 | 13781 | IOU | 04974224 | 8.725 | Solar |  |  | Interconnected | Trade Secret | Trade | DND | DND071 | Residential | Solar*Rewards | Trade Secret | 2022 | 2022
20252-215912-02 | Xcel Energy | 85 | 13781 | IOU | 04974233 | 6.282 | Solar |  |  | Interconnected | Trade Secret | Trade | SOU | SOU063 | Residential | Solar*Rewards | Trade Secret | 2022 | 2022
20252-215912-02 | Xcel Energy | 85 | 13781 | IOU | 04974237 | 6.98 | Solar |  |  | Interconnected | Trade Secret | Trade | STY | STY062 | Residential | Solar*Rewards | Trade Secret | 2022 | 2022
20252-215912-02 | Xcel Energy | 85 | 13781 | IOU | 04974640 | 5.8 | Solar |  |  | Active Application | Trade Secret | Trade | ROC | ROC091 | Residential |  | Trade Secret | 2022
20252-215912-02 | Xcel Energy | 85 | 13781 | IOU | 04974646 | 5.364 | Solar |  |  | Interconnected | Trade Secret | Trade | TWL | TWL071 | Residential |  | Trade Secret | 2022 | 2022
20252-215912-02 | Xcel Energy | 85 | 13781 | IOU | 04974745 | 3.48 | Solar |  |  | Withdrawn | Trade Secret | Trade | RIV | RIV073 | Residential | Solar*Rewards | Trade Secret | 2022
20252-215912-02 | Xcel Energy | 85 | 13781 | IOU | 04974769 | 6.282 | Solar |  |  | Withdrawn | Trade Secret | Trade | IDA | IDA073 | Residential | Solar*Rewards | Trade Secret | 2022
20252-215912-02 | Xcel Energy | 85 | 13781 | IOU | 04974790 | 6.38 | Solar |  |  | Interconnected | Trade Secret | Trade | SOU | SOU065 | Residential | Solar*Rewards | Trade Secret | 2022 | 2022
20252-215912-02 | Xcel Energy | 85 | 13781 | IOU | 04974803 | 7.54 | Solar |  |  | Interconnected | Trade Secret | Trade | FSL | FSL312 | Residential | Solar*Rewards | Trade Secret | 2022 | 2022
20252-215912-02 | Xcel Energy | 85 | 13781 | IOU | 04974829 | 18.376 | Solar |  | X | Interconnected | Trade Secret | Trade | SLP | SLP082 | Residential |  | Trade Secret | 2022 | 2023
20252-215912-02 | Xcel Energy | 85 | 13781 | IOU | 04974854 | 2.792 | Solar |  |  | Interconnected | Trade Secret | Trade | RAM | RAM062 | Residential | Solar*Rewards | Trade Secret | 2022 | 2023
20252-215912-02 | Xcel Energy | 85 | 13781 | IOU | 04974876 | 11.168 | Solar |  | X | Interconnected | Trade Secret | Trade | WSG | WSG361 | Residential | Solar*Rewards | Trade Secret | 2022 | 2022
20252-215912-02 | Xcel Energy | 85 | 13781 | IOU | 04974885 | 11.39 | Solar |  |  | Interconnected | Trade Secret | Trade | MDT | MDT071 | Commercial |  | Trade Secret | 2022 | 2023
20252-215912-02 | Xcel Energy | 85 | 13781 | IOU | 04974903 | 5.584 | Solar |  |  | Interconnected | Trade Secret | Trade | SLP | SLP082 | Residential | Solar*Rewards | Trade Secret | 2022 | 2022
20252-215912-02 | Xcel Energy | 85 | 13781 | IOU | 04974923 | 7.329 | Solar |  |  | Interconnected | Trade Secret | Trade | EDA | EDA075 | Residential | Solar*Rewards | Trade Secret | 2022 | 2023
20252-215912-02 | Xcel Energy | 85 | 13781 | IOU | 04974950 | 39.75 | Solar |  |  | Interconnected | Trade Secret | Trade | HAS | HAS023 | Commercial | Solar*Rewards | Trade Secret | 2022 | 2023
20252-215912-02 | Xcel Energy | 85 | 13781 | IOU | 04975052 | 4.886 | Solar |  |  | Interconnected | Trade Secret | Trade | CRL | CRL065 | Residential | Solar*Rewards | Trade Secret | 2022 | 2022
20252-215912-02 | Xcel Energy | 85 | 13781 | IOU | 04975116 | 5.5 | Solar |  |  | Interconnected | Trade Secret | Trade | HSN | HSN322 | Residential |  | Trade Secret | 2022 | 2022
20252-215912-02 | Xcel Energy | 85 | 13781 | IOU | 04975128 | 6.05 | Solar |  |  | Interconnected | Trade Secret | Trade | HSN | HSN322 | Residential |  | Trade Secret | 2022 | 2023
20252-215912-02 | Xcel Energy | 85 | 13781 | IOU | 04975374 | 6.046 | Solar |  |  | Withdrawn | Trade Secret | Trade | IDA | IDA072 | Residential |  | Trade Secret | 2022
20252-215912-02 | Xcel Energy | 85 | 13781 | IOU | 04975504 | 26.3 | Solar |  |  | Interconnected | Trade Secret | Trade | FAP | FAP061 | Commercial | Solar*Rewards | Trade Secret | 2022 | 2023
20252-215912-02 | Xcel Energy | 85 | 13781 | IOU | 04975962 | 3.48 | Solar |  |  | Interconnected | Trade Secret | Trade | AFT | AFT321 | Residential | Solar*Rewards | Trade Secret | 2022 | 2023
20252-215912-02 | Xcel Energy | 85 | 13781 | IOU | 04975969 | 4.188 | Solar |  |  | Interconnected | Trade Secret | Trade | SIP | SIP073 | Residential | Solar*Rewards | Trade Secret | 2022 | 2023
20252-215912-02 | Xcel Energy | 85 | 13781 | IOU | 04975976 | 6.38 | Solar |  |  | Interconnected | Trade Secret | Trade | SAV | SAV069 | Residential |  | Trade Secret | 2022 | 2022
20252-215912-02 | Xcel Energy | 85 | 13781 | IOU | 04975980 | 5.8 | Solar |  |  | Interconnected | Trade Secret | Trade | MPK | MPK071 | Residential | Solar*Rewards | Trade Secret | 2022 | 2023
20252-215912-02 | Xcel Energy | 85 | 13781 | IOU | 04975985 | 13.96 | Solar |  |  | Interconnected | Trade Secret | Trade | GSL | GSL341 | Residential | Solar*Rewards | Trade Secret | 2022 | 2022
20252-215912-02 | Xcel Energy | 85 | 13781 | IOU | 04975987 | 9.772 | Solar |  |  | Interconnected | Trade Secret | Trade | CNC | CNC072 | Residential | Solar*Rewards | Trade Secret | 2022 | 2022
20252-215912-02 | Xcel Energy | 85 | 13781 | IOU | 04975988 | 11.98 | Solar |  | X | Interconnected | Trade Secret | Trade | GNL | GNL062 | Residential | Solar*Rewards | Trade Secret | 2022 | 2022
20252-215912-02 | Xcel Energy | 85 | 13781 | IOU | 04975990 | 7.329 | Solar |  |  | Interconnected | Trade Secret | Trade | AFT | AFT314 | Residential | Solar*Rewards | Trade Secret | 2022 | 2022
20252-215912-02 | Xcel Energy | 85 | 13781 | IOU | 04975993 | 20.591 | Solar |  |  | Interconnected | Trade Secret | Trade | MPK | MPK068 | Residential |  | Trade Secret | 2022 | 2023
20252-215912-02 | Xcel Energy | 85 | 13781 | IOU | 04975999 | 6.282 | Solar |  |  | Interconnected | Trade Secret | Trade | OAD | OAD063 | Residential | Solar*Rewards | Trade Secret | 2022 | 2023
20252-215912-02 | Xcel Energy | 85 | 13781 | IOU | 04976011 | 10.47 | Solar |  |  | Interconnected | Trade Secret | Trade | HUG | HUG311 | Residential | Solar*Rewards | Trade Secret | 2022 | 2023
20252-215912-02 | Xcel Energy | 85 | 13781 | IOU | 04976017 | 6.98 | Solar |  |  | Interconnected | Trade Secret | Trade | LLK | LLK071 | Residential | Solar*Rewards | Trade Secret | 2022 | 2022
20252-215912-02 | Xcel Energy | 85 | 13781 | IOU | 04976023 | 6.98 | Solar |  |  | Interconnected | Trade Secret | Trade | MPK | MPK068 | Residential | Solar*Rewards | Trade Secret | 2022 | 2022
20252-215912-02 | Xcel Energy | 85 | 13781 | IOU | 04976027 | 4.188 | Solar |  |  | Interconnected | Trade Secret | Trade | GNL | GNL072 | Residential | Solar*Rewards | Trade Secret | 2022 | 2022
20252-215912-02 | Xcel Energy | 85 | 13781 | IOU | 04976030 | 9.074 | Solar |  |  | Interconnected | Trade Secret | Trade | OAD | OAD073 | Residential | Solar*Rewards | Trade Secret | 2022 | 2022
20252-215912-02 | Xcel Energy | 85 | 13781 | IOU | 04976299 | 22.47 | Solar |  | X | Interconnected | Trade Secret | Trade | SLP | SLP092 | Residential |  | Trade Secret | 2022 | 2023
20252-215912-02 | Xcel Energy | 85 | 13781 | IOU | 04976366 | 6.96 | Solar |  |  | Interconnected | Trade Secret | Trade | ECK | ECK063 | Residential |  | Trade Secret | 2022 | 2023
20252-215912-02 | Xcel Energy | 85 | 13781 | IOU | 04976383 | 5.235 | Solar |  |  | Interconnected | Trade Secret | Trade | WTN | WTN062 | Residential | Solar*Rewards | Trade Secret | 2022 | 2022
20252-215912-02 | Xcel Energy | 85 | 13781 | IOU | 04976393 | 10.121 | Solar |  |  | Interconnected | Trade Secret | Trade | WDY | WDY311 | Residential | Solar*Rewards | Trade Secret | 2022 | 2022
20252-215912-02 | Xcel Energy | 85 | 13781 | IOU | 04976407 | 5.235 | Solar |  |  | Withdrawn | Trade Secret | Trade | UPP | UPP068 | Residential | Solar*Rewards | Trade Secret | 2022
20252-215912-02 | Xcel Energy | 85 | 13781 | IOU | 04976421 | 4.188 | Solar |  |  | Withdrawn | Trade Secret | Trade | WIL | WIL084 | Residential | Solar*Rewards | Trade Secret | 2022
20252-215912-02 | Xcel Energy | 85 | 13781 | IOU | 04976523 | 37.5 | Solar |  |  | Interconnected | Trade Secret | Trade | LAK | LAK032 | Residential |  | Trade Secret | 2022 | 2023
20252-215912-02 | Xcel Energy | 85 | 13781 | IOU | 04978579 | 5.052 | Solar |  |  | Interconnected | Trade Secret | Trade | RRK | RRK082 | Residential |  | Trade Secret | 2022 | 2022
20252-215912-02 | Xcel Energy | 85 | 13781 | IOU | 04978618 | 3.747 | Solar |  |  | Active Application | Trade Secret | Trade | FIC | FIC031 | Residential |  | Trade Secret | 2022
20252-215912-02 | Xcel Energy | 85 | 13781 | IOU | 04978709 | 22.33 | Solar |  |  | Active Application | Trade Secret | Trade | SCL | SCL322 | Residential |  | Trade Secret | 2022
20252-215912-02 | Xcel Energy | 85 | 13781 | IOU | 04978710 | 5.052 | Solar |  |  | Interconnected | Trade Secret | Trade | DBL | DBL065 | Residential |  | Trade Secret | 2022 | 2022
20252-215912-02 | Xcel Energy | 85 | 13781 | IOU | 04978924 | 4.384 | Solar |  |  | Withdrawn | Trade Secret | Trade | HSN | HSN322 | Residential | Solar*Rewards | Trade Secret | 2022
20252-215912-02 | Xcel Energy | 85 | 13781 | IOU | 04978926 | 39.8 | Solar |  |  | Interconnected | Trade Secret | Trade | OAD | OAD075 | Commercial |  | Trade Secret | 2022 | 2023
20252-215912-02 | Xcel Energy | 85 | 13781 | IOU | 04979113 | 7.83 | Solar |  |  | Active Application | Trade Secret | Trade | MHW | MHW311 | Residential | Solar*Rewards | Trade Secret | 2022
20252-215912-02 | Xcel Energy | 85 | 13781 | IOU | 04979136 | 9.35 | Solar |  |  | Interconnected | Trade Secret | Trade | HSN | HSN322 | Residential | Solar*Rewards | Trade Secret | 2022 | 2022
20252-215912-02 | Xcel Energy | 85 | 13781 | IOU | 04980080 | 9.074 | Solar |  |  | Withdrawn | Trade Secret | Trade | HUG | HUG311 | Residential | Solar*Rewards | Trade Secret | 2022
20252-215912-02 | Xcel Energy | 85 | 13781 | IOU | 04980166 | 5.22 | Solar |  |  | Interconnected | Trade Secret | Trade | SIP | SIP063 | Residential | Solar*Rewards | Trade Secret | 2022 | 2022
20252-215912-02 | Xcel Energy | 85 | 13781 | IOU | 04980213 |  | Solar |  |  | Active Application | Trade Secret | Trade |  |  | Residential | Solar*Rewards | Trade Secret | 2022
20252-215912-02 | Xcel Energy | 85 | 13781 | IOU | 04980220 | 16.02 | Solar |  | X | Interconnected | Trade Secret | Trade | LIN | LIN031 | Residential | Solar*Rewards | Trade Secret | 2022 | 2023
20252-215912-02 | Xcel Energy | 85 | 13781 | IOU | 04980245 | 11.39 | Solar |  |  | Withdrawn | Trade Secret | Trade | LEX | LEX074 | Residential | Solar*Rewards | Trade Secret | 2022
20252-215912-02 | Xcel Energy | 85 | 13781 | IOU | 04980368 | 3.747 | Solar |  |  | Interconnected | Trade Secret | Trade | ALD | ALD072 | Residential |  | Trade Secret | 2022 | 2023
20252-215912-02 | Xcel Energy | 85 | 13781 | IOU | 04980488 |  | Solar |  |  | Active Application | Trade Secret | Trade |  |  | Residential | Solar*Rewards | Trade Secret | 2022
20252-215912-02 | Xcel Energy | 85 | 13781 | IOU | 04980499 | 8.8 | Solar |  |  | Interconnected | Trade Secret | Trade | HSN | HSN322 | Residential | Solar*Rewards | Trade Secret | 2022 | 2022
20252-215912-02 | Xcel Energy | 85 | 13781 | IOU | 04980531 | 4.95 | Solar |  |  | Interconnected | Trade Secret | Trade | HSN | HSN322 | Residential | Solar*Rewards | Trade Secret | 2022 | 2022
20252-215912-02 | Xcel Energy | 85 | 13781 | IOU | 04980549 | 9.35 | Solar |  |  | Interconnected | Trade Secret | Trade | WWK | WWK311 | Residential | Solar*Rewards | Trade Secret | 2022 | 2022
20252-215912-02 | Xcel Energy | 85 | 13781 | IOU | 04980946 |  | Solar |  |  | Withdrawn | Trade Secret | Trade |  |  | Residential | Solar*Rewards | Trade Secret | 2022
20252-215912-02 | Xcel Energy | 85 | 13781 | IOU | 04980994 | 9.28 | Solar |  |  | Withdrawn | Trade Secret | Trade | DBL | DBL060 | Residential | Solar*Rewards | Trade Secret | 2022
20252-215912-02 | Xcel Energy | 85 | 13781 | IOU | 04981047 |  | Solar |  |  | Withdrawn | Trade Secret | Trade |  |  | Residential | Solar*Rewards | Trade Secret | 2022
20252-215912-02 | Xcel Energy | 85 | 13781 | IOU | 04981056 | 6.98 | Solar |  |  | Withdrawn | Trade Secret | Trade | UPP | UPP082 | Residential | Solar*Rewards | Trade Secret | 2022
20252-215912-02 | Xcel Energy | 85 | 13781 | IOU | 04981063 | 17.128 | Solar |  |  | Interconnected | Trade Secret | Trade | LIN | LIN022 | Residential | Solar*Rewards | Trade Secret | 2022 | 2025
20252-215912-02 | Xcel Energy | 85 | 13781 | IOU | 04981068 | 6.38 | Solar |  |  | Interconnected | Trade Secret | Trade | WIL | WIL098 | Residential | Solar*Rewards | Trade Secret | 2022 | 2023
20252-215912-02 | Xcel Energy | 85 | 13781 | IOU | 04981111 | 7.678 | Solar |  |  | Interconnected | Trade Secret | Trade | AFT | AFT314 | Residential | Solar*Rewards | Trade Secret | 2022 | 2023
20252-215912-02 | Xcel Energy | 85 | 13781 | IOU | 04981113 | 9.86 | Solar |  |  | Withdrawn | Trade Secret | Trade | HUG | HUG311 | Residential | Solar*Rewards | Trade Secret | 2022
20252-215912-02 | Xcel Energy | 85 | 13781 | IOU | 04981118 | 8.82 | Solar |  |  | Interconnected | Trade Secret | Trade | MEL | MEL069 | Residential |  | Trade Secret | 2022 | 2024
20252-215912-02 | Xcel Energy | 85 | 13781 | IOU | 04981129 | 9.28 | Solar |  |  | Withdrawn | Trade Secret | Trade | ALK | ALK064 | Residential | Solar*Rewards | Trade Secret | 2022
20252-215912-02 | Xcel Energy | 85 | 13781 | IOU | 04981172 | 6.09 | Solar |  | X | Withdrawn | Trade Secret | Trade | CGR | CGR063 | Residential | Solar*Rewards | Trade Secret | 2022
20252-215912-02 | Xcel Energy | 85 | 13781 | IOU | 04981178 | 6.96 | Solar |  |  | Interconnected | Trade Secret | Trade | RMT | RMT321 | Residential |  | Trade Secret | 2022 | 2023
20252-215912-02 | Xcel Energy | 85 | 13781 | IOU | 04981181 | 5.22 | Solar |  |  | Active Application | Trade Secret | Trade | LCR | LCR311 | Residential | Solar*Rewards | Trade Secret | 2022
20252-215912-02 | Xcel Energy | 85 | 13781 | IOU | 04981187 | 6.67 | Solar |  |  | Withdrawn | Trade Secret | Trade | EDA | EDA061 | Residential |  | Trade Secret | 2022
20252-215912-02 | Xcel Energy | 85 | 13781 | IOU | 04981192 | 7.329 | Solar |  |  | Withdrawn | Trade Secret | Trade | LEX | LEX071 | Residential |  | Trade Secret | 2022
20252-215912-02 | Xcel Energy | 85 | 13781 | IOU | 04981200 |  |  |  |  | Active Application | Trade Secret | Trade | SLP | SLP076 | Residential |  | Trade Secret | 2022
20252-215912-02 | Xcel Energy | 85 | 13781 | IOU | 04981204 | 7.25 | Solar |  |  | Withdrawn | Trade Secret | Trade | WSG | WSG066 | Residential |  | Trade Secret | 2022
20252-215912-02 | Xcel Energy | 85 | 13781 | IOU | 04981209 | 8.12 | Solar |  |  | Interconnected | Trade Secret | Trade | REW | REW033 | Residential |  | Trade Secret | 2022 | 2023
20252-215912-02 | Xcel Energy | 85 | 13781 | IOU | 04981214 | 4.64 | Solar |  |  | Active Application | Trade Secret | Trade | SHP | SHP062 | Residential | Solar*Rewards | Trade Secret | 2022
20252-215912-02 | Xcel Energy | 85 | 13781 | IOU | 04981224 | 3.48 | Solar |  |  | Active Application | Trade Secret | Trade | EDA | EDA075 | Residential | Solar*Rewards | Trade Secret | 2022
20252-215912-02 | Xcel Energy | 85 | 13781 | IOU | 04981228 |  | Solar |  |  | Withdrawn | Trade Secret | Trade |  |  | Residential | Solar*Rewards | Trade Secret | 2022
20252-215912-02 | Xcel Energy | 85 | 13781 | IOU | 04981242 |  | Solar |  |  | Active Application | Trade Secret | Trade |  |  | Residential | Solar*Rewards | Trade Secret | 2022
20252-215912-02 | Xcel Energy | 85 | 13781 | IOU | 04981247 |  | Solar |  |  | Active Application | Trade Secret | Trade |  |  | Residential | Solar*Rewards | Trade Secret | 2022
20252-215912-02 | Xcel Energy | 85 | 13781 | IOU | 04981257 |  | Solar |  |  | Withdrawn | Trade Secret | Trade |  |  | Residential | Solar*Rewards | Trade Secret | 2022
20252-215912-02 | Xcel Energy | 85 | 13781 | IOU | 04981261 |  | Solar |  |  | Withdrawn | Trade Secret | Trade |  |  | Residential | Solar*Rewards | Trade Secret | 2022
20252-215912-02 | Xcel Energy | 85 | 13781 | IOU | 04981289 |  | Solar |  |  | Active Application | Trade Secret | Trade |  |  | Residential | Solar*Rewards | Trade Secret | 2022
20252-215912-02 | Xcel Energy | 85 | 13781 | IOU | 04981294 |  | Solar |  |  | Active Application | Trade Secret | Trade |  |  | Residential | Solar*Rewards | Trade Secret | 2022
20252-215912-02 | Xcel Energy | 85 | 13781 | IOU | 04981526 |  |  |  |  | Withdrawn | Trade Secret | Trade |  |  | Residential |  | Trade Secret | 2022
20252-215912-02 | Xcel Energy | 85 | 13781 | IOU | 04981708 |  | Solar |  |  | Active Application | Trade Secret | Trade |  |  | Residential | Solar*Rewards | Trade Secret | 2022
20252-215912-02 | Xcel Energy | 85 | 13781 | IOU | 04981713 | 7.616 | Solar |  |  | Active Application | Trade Secret | Trade | SCA | SCA021 | Residential | Solar*Rewards | Trade Secret | 2022
20252-215912-02 | Xcel Energy | 85 | 13781 | IOU | 04981940 | 1.49 | Solar |  |  | Active Application | Trade Secret | Trade | BLC | BLC062 | Residential | Solar*Rewards | Trade Secret | 2022
20252-215912-02 | Xcel Energy | 85 | 13781 | IOU | 04981971 | 1000 | Solar |  |  | Withdrawn | Trade Secret | Trade | SRD | SRD211 | Community Solar Garden | Solar*Rewards Community | Trade Secret | 2022
20252-215912-02 | Xcel Energy | 85 | 13781 | IOU | 04982100 | 5.48 | Solar |  |  | Interconnected | Trade Secret | Trade | RMT | RMT321 | Residential | Solar*Rewards | Trade Secret | 2022 | 2022
20252-215912-02 | Xcel Energy | 85 | 13781 | IOU | 04982167 | 8.725 | Solar |  |  | Interconnected | Trade Secret | Trade | ALK | ALK067 | Residential |  | Trade Secret | 2022 | 2022
20252-215912-02 | Xcel Energy | 85 | 13781 | IOU | 04982240 |  | Solar |  |  | Withdrawn | Trade Secret | Trade |  |  | Residential | Solar*Rewards | Trade Secret | 2022
20252-215912-02 | Xcel Energy | 85 | 13781 | IOU | 04982259 | 11.55 | Solar |  |  | Interconnected | Trade Secret | Trade | WEF | WEF061 | Residential | Solar*Rewards | Trade Secret | 2022 | 2022
20252-215912-02 | Xcel Energy | 85 | 13781 | IOU | 04982262 | 3.747 | Solar |  |  | Interconnected | Trade Secret | Trade | HUG | HUG322 | Residential | Solar*Rewards | Trade Secret | 2022 | 2022
20252-215912-02 | Xcel Energy | 85 | 13781 | IOU | 04982395 | 5.584 | Solar |  |  | Interconnected | Trade Secret | Trade | EDA | EDA087 | Residential | Solar*Rewards | Trade Secret | 2022 | 2023
20252-215912-02 | Xcel Energy | 85 | 13781 | IOU | 04982404 | 6.67 | Solar |  |  | Withdrawn | Trade Secret | Trade | STY | STY065 | Residential | Solar*Rewards | Trade Secret | 2022
20252-215912-02 | Xcel Energy | 85 | 13781 | IOU | 04982422 | 11.02 | Solar |  |  | Interconnected | Trade Secret | Trade | EXC | EXC061 | Residential | Solar*Rewards | Trade Secret | 2022 | 2022
20252-215912-02 | Xcel Energy | 85 | 13781 | IOU | 04982430 | 5.584 | Solar |  |  | Interconnected | Trade Secret | Trade | ALK | ALK072 | Residential | Solar*Rewards | Trade Secret | 2022 | 2022
20252-215912-02 | Xcel Energy | 85 | 13781 | IOU | 04982444 | 4.35 | Solar |  |  | Interconnected | Trade Secret | Trade | WSG | WSG061 | Residential | Solar*Rewards | Trade Secret | 2022 | 2022
20252-215912-02 | Xcel Energy | 85 | 13781 | IOU | 04982483 | 9.86 | Solar |  |  | Interconnected | Trade Secret | Trade | EDA | EDA073 | Residential | Solar*Rewards | Trade Secret | 2022 | 2022
20252-215912-02 | Xcel Energy | 85 | 13781 | IOU | 04982639 | 3.85 | Solar |  |  | Interconnected | Trade Secret | Trade | SOU | SOU075 | Residential |  | Trade Secret | 2022 | 2022
20252-215912-02 | Xcel Energy | 85 | 13781 | IOU | 04982669 | 11.39 | Solar |  |  | Interconnected | Trade Secret | Trade | SLP | SLP071 | Residential | Solar*Rewards | Trade Secret | 2022 | 2022
20252-215912-02 | Xcel Energy | 85 | 13781 | IOU | 04982680 |  | Solar |  |  | Active Application | Trade Secret | Trade |  |  | Residential | Solar*Rewards | Trade Secret | 2022
20252-215912-02 | Xcel Energy | 85 | 13781 | IOU | 04982698 | 15.232 | Solar |  |  | Interconnected | Trade Secret | Trade | RAM | RAM061 | Residential | Solar*Rewards | Trade Secret | 2022 | 2022
20252-215912-02 | Xcel Energy | 85 | 13781 | IOU | 04982741 | 9.994 | Solar |  |  | Interconnected | Trade Secret | Trade | MPK | MPK087 | Residential | Solar*Rewards | Trade Secret | 2022 | 2023
20252-215912-02 | Xcel Energy | 85 | 13781 | IOU | 04982760 | 7.616 | Solar |  |  | Interconnected | Trade Secret | Trade | HUG | HUG321 | Residential | Solar*Rewards | Trade Secret | 2022 | 2024
20252-215912-02 | Xcel Energy | 85 | 13781 | IOU | 04982799 | 1000 | Solar |  |  | Withdrawn | Trade Secret | Trade | WKN | WKN001 | Community Solar Garden | Solar*Rewards Community | Trade Secret | 2022
20252-215912-02 | Xcel Energy | 85 | 13781 | IOU | 04982996 | 4.95 | Solar |  |  | Withdrawn | Trade Secret | Trade | HWW | HWW074 | Residential | Solar*Rewards | Trade Secret | 2022
20252-215912-02 | Xcel Energy | 85 | 13781 | IOU | 04983050 | 6.38 | Solar |  |  | Active Application | Trade Secret | Trade | ANN | ANN021 | Residential | Solar*Rewards | Trade Secret | 2022
20252-215912-02 | Xcel Energy | 85 | 13781 | IOU | 04983083 | 8.7 | Solar |  |  | Interconnected | Trade Secret | Trade | WCS | WCS072 | Residential |  | Trade Secret | 2022 | 2022
20252-215912-02 | Xcel Energy | 85 | 13781 | IOU | 04983168 | 6.98 | Solar |  |  | Active Application | Trade Secret | Trade | LCR | LCR311 | Residential |  | Trade Secret | 2022
20252-215912-02 | Xcel Energy | 85 | 13781 | IOU | 04983187 | 3.48 | Solar |  |  | Interconnected | Trade Secret | Trade | HAS | HAS033 | Residential |  | Trade Secret | 2022 | 2022
20252-215912-02 | Xcel Energy | 85 | 13781 | IOU | 04983201 | 15.66 | Solar |  |  | Interconnected | Trade Secret | Trade | EDA | EDA075 | Residential | Solar*Rewards | Trade Secret | 2022 | 2022
20252-215912-02 | Xcel Energy | 85 | 13781 | IOU | 04983206 | 8.027 | Solar |  |  | Interconnected | Trade Secret | Trade | KAN | KAN021 | Residential | Solar*Rewards | Trade Secret | 2022 | 2024
20252-215912-02 | Xcel Energy | 85 | 13781 | IOU | 04983288 | 240 | Solar |  |  | Interconnected | Trade Secret | Trade | VKG | VKG065 | Commercial |  | Trade Secret | 2022 | 2024
20252-215912-02 | Xcel Energy | 85 | 13781 | IOU | 04983343 | 5.052 | Solar |  |  | Interconnected | Trade Secret | Trade | WIL | WIL077 | Residential |  | Trade Secret | 2022 | 2022
20252-215912-02 | Xcel Energy | 85 | 13781 | IOU | 04983388 | 3.747 | Solar |  |  | Interconnected | Trade Secret | Trade | MEL | MEL072 | Residential |  | Trade Secret | 2022 | 2022
20252-215912-02 | Xcel Energy | 85 | 13781 | IOU | 04983402 | 7.616 | Solar |  |  | Active Application | Trade Secret | Trade | SOU | SOU086 | Residential |  | Trade Secret | 2022
20252-215912-02 | Xcel Energy | 85 | 13781 | IOU | 04983422 | 5.052 | Solar |  |  | Active Application | Trade Secret | Trade | GRC | GRC312 | Residential |  | Trade Secret | 2022
20252-215912-02 | Xcel Energy | 85 | 13781 | IOU | 04983436 | 6.67 | Solar |  |  | Withdrawn | Trade Secret | Trade | SLP | SLP072 | Residential | Solar*Rewards | Trade Secret | 2022
20252-215912-02 | Xcel Energy | 85 | 13781 | IOU | 04983513 |  | Solar |  |  | Active Application | Trade Secret | Trade |  |  | Community Solar Garden | Solar*Rewards Community | Trade Secret | 2022
20252-215912-02 | Xcel Energy | 85 | 13781 | IOU | 04983542 | 6.6 | Solar |  |  | Interconnected | Trade Secret | Trade | HSN | HSN322 | Residential | Solar*Rewards | Trade Secret | 2022 | 2022
20252-215912-02 | Xcel Energy | 85 | 13781 | IOU | 04983629 |  |  |  |  | Active Application | Trade Secret | Trade |  |  | Residential |  | Trade Secret | 2022
20252-215912-02 | Xcel Energy | 85 | 13781 | IOU | 04983731 | 5.052 | Solar |  |  | Interconnected | Trade Secret | Trade | RMT | RMT321 | Residential | Solar*Rewards | Trade Secret | 2022 | 2022
20252-215912-02 | Xcel Energy | 85 | 13781 | IOU | 04984320 | 18.27 | Solar |  |  | Interconnected | Trade Secret | Trade | FAP | FAP062 | Residential |  | Trade Secret | 2022 | 2022
20252-215912-02 | Xcel Energy | 85 | 13781 | IOU | 04984516 | 19.988 | Solar |  |  | Interconnected | Trade Secret | Trade | MPK | MPK063 | Residential | Solar*Rewards | Trade Secret | 2022 | 2022
20252-215912-02 | Xcel Energy | 85 | 13781 | IOU | 04984552 | 10.819 | Solar |  | X | Interconnected | Trade Secret | Trade | CHE | CHE065 | Residential | Solar*Rewards | Trade Secret | 2022 | 2022
20252-215912-02 | Xcel Energy | 85 | 13781 | IOU | 04984575 | 6.96 | Solar |  |  | Active Application | Trade Secret | Trade | CHI | CHI311 | Residential | Solar*Rewards | Trade Secret | 2022
20252-215912-02 | Xcel Energy | 85 | 13781 | IOU | 04984668 | 3.747 | Solar |  |  | Withdrawn | Trade Secret | Trade | HWW | HWW074 | Residential |  | Trade Secret | 2022
20252-215912-02 | Xcel Energy | 85 | 13781 | IOU | 04984682 | 3.747 | Solar |  |  | Withdrawn | Trade Secret | Trade | TLK | TLK061 | Residential |  | Trade Secret | 2022
20252-215912-02 | Xcel Energy | 85 | 13781 | IOU | 04984975 |  |  |  |  | Active Application | Trade Secret | Trade | HUG | HUG321 | Commercial |  | Trade Secret | 2022
20252-215912-02 | Xcel Energy | 85 | 13781 | IOU | 04985045 | 8.7 | Solar |  |  | Interconnected | Trade Secret | Trade | MPK | MPK074 | Residential |  | Trade Secret | 2022 | 2022
20252-215912-02 | Xcel Energy | 85 | 13781 | IOU | 04985230 | 7.15 | Solar |  |  | Interconnected | Trade Secret | Trade | SLP | SLP076 | Residential |  | Trade Secret | 2022 | 2022
20252-215912-02 | Xcel Energy | 85 | 13781 | IOU | 04985241 | 11.02 | Solar |  |  | Interconnected | Trade Secret | Trade | GNL | GNL062 | Residential | Solar*Rewards | Trade Secret | 2022 | 2022
20252-215912-02 | Xcel Energy | 85 | 13781 | IOU | 04985249 | 16.98 | Solar |  | X | Interconnected | Trade Secret | Trade | HUG | HUG321 | Residential |  | Trade Secret | 2022 | 2022
20252-215912-02 | Xcel Energy | 85 | 13781 | IOU | 04985255 | 1000 | Solar |  |  | Active Application | Trade Secret | Trade | MGN | MGN211 | Community Solar Garden | Solar*Rewards Community | Trade Secret | 2023
20252-215912-02 | Xcel Energy | 85 | 13781 | IOU | 04985270 | 500 | Solar |  |  | Active Application | Trade Secret | Trade | LAC | LAC062 | Community Solar Garden | Solar*Rewards Community | Trade Secret | 2024
20252-215912-02 | Xcel Energy | 85 | 13781 | IOU | 04985293 | 1000 | Solar |  |  | Withdrawn | Trade Secret | Trade | SRD | SRD211 | Community Solar Garden | Solar*Rewards Community | Trade Secret | 2022
20252-215912-02 | Xcel Energy | 85 | 13781 | IOU | 04987828 | 9.28 | Solar |  | X | Interconnected | Trade Secret | Trade | AFT | AFT314 | Residential | Solar*Rewards | Trade Secret | 2022 | 2023
20252-215912-02 | Xcel Energy | 85 | 13781 | IOU | 04987836 | 4.932 | Solar |  |  | Interconnected | Trade Secret | Trade | WIL | WIL098 | Residential | Solar*Rewards | Trade Secret | 2022 | 2022
20252-215912-02 | Xcel Energy | 85 | 13781 | IOU | 04987861 | 10.15 | Solar |  |  | Interconnected | Trade Secret | Trade | WCR | WCR063 | Residential | Solar*Rewards | Trade Secret | 2022 | 2022
20252-215912-02 | Xcel Energy | 85 | 13781 | IOU | 04987879 | 12 | Solar |  |  | Active Application | Trade Secret | Trade | WAS | WAS092 | Residential | Solar*Rewards | Trade Secret | 2022
20252-215912-02 | Xcel Energy | 85 | 13781 | IOU | 04987898 | 7.329 | Solar |  |  | Interconnected | Trade Secret | Trade | RLK | RLK071 | Residential | Solar*Rewards | Trade Secret | 2022 | 2022
20252-215912-02 | Xcel Energy | 85 | 13781 | IOU | 04987931 | 20 | Storage |  |  | Interconnected | Trade Secret | Trade | CGR | CGR071 | Residential |  | Trade Secret | 2022 | 2022
20252-215912-02 | Xcel Energy | 85 | 13781 | IOU | 04988024 | 7.616 | Solar |  |  | Withdrawn | Trade Secret | Trade | MPK | MPK087 | Residential | Solar*Rewards | Trade Secret | 2022
20252-215912-02 | Xcel Energy | 85 | 13781 | IOU | 04988100 | 8.41 | Solar |  |  | Interconnected | Trade Secret | Trade | AFT | AFT314 | Residential | Solar*Rewards | Trade Secret | 2022 | 2022
20252-215912-02 | Xcel Energy | 85 | 13781 | IOU | 04988164 |  | Solar |  |  | Active Application | Trade Secret | Trade |  |  | Residential | Solar*Rewards | Trade Secret | 2022
20252-215912-02 | Xcel Energy | 85 | 13781 | IOU | 04988279 |  | Solar |  |  | Active Application | Trade Secret | Trade |  |  | Residential | Solar*Rewards | Trade Secret | 2022
20252-215912-02 | Xcel Energy | 85 | 13781 | IOU | 04988347 | 12.47 | Solar |  |  | Interconnected | Trade Secret | Trade | GLK | GLK071 | Residential | Solar*Rewards | Trade Secret | 2022 | 2022
20252-215912-02 | Xcel Energy | 85 | 13781 | IOU | 04988465 | 3.747 | Solar |  |  | Interconnected | Trade Secret | Trade | WIL | WIL084 | Residential |  | Trade Secret | 2022 | 2022
20252-215912-02 | Xcel Energy | 85 | 13781 | IOU | 04988555 | 5.22 | Solar |  |  | Interconnected | Trade Secret | Trade | MPK | MPK068 | Residential |  | Trade Secret | 2022 | 2022
20252-215912-02 | Xcel Energy | 85 | 13781 | IOU | 04989045 | 12.47 | Solar |  |  | Interconnected | Trade Secret | Trade | WIL | WIL089 | Residential |  | Trade Secret | 2022 | 2023
20252-215912-02 | Xcel Energy | 85 | 13781 | IOU | 04989150 | 18 | Solar |  |  | Withdrawn | Trade Secret | Trade | WAT | WAT081 | Commercial | Solar*Rewards | Trade Secret | 2022
20252-215912-02 | Xcel Energy | 85 | 13781 | IOU | 04989155 | 3.747 | Solar |  |  | Active Application | Trade Secret | Trade | WAS | WAS092 | Residential |  | Trade Secret | 2022
20252-215912-02 | Xcel Energy | 85 | 13781 | IOU | 04989170 | 3.747 | Solar |  |  | Interconnected | Trade Secret | Trade | GLK | GLK071 | Residential |  | Trade Secret | 2022 | 2022
20252-215912-02 | Xcel Energy | 85 | 13781 | IOU | 04989237 | 23.51 | Solar |  |  | Interconnected | Trade Secret | Trade | GSL | GSL075 | Commercial | Solar*Rewards | Trade Secret | 2022 | 2024
20252-215912-02 | Xcel Energy | 85 | 13781 | IOU | 04989257 | 5.51 | Solar |  |  | Interconnected | Trade Secret | Trade | GLK | GLK073 | Residential | Solar*Rewards | Trade Secret | 2022 | 2023
20252-215912-02 | Xcel Energy | 85 | 13781 | IOU | 04989267 | 8.725 | Solar |  |  | Interconnected | Trade Secret | Trade | SLP | SLP076 | Commercial | Solar*Rewards | Trade Secret | 2022 | 2022
20252-215912-02 | Xcel Energy | 85 | 13781 | IOU | 04989306 | 3.49 | Solar |  |  | Interconnected | Trade Secret | Trade | LNS | LNS021 | Residential | Solar*Rewards | Trade Secret | 2022 | 2022
20252-215912-02 | Xcel Energy | 85 | 13781 | IOU | 04989319 | 11.866 | Solar |  |  | Interconnected | Trade Secret | Trade | RPL | RPL064 | Residential | Solar*Rewards | Trade Secret | 2022 | 2022
20252-215912-02 | Xcel Energy | 85 | 13781 | IOU | 04989330 | 12.329 | Solar |  | X | Interconnected | Trade Secret | Trade | RPO | RPO312 | Residential | Solar*Rewards | Trade Secret | 2022 | 2022
20252-215912-02 | Xcel Energy | 85 | 13781 | IOU | 04989558 | 97.998 | Solar |  |  | Active Application | Trade Secret | Trade | ESW | ESW061 | Commercial |  | Trade Secret | 2022
20252-215912-02 | Xcel Energy | 85 | 13781 | IOU | 04989566 | 25.356 | Solar |  | X | Interconnected | Trade Secret | Trade | ALK | ALK063 | Residential | Solar*Rewards | Trade Secret | 2022 | 2022
20252-215912-02 | Xcel Energy | 85 | 13781 | IOU | 04989574 |  | Solar |  |  | Active Application | Trade Secret | Trade |  |  | Residential | Solar*Rewards | Trade Secret | 2022
20252-215912-02 | Xcel Energy | 85 | 13781 | IOU | 04989581 | 11.6 | Solar |  |  | Withdrawn | Trade Secret | Trade | ECK | ECK063 | Residential |  | Trade Secret | 2022
20252-215912-02 | Xcel Energy | 85 | 13781 | IOU | 04990076 | 7.616 | Solar |  |  | Withdrawn | Trade Secret | Trade | SCA | SCA021 | Residential | Solar*Rewards | Trade Secret | 2022
20252-215912-02 | Xcel Energy | 85 | 13781 | IOU | 04990112 | 8.41 | Solar |  |  | Withdrawn | Trade Secret | Trade | BCH | BCH311 | Residential | Solar*Rewards | Trade Secret | 2022
20252-215912-02 | Xcel Energy | 85 | 13781 | IOU | 04990316 | 4.64 | Solar |  |  | Interconnected | Trade Secret | Trade | AFT | AFT322 | Residential | Solar*Rewards | Trade Secret | 2022 | 2022
20252-215912-02 | Xcel Energy | 85 | 13781 | IOU | 04990319 | 9.86 | Solar |  |  | Interconnected | Trade Secret | Trade | PKL | PKL065 | Residential | Solar*Rewards | Trade Secret | 2022 | 2022
20252-215912-02 | Xcel Energy | 85 | 13781 | IOU | 04990325 | 5.364 | Solar |  |  | Interconnected | Trade Secret | Trade | TER | TER062 | Residential |  | Trade Secret | 2022 | 2022
20252-215912-02 | Xcel Energy | 85 | 13781 | IOU | 04990449 |  | Solar |  |  | Active Application | Trade Secret | Trade |  |  | Residential | Solar*Rewards | Trade Secret | 2022
20252-215912-02 | Xcel Energy | 85 | 13781 | IOU | 04990455 |  | Solar |  |  | Active Application | Trade Secret | Trade |  |  | Residential | Solar*Rewards | Trade Secret | 2022
20252-215912-02 | Xcel Energy | 85 | 13781 | IOU | 04990458 |  | Solar |  |  | Active Application | Trade Secret | Trade |  |  | Residential | Solar*Rewards | Trade Secret | 2022
20252-215912-02 | Xcel Energy | 85 | 13781 | IOU | 04990537 | 432.9 | Solar |  |  | Interconnected | Trade Secret | Trade | BRP | BRP072 | Commercial | Solar*Rewards | Trade Secret | 2022 | 2025
20252-215912-02 | Xcel Energy | 85 | 13781 | IOU | 04990564 | 166.6 | Solar |  |  | Interconnected | Trade Secret | Trade | WIL | WIL074 | Commercial | Solar*Rewards | Trade Secret | 2022 | 2024
20252-215912-02 | Xcel Energy | 85 | 13781 | IOU | 04990596 | 160 | Solar |  |  | Interconnected | Trade Secret | Trade | RAM | RAM072 | Commercial | Solar*Rewards | Trade Secret | 2022 | 2023
20252-215912-02 | Xcel Energy | 85 | 13781 | IOU | 04990609 | 9.423 | Solar |  |  | Interconnected | Trade Secret | Trade | RPL | RPL074 | Residential |  | Trade Secret | 2022 | 2022
20252-215912-02 | Xcel Energy | 85 | 13781 | IOU | 04990614 | 99.9 | Solar |  |  | Interconnected | Trade Secret | Trade | OAD | OAD071 | Commercial | Solar*Rewards | Trade Secret | 2022 | 2023
20252-215912-02 | Xcel Energy | 85 | 13781 | IOU | 04990628 | 40 | Solar |  |  | Interconnected | Trade Secret | Trade | WES | WES064 | Commercial | Solar*Rewards | Trade Secret | 2022 | 2023
20252-215912-02 | Xcel Energy | 85 | 13781 | IOU | 04990634 | 6.96 | Solar |  |  | Interconnected | Trade Secret | Trade | RRK | RRK064 | Residential | Solar*Rewards | Trade Secret | 2022 | 2022
20252-215912-02 | Xcel Energy | 85 | 13781 | IOU | 04990647 | 7.54 | Solar |  | X | Withdrawn | Trade Secret | Trade | WIL | WIL063 | Residential | Solar*Rewards | Trade Secret | 2022
20252-215912-02 | Xcel Energy | 85 | 13781 | IOU | 04990650 | 319.8 | Solar |  |  | Withdrawn | Trade Secret | Trade | WIL | WIL071 | Commercial | Solar*Rewards | Trade Secret | 2022
20252-215912-02 | Xcel Energy | 85 | 13781 | IOU | 04990661 | 9.772 | Solar |  |  | Interconnected | Trade Secret | Trade | RMT | RMT321 | Residential | Solar*Rewards | Trade Secret | 2022 | 2022
20252-215912-02 | Xcel Energy | 85 | 13781 | IOU | 04990672 | 3.836 | Solar |  |  | Withdrawn | Trade Secret | Trade | ECK | ECK322 | Residential | Solar*Rewards | Trade Secret | 2022
20252-215912-02 | Xcel Energy | 85 | 13781 | IOU | 04990675 | 5.8 | Solar |  |  | Withdrawn | Trade Secret | Trade | PKL | PKL085 | Residential | Solar*Rewards | Trade Secret | 2022
20252-215912-02 | Xcel Energy | 85 | 13781 | IOU | 04990696 | 17.3 | Solar |  |  | Interconnected | Trade Secret | Trade | GSL | GSL075 | Commercial | Solar*Rewards | Trade Secret | 2022 | 2024
20252-215912-02 | Xcel Energy | 85 | 13781 | IOU | 04990701 | 360 | Solar |  |  | Interconnected | Trade Secret | Trade | WIL | WIL089 | Commercial | Solar*Rewards | Trade Secret | 2022 | 2024
20252-215912-02 | Xcel Energy | 85 | 13781 | IOU | 04990722 | 39.222 | Solar |  |  | Interconnected | Trade Secret | Trade | GSL | GSL074 | Commercial | Solar*Rewards | Trade Secret | 2022 | 2023
20252-215912-02 | Xcel Energy | 85 | 13781 | IOU | 04990739 |  | Solar |  |  | Active Application | Trade Secret | Trade |  |  | Residential | Solar*Rewards | Trade Secret | 2022
20252-215912-02 | Xcel Energy | 85 | 13781 | IOU | 04990753 | 27.3 | Solar |  |  | Interconnected | Trade Secret | Trade | GSL | GSL075 | Commercial | Solar*Rewards | Trade Secret | 2022 | 2025
20252-215912-02 | Xcel Energy | 85 | 13781 | IOU | 04990836 | 22.76 | Solar |  | X | Interconnected | Trade Secret | Trade | HSN | HSN321 | Residential | Solar*Rewards | Trade Secret | 2022 | 2022
20252-215912-02 | Xcel Energy | 85 | 13781 | IOU | 04990847 | 3.747 | Solar |  |  | Interconnected | Trade Secret | Trade | RPL | RPL063 | Residential |  | Trade Secret | 2022 | 2022
20252-215912-02 | Xcel Energy | 85 | 13781 | IOU | 04990857 | 8.768 | Solar |  |  | Withdrawn | Trade Secret | Trade | ECK | ECK322 | Residential | Solar*Rewards | Trade Secret | 2022
20252-215912-02 | Xcel Energy | 85 | 13781 | IOU | 04990915 |  | Solar |  |  | Active Application | Trade Secret | Trade |  |  | Residential | Solar*Rewards | Trade Secret | 2022
20252-215912-02 | Xcel Energy | 85 | 13781 | IOU | 04991029 |  | Solar |  |  | Active Application | Trade Secret | Trade |  |  | Residential | Solar*Rewards | Trade Secret | 2022
20252-215912-02 | Xcel Energy | 85 | 13781 | IOU | 04991077 | 34.6 | Solar |  |  | Withdrawn | Trade Secret | Trade | KAN | KAN031 | Residential | Solar*Rewards | Trade Secret | 2022
20252-215912-02 | Xcel Energy | 85 | 13781 | IOU | 04991112 | 9 | Solar |  |  | Interconnected | Trade Secret | Trade | SLP | SLP096 | Commercial | Solar*Rewards | Trade Secret | 2022 | 2022
20252-215912-02 | Xcel Energy | 85 | 13781 | IOU | 04991116 | 3.3 | Solar |  |  | Interconnected | Trade Secret | Trade | ECK | ECK322 | Residential |  | Trade Secret | 2022 | 2023
20252-215912-02 | Xcel Energy | 85 | 13781 | IOU | 04991251 | 5.052 | Solar |  |  | Withdrawn | Trade Secret | Trade | SLP | SLP084 | Residential | Solar*Rewards | Trade Secret | 2022
20252-215912-02 | Xcel Energy | 85 | 13781 | IOU | 04991279 | 4.992 | Solar |  |  | Interconnected | Trade Secret | Trade | SAV | SAV069 | Residential | Solar*Rewards | Trade Secret | 2022 | 2022
20252-215912-02 | Xcel Energy | 85 | 13781 | IOU | 04991293 |  | Solar |  |  | Active Application | Trade Secret | Trade |  |  | Residential | Solar*Rewards | Trade Secret | 2022
20252-215912-02 | Xcel Energy | 85 | 13781 | IOU | 04991303 | 4.93 | Solar |  |  | Withdrawn | Trade Secret | Trade | MHW | MHW311 | Residential |  | Trade Secret | 2022
20252-215912-02 | Xcel Energy | 85 | 13781 | IOU | 04991326 | 11.39 | Solar |  |  | Withdrawn | Trade Secret | Trade | WSG | WSG362 | Residential | Solar*Rewards | Trade Secret | 2022
20252-215912-02 | Xcel Energy | 85 | 13781 | IOU | 04991336 | 9.864 | Solar |  |  | Withdrawn | Trade Secret | Trade | MHW | MHW311 | Residential |  | Trade Secret | 2022
20252-215912-02 | Xcel Energy | 85 | 13781 | IOU | 04991360 | 5.052 | Solar |  |  | Interconnected | Trade Secret | Trade | MPK | MPK064 | Residential | Solar*Rewards | Trade Secret | 2022 | 2024
20252-215912-02 | Xcel Energy | 85 | 13781 | IOU | 04991827 | 9.57 | Solar |  |  | Active Application | Trade Secret | Trade | WAS | WAS092 | Residential |  | Trade Secret | 2022
20252-215912-02 | Xcel Energy | 85 | 13781 | IOU | 04991846 |  |  |  |  | Active Application | Trade Secret | Trade |  |  | Residential |  | Trade Secret | 2022
20252-215912-02 | Xcel Energy | 85 | 13781 | IOU | 04991863 | 6.96 | Solar |  |  | Interconnected | Trade Secret | Trade | ALD | ALD072 | Commercial | Solar*Rewards | Trade Secret | 2022 | 2023
20252-215912-02 | Xcel Energy | 85 | 13781 | IOU | 04991882 | 7.68 | Solar |  |  | Interconnected | Trade Secret | Trade | WIL | WIL089 | Residential |  | Trade Secret | 2022 | 2022
20252-215912-02 | Xcel Energy | 85 | 13781 | IOU | 04991904 | 7.68 | Solar |  |  | Interconnected | Trade Secret | Trade | FSL | FSL311 | Residential | Solar*Rewards | Trade Secret | 2022 | 2022
20252-215912-02 | Xcel Energy | 85 | 13781 | IOU | 04991963 | 7.616 | Solar |  |  | Interconnected | Trade Secret | Trade | ECK | ECK322 | Residential |  | Trade Secret | 2022 | 2022
20252-215912-02 | Xcel Energy | 85 | 13781 | IOU | 04991976 | 3.747 | Solar |  |  | Interconnected | Trade Secret | Trade | AFT | AFT315 | Residential |  | Trade Secret | 2022 | 2023
20252-215912-02 | Xcel Energy | 85 | 13781 | IOU | 04992056 | 5.22 | Solar |  |  | Withdrawn | Trade Secret | Trade | MHW | MHW311 | Residential | Solar*Rewards | Trade Secret | 2022
20252-215912-02 | Xcel Energy | 85 | 13781 | IOU | 04992098 | 300 | Solar |  |  | Interconnected | Trade Secret | Trade | TER | TER061 | Commercial |  | Trade Secret | 2022 | 2024
20252-215912-02 | Xcel Energy | 85 | 13781 | IOU | 04992142 | 150 | Solar |  |  | Interconnected | Trade Secret | Trade | OSS | OSS073 | Commercial |  | Trade Secret | 2022 | 2024
20252-215912-02 | Xcel Energy | 85 | 13781 | IOU | 04992184 | 11.31 | Solar |  |  | Active Application | Trade Secret | Trade | LCR | LCR311 | Residential |  | Trade Secret | 2022
20252-215912-02 | Xcel Energy | 85 | 13781 | IOU | 04992198 | 12.76 | Solar |  |  | Interconnected | Trade Secret | Trade | RPO | RPO311 | Residential |  | Trade Secret | 2022 | 2023
20252-215912-02 | Xcel Energy | 85 | 13781 | IOU | 04992201 | 99 | Solar |  |  | Interconnected | Trade Secret | Trade | RMT | RMT321 | Commercial |  | Trade Secret | 2022 | 2023
20252-215912-02 | Xcel Energy | 85 | 13781 | IOU | 04992215 | 150 | Solar |  |  | Interconnected | Trade Secret | Trade | AFT | AFT314 | Commercial |  | Trade Secret | 2022 | 2023
20252-215912-02 | Xcel Energy | 85 | 13781 | IOU | 04992252 | 5.48 | Solar |  |  | Withdrawn | Trade Secret | Trade | HSN | HSN322 | Residential | Solar*Rewards | Trade Secret | 2022
20252-215912-02 | Xcel Energy | 85 | 13781 | IOU | 04992264 | 5.5 | Solar |  |  | Withdrawn | Trade Secret | Trade | ECK | ECK322 | Residential | Solar*Rewards | Trade Secret | 2022
20252-215912-02 | Xcel Energy | 85 | 13781 | IOU | 04992289 | 12.76 | Solar |  |  | Interconnected | Trade Secret | Trade | AFT | AFT315 | Residential | Solar*Rewards | Trade Secret | 2022 | 2022
20252-215912-02 | Xcel Energy | 85 | 13781 | IOU | 04992388 | 7.54 | Solar |  |  | Withdrawn | Trade Secret | Trade | LEX | LEX075 | Residential | Solar*Rewards | Trade Secret | 2022
20252-215912-02 | Xcel Energy | 85 | 13781 | IOU | 04992412 | 7.83 | Solar |  |  | Interconnected | Trade Secret | Trade | VMR | VMR062 | Residential |  | Trade Secret | 2022 | 2022
20252-215912-02 | Xcel Energy | 85 | 13781 | IOU | 04992495 | 12.54 | Solar |  | X | Interconnected | Trade Secret | Trade | WWK | WWK321 | Residential | Solar*Rewards | Trade Secret | 2022 | 2022
20252-215912-02 | Xcel Energy | 85 | 13781 | IOU | 04992591 | 6.05 | Solar |  |  | Interconnected | Trade Secret | Trade | SOU | SOU065 | Residential |  | Trade Secret | 2022 | 2022
20252-215912-02 | Xcel Energy | 85 | 13781 | IOU | 04992687 | 6.046 | Solar |  |  | Active Application | Trade Secret | Trade | HWW | HWW072 | Commercial | Solar*Rewards | Trade Secret | 2022
20252-215912-02 | Xcel Energy | 85 | 13781 | IOU | 04992707 | 1000 | Solar |  |  | Active Application | Trade Secret | Trade |  |  | Community Solar Garden | Solar*Rewards Community | Trade Secret | 2022
20252-215912-02 | Xcel Energy | 85 | 13781 | IOU | 04992710 | 1000 | Solar |  |  | Withdrawn | Trade Secret | Trade | SCL | SCL311 | Community Solar Garden | Solar*Rewards Community | Trade Secret | 2022
20252-215912-02 | Xcel Energy | 85 | 13781 | IOU | 04992713 | 9.994 | Solar |  |  | Interconnected | Trade Secret | Trade | OPK | OPK077 | Residential | Solar*Rewards | Trade Secret | 2022 | 2022
20252-215912-02 | Xcel Energy | 85 | 13781 | IOU | 04993131 | 6.09 | Solar |  |  | Interconnected | Trade Secret | Trade | LOK | LOK062 | Residential | Solar*Rewards | Trade Secret | 2022 | 2022
20252-215912-02 | Xcel Energy | 85 | 13781 | IOU | 04993158 | 8.12 | Solar |  |  | Active Application | Trade Secret | Trade | WSG | WSG362 | Residential | Solar*Rewards | Trade Secret | 2022
20252-215912-02 | Xcel Energy | 85 | 13781 | IOU | 04993226 | 6.98 | Solar |  |  | Interconnected | Trade Secret | Trade | PKL | PKL085 | Residential | Solar*Rewards | Trade Secret | 2022 | 2023
20252-215912-02 | Xcel Energy | 85 | 13781 | IOU | 04993244 | 2.61 | Solar |  |  | Withdrawn | Trade Secret | Trade | BCR | BCR083 | Residential |  | Trade Secret | 2022
20252-215912-02 | Xcel Energy | 85 | 13781 | IOU | 04993272 | 9.772 | Solar |  |  | Interconnected | Trade Secret | Trade | BRP | BRP061 | Residential | Solar*Rewards | Trade Secret | 2022 | 2022
20252-215912-02 | Xcel Energy | 85 | 13781 | IOU | 04993317 | 8.7 | Solar |  |  | Interconnected | Trade Secret | Trade | WSG | WSG066 | Residential |  | Trade Secret | 2022 | 2022
20252-215912-02 | Xcel Energy | 85 | 13781 | IOU | 04993318 | 139.9 | Solar |  |  | Interconnected | Trade Secret | Trade | MEL | MEL061 | Commercial |  | Trade Secret | 2022 | 2023
20252-215912-02 | Xcel Energy | 85 | 13781 | IOU | 04993443 |  | Solar |  |  | Active Application | Trade Secret | Trade |  |  | Residential | Solar*Rewards | Trade Secret | 2022
20252-215912-02 | Xcel Energy | 85 | 13781 | IOU | 04993740 | 3.288 | Solar |  |  | Withdrawn | Trade Secret | Trade | ECK | ECK322 | Residential | Solar*Rewards | Trade Secret | 2022
20252-215912-02 | Xcel Energy | 85 | 13781 | IOU | 04993753 | 6.09 | Solar |  |  | Interconnected | Trade Secret | Trade | EDA | EDA075 | Residential |  | Trade Secret | 2022 | 2022
20252-215912-02 | Xcel Energy | 85 | 13781 | IOU | 04993775 | 11.39 | Solar |  |  | Withdrawn | Trade Secret | Trade |  |  | Commercial | Solar*Rewards | Trade Secret | 2022
20252-215912-02 | Xcel Energy | 85 | 13781 | IOU | 04993800 |  | Solar |  |  | Active Application | Trade Secret | Trade |  |  | Residential | Solar*Rewards | Trade Secret | 2022
20252-215912-02 | Xcel Energy | 85 | 13781 | IOU | 04993802 |  | Solar |  |  | Active Application | Trade Secret | Trade |  |  | Residential | Solar*Rewards | Trade Secret | 2022
20252-215912-02 | Xcel Energy | 85 | 13781 | IOU | 04993819 | 11.39 | Solar |  |  | Withdrawn | Trade Secret | Trade |  |  | Commercial | Solar*Rewards | Trade Secret | 2022
20252-215912-02 | Xcel Energy | 85 | 13781 | IOU | 04993951 |  |  |  |  | Active Application | Trade Secret | Trade |  |  | Residential |  | Trade Secret | 2022
20252-215912-02 | Xcel Energy | 85 | 13781 | IOU | 04993953 | 4.93 | Solar |  |  | Interconnected | Trade Secret | Trade | TWL | TWL066 | Residential |  | Trade Secret | 2022 | 2022
20252-215912-02 | Xcel Energy | 85 | 13781 | IOU | 04994342 | 9.994 | Solar |  |  | Interconnected | Trade Secret | Trade | SDX | SDX312 | Commercial | Solar*Rewards | Trade Secret | 2022 | 2021
20252-215912-02 | Xcel Energy | 85 | 13781 | IOU | 04994439 | 7.25 | Solar |  |  | Interconnected | Trade Secret | Trade | LIN | LIN031 | Residential | Solar*Rewards | Trade Secret | 2022 | 2022
20252-215912-02 | Xcel Energy | 85 | 13781 | IOU | 04994496 | 6.98 | Solar |  |  | Interconnected | Trade Secret | Trade | HSN | HSN321 | Residential | Solar*Rewards | Trade Secret | 2022 | 2022
20252-215912-02 | Xcel Energy | 85 | 13781 | IOU | 04994518 | 6.631 | Solar |  |  | Withdrawn | Trade Secret | Trade | LEX | LEX332 | Residential | Solar*Rewards | Trade Secret | 2022
20252-215912-02 | Xcel Energy | 85 | 13781 | IOU | 04994536 | 11.6 | Solar |  |  | Interconnected | Trade Secret | Trade | ECK | ECK063 | Residential | Solar*Rewards | Trade Secret | 2022 | 2022
20252-215912-02 | Xcel Energy | 85 | 13781 | IOU | 04994546 | 3.77 | Solar |  |  | Interconnected | Trade Secret | Trade | PKL | PKL085 | Residential | Solar*Rewards | Trade Secret | 2022 | 2022
20252-215912-02 | Xcel Energy | 85 | 13781 | IOU | 04994560 | 8.7 | Solar |  |  | Interconnected | Trade Secret | Trade | RPO | RPO311 | Residential | Solar*Rewards | Trade Secret | 2022 | 2022
20252-215912-02 | Xcel Energy | 85 | 13781 | IOU | 04994615 | 4.95 | Solar |  |  | Withdrawn | Trade Secret | Trade | ECK | ECK322 | Residential | Solar*Rewards | Trade Secret | 2022
20252-215912-02 | Xcel Energy | 85 | 13781 | IOU | 04994667 | 16.38 | Solar |  | X | Interconnected | Trade Secret | Trade | OPK | OPK073 | Residential |  | Trade Secret | 2022 | 2023
20252-215912-02 | Xcel Energy | 85 | 13781 | IOU | 04994685 | 7.7 | Solar |  |  | Withdrawn | Trade Secret | Trade | ECK | ECK322 | Residential | Solar*Rewards | Trade Secret | 2022
20252-215912-02 | Xcel Energy | 85 | 13781 | IOU | 04995048 | 4.64 | Solar |  |  | Active Application | Trade Secret | Trade | LCR | LCR311 | Residential |  | Trade Secret | 2022
20252-215912-02 | Xcel Energy | 85 | 13781 | IOU | 04995086 | 3.42 | Solar |  |  | Interconnected | Trade Secret | Trade | RLK | RLK073 | Residential | Solar*Rewards | Trade Secret | 2022 | 2022
20252-215912-02 | Xcel Energy | 85 | 13781 | IOU | 04995134 | 7.616 | Solar |  |  | Interconnected | Trade Secret | Trade | BCR | BCR083 | Residential | Solar*Rewards | Trade Secret | 2022 | 2022
20252-215912-02 | Xcel Energy | 85 | 13781 | IOU | 04995197 |  | Solar |  |  | Withdrawn | Trade Secret | Trade |  |  | Residential | Solar*Rewards | Trade Secret | 2022
20252-215912-02 | Xcel Energy | 85 | 13781 | IOU | 04995541 | 5.8 | Solar |  | X | Interconnected | Trade Secret | Trade | GLK | GLK073 | Residential | Solar*Rewards | Trade Secret | 2022 | 2022
20252-215912-02 | Xcel Energy | 85 | 13781 | IOU | 04995571 | 7.616 | Solar |  |  | Interconnected | Trade Secret | Trade | KOL | KOL062 | Residential | Solar*Rewards | Trade Secret | 2022 | 2023
20252-215912-02 | Xcel Energy | 85 | 13781 | IOU | 04995589 | 9.57 | Solar |  |  | Withdrawn | Trade Secret | Trade | WCR | WCR322 | Residential | Solar*Rewards | Trade Secret | 2022
20252-215912-02 | Xcel Energy | 85 | 13781 | IOU | 04995592 | 3.747 | Solar |  |  | Active Application | Trade Secret | Trade | UPP | UPP084 | Residential |  | Trade Secret | 2022
20252-215912-02 | Xcel Energy | 85 | 13781 | IOU | 04995602 | 7.616 | Solar |  |  | Interconnected | Trade Secret | Trade | APA | APA061 | Residential |  | Trade Secret | 2022 | 2023
20252-215912-02 | Xcel Energy | 85 | 13781 | IOU | 04995646 | 4.64 | Solar |  |  | Active Application | Trade Secret | Trade | DBL | DBL060 | Commercial | Solar*Rewards | Trade Secret | 2022
20252-215912-02 | Xcel Energy | 85 | 13781 | IOU | 04995664 | 10.47 | Solar |  |  | Interconnected | Trade Secret | Trade | GNL | GNL072 | Residential | Solar*Rewards | Trade Secret | 2022 | 2023
20252-215912-02 | Xcel Energy | 85 | 13781 | IOU | 04995753 | 3.836 | Solar |  |  | Withdrawn | Trade Secret | Trade | FSL | FSL312 | Residential | Solar*Rewards | Trade Secret | 2022
20252-215912-02 | Xcel Energy | 85 | 13781 | IOU | 04996065 | 5.052 | Solar |  |  | Interconnected | Trade Secret | Trade | ALD | ALD082 | Residential | Solar*Rewards | Trade Secret | 2022 | 2022
20252-215912-02 | Xcel Energy | 85 | 13781 | IOU | 04996159 | 19.21 | Solar |  | X | Interconnected | Trade Secret | Trade | EXC | EXC062 | Residential | Solar*Rewards | Trade Secret | 2022 | 2022
20252-215912-02 | Xcel Energy | 85 | 13781 | IOU | 04996166 | 26.522 | Solar |  |  | Active Application | Trade Secret | Trade | CHI | CHI311 | Residential |  | Trade Secret | 2022
20252-215912-02 | Xcel Energy | 85 | 13781 | IOU | 04996167 | 6.05 | Solar |  |  | Withdrawn | Trade Secret | Trade | VMR | VMR062 | Residential | Solar*Rewards | Trade Secret | 2022
20252-215912-02 | Xcel Energy | 85 | 13781 | IOU | 04996200 | 7.15 | Solar |  |  | Withdrawn | Trade Secret | Trade | HSN | HSN321 | Residential | Solar*Rewards | Trade Secret | 2022
20252-215912-02 | Xcel Energy | 85 | 13781 | IOU | 04996723 | 3.037 | Solar |  | X | Active Application | Trade Secret | Trade | GLD | GLD031 | Residential | Solar*Rewards | Trade Secret | 2022
20252-215912-02 | Xcel Energy | 85 | 13781 | IOU | 04996818 | 5.584 | Solar |  |  | Active Application | Trade Secret | Trade | PKL | PKL065 | Residential | Solar*Rewards | Trade Secret | 2022
20252-215912-02 | Xcel Energy | 85 | 13781 | IOU | 04996856 | 9.994 | Solar |  |  | Interconnected | Trade Secret | Trade | HWW | HWW072 | Commercial |  | Trade Secret | 2022 | 2023
20252-215912-02 | Xcel Energy | 85 | 13781 | IOU | 04997065 | 7.616 | Solar |  |  | Interconnected | Trade Secret | Trade | EDA | EDA073 | Residential | Solar*Rewards | Trade Secret | 2022 | 2022
20252-215912-02 | Xcel Energy | 85 | 13781 | IOU | 04997078 | 26.46 | Solar |  | X | Interconnected | Trade Secret | Trade | WSG | WSG061 | Residential | Solar*Rewards | Trade Secret | 2022 | 2022
20252-215912-02 | Xcel Energy | 85 | 13781 | IOU | 04997119 |  |  |  |  | Active Application | Trade Secret | Trade |  |  | Residential |  | Trade Secret | 2022
20252-215912-02 | Xcel Energy | 85 | 13781 | IOU | 04997121 | 36.05 |  |  |  | Withdrawn | Trade Secret | Trade | BYT | BYT072 | Residential |  | Trade Secret | 2022
20252-215912-02 | Xcel Energy | 85 | 13781 | IOU | 04997131 | 5.8 | Solar |  |  | Interconnected | Trade Secret | Trade | GRC | GRC313 | Residential |  | Trade Secret | 2022 | 2022
20252-215912-02 | Xcel Energy | 85 | 13781 | IOU | 04997156 | 4.93 | Solar |  |  | Active Application | Trade Secret | Trade | APA | APA073 | Residential | Solar*Rewards | Trade Secret | 2022
20252-215912-02 | Xcel Energy | 85 | 13781 | IOU | 04997250 | 17.61 | Solar |  |  | Active Application | Trade Secret | Trade | LIL | LIL021 | Residential | Solar*Rewards | Trade Secret | 2022
20252-215912-02 | Xcel Energy | 85 | 13781 | IOU | 04997299 | 39.98 | Solar |  |  | Interconnected | Trade Secret | Trade | WSG | WSG352 | Commercial |  | Trade Secret | 2022 | 2023
20252-215912-02 | Xcel Energy | 85 | 13781 | IOU | 04997300 | 4.06 | Solar |  |  | Withdrawn | Trade Secret | Trade | DBL | DBL066 | Residential | Solar*Rewards | Trade Secret | 2022
20252-215912-02 | Xcel Energy | 85 | 13781 | IOU | 04997419 | 8.12 | Solar |  |  | Withdrawn | Trade Secret | Trade | GNL | GNL072 | Residential | Solar*Rewards | Trade Secret | 2022
20252-215912-02 | Xcel Energy | 85 | 13781 | IOU | 04997488 | 14.5 | Solar |  |  | Withdrawn | Trade Secret | Trade | RRK | RRK063 | Residential |  | Trade Secret | 2022
20252-215912-02 | Xcel Energy | 85 | 13781 | IOU | 04997535 | 7.475 | Solar |  |  | Interconnected | Trade Secret | Trade | RLK | RLK073 | Residential | Solar*Rewards | Trade Secret | 2022 | 2023
20252-215912-02 | Xcel Energy | 85 | 13781 | IOU | 04997545 | 5.22 | Solar |  |  | Interconnected | Trade Secret | Trade | SHP | SHP061 | Residential |  | Trade Secret | 2022 | 2022
20252-215912-02 | Xcel Energy | 85 | 13781 | IOU | 04997596 | 3.141 | Solar |  |  | Interconnected | Trade Secret | Trade | SOU | SOU069 | Residential | Solar*Rewards | Trade Secret | 2022 | 2022
20252-215912-02 | Xcel Energy | 85 | 13781 | IOU | 04997616 | 36.05 |  |  |  | Withdrawn | Trade Secret | Trade | BYT | BYT072 | Residential |  | Trade Secret | 2022
20252-215912-02 | Xcel Energy | 85 | 13781 | IOU | 04997661 | 5.5 | Solar |  |  | Active Application | Trade Secret | Trade | SCL | SCL313 | Residential |  | Trade Secret | 2022
20252-215912-02 | Xcel Energy | 85 | 13781 | IOU | 04997686 | 6.05 | Solar |  |  | Withdrawn | Trade Secret | Trade | ALK | ALK072 | Residential | Solar*Rewards | Trade Secret | 2022
20252-215912-02 | Xcel Energy | 85 | 13781 | IOU | 04997702 |  | Solar |  |  | Withdrawn | Trade Secret | Trade |  |  | Residential | Solar*Rewards | Trade Secret | 2022
20252-215912-02 | Xcel Energy | 85 | 13781 | IOU | 04997705 |  | Solar |  |  | Active Application | Trade Secret | Trade |  |  | Residential | Solar*Rewards | Trade Secret | 2022
20252-215912-02 | Xcel Energy | 85 | 13781 | IOU | 04997713 | 12 | Solar |  |  | Withdrawn | Trade Secret | Trade | WAT | WAT081 | Residential | Solar*Rewards | Trade Secret | 2022
20252-215912-02 | Xcel Energy | 85 | 13781 | IOU | 04997762 | 28.84 | Solar |  |  | Withdrawn | Trade Secret | Trade | BYT | BYT072 | Residential |  | Trade Secret | 2022
20252-215912-02 | Xcel Energy | 85 | 13781 | IOU | 04997774 | 18.848 | Solar |  | X | Interconnected | Trade Secret | Trade | WAB | WAB021 | Residential | Solar*Rewards | Trade Secret | 2022 | 2024
20252-215912-02 | Xcel Energy | 85 | 13781 | IOU | 04997795 | 1.74 | Solar |  |  | Interconnected | Trade Secret | Trade | RRK | RRK064 | Residential |  | Trade Secret | 2022 | 2022
20252-215912-02 | Xcel Energy | 85 | 13781 | IOU | 04998188 | 13 | Solar |  |  | Interconnected | Trade Secret | Trade | MOL | MOL061 | Residential |  | Trade Secret | 2022 | 2022
20252-215912-02 | Xcel Energy | 85 | 13781 | IOU | 04998298 | 8.12 | Solar |  |  | Withdrawn | Trade Secret | Trade | HWW | HWW073 | Residential | Solar*Rewards | Trade Secret | 2022
20252-215912-02 | Xcel Energy | 85 | 13781 | IOU | 04998502 | 7.7 | Solar |  |  | Interconnected | Trade Secret | Trade | ECK | ECK322 | Residential |  | Trade Secret | 2022 | 2023
20252-215912-02 | Xcel Energy | 85 | 13781 | IOU | 04998527 | 8.8 | Solar |  |  | Withdrawn | Trade Secret | Trade | ECK | ECK322 | Residential | Solar*Rewards | Trade Secret | 2022
20252-215912-02 | Xcel Energy | 85 | 13781 | IOU | 04998657 | 34.17 | Solar |  |  | Interconnected | Trade Secret | Trade | MND | MND063 | Residential |  | Trade Secret | 2022 | 2022
20252-215912-02 | Xcel Energy | 85 | 13781 | IOU | 04998677 | 5.235 | Solar |  |  | Active Application | Trade Secret | Trade | MDT | MDT074 | Residential | Solar*Rewards | Trade Secret | 2022
20252-215912-02 | Xcel Energy | 85 | 13781 | IOU | 04998681 | 4.384 | Solar |  |  | Withdrawn | Trade Secret | Trade | ECK | ECK322 | Residential | Solar*Rewards | Trade Secret | 2022
20252-215912-02 | Xcel Energy | 85 | 13781 | IOU | 04998697 | 4.886 | Solar |  |  | Active Application | Trade Secret | Trade | MDT | MDT074 | Residential | Solar*Rewards | Trade Secret | 2022
20252-215912-02 | Xcel Energy | 85 | 13781 | IOU | 04998718 |  | Solar |  |  | Active Application | Trade Secret | Trade |  |  | Residential | Solar*Rewards | Trade Secret | 2022
20252-215912-02 | Xcel Energy | 85 | 13781 | IOU | 04998734 | 24 | Solar |  |  | Interconnected | Trade Secret | Trade | ALD | ALD092 | Commercial |  | Trade Secret | 2022 | 2023
20252-215912-02 | Xcel Energy | 85 | 13781 | IOU | 04998737 | 49.692 | Solar |  |  | Active Application | Trade Secret | Trade | RLK | RLK079 | Commercial | Solar*Rewards | Trade Secret | 2022
20252-215912-02 | Xcel Energy | 85 | 13781 | IOU | 04998745 | 8.7 | Solar |  |  | Interconnected | Trade Secret | Trade | HSN | HSN321 | Residential | Solar*Rewards | Trade Secret | 2022 | 2022
20252-215912-02 | Xcel Energy | 85 | 13781 | IOU | 04998780 | 4.95 | Solar |  |  | Withdrawn | Trade Secret | Trade | HUG | HUG311 | Residential | Solar*Rewards | Trade Secret | 2022
20252-215912-02 | Xcel Energy | 85 | 13781 | IOU | 04998784 |  |  |  |  | Active Application | Trade Secret | Trade |  |  | Residential |  | Trade Secret | 2022
20252-215912-02 | Xcel Energy | 85 | 13781 | IOU | 04998787 | 8.7 | Solar |  |  | Interconnected | Trade Secret | Trade | ALK | ALK072 | Residential |  | Trade Secret | 2022 | 2022
20252-215912-02 | Xcel Energy | 85 | 13781 | IOU | 04998790 | 17.61 | Solar |  |  | Withdrawn | Trade Secret | Trade | GRC | GRC312 | Residential | Solar*Rewards | Trade Secret | 2022
20252-215912-02 | Xcel Energy | 85 | 13781 | IOU | 04998798 |  | Solar |  |  | Active Application | Trade Secret | Trade | STY | STY065 | Commercial | Solar*Rewards | Trade Secret | 2022
20252-215912-02 | Xcel Energy | 85 | 13781 | IOU | 04998800 | 9.994 | Solar |  |  | Interconnected | Trade Secret | Trade | UPP | UPP084 | Residential |  | Trade Secret | 2022 | 2024
20252-215912-02 | Xcel Energy | 85 | 13781 | IOU | 04998823 | 3.85 | Solar |  |  | Withdrawn | Trade Secret | Trade | GLK | GLK074 | Residential | Solar*Rewards | Trade Secret | 2022
20252-215912-02 | Xcel Energy | 85 | 13781 | IOU | 04998854 | 3.288 | Solar |  |  | Withdrawn | Trade Secret | Trade | VMR | VMR062 | Residential | Solar*Rewards | Trade Secret | 2022
20252-215912-02 | Xcel Energy | 85 | 13781 | IOU | 04998881 | 49.692 | Solar |  |  | Active Application | Trade Secret | Trade | STY | STY065 | Commercial | Solar*Rewards | Trade Secret | 2022
20252-215912-02 | Xcel Energy | 85 | 13781 | IOU | 04998959 | 4.886 | Solar |  |  | Interconnected | Trade Secret | Trade | GSL | GSL075 | Residential | Solar*Rewards | Trade Secret | 2022 | 2023
20252-215912-02 | Xcel Energy | 85 | 13781 | IOU | 04998988 | 10.47 | Solar |  |  | Interconnected | Trade Secret | Trade | MEL | MEL077 | Residential | Solar*Rewards | Trade Secret | 2022 | 2022
20252-215912-02 | Xcel Energy | 85 | 13781 | IOU | 04999002 | 8.99 | Solar |  |  | Interconnected | Trade Secret | Trade | IDA | IDA073 | Residential | Solar*Rewards | Trade Secret | 2022 | 2023
20252-215912-02 | Xcel Energy | 85 | 13781 | IOU | 04999086 | 39.99 | Solar |  |  | Interconnected | Trade Secret | Trade | MST | MST075 | Commercial | Solar*Rewards | Trade Secret | 2022 | 2024
20252-215912-02 | Xcel Energy | 85 | 13781 | IOU | 04999377 | 4.06 | Solar |  |  | Withdrawn | Trade Secret | Trade | SOU | SOU082 | Residential | Solar*Rewards | Trade Secret | 2022
20252-215912-02 | Xcel Energy | 85 | 13781 | IOU | 04999545 | 8.12 | Solar |  |  | Interconnected | Trade Secret | Trade | HWW | HWW073 | Residential | Solar*Rewards | Trade Secret | 2022 | 2022
20252-215912-02 | Xcel Energy | 85 | 13781 | IOU | 04999552 | 5.8 | Solar |  |  | Interconnected | Trade Secret | Trade | HYL | HYL074 | Residential |  | Trade Secret | 2022 | 2023
20252-215912-02 | Xcel Energy | 85 | 13781 | IOU | 04999566 | 7.63 | Solar |  |  | Interconnected | Trade Secret | Trade | STY | STY062 | Residential |  | Trade Secret | 2022 | 2023
20252-215912-02 | Xcel Energy | 85 | 13781 | IOU | 04999583 |  |  |  |  | Active Application | Trade Secret | Trade |  |  | Residential |  | Trade Secret | 2022
20252-215912-02 | Xcel Energy | 85 | 13781 | IOU | 04999701 | 6.046 | Solar |  |  | Interconnected | Trade Secret | Trade | WCR | WCR322 | Residential | Solar*Rewards | Trade Secret | 2022 | 2022
20252-215912-02 | Xcel Energy | 85 | 13781 | IOU | 04999712 | 7.616 | Solar |  |  | Active Application | Trade Secret | Trade | SCA | SCA021 | Residential | Solar*Rewards | Trade Secret | 2022
20252-215912-02 | Xcel Energy | 85 | 13781 | IOU | 04999754 | 9.994 | Solar |  |  | Interconnected | Trade Secret | Trade | WIL | WIL084 | Residential | Solar*Rewards | Trade Secret | 2022 | 2022
20252-215912-02 | Xcel Energy | 85 | 13781 | IOU | 04999759 | 12.54 | Solar |  |  | Interconnected | Trade Secret | Trade | RPO | RPO312 | Residential | Solar*Rewards | Trade Secret | 2022 | 2024
20252-215912-02 | Xcel Energy | 85 | 13781 | IOU | 04999783 | 15.08 | Solar |  |  | Interconnected | Trade Secret | Trade | RAM | RAM064 | Commercial | Solar*Rewards | Trade Secret | 2022 | 2023
20252-215912-02 | Xcel Energy | 85 | 13781 | IOU | 04999809 | 5.584 | Solar |  |  | Interconnected | Trade Secret | Trade | ALD | ALD073 | Residential | Solar*Rewards | Trade Secret | 2022 | 2023
20252-215912-02 | Xcel Energy | 85 | 13781 | IOU | 04999838 | 13.96 | Solar |  |  | Withdrawn | Trade Secret | Trade | OPK | OPK073 | Residential | Solar*Rewards | Trade Secret | 2022
20252-215912-02 | Xcel Energy | 85 | 13781 | IOU | 04999863 | 7.329 | Solar |  |  | Interconnected | Trade Secret | Trade | SOU | SOU060 | Residential | Solar*Rewards | Trade Secret | 2022 | 2022
20252-215912-02 | Xcel Energy | 85 | 13781 | IOU | 04999876 | 8.376 | Solar |  |  | Interconnected | Trade Secret | Trade | WSG | WSG063 | Residential | Solar*Rewards | Trade Secret | 2022 | 2022
20252-215912-02 | Xcel Energy | 85 | 13781 | IOU | 04999912 | 3.77 | Solar |  |  | Withdrawn | Trade Secret | Trade | WTB | WTB021 | Residential | Solar*Rewards | Trade Secret | 2022
20252-215912-02 | Xcel Energy | 85 | 13781 | IOU | 04999932 | 5.235 | Solar |  |  | Interconnected | Trade Secret | Trade | WIL | WIL097 | Residential | Solar*Rewards | Trade Secret | 2022 | 2022
20252-215912-02 | Xcel Energy | 85 | 13781 | IOU | 04999989 | 5.8 | Solar |  |  | Interconnected | Trade Secret | Trade | BCH | BCH311 | Residential | Solar*Rewards | Trade Secret | 2022 | 2022
20252-215912-02 | Xcel Energy | 85 | 13781 | IOU | 05000165 |  | Solar |  |  | Active Application | Trade Secret | Trade |  |  | Residential | Solar*Rewards | Trade Secret | 2022
20252-215912-02 | Xcel Energy | 85 | 13781 | IOU | 05000229 | 4.64 | Solar |  |  | Withdrawn | Trade Secret | Trade | ECK | ECK322 | Residential |  | Trade Secret | 2022
20252-215912-02 | Xcel Energy | 85 | 13781 | IOU | 05000243 | 5.22 | Solar |  |  | Withdrawn | Trade Secret | Trade | HUG | HUG311 | Residential | Solar*Rewards | Trade Secret | 2022
20252-215912-02 | Xcel Energy | 85 | 13781 | IOU | 05000279 | 5.22 | Solar |  |  | Interconnected | Trade Secret | Trade | WCR | WCR322 | Residential | Solar*Rewards | Trade Secret | 2022 | 2022
20252-215912-02 | Xcel Energy | 85 | 13781 | IOU | 05000405 | 8.12 | Solar |  |  | Interconnected | Trade Secret | Trade | ALK | ALK064 | Residential |  | Trade Secret | 2022 | 2022
20252-215912-02 | Xcel Energy | 85 | 13781 | IOU | 05000830 | 8.376 | Solar |  |  | Interconnected | Trade Secret | Trade | WIN | WIN042 | Residential |  | Trade Secret | 2022 | 2022
20252-215912-02 | Xcel Energy | 85 | 13781 | IOU | 05001040 | 7.616 | Solar |  |  | Interconnected | Trade Secret | Trade | APA | APA069 | Residential | Solar*Rewards | Trade Secret | 2022 | 2022
20252-215912-02 | Xcel Energy | 85 | 13781 | IOU | 05001074 | 13.368 | Solar |  |  | Withdrawn | Trade Secret | Trade | MTV | MTV022 | Residential | Solar*Rewards | Trade Secret | 2022
20252-215912-02 | Xcel Energy | 85 | 13781 | IOU | 05001084 | 20.591 | Solar |  |  | Withdrawn | Trade Secret | Trade | LIN | LIN022 | Residential | Solar*Rewards | Trade Secret | 2022
20252-215912-02 | Xcel Energy | 85 | 13781 | IOU | 05001099 |  |  |  |  | Withdrawn | Trade Secret | Trade |  |  | Residential |  | Trade Secret | 2022
20252-215912-02 | Xcel Energy | 85 | 13781 | IOU | 05001117 | 6.67 | Solar |  |  | Withdrawn | Trade Secret | Trade | ELP | ELP062 | Commercial | Solar*Rewards | Trade Secret | 2022
20252-215912-02 | Xcel Energy | 85 | 13781 | IOU | 05001124 | 9.57 | Solar |  |  | Withdrawn | Trade Secret | Trade | GLK | GLK074 | Residential | Solar*Rewards | Trade Secret | 2022
20252-215912-02 | Xcel Energy | 85 | 13781 | IOU | 05001127 | 12.76 | Solar |  |  | Interconnected | Trade Secret | Trade | BEL | BEL061 | Residential |  | Trade Secret | 2022 | 2022
20252-215912-02 | Xcel Energy | 85 | 13781 | IOU | 05001158 | 9.772 | Solar |  |  | Interconnected | Trade Secret | Trade | MPK | MPK087 | Residential | Solar*Rewards | Trade Secret | 2022 | 2022
20252-215912-02 | Xcel Energy | 85 | 13781 | IOU | 05001290 | 20.01 | Solar |  |  | Interconnected | Trade Secret | Trade | GLK | GLK063 | Residential |  | Trade Secret | 2022 | 2022
20252-215912-02 | Xcel Energy | 85 | 13781 | IOU | 05001296 |  |  |  |  | Active Application | Trade Secret | Trade |  |  | Residential |  | Trade Secret | 2022
20252-215912-02 | Xcel Energy | 85 | 13781 | IOU | 05001342 | 11.4 | Solar |  |  | Withdrawn | Trade Secret | Trade | MTR | MTR021 | Residential | Solar*Rewards | Trade Secret | 2022
20252-215912-02 | Xcel Energy | 85 | 13781 | IOU | 05001370 | 3.747 | Solar |  |  | Interconnected | Trade Secret | Trade | IDA | IDA072 | Residential |  | Trade Secret | 2022 | 2023
20252-215912-02 | Xcel Energy | 85 | 13781 | IOU | 05001427 | 16.896 | Solar |  | X | Interconnected | Trade Secret | Trade | FIC | FIC031 | Residential |  | Trade Secret | 2022 | 2024
20252-215912-02 | Xcel Energy | 85 | 13781 | IOU | 05001444 | 5.8 | Solar |  |  | Interconnected | Trade Secret | Trade | WSG | WSG075 | Residential |  | Trade Secret | 2022 | 2022
20252-215912-02 | Xcel Energy | 85 | 13781 | IOU | 05001484 | 3.3 | Solar |  |  | Withdrawn | Trade Secret | Trade | HSN | HSN322 | Residential | Solar*Rewards | Trade Secret | 2022
20252-215912-02 | Xcel Energy | 85 | 13781 | IOU | 05001761 | 3.747 | Solar |  |  | Withdrawn | Trade Secret | Trade | FAB | FAB063 | Residential |  | Trade Secret | 2022
20252-215912-02 | Xcel Energy | 85 | 13781 | IOU | 05001962 | 69.2 | Solar |  |  | Interconnected | Trade Secret | Trade | LOK | LOK083 | Commercial |  | Trade Secret | 2022 | 2024
20252-215912-02 | Xcel Energy | 85 | 13781 | IOU | 05002359 | 9.994 | Solar |  |  | Interconnected | Trade Secret | Trade | KIM | KIM021 | Residential |  | Trade Secret | 2022 | 2023
20252-215912-02 | Xcel Energy | 85 | 13781 | IOU | 05002480 | 11.866 | Solar |  |  | Withdrawn | Trade Secret | Trade | GLD | GLD021 | Residential | Solar*Rewards | Trade Secret | 2022
20252-215912-02 | Xcel Energy | 85 | 13781 | IOU | 05002538 | 9.57 | Solar |  |  | Interconnected | Trade Secret | Trade | HUG | HUG321 | Residential |  | Trade Secret | 2022 | 2023
20252-215912-02 | Xcel Energy | 85 | 13781 | IOU | 05002626 |  | Solar |  |  | Active Application | Trade Secret | Trade |  |  | Residential | Solar*Rewards | Trade Secret | 2022
20252-215912-02 | Xcel Energy | 85 | 13781 | IOU | 05002652 | 3.747 | Solar |  |  | Active Application | Trade Secret | Trade | SHP | SHP072 | Residential |  | Trade Secret | 2022
20252-215912-02 | Xcel Energy | 85 | 13781 | IOU | 05002662 | 8.768 | Solar |  |  | Withdrawn | Trade Secret | Trade | HUG | HUG311 | Residential | Solar*Rewards | Trade Secret | 2022
20252-215912-02 | Xcel Energy | 85 | 13781 | IOU | 05002722 | 8.99 | Solar |  |  | Interconnected | Trade Secret | Trade | ECK | ECK322 | Residential | Solar*Rewards | Trade Secret | 2022 | 2022
20252-215912-02 | Xcel Energy | 85 | 13781 | IOU | 05002827 | 5.584 | Solar |  |  | Withdrawn | Trade Secret | Trade | ALD | ALD082 | Residential | Solar*Rewards | Trade Secret | 2022
20252-215912-02 | Xcel Energy | 85 | 13781 | IOU | 05002833 |  | Solar |  |  | Withdrawn | Trade Secret | Trade |  |  | Residential | Solar*Rewards | Trade Secret | 2022
20252-215912-02 | Xcel Energy | 85 | 13781 | IOU | 05002835 | 3.9 | Solar |  |  | Active Application | Trade Secret | Trade | ALD | ALD082 | Residential | Solar*Rewards | Trade Secret | 2022
20252-215912-02 | Xcel Energy | 85 | 13781 | IOU | 05003053 | 5.51 | Solar |  |  | Withdrawn | Trade Secret | Trade | MPK | MPK064 | Residential |  | Trade Secret | 2022
20252-215912-02 | Xcel Energy | 85 | 13781 | IOU | 05003066 | 13.34 | Solar |  |  | Interconnected | Trade Secret | Trade | RPL | RPL061 | Residential |  | Trade Secret | 2022 | 2022
20252-215912-02 | Xcel Energy | 85 | 13781 | IOU | 05003418 | 8.41 | Solar |  |  | Interconnected | Trade Secret | Trade | WSG | WSG075 | Residential |  | Trade Secret | 2022 | 2022
20252-215912-02 | Xcel Energy | 85 | 13781 | IOU | 05003483 |  |  |  |  | Active Application | Trade Secret | Trade |  |  | Residential |  | Trade Secret | 2022
20252-215912-02 | Xcel Energy | 85 | 13781 | IOU | 05003497 | 7.25 | Solar |  |  | Interconnected | Trade Secret | Trade | STY | STY061 | Residential |  | Trade Secret | 2022 | 2022
20252-215912-02 | Xcel Energy | 85 | 13781 | IOU | 05003596 | 9.994 | Solar |  |  | Interconnected | Trade Secret | Trade | WSG | WSG063 | Residential | Solar*Rewards | Trade Secret | 2022 | 2022
20252-215912-02 | Xcel Energy | 85 | 13781 | IOU | 05003632 | 15.046 | Solar |  |  | Interconnected | Trade Secret | Trade | GNL | GNL073 | Residential |  | Trade Secret | 2022 | 2022
20252-215912-02 | Xcel Energy | 85 | 13781 | IOU | 05003685 | 5.22 | Solar |  |  | Interconnected | Trade Secret | Trade | REW | REW033 | Residential |  | Trade Secret | 2022 | 2022
20252-215912-02 | Xcel Energy | 85 | 13781 | IOU | 05003779 | 3.747 | Solar |  |  | Interconnected | Trade Secret | Trade | SOU | SOU084 | Residential |  | Trade Secret | 2022 | 2022
20252-215912-02 | Xcel Energy | 85 | 13781 | IOU | 05003854 | 6 | Solar |  |  | Interconnected | Trade Secret | Trade | GLK | GLK063 | Residential | Solar*Rewards | Trade Secret | 2022 | 2023
20252-215912-02 | Xcel Energy | 85 | 13781 | IOU | 05003863 | 19.988 | Solar |  |  | Interconnected | Trade Secret | Trade | ANN | ANN021 | Residential | Solar*Rewards | Trade Secret | 2022 | 2023
20252-215912-02 | Xcel Energy | 85 | 13781 | IOU | 05003944 | 13.05 | Solar |  |  | Interconnected | Trade Secret | Trade | RPO | RPO311 | Residential |  | Trade Secret | 2022 | 2022
20252-215912-02 | Xcel Energy | 85 | 13781 | IOU | 05003977 | 12.18 | Solar |  |  | Active Application | Trade Secret | Trade | CHI | CHI311 | Residential |  | Trade Secret | 2022
20252-215912-02 | Xcel Energy | 85 | 13781 | IOU | 05004094 | 14.5 | Solar |  | X | Withdrawn | Trade Secret | Trade | ANN | ANN021 | Residential |  | Trade Secret | 2022
20252-215912-02 | Xcel Energy | 85 | 13781 | IOU | 05004103 | 8.99 | Solar |  |  | Interconnected | Trade Secret | Trade | ALK | ALK072 | Residential | Solar*Rewards | Trade Secret | 2022 | 2022
20252-215912-02 | Xcel Energy | 85 | 13781 | IOU | 05004113 | 34.6 | Solar |  |  | Interconnected | Trade Secret | Trade | GSL | GSL075 | Commercial | Solar*Rewards | Trade Secret | 2022 | 2024
20252-215912-02 | Xcel Energy | 85 | 13781 | IOU | 05004168 | 7.7 | Solar |  |  | Withdrawn | Trade Secret | Trade | HUG | HUG311 | Residential | Solar*Rewards | Trade Secret | 2022
20252-215912-02 | Xcel Energy | 85 | 13781 | IOU | 05004195 | 4.93 | Solar |  |  | Withdrawn | Trade Secret | Trade | HOL | HOL072 | Residential |  | Trade Secret | 2022
20252-215912-02 | Xcel Energy | 85 | 13781 | IOU | 05004200 | 3.85 | Solar |  |  | Withdrawn | Trade Secret | Trade | HUG | HUG311 | Residential | Solar*Rewards | Trade Secret | 2022
20252-215912-02 | Xcel Energy | 85 | 13781 | IOU | 05004227 | 8.8 | Solar |  |  | Withdrawn | Trade Secret | Trade | HUG | HUG311 | Residential | Solar*Rewards | Trade Secret | 2022
20252-215912-02 | Xcel Energy | 85 | 13781 | IOU | 05004256 |  | Solar |  |  | Withdrawn | Trade Secret | Trade |  |  | Residential | Solar*Rewards | Trade Secret | 2022
20252-215912-02 | Xcel Energy | 85 | 13781 | IOU | 05004271 | 7.7 | Solar |  |  | Interconnected | Trade Secret | Trade | LEX | LEX332 | Residential |  | Trade Secret | 2022 | 2022
20252-215912-02 | Xcel Energy | 85 | 13781 | IOU | 05004282 |  | Solar |  |  | Active Application | Trade Secret | Trade |  |  | Residential | Solar*Rewards | Trade Secret | 2022
20252-215912-02 | Xcel Energy | 85 | 13781 | IOU | 05004389 | 8.7 | Solar |  |  | Interconnected | Trade Secret | Trade | RRK | RRK082 | Residential | Solar*Rewards | Trade Secret | 2022 | 2022
20252-215912-02 | Xcel Energy | 85 | 13781 | IOU | 05004400 | 10.15 | Solar |  |  | Interconnected | Trade Secret | Trade | WDY | WDY311 | Residential | Solar*Rewards | Trade Secret | 2022 | 2022
20252-215912-02 | Xcel Energy | 85 | 13781 | IOU | 05004767 | 26.39 | Solar |  |  | Withdrawn | Trade Secret | Trade | CGR | CGR071 | Residential |  | Trade Secret | 2022
20252-215912-02 | Xcel Energy | 85 | 13781 | IOU | 05004878 |  |  |  |  | Active Application | Trade Secret | Trade |  |  | Residential |  | Trade Secret | 2022
20252-215912-02 | Xcel Energy | 85 | 13781 | IOU | 05004906 | 8.7 | Solar |  |  | Withdrawn | Trade Secret | Trade | LSP | LSP021 | Residential | Solar*Rewards | Trade Secret | 2022
20252-215912-02 | Xcel Energy | 85 | 13781 | IOU | 05004927 | 11.6 | Solar |  |  | Withdrawn | Trade Secret | Trade | LOW | LOW021 | Residential |  | Trade Secret | 2022
20252-215912-02 | Xcel Energy | 85 | 13781 | IOU | 05004998 | 8.7 | Solar |  |  | Withdrawn | Trade Secret | Trade | LSP | LSP021 | Residential |  | Trade Secret | 2022
20252-215912-02 | Xcel Energy | 85 | 13781 | IOU | 05005024 | 7.25 | Solar |  |  | Interconnected | Trade Secret | Trade | HWW | HWW072 | Residential | Solar*Rewards | Trade Secret | 2022 | 2023
20252-215912-02 | Xcel Energy | 85 | 13781 | IOU | 05005032 | 8 | Storage |  |  | Interconnected | Trade Secret | Trade | PKL | PKL085 | Residential |  | Trade Secret | 2022 | 2022
20252-215912-02 | Xcel Energy | 85 | 13781 | IOU | 05005208 | 16.04 | Solar |  |  | Interconnected | Trade Secret | Trade | WYO | WYO021 | Residential |  | Trade Secret | 2022 | 2022
20252-215912-02 | Xcel Energy | 85 | 13781 | IOU | 05005238 | 5.51 | Solar |  |  | Interconnected | Trade Secret | Trade | PKL | PKL075 | Residential | Solar*Rewards | Trade Secret | 2022 | 2022
20252-215912-02 | Xcel Energy | 85 | 13781 | IOU | 05005310 | 3.49 | Solar |  |  | Withdrawn | Trade Secret | Trade | MDT | MDT074 | Residential | Solar*Rewards | Trade Secret | 2022
20252-215912-02 | Xcel Energy | 85 | 13781 | IOU | 05005339 | 11.39 | Solar |  |  | Interconnected | Trade Secret | Trade | ECK | ECK322 | Residential | Solar*Rewards | Trade Secret | 2022 | 2022
20252-215912-02 | Xcel Energy | 85 | 13781 | IOU | 05005350 | 4.64 | Solar |  |  | Interconnected | Trade Secret | Trade | HWW | HWW074 | Residential |  | Trade Secret | 2022 | 2022
20252-215912-02 | Xcel Energy | 85 | 13781 | IOU | 05005453 | 3.19 | Solar |  |  | Interconnected | Trade Secret | Trade | GRC | GRC311 | Residential |  | Trade Secret | 2022 | 2022
20252-215912-02 | Xcel Energy | 85 | 13781 | IOU | 05005469 | 9.86 | Solar |  |  | Withdrawn | Trade Secret | Trade | WTN | WTN062 | Residential | Solar*Rewards | Trade Secret | 2022
20252-215912-02 | Xcel Energy | 85 | 13781 | IOU | 05005563 | 7.124 | Solar |  |  | Withdrawn | Trade Secret | Trade | HUG | HUG311 | Residential | Solar*Rewards | Trade Secret | 2022
20252-215912-02 | Xcel Energy | 85 | 13781 | IOU | 05005651 | 9.316 | Solar |  |  | Withdrawn | Trade Secret | Trade | HUG | HUG311 | Residential | Solar*Rewards | Trade Secret | 2022
20252-215912-02 | Xcel Energy | 85 | 13781 | IOU | 05005675 | 5.052 | Solar |  |  | Withdrawn | Trade Secret | Trade | MDT | MDT077 | Residential | Solar*Rewards | Trade Secret | 2022
20252-215912-02 | Xcel Energy | 85 | 13781 | IOU | 05005680 | 5.052 | Solar |  |  | Interconnected | Trade Secret | Trade | MDT | MDT077 | Residential |  | Trade Secret | 2022 | 2022
20252-215912-02 | Xcel Energy | 85 | 13781 | IOU | 05005759 | 5.052 | Solar |  |  | Interconnected | Trade Secret | Trade | GPH | GPH061 | Residential | Solar*Rewards | Trade Secret | 2022 | 2022
20252-215912-02 | Xcel Energy | 85 | 13781 | IOU | 05005783 |  | Solar |  |  | Active Application | Trade Secret | Trade |  |  | Residential | Solar*Rewards | Trade Secret | 2022
20252-215912-02 | Xcel Energy | 85 | 13781 | IOU | 05005876 | 11.168 | Solar |  |  | Withdrawn | Trade Secret | Trade | BRP | BRP061 | Residential |  | Trade Secret | 2022
20252-215912-02 | Xcel Energy | 85 | 13781 | IOU | 05006065 | 7.25 | Solar |  |  | Interconnected | Trade Secret | Trade | WRR | WRR075 | Residential | Solar*Rewards | Trade Secret | 2022 | 2023
20252-215912-02 | Xcel Energy | 85 | 13781 | IOU | 05006162 | 8.027 | Solar |  |  | Interconnected | Trade Secret | Trade | ALD | ALD092 | Residential |  | Trade Secret | 2022 | 2022
20252-215912-02 | Xcel Energy | 85 | 13781 | IOU | 05006183 | 5 | Storage |  |  | Interconnected | Trade Secret | Trade | SLP | SLP092 | Residential |  | Trade Secret | 2022 | 2022
20252-215912-02 | Xcel Energy | 85 | 13781 | IOU | 05006296 | 7.616 | Solar |  |  | Interconnected | Trade Secret | Trade | SLP | SLP084 | Residential | Solar*Rewards | Trade Secret | 2022 | 2022
20252-215912-02 | Xcel Energy | 85 | 13781 | IOU | 05006363 | 8.41 | Solar |  |  | Interconnected | Trade Secret | Trade | UPP | UPP085 | Residential |  | Trade Secret | 2022 | 2022
20252-215912-02 | Xcel Energy | 85 | 13781 | IOU | 05006661 | 17.964 | Solar |  |  | Interconnected | Trade Secret | Trade | PIL | PIL022 | Residential |  | Trade Secret | 2022 | 2022
20252-215912-02 | Xcel Energy | 85 | 13781 | IOU | 05006756 | 8.12 | Solar |  |  | Withdrawn | Trade Secret | Trade | MTR | MTR021 | Residential |  | Trade Secret | 2022
20252-215912-02 | Xcel Energy | 85 | 13781 | IOU | 05006760 | 987 | Solar |  |  | Active Application | Trade Secret | Trade | CRF | CRF062 | Commercial |  | Trade Secret | 2022
20252-215912-02 | Xcel Energy | 85 | 13781 | IOU | 05006798 | 7.25 | Solar |  |  | Interconnected | Trade Secret | Trade | WRR | WRR075 | Residential | Solar*Rewards | Trade Secret | 2022 | 2023
20252-215912-02 | Xcel Energy | 85 | 13781 | IOU | 05006831 | 6.282 | Solar |  |  | Active Application | Trade Secret | Trade | HWW | HWW073 | Residential | Solar*Rewards | Trade Secret | 2022
20252-215912-02 | Xcel Energy | 85 | 13781 | IOU | 05006845 | 8.027 | Solar |  |  | Withdrawn | Trade Secret | Trade | MPK | MPK085 | Residential |  | Trade Secret | 2022
20252-215912-02 | Xcel Energy | 85 | 13781 | IOU | 05006848 | 8.12 | Solar |  |  | Interconnected | Trade Secret | Trade | EDA | EDA089 | Residential |  | Trade Secret | 2022 | 2024
20252-215912-02 | Xcel Energy | 85 | 13781 | IOU | 05006861 | 3.48 | Solar |  |  | Withdrawn | Trade Secret | Trade | HWW | HWW073 | Residential | Solar*Rewards | Trade Secret | 2022
20252-215912-02 | Xcel Energy | 85 | 13781 | IOU | 05006870 | 3.49 | Solar |  |  | Interconnected | Trade Secret | Trade | WES | WES074 | Residential | Solar*Rewards | Trade Secret | 2022 | 2023
20252-215912-02 | Xcel Energy | 85 | 13781 | IOU | 05006878 | 5.22 | Solar |  |  | Interconnected | Trade Secret | Trade | APA | APA075 | Residential | Solar*Rewards | Trade Secret | 2022 | 2022
20252-215912-02 | Xcel Energy | 85 | 13781 | IOU | 05006880 | 8.12 | Solar |  |  | Interconnected | Trade Secret | Trade | MOL | MOL073 | Residential |  | Trade Secret | 2022 | 2022
20252-215912-02 | Xcel Energy | 85 | 13781 | IOU | 05006881 | 11.02 | Solar |  |  | Withdrawn | Trade Secret | Trade | NOF | NOF061 | Residential | Solar*Rewards | Trade Secret | 2022
20252-215912-02 | Xcel Energy | 85 | 13781 | IOU | 05006886 | 9.28 | Solar |  |  | Withdrawn | Trade Secret | Trade | ECK | ECK321 | Residential | Solar*Rewards | Trade Secret | 2022
20252-215912-02 | Xcel Energy | 85 | 13781 | IOU | 05006893 | 15.12 | Solar |  |  | Interconnected | Trade Secret | Trade | OAD | OAD073 | Residential |  | Trade Secret | 2022 | 2023
20252-215912-02 | Xcel Energy | 85 | 13781 | IOU | 05007408 | 6 | Solar |  |  | Interconnected | Trade Secret | Trade | SOU | SOU064 | Residential | Solar*Rewards | Trade Secret | 2022 | 2022
20252-215912-02 | Xcel Energy | 85 | 13781 | IOU | 05007534 | 7.25 | Solar |  |  | Interconnected | Trade Secret | Trade | WRR | WRR064 | Residential | Solar*Rewards | Trade Secret | 2022 | 2023
20252-215912-02 | Xcel Energy | 85 | 13781 | IOU | 05007568 | 8.12 | Solar |  |  | Interconnected | Trade Secret | Trade | HUG | HUG311 | Residential |  | Trade Secret | 2022 | 2023
20252-215912-02 | Xcel Energy | 85 | 13781 | IOU | 05007605 |  |  |  |  | Active Application | Trade Secret | Trade |  |  | Residential |  | Trade Secret | 2022
20252-215912-02 | Xcel Energy | 85 | 13781 | IOU | 05007730 | 7.25 | Solar |  |  | Interconnected | Trade Secret | Trade | WRR | WRR075 | Residential | Solar*Rewards | Trade Secret | 2022 | 2023
20252-215912-02 | Xcel Energy | 85 | 13781 | IOU | 05007747 | 3.49 | Solar |  |  | Active Application | Trade Secret | Trade | MDT | MDT071 | Residential | Solar*Rewards | Trade Secret | 2022
20252-215912-02 | Xcel Energy | 85 | 13781 | IOU | 05007860 | 10.44 | Solar |  |  | Interconnected | Trade Secret | Trade | HOL | HOL073 | Residential |  | Trade Secret | 2022 | 2023
20252-215912-02 | Xcel Energy | 85 | 13781 | IOU | 05007979 | 7.678 | Solar |  |  | Withdrawn | Trade Secret | Trade | MDT | MDT071 | Residential | Solar*Rewards | Trade Secret | 2022
20252-215912-02 | Xcel Energy | 85 | 13781 | IOU | 05008434 |  |  |  |  | Active Application | Trade Secret | Trade |  |  | Residential |  | Trade Secret | 2022
20252-215912-02 | Xcel Energy | 85 | 13781 | IOU | 05008486 | 7.329 | Solar |  |  | Withdrawn | Trade Secret | Trade | MDT | MDT073 | Residential | Solar*Rewards | Trade Secret | 2022
20252-215912-02 | Xcel Energy | 85 | 13781 | IOU | 05008591 | 14.5 | Solar |  |  | Interconnected | Trade Secret | Trade | TWL | TWL079 | Residential |  | Trade Secret | 2022 | 2022
20252-215912-02 | Xcel Energy | 85 | 13781 | IOU | 05008778 | 4.188 | Solar |  |  | Withdrawn | Trade Secret | Trade | MDT | MDT073 | Residential | Solar*Rewards | Trade Secret | 2022
20252-215912-02 | Xcel Energy | 85 | 13781 | IOU | 05009115 |  |  |  |  | Active Application | Trade Secret | Trade |  |  | Residential |  | Trade Secret | 2022
20252-215912-02 | Xcel Energy | 85 | 13781 | IOU | 05009843 | 4.4 | Solar |  |  | Withdrawn | Trade Secret | Trade | HUG | HUG311 | Residential | Solar*Rewards | Trade Secret | 2022
20252-215912-02 | Xcel Energy | 85 | 13781 | IOU | 05009904 | 6.38 | Solar |  |  | Interconnected | Trade Secret | Trade | MPK | MPK068 | Residential |  | Trade Secret | 2022 | 2022
20252-215912-02 | Xcel Energy | 85 | 13781 | IOU | 05009910 | 7.616 | Solar |  |  | Withdrawn | Trade Secret | Trade | TLK | TLK062 | Residential |  | Trade Secret | 2022
20252-215912-02 | Xcel Energy | 85 | 13781 | IOU | 05012200 | 7.25 | Solar |  |  | Interconnected | Trade Secret | Trade | TWL | TWL063 | Residential | Solar*Rewards | Trade Secret | 2022 | 2023
20252-215912-02 | Xcel Energy | 85 | 13781 | IOU | 05012221 | 8.41 | Solar |  |  | Interconnected | Trade Secret | Trade | WDY | WDY321 | Residential |  | Trade Secret | 2022 | 2022
20252-215912-02 | Xcel Energy | 85 | 13781 | IOU | 05012294 | 11.39 | Solar |  |  | Withdrawn | Trade Secret | Trade |  |  | Commercial | Solar*Rewards | Trade Secret | 2022
20252-215912-02 | Xcel Energy | 85 | 13781 | IOU | 05012311 | 11.39 | Solar |  |  | Withdrawn | Trade Secret | Trade |  |  | Commercial | Solar*Rewards | Trade Secret | 2022
20252-215912-02 | Xcel Energy | 85 | 13781 | IOU | 05012312 | 7.25 | Solar |  |  | Interconnected | Trade Secret | Trade | SOU | SOU073 | Residential | Solar*Rewards | Trade Secret | 2022 | 2023
20252-215912-02 | Xcel Energy | 85 | 13781 | IOU | 05012421 | 9.86 | Solar |  |  | Interconnected | Trade Secret | Trade | HUG | HUG311 | Residential | Solar*Rewards | Trade Secret | 2022 | 2023
20252-215912-02 | Xcel Energy | 85 | 13781 | IOU | 05012446 | 9.994 | Solar |  |  | Interconnected | Trade Secret | Trade | WWK | WWK321 | Residential |  | Trade Secret | 2022 | 2023
20252-215912-02 | Xcel Energy | 85 | 13781 | IOU | 05012514 | 7.616 | Solar |  |  | Interconnected | Trade Secret | Trade | TLK | TLK062 | Residential |  | Trade Secret | 2022 | 2022
20252-215912-02 | Xcel Energy | 85 | 13781 | IOU | 05012568 | 12.18 | Solar |  |  | Interconnected | Trade Secret | Trade | CHE | CHE075 | Residential |  | Trade Secret | 2022 | 2023
20252-215912-02 | Xcel Energy | 85 | 13781 | IOU | 05012592 | 12.956 | Solar |  |  | Interconnected | Trade Secret | Trade | EDA | EDA075 | Residential |  | Trade Secret | 2022 | 2022
20252-215912-02 | Xcel Energy | 85 | 13781 | IOU | 05012631 | 9.994 | Solar |  |  | Interconnected | Trade Secret | Trade | WSG | WSG065 | Residential |  | Trade Secret | 2022 | 2022
20252-215912-02 | Xcel Energy | 85 | 13781 | IOU | 05012669 | 14.79 | Solar |  |  | Withdrawn | Trade Secret | Trade | GSL | GSL341 | Residential |  | Trade Secret | 2022
20252-215912-02 | Xcel Energy | 85 | 13781 | IOU | 05012764 | 4.95 | Solar |  |  | Interconnected | Trade Secret | Trade | RPO | RPO311 | Residential |  | Trade Secret | 2022 | 2023
20252-215912-02 | Xcel Energy | 85 | 13781 | IOU | 05012840 | 4.06 | Solar |  |  | Withdrawn | Trade Secret | Trade | WIL | WIL082 | Residential | Solar*Rewards | Trade Secret | 2022
20252-215912-02 | Xcel Energy | 85 | 13781 | IOU | 05012874 |  |  |  |  | Active Application | Trade Secret | Trade |  |  | Residential |  | Trade Secret | 2022
20252-215912-02 | Xcel Energy | 85 | 13781 | IOU | 05013976 | 4.537 | Solar |  |  | Withdrawn | Trade Secret | Trade | WDY | WDY311 | Residential | Solar*Rewards | Trade Secret | 2022
20252-215912-02 | Xcel Energy | 85 | 13781 | IOU | 05014276 | 12.76 | Solar |  |  | Interconnected | Trade Secret | Trade | ECK | ECK321 | Residential |  | Trade Secret | 2022 | 2022
20252-215912-02 | Xcel Energy | 85 | 13781 | IOU | 05014454 | 3.747 | Solar |  |  | Interconnected | Trade Secret | Trade | MDT | MDT073 | Commercial |  | Trade Secret | 2022 | 2022
20252-215912-02 | Xcel Energy | 85 | 13781 | IOU | 05014533 | 9.29 | Solar |  |  | Interconnected | Trade Secret | Trade | RPO | RPO312 | Residential |  | Trade Secret | 2022 | 2023
20252-215912-02 | Xcel Energy | 85 | 13781 | IOU | 05014536 |  | Solar |  |  | Active Application | Trade Secret | Trade |  |  | Residential | Solar*Rewards | Trade Secret | 2022
20252-215912-02 | Xcel Energy | 85 | 13781 | IOU | 05014779 | 19.18 | Solar |  |  | Active Application | Trade Secret | Trade | ALB | ALB022 | Commercial |  | Trade Secret | 2022
20252-215912-02 | Xcel Energy | 85 | 13781 | IOU | 05014875 | 7.616 | Solar |  |  | Active Application | Trade Secret | Trade | HAS | HAS031 | Residential |  | Trade Secret | 2022
20252-215912-02 | Xcel Energy | 85 | 13781 | IOU | 05015087 | 9.994 | Solar |  |  | Active Application | Trade Secret | Trade | WAS | WAS092 | Residential |  | Trade Secret | 2022
20252-215912-02 | Xcel Energy | 85 | 13781 | IOU | 05015375 | 3.19 | Solar |  |  | Withdrawn | Trade Secret | Trade | WES | WES061 | Residential |  | Trade Secret | 2022
20252-215912-02 | Xcel Energy | 85 | 13781 | IOU | 05015484 | 17.69 | Solar |  |  | Interconnected | Trade Secret | Trade | RLK | RLK071 | Residential |  | Trade Secret | 2022 | 2022
20252-215912-02 | Xcel Energy | 85 | 13781 | IOU | 05015531 | 11.39 | Solar |  |  | Interconnected | Trade Secret | Trade | MPK | MPK063 | Commercial |  | Trade Secret | 2022 | 2022
20252-215912-02 | Xcel Energy | 85 | 13781 | IOU | 05015599 | 2.75 | Solar |  |  | Withdrawn | Trade Secret | Trade | PBE | PBE061 | Residential |  | Trade Secret | 2022
20252-215912-02 | Xcel Energy | 85 | 13781 | IOU | 05015774 | 33.428 | Solar |  |  | Withdrawn | Trade Secret | Trade | SCL | SCL322 | Commercial | Solar*Rewards | Trade Secret | 2022
20252-215912-02 | Xcel Energy | 85 | 13781 | IOU | 05015836 | 3.19 | Solar |  |  | Active Application | Trade Secret | Trade | SOU | SOU063 | Residential |  | Trade Secret | 2022
20252-215912-02 | Xcel Energy | 85 | 13781 | IOU | 05016431 | 43.2 | Solar |  |  | Interconnected | Trade Secret | Trade | ELP | ELP084 | Commercial |  | Trade Secret | 2022 | 2023
20252-215912-02 | Xcel Energy | 85 | 13781 | IOU | 05016582 | 1000 | Solar |  |  | Withdrawn | Trade Secret | Trade | SLW | SLW062 | Community Solar Garden | Solar*Rewards Community | Trade Secret | 2022
20252-215912-02 | Xcel Energy | 85 | 13781 | IOU | 05016616 |  |  |  |  | Active Application | Trade Secret | Trade |  |  | Residential |  | Trade Secret | 2022
20252-215912-02 | Xcel Energy | 85 | 13781 | IOU | 05016654 | 7.54 | Solar |  |  | Active Application | Trade Secret | Trade | STW | STW021 | Residential |  | Trade Secret | 2022
20252-215912-02 | Xcel Energy | 85 | 13781 | IOU | 05017077 | 8.376 | Solar |  |  | Interconnected | Trade Secret | Trade | LEX | LEX332 | Residential |  | Trade Secret | 2022 | 2022
20252-215912-02 | Xcel Energy | 85 | 13781 | IOU | 05017105 | 32.108 | Solar |  | X | Interconnected | Trade Secret | Trade | HUG | HUG321 | Residential |  | Trade Secret | 2022 | 2023
20252-215912-02 | Xcel Energy | 85 | 13781 | IOU | 05017149 | 8.376 | Solar |  |  | Active Application | Trade Secret | Trade | SCA | SCA021 | Residential |  | Trade Secret | 2022
20252-215912-02 | Xcel Energy | 85 | 13781 | IOU | 05017176 | 3.48 | Solar |  |  | Interconnected | Trade Secret | Trade | SLP | SLP091 | Residential | Solar*Rewards | Trade Secret | 2022 | 2023
20252-215912-02 | Xcel Energy | 85 | 13781 | IOU | 05017212 | 4.35 | Solar |  |  | Interconnected | Trade Secret | Trade | PKL | PKL085 | Residential |  | Trade Secret | 2022 | 2023
20252-215912-02 | Xcel Energy | 85 | 13781 | IOU | 05017261 | 10.47 | Solar |  |  | Interconnected | Trade Secret | Trade | OPK | OPK077 | Residential |  | Trade Secret | 2022 | 2022
20252-215912-02 | Xcel Energy | 85 | 13781 | IOU | 05017281 | 20.94 | Solar |  |  | Active Application | Trade Secret | Trade | MHW | MHW311 | Commercial |  | Trade Secret | 2022
20252-215912-02 | Xcel Energy | 85 | 13781 | IOU | 05017331 | 5.8 | Solar |  |  | Interconnected | Trade Secret | Trade | AFT | AFT321 | Residential |  | Trade Secret | 2022 | 2022
20252-215912-02 | Xcel Energy | 85 | 13781 | IOU | 05017345 | 4.35 | Solar |  |  | Interconnected | Trade Secret | Trade | UPP | UPP086 | Residential |  | Trade Secret | 2022 | 2022
20252-215912-02 | Xcel Energy | 85 | 13781 | IOU | 05017356 | 12.564 | Solar |  |  | Withdrawn | Trade Secret | Trade |  |  | Residential | Solar*Rewards | Trade Secret | 2022
20252-215912-02 | Xcel Energy | 85 | 13781 | IOU | 05017367 | 13.63 | Solar |  |  | Interconnected | Trade Secret | Trade | ALD | ALD076 | Residential |  | Trade Secret | 2022 | 2023
20252-215912-02 | Xcel Energy | 85 | 13781 | IOU | 05017429 |  |  |  |  | Active Application | Trade Secret | Trade | WEL | WEL021 | Commercial |  | Trade Secret | 2022
20252-215912-02 | Xcel Energy | 85 | 13781 | IOU | 05019759 | 12.47 | Solar |  |  | Active Application | Trade Secret | Trade | FSL | FSL311 | Residential |  | Trade Secret | 2022
20252-215912-02 | Xcel Energy | 85 | 13781 | IOU | 05019977 | 3.747 | Solar |  |  | Active Application | Trade Secret | Trade | WIL | WIL063 | Residential |  | Trade Secret | 2022
20252-215912-02 | Xcel Energy | 85 | 13781 | IOU | 05019998 | 9.994 | Solar |  |  | Interconnected | Trade Secret | Trade | EDA | EDA075 | Residential |  | Trade Secret | 2022 | 2021
20252-215912-02 | Xcel Energy | 85 | 13781 | IOU | 05020158 | 6.67 | Solar |  |  | Interconnected | Trade Secret | Trade | PKL | PKL085 | Residential |  | Trade Secret | 2022 | 2022
20252-215912-02 | Xcel Energy | 85 | 13781 | IOU | 05020175 | 9.57 | Solar |  |  | Interconnected | Trade Secret | Trade | WIL | WIL061 | Residential |  | Trade Secret | 2022 | 2022
20252-215912-02 | Xcel Energy | 85 | 13781 | IOU | 05020284 | 5.5 | Solar |  |  | Interconnected | Trade Secret | Trade | WIL | WIL071 | Residential |  | Trade Secret | 2022 | 2022
20252-215912-02 | Xcel Energy | 85 | 13781 | IOU | 05020367 | 3.49 | Solar |  |  | Interconnected | Trade Secret | Trade | SOU | SOU079 | Residential | Solar*Rewards | Trade Secret | 2022 | 2023
20252-215912-02 | Xcel Energy | 85 | 13781 | IOU | 05020384 | 4.64 | Solar |  |  | Interconnected | Trade Secret | Trade | WIL | WIL098 | Residential | Solar*Rewards | Trade Secret | 2022 | 2022
20252-215912-02 | Xcel Energy | 85 | 13781 | IOU | 05020398 | 4.886 | Solar |  |  | Withdrawn | Trade Secret | Trade | WES | WES074 | Residential | Solar*Rewards | Trade Secret | 2022
20252-215912-02 | Xcel Energy | 85 | 13781 | IOU | 05020409 | 6.282 | Solar |  |  | Interconnected | Trade Secret | Trade | MOL | MOL066 | Residential | Solar*Rewards | Trade Secret | 2022 | 2023
20252-215912-02 | Xcel Energy | 85 | 13781 | IOU | 05020417 | 9.772 | Solar |  |  | Interconnected | Trade Secret | Trade | SLP | SLP092 | Residential |  | Trade Secret | 2022 | 2022
20252-215912-02 | Xcel Energy | 85 | 13781 | IOU | 05021434 |  | Solar |  |  | Withdrawn | Trade Secret | Trade |  |  | Residential | Solar*Rewards | Trade Secret | 2022
20252-215912-02 | Xcel Energy | 85 | 13781 | IOU | 05021440 | 6.09 | Solar |  |  | Interconnected | Trade Secret | Trade | SOU | SOU069 | Residential |  | Trade Secret | 2022 | 2022
20252-215912-02 | Xcel Energy | 85 | 13781 | IOU | 05021653 | 11.31 | Solar |  |  | Withdrawn | Trade Secret | Trade | WAS | WAS092 | Residential |  | Trade Secret | 2022
20252-215912-02 | Xcel Energy | 85 | 13781 | IOU | 05021657 | 5.8 | Solar |  |  | Withdrawn | Trade Secret | Trade | HWW | HWW062 | Residential | Solar*Rewards | Trade Secret | 2022
20252-215912-02 | Xcel Energy | 85 | 13781 | IOU | 05021690 | 12.329 | Solar |  | X | Interconnected | Trade Secret | Trade | HOL | HOL072 | Residential |  | Trade Secret | 2022 | 2022
20252-215912-02 | Xcel Energy | 85 | 13781 | IOU | 05021711 | 7.329 | Solar |  |  | Interconnected | Trade Secret | Trade | MPK | MPK074 | Residential |  | Trade Secret | 2022 | 2022
20252-215912-02 | Xcel Energy | 85 | 13781 | IOU | 05021744 | 8.376 | Solar |  |  | Interconnected | Trade Secret | Trade | GSL | GSL079 | Commercial | Solar*Rewards | Trade Secret | 2022 | 2023
20252-215912-02 | Xcel Energy | 85 | 13781 | IOU | 05021763 | 6.96 | Solar |  |  | Withdrawn | Trade Secret | Trade | SHP | SHP072 | Residential |  | Trade Secret | 2022
20252-215912-02 | Xcel Energy | 85 | 13781 | IOU | 05021774 | 149.076 |  |  |  | Active Application | Trade Secret | Trade | HWW | HWW071 | Commercial |  | Trade Secret | 2022
20252-215912-02 | Xcel Energy | 85 | 13781 | IOU | 05023113 | 5.5 | Solar |  |  | Interconnected | Trade Secret | Trade | LEX | LEX332 | Residential |  | Trade Secret | 2022 | 2022
20252-215912-02 | Xcel Energy | 85 | 13781 | IOU | 05023625 | 6.67 | Solar |  |  | Withdrawn | Trade Secret | Trade | ELP | ELP062 | Commercial |  | Trade Secret | 2022
20252-215912-02 | Xcel Energy | 85 | 13781 | IOU | 05023646 | 6.028 | Solar |  |  | Interconnected | Trade Secret | Trade | HUG | HUG312 | Residential |  | Trade Secret | 2022 | 2022
20252-215912-02 | Xcel Energy | 85 | 13781 | IOU | 05023777 | 15.66 | Solar |  |  | Interconnected | Trade Secret | Trade | RWD | RWD063 | Residential |  | Trade Secret | 2022 | 2023
20252-215912-02 | Xcel Energy | 85 | 13781 | IOU | 05023793 | 5.8 | Solar |  |  | Interconnected | Trade Secret | Trade | MEL | MEL081 | Residential |  | Trade Secret | 2022 | 2023
20252-215912-02 | Xcel Energy | 85 | 13781 | IOU | 05023809 | 15.232 | Solar |  |  | Withdrawn | Trade Secret | Trade |  |  | Residential | Solar*Rewards | Trade Secret | 2022
20252-215912-02 | Xcel Energy | 85 | 13781 | IOU | 05023940 | 5.235 | Solar |  |  | Withdrawn | Trade Secret | Trade | LAC | LAC062 | Residential | Solar*Rewards | Trade Secret | 2022
20252-215912-02 | Xcel Energy | 85 | 13781 | IOU | 05024430 | 4.886 | Solar |  |  | Interconnected | Trade Secret | Trade | ALD | ALD073 | Residential | Solar*Rewards | Trade Secret | 2022 | 2023
20252-215912-02 | Xcel Energy | 85 | 13781 | IOU | 05024452 | 4.64 | Solar |  |  | Interconnected | Trade Secret | Trade | SHP | SHP061 | Residential | Solar*Rewards | Trade Secret | 2022 | 2023
20252-215912-02 | Xcel Energy | 85 | 13781 | IOU | 05024475 | 1000 | Solar |  |  | Withdrawn | Trade Secret | Trade | KIM | KIM021 | Community Solar Garden | Solar*Rewards Community | Trade Secret | 2022
20252-215912-02 | Xcel Energy | 85 | 13781 | IOU | 05024621 | 6.96 | Solar |  |  | Interconnected | Trade Secret | Trade | WEF | WEF071 | Residential | Solar*Rewards | Trade Secret | 2022 | 2023
20252-215912-02 | Xcel Energy | 85 | 13781 | IOU | 05024833 | 3.48 | Solar |  |  | Interconnected | Trade Secret | Trade | HWW | HWW062 | Residential |  | Trade Secret | 2022 | 2022
20252-215912-02 | Xcel Energy | 85 | 13781 | IOU | 05024941 | 3.141 | Solar |  |  | Withdrawn | Trade Secret | Trade | MPK | MPK063 | Residential | Solar*Rewards | Trade Secret | 2022
20252-215912-02 | Xcel Energy | 85 | 13781 | IOU | 05025644 | 7.83 | Solar |  |  | Withdrawn | Trade Secret | Trade | SLP | SLP092 | Residential |  | Trade Secret | 2022
20252-215912-02 | Xcel Energy | 85 | 13781 | IOU | 05025984 | 14.5 | Solar |  | X | Withdrawn | Trade Secret | Trade | ANN | ANN021 | Residential | Solar*Rewards | Trade Secret | 2022
20252-215912-02 | Xcel Energy | 85 | 13781 | IOU | 05027285 |  |  |  |  | Active Application | Trade Secret | Trade | MOL | MOL071 | Residential |  | Trade Secret | 2022
20252-215912-02 | Xcel Energy | 85 | 13781 | IOU | 05031250 | 5 | Storage |  |  | Withdrawn | Trade Secret | Trade | GFD | GFD021 | Residential |  | Trade Secret | 2022
20252-215912-02 | Xcel Energy | 85 | 13781 | IOU | 05031563 |  | Solar |  |  | Withdrawn | Trade Secret | Trade |  |  | Residential | Solar*Rewards | Trade Secret | 2022
20252-215912-02 | Xcel Energy | 85 | 13781 | IOU | 05031682 | 13.63 | Solar |  |  | Interconnected | Trade Secret | Trade | WYO | WYO021 | Residential |  | Trade Secret | 2022 | 2022
20252-215912-02 | Xcel Energy | 85 | 13781 | IOU | 05031728 | 11.89 | Solar |  |  | Withdrawn | Trade Secret | Trade | HSN | HSN312 | Residential |  | Trade Secret | 2022
20252-215912-02 | Xcel Energy | 85 | 13781 | IOU | 05031763 | 11.89 | Solar |  |  | Withdrawn | Trade Secret | Trade | HSN | HSN312 | Residential |  | Trade Secret | 2022
20252-215912-02 | Xcel Energy | 85 | 13781 | IOU | 05031839 | 7.329 | Solar |  |  | Interconnected | Trade Secret | Trade | HSN | HSN311 | Residential |  | Trade Secret | 2022 | 2022
20252-215912-02 | Xcel Energy | 85 | 13781 | IOU | 05031844 | 11.31 | Solar |  |  | Active Application | Trade Secret | Trade | WAS | WAS092 | Residential |  | Trade Secret | 2022
20252-215912-02 | Xcel Energy | 85 | 13781 | IOU | 05031930 | 6.631 | Solar |  |  | Interconnected | Trade Secret | Trade | CRL | CRL033 | Residential | Solar*Rewards | Trade Secret | 2022 | 2023
20252-215912-02 | Xcel Energy | 85 | 13781 | IOU | 05031950 | 8.027 | Solar |  |  | Interconnected | Trade Secret | Trade | DPN | DPN061 | Residential | Solar*Rewards | Trade Secret | 2022 | 2023
20252-215912-02 | Xcel Energy | 85 | 13781 | IOU | 05031971 | 7.678 | Solar |  |  | Interconnected | Trade Secret | Trade | RAM | RAM062 | Residential | Solar*Rewards | Trade Secret | 2022 | 2023
20252-215912-02 | Xcel Energy | 85 | 13781 | IOU | 05031998 | 8.725 | Solar |  |  | Interconnected | Trade Secret | Trade | MPK | MPK063 | Residential | Solar*Rewards | Trade Secret | 2022 | 2023
20252-215912-02 | Xcel Energy | 85 | 13781 | IOU | 05032017 | 17.8 | Solar |  | X | Interconnected | Trade Secret | Trade | MND | MND061 | Residential | Solar*Rewards | Trade Secret | 2022 | 2023
20252-215912-02 | Xcel Energy | 85 | 13781 | IOU | 05032154 |  |  |  |  | Active Application | Trade Secret | Trade |  |  | Residential |  | Trade Secret | 2022
20252-215912-02 | Xcel Energy | 85 | 13781 | IOU | 05032216 | 6.6 | Solar |  |  | Interconnected | Trade Secret | Trade | ALK | ALK072 | Residential |  | Trade Secret | 2022 | 2022
20252-215912-02 | Xcel Energy | 85 | 13781 | IOU | 05032455 | 7.15 | Solar |  |  | Interconnected | Trade Secret | Trade | HUG | HUG312 | Residential |  | Trade Secret | 2022 | 2022
20252-215912-02 | Xcel Energy | 85 | 13781 | IOU | 05032688 |  |  |  |  | Active Application | Trade Secret | Trade |  |  | Residential |  | Trade Secret | 2022
20252-215912-02 | Xcel Energy | 85 | 13781 | IOU | 05032728 | 7.7 | Solar |  |  | Interconnected | Trade Secret | Trade | TWL | TWL082 | Residential |  | Trade Secret | 2022 | 2022
20252-215912-02 | Xcel Energy | 85 | 13781 | IOU | 05032829 | 5.12 | Solar |  |  | Interconnected | Trade Secret | Trade | CNC | CNC071 | Residential |  | Trade Secret | 2023 | 2023
20252-215912-02 | Xcel Energy | 85 | 13781 | IOU | 05032883 |  |  |  |  | Active Application | Trade Secret | Trade |  |  | Residential |  | Trade Secret | 2022
20252-215912-02 | Xcel Energy | 85 | 13781 | IOU | 05032898 | 3.747 | Solar |  |  | Active Application | Trade Secret | Trade | EDA | EDA084 | Residential |  | Trade Secret | 2022
20252-215912-02 | Xcel Energy | 85 | 13781 | IOU | 05032934 | 8.99 | Solar |  |  | Interconnected | Trade Secret | Trade | WDY | WDY311 | Residential |  | Trade Secret | 2022 | 2022
20252-215912-02 | Xcel Energy | 85 | 13781 | IOU | 05115382 | 2.32 | Solar |  |  | Active Application | Trade Secret | Trade | HWW | HWW062 | Residential |  | Trade Secret | 2022
20252-215912-02 | Xcel Energy | 85 | 13781 | IOU | 05115638 | 8.99 | Solar |  |  | Active Application | Trade Secret | Trade | GSL | GSL341 | Residential |  | Trade Secret | 2022
20252-215912-02 | Xcel Energy | 85 | 13781 | IOU | 05115925 | 4.35 | Solar |  |  | Interconnected | Trade Secret | Trade | EDA | EDA089 | Residential |  | Trade Secret | 2022 | 2022
20252-215912-02 | Xcel Energy | 85 | 13781 | IOU | 05115986 |  |  |  |  | Active Application | Trade Secret | Trade |  |  | Residential |  | Trade Secret | 2022
20252-215912-02 | Xcel Energy | 85 | 13781 | IOU | 05116204 | 10.47 | Solar |  |  | Withdrawn | Trade Secret | Trade | RIV | RIV075 | Commercial |  | Trade Secret | 2022
20252-215912-02 | Xcel Energy | 85 | 13781 | IOU | 05116214 | 15.198 | Solar |  |  | Interconnected | Trade Secret | Trade | HYL | HYL074 | Residential |  | Trade Secret | 2022 | 2023
20252-215912-02 | Xcel Energy | 85 | 13781 | IOU | 05116432 |  |  |  |  | Active Application | Trade Secret | Trade |  |  | Residential |  | Trade Secret | 2022
20252-215912-02 | Xcel Energy | 85 | 13781 | IOU | 05116561 | 9.86 | Solar |  |  | Interconnected | Trade Secret | Trade | MST | MST071 | Residential |  | Trade Secret | 2022 | 2022
20252-215912-02 | Xcel Energy | 85 | 13781 | IOU | 05117111 | 11.31 | Solar |  |  | Interconnected | Trade Secret | Trade | HUG | HUG321 | Residential |  | Trade Secret | 2022 | 2023
20252-215912-02 | Xcel Energy | 85 | 13781 | IOU | 05117418 |  |  |  |  | Active Application | Trade Secret | Trade |  |  | Residential |  | Trade Secret | 2022
20252-215912-02 | Xcel Energy | 85 | 13781 | IOU | 05117689 | 13.2 | Solar |  |  | Interconnected | Trade Secret | Trade | SAV | SAV071 | Residential |  | Trade Secret | 2022 | 2022
20252-215912-02 | Xcel Energy | 85 | 13781 | IOU | 05117767 |  | Solar |  |  | Active Application | Trade Secret | Trade |  |  | Residential | Solar*Rewards | Trade Secret | 2022
20252-215912-02 | Xcel Energy | 85 | 13781 | IOU | 05117785 | 560 | Solar |  |  | Withdrawn | Trade Secret | Trade |  |  | Community Solar Garden | Solar*Rewards Community | Trade Secret | 2023
20252-215912-02 | Xcel Energy | 85 | 13781 | IOU | 05117827 |  |  |  |  | Active Application | Trade Secret | Trade |  |  | Residential |  | Trade Secret | 2022
20252-215912-02 | Xcel Energy | 85 | 13781 | IOU | 05117831 | 8.12 | Solar |  |  | Interconnected | Trade Secret | Trade | GNL | GNL072 | Residential |  | Trade Secret | 2022 | 2023
20252-215912-02 | Xcel Energy | 85 | 13781 | IOU | 05118307 | 12.47 | Solar |  |  | Interconnected | Trade Secret | Trade | FSL | FSL311 | Residential |  | Trade Secret | 2022 | 2023
20252-215912-02 | Xcel Energy | 85 | 13781 | IOU | 05119940 | 10 | Solar |  |  | Active Application | Trade Secret | Trade | WES | WES072 | Residential | Solar*Rewards | Trade Secret | 2022
20252-215912-02 | Xcel Energy | 85 | 13781 | IOU | 05120075 | 3.839 | Solar |  |  | Interconnected | Trade Secret | Trade | PRR | PRR062 | Residential | Solar*Rewards | Trade Secret | 2022 | 2023
20252-215912-02 | Xcel Energy | 85 | 13781 | IOU | 05120088 | 6.282 | Solar |  |  | Interconnected | Trade Secret | Trade | RLK | RLK066 | Residential | Solar*Rewards | Trade Secret | 2022 | 2023
20252-215912-02 | Xcel Energy | 85 | 13781 | IOU | 05120093 | 4.188 | Solar |  |  | Withdrawn | Trade Secret | Trade | ALD | ALD085 | Residential | Solar*Rewards | Trade Secret | 2022
20252-215912-02 | Xcel Energy | 85 | 13781 | IOU | 05120113 | 5.8 | Solar |  |  | Withdrawn | Trade Secret | Trade | SOU | SOU075 | Residential |  | Trade Secret | 2022
20252-215912-02 | Xcel Energy | 85 | 13781 | IOU | 05120125 | 26.524 | Solar |  |  | Interconnected | Trade Secret | Trade | OPK | OPK077 | Commercial |  | Trade Secret | 2022 | 2023
20252-215912-02 | Xcel Energy | 85 | 13781 | IOU | 05121864 | 10.15 | Solar |  |  | Interconnected | Trade Secret | Trade | PRR | PRR062 | Residential |  | Trade Secret | 2022 | 2023
20252-215912-02 | Xcel Energy | 85 | 13781 | IOU | 05121920 | 15.232 | Solar |  |  | Interconnected | Trade Secret | Trade | WCR | WCR061 | Residential |  | Trade Secret | 2022 | 2023
20252-215912-02 | Xcel Energy | 85 | 13781 | IOU | 05121994 | 960 | Solar |  |  | Active Application | Trade Secret | Trade | HUG | HUG322 | Commercial |  | Trade Secret | 2022
20252-215912-02 | Xcel Energy | 85 | 13781 | IOU | 05122161 | 5.51 | Solar |  |  | Interconnected | Trade Secret | Trade | TER | TER062 | Residential |  | Trade Secret | 2022 | 2022
20252-215912-02 | Xcel Energy | 85 | 13781 | IOU | 05122216 | 6.96 | Solar |  |  | Interconnected | Trade Secret | Trade | UPP | UPP082 | Residential |  | Trade Secret | 2022 | 2023
20252-215912-02 | Xcel Energy | 85 | 13781 | IOU | 05122225 | 4.35 | Solar |  |  | Interconnected | Trade Secret | Trade | CGR | CGR064 | Residential |  | Trade Secret | 2022 | 2022
20252-215912-02 | Xcel Energy | 85 | 13781 | IOU | 05122227 | 500 | Solar |  |  | Interconnected | Trade Secret | Trade | HSN | HSN311 | Commercial |  | Trade Secret | 2022 | 2024
20252-215912-02 | Xcel Energy | 85 | 13781 | IOU | 05122327 | 7.68 | Solar |  |  | Interconnected | Trade Secret | Trade | HUG | HUG312 | Residential |  | Trade Secret | 2022 | 2023
20252-215912-02 | Xcel Energy | 85 | 13781 | IOU | 05122390 | 7.15 | Solar |  |  | Interconnected | Trade Secret | Trade | WCR | WCR322 | Residential |  | Trade Secret | 2022 | 2022
20252-215912-02 | Xcel Energy | 85 | 13781 | IOU | 05122531 | 5.235 | Solar |  |  | Interconnected | Trade Secret | Trade | WES | WES074 | Residential |  | Trade Secret | 2022 | 2022
20252-215912-02 | Xcel Energy | 85 | 13781 | IOU | 05122533 | 7.54 | Solar |  |  | Interconnected | Trade Secret | Trade | HWW | HWW062 | Residential |  | Trade Secret | 2022 | 2022
20252-215912-02 | Xcel Energy | 85 | 13781 | IOU | 05122539 | 7.54 | Solar |  |  | Interconnected | Trade Secret | Trade | HOL | HOL072 | Residential |  | Trade Secret | 2022 | 2022
20252-215912-02 | Xcel Energy | 85 | 13781 | IOU | 05122546 | 3.48 | Solar |  |  | Interconnected | Trade Secret | Trade | MPK | MPK068 | Residential |  | Trade Secret | 2022 | 2022
20252-215912-02 | Xcel Energy | 85 | 13781 | IOU | 05122554 | 6.38 | Solar |  |  | Interconnected | Trade Secret | Trade | WCR | WCR322 | Residential |  | Trade Secret | 2022 | 2022
20252-215912-02 | Xcel Energy | 85 | 13781 | IOU | 05122563 | 7.329 | Solar |  |  | Interconnected | Trade Secret | Trade | ECK | ECK322 | Residential |  | Trade Secret | 2022 | 2023
20252-215912-02 | Xcel Energy | 85 | 13781 | IOU | 05122565 | 1.74 | Solar |  |  | Interconnected | Trade Secret | Trade | MPK | MPK082 | Residential |  | Trade Secret | 2022 | 2022
20252-215912-02 | Xcel Energy | 85 | 13781 | IOU | 05122570 | 18.7 | Solar |  | X | Interconnected | Trade Secret | Trade | MPK | MPK063 | Residential |  | Trade Secret | 2022 | 2022
20252-215912-02 | Xcel Energy | 85 | 13781 | IOU | 05123031 |  |  |  |  | Withdrawn | Trade Secret | Trade | SOU | SOU083 | Residential |  | Trade Secret | 2022
20252-215912-02 | Xcel Energy | 85 | 13781 | IOU | 05123042 | 4.64 | Solar |  |  | Active Application | Trade Secret | Trade | HUG | HUG322 | Residential |  | Trade Secret | 2022
20252-215912-02 | Xcel Energy | 85 | 13781 | IOU | 05123059 | 9.28 | Solar |  |  | Interconnected | Trade Secret | Trade | PBE | PBE061 | Residential |  | Trade Secret | 2022 | 2023
20252-215912-02 | Xcel Energy | 85 | 13781 | IOU | 05123081 | 7.616 | Solar |  |  | Interconnected | Trade Secret | Trade | APA | APA077 | Residential |  | Trade Secret | 2022 | 2023
20252-215912-02 | Xcel Energy | 85 | 13781 | IOU | 05123103 | 5.052 | Solar |  |  | Interconnected | Trade Secret | Trade | SCL | SCL313 | Residential |  | Trade Secret | 2022 | 2022
20252-215912-02 | Xcel Energy | 85 | 13781 | IOU | 05123105 | 7.54 | Solar |  |  | Interconnected | Trade Secret | Trade | RRK | RRK064 | Residential |  | Trade Secret | 2022 | 2023
20252-215912-02 | Xcel Energy | 85 | 13781 | IOU | 05123134 | 5.052 | Solar |  |  | Interconnected | Trade Secret | Trade | SLP | SLP097 | Residential |  | Trade Secret | 2022 | 2023
20252-215912-02 | Xcel Energy | 85 | 13781 | IOU | 05123155 | 3.747 | Solar |  |  | Interconnected | Trade Secret | Trade | WES | WES064 | Residential |  | Trade Secret | 2022 | 2022
20252-215912-02 | Xcel Energy | 85 | 13781 | IOU | 05123168 | 2.61 | Solar |  |  | Interconnected | Trade Secret | Trade | SLP | SLP085 | Residential |  | Trade Secret | 2022 | 2022
20252-215912-02 | Xcel Energy | 85 | 13781 | IOU | 05123191 | 3.06 | Solar |  |  | Withdrawn | Trade Secret | Trade | RLK | RLK066 | Residential |  | Trade Secret | 2022
20252-215912-02 | Xcel Energy | 85 | 13781 | IOU | 05123224 | 3.747 | Solar |  |  | Withdrawn | Trade Secret | Trade | TWL | TWL062 | Residential |  | Trade Secret | 2022
20252-215912-02 | Xcel Energy | 85 | 13781 | IOU | 05123242 | 5.052 | Solar |  |  | Withdrawn | Trade Secret | Trade | FAB | FAB071 | Residential |  | Trade Secret | 2022
20252-215912-02 | Xcel Energy | 85 | 13781 | IOU | 05123314 | 7.25 | Solar |  |  | Interconnected | Trade Secret | Trade | ALD | ALD088 | Residential | Solar*Rewards | Trade Secret | 2022 | 2023
20252-215912-02 | Xcel Energy | 85 | 13781 | IOU | 05123793 | 4.06 | Solar |  |  | Interconnected | Trade Secret | Trade | WWK | WWK321 | Residential |  | Trade Secret | 2022 | 2022
20252-215912-02 | Xcel Energy | 85 | 13781 | IOU | 05123830 | 5.052 | Solar |  |  | Interconnected | Trade Secret | Trade | OSS | OSS063 | Residential |  | Trade Secret | 2022 | 2022
20252-215912-02 | Xcel Energy | 85 | 13781 | IOU | 05124208 | 5.052 | Solar |  |  | Interconnected | Trade Secret | Trade | HYL | HYL062 | Residential |  | Trade Secret | 2022 | 2022
20252-215912-02 | Xcel Energy | 85 | 13781 | IOU | 05124260 | 6.96 | Solar |  |  | Active Application | Trade Secret | Trade | DBL | DBL081 | Residential |  | Trade Secret | 2022
20252-215912-02 | Xcel Energy | 85 | 13781 | IOU | 05124296 | 5.052 | Solar |  |  | Interconnected | Trade Secret | Trade | WCR | WCR322 | Residential |  | Trade Secret | 2022 | 2022
20252-215912-02 | Xcel Energy | 85 | 13781 | IOU | 05124325 | 3.799 | Solar |  |  | Interconnected | Trade Secret | Trade | WCR | WCR322 | Residential |  | Trade Secret | 2022 | 2022
20252-215912-02 | Xcel Energy | 85 | 13781 | IOU | 05124355 | 7.616 | Solar |  |  | Interconnected | Trade Secret | Trade | SOU | SOU083 | Residential |  | Trade Secret | 2022 | 2024
20252-215912-02 | Xcel Energy | 85 | 13781 | IOU | 05124878 | 3.747 | Solar |  |  | Interconnected | Trade Secret | Trade | TWL | TWL068 | Residential |  | Trade Secret | 2022 | 2022
20252-215912-02 | Xcel Energy | 85 | 13781 | IOU | 05124903 | 7.616 | Solar |  |  | Withdrawn | Trade Secret | Trade | MPK | MPK074 | Residential |  | Trade Secret | 2022
20252-215912-02 | Xcel Energy | 85 | 13781 | IOU | 05125071 | 7.25 | Solar |  |  | Withdrawn | Trade Secret | Trade | ALD | ALD088 | Residential |  | Trade Secret | 2022
20252-215912-02 | Xcel Energy | 85 | 13781 | IOU | 05125108 | 12.47 | Solar |  |  | Interconnected | Trade Secret | Trade | HUG | HUG321 | Residential | Solar*Rewards | Trade Secret | 2022 | 2023
20252-215912-02 | Xcel Energy | 85 | 13781 | IOU | 05125114 | 35.67 | Solar |  |  | Withdrawn | Trade Secret | Trade | AFT | AFT314 | Residential |  | Trade Secret | 2022
20252-215912-02 | Xcel Energy | 85 | 13781 | IOU | 05125178 | 10.15 | Solar |  |  | Interconnected | Trade Secret | Trade | GRI | GRI001 | Residential |  | Trade Secret | 2022 | 2023
20252-215912-02 | Xcel Energy | 85 | 13781 | IOU | 05125633 | 10.15 | Solar |  |  | Interconnected | Trade Secret | Trade | MOL | MOL063 | Residential |  | Trade Secret | 2022 | 2022
20252-215912-02 | Xcel Energy | 85 | 13781 | IOU | 05125647 | 5 | Storage |  |  | Interconnected | Trade Secret | Trade | LOK | LOK062 | Residential |  | Trade Secret | 2022 | 2022
20252-215912-02 | Xcel Energy | 85 | 13781 | IOU | 05125740 | 43.2 | Solar |  |  | Interconnected | Trade Secret | Trade | ECK | ECK322 | Commercial |  | Trade Secret | 2022 | 2023
20252-215912-02 | Xcel Energy | 85 | 13781 | IOU | 05125878 | 10.15 | Solar |  |  | Interconnected | Trade Secret | Trade | HUG | HUG321 | Residential |  | Trade Secret | 2022 | 2022
20252-215912-02 | Xcel Energy | 85 | 13781 | IOU | 05126203 | 8.12 | Solar |  |  | Interconnected | Trade Secret | Trade | APA | APA069 | Residential |  | Trade Secret | 2022 | 2024
20252-215912-02 | Xcel Energy | 85 | 13781 | IOU | 05126275 | 3.747 | Solar |  |  | Interconnected | Trade Secret | Trade | MOL | MOL071 | Residential |  | Trade Secret | 2022 | 2022
20252-215912-02 | Xcel Energy | 85 | 13781 | IOU | 05126540 | 7.2 | Solar |  |  | Active Application | Trade Secret | Trade | ALD | ALD076 | Residential | Solar*Rewards | Trade Secret | 2022
20252-215912-02 | Xcel Energy | 85 | 13781 | IOU | 05126838 | 99.9 | Solar |  |  | Withdrawn | Trade Secret | Trade |  |  | Commercial |  | Trade Secret | 2022
20252-215912-02 | Xcel Energy | 85 | 13781 | IOU | 05127050 | 5.052 | Solar |  |  | Active Application | Trade Secret | Trade | NOF | NOF061 | Residential |  | Trade Secret | 2022
20252-215912-02 | Xcel Energy | 85 | 13781 | IOU | 05127065 | 10.44 | Solar |  |  | Interconnected | Trade Secret | Trade | PKL | PKL066 | Residential |  | Trade Secret | 2022 | 2022
20252-215912-02 | Xcel Energy | 85 | 13781 | IOU | 05127077 | 9.994 | Solar |  |  | Interconnected | Trade Secret | Trade | MEL | MEL089 | Residential |  | Trade Secret | 2022 | 2023
20252-215912-02 | Xcel Energy | 85 | 13781 | IOU | 05127193 | 4.35 | Solar |  |  | Active Application | Trade Secret | Trade | SOU | SOU081 | Residential |  | Trade Secret | 2022
20252-215912-02 | Xcel Energy | 85 | 13781 | IOU | 05127198 | 9.074 | Solar |  |  | Interconnected | Trade Secret | Trade | IDA | IDA074 | Residential |  | Trade Secret | 2022 | 2022
20252-215912-02 | Xcel Energy | 85 | 13781 | IOU | 05127278 | 10.88 | Solar |  |  | Active Application | Trade Secret | Trade | HUG | HUG312 | Residential |  | Trade Secret | 2022
20252-215912-02 | Xcel Energy | 85 | 13781 | IOU | 05127314 |  |  |  |  | Active Application | Trade Secret | Trade |  |  | Residential |  | Trade Secret | 2022
20252-215912-02 | Xcel Energy | 85 | 13781 | IOU | 05127334 | 8.96 | Solar |  |  | Interconnected | Trade Secret | Trade | HUG | HUG312 | Residential |  | Trade Secret | 2022 | 2023
20252-215912-02 | Xcel Energy | 85 | 13781 | IOU | 05127350 | 14.5 | Solar |  |  | Interconnected | Trade Secret | Trade | ANN | ANN021 | Residential |  | Trade Secret | 2022 | 2022
20252-215912-02 | Xcel Energy | 85 | 13781 | IOU | 05127406 | 12.16 | Solar |  |  | Interconnected | Trade Secret | Trade | CTR | CTR031 | Residential |  | Trade Secret | 2022 | 2022
20252-215912-02 | Xcel Energy | 85 | 13781 | IOU | 05127595 | 9.57 | Solar |  |  | Interconnected | Trade Secret | Trade | MEL | MEL078 | Residential |  | Trade Secret | 2022 | 2022
20252-215912-02 | Xcel Energy | 85 | 13781 | IOU | 05127604 | 17.4 | Solar |  |  | Interconnected | Trade Secret | Trade | GFD | GFD021 | Residential |  | Trade Secret | 2022 | 2023
20252-215912-02 | Xcel Energy | 85 | 13781 | IOU | 05128052 |  |  |  |  | Active Application | Trade Secret | Trade |  |  | Residential |  | Trade Secret | 2022
20252-215912-02 | Xcel Energy | 85 | 13781 | IOU | 05128067 | 298.152 | Solar |  |  | Interconnected | Trade Secret | Trade | STY | STY065 | Commercial |  | Trade Secret | 2022 | 2024
20252-215912-02 | Xcel Energy | 85 | 13781 | IOU | 05128082 | 400 | Solar |  |  | Interconnected | Trade Secret | Trade | STY | STY065 | Commercial |  | Trade Secret | 2023 | 2024
20252-215912-02 | Xcel Energy | 85 | 13781 | IOU | 05128091 | 150 | Solar |  |  | Interconnected | Trade Secret | Trade | RLK | RLK079 | Commercial |  | Trade Secret | 2022 | 2024
20252-215912-02 | Xcel Energy | 85 | 13781 | IOU | 05128240 | 1000 | Solar |  |  | Active Application | Trade Secret | Trade |  |  | Community Solar Garden | Solar*Rewards Community | Trade Secret | 2022
20252-215912-02 | Xcel Energy | 85 | 13781 | IOU | 05128264 | 43.2 | Solar |  |  | Active Application | Trade Secret | Trade | ALD | ALD072 | Commercial |  | Trade Secret | 2022
20252-215912-02 | Xcel Energy | 85 | 13781 | IOU | 05128290 | 133.2 | Solar |  |  | Active Application | Trade Secret | Trade | ALD | ALD097 | Commercial |  | Trade Secret | 2022
20252-215912-02 | Xcel Energy | 85 | 13781 | IOU | 05128291 |  |  |  |  | Withdrawn | Trade Secret | Trade |  |  | Residential |  | Trade Secret | 2022
20252-215912-02 | Xcel Energy | 85 | 13781 | IOU | 05128292 | 43.2 | Solar |  |  | Active Application | Trade Secret | Trade | HWW | HWW062 | Commercial |  | Trade Secret | 2022
20252-215912-02 | Xcel Energy | 85 | 13781 | IOU | 05128310 | 49.692 | Solar |  |  | Active Application | Trade Secret | Trade | FST | FST002 | Commercial |  | Trade Secret | 2022
20252-215912-02 | Xcel Energy | 85 | 13781 | IOU | 05128343 | 66.6 | Solar |  |  | Active Application | Trade Secret | Trade | HWW | HWW071 | Commercial |  | Trade Secret | 2022
20252-215912-02 | Xcel Energy | 85 | 13781 | IOU | 05128372 | 133.2 | Solar |  |  | Active Application | Trade Secret | Trade | SLP | SLP084 | Commercial |  | Trade Secret | 2022
20252-215912-02 | Xcel Energy | 85 | 13781 | IOU | 05128389 | 9.994 | Solar |  | X | Interconnected | Trade Secret | Trade | WSG | WSG362 | Residential |  | Trade Secret | 2022 | 2022
20252-215912-02 | Xcel Energy | 85 | 13781 | IOU | 05128464 | 1.745 | Solar |  |  | Interconnected | Trade Secret | Trade | MPK | MPK082 | Residential |  | Trade Secret | 2022 | 2022
20252-215912-02 | Xcel Energy | 85 | 13781 | IOU | 05128756 | 10 | Solar |  |  | Interconnected | Trade Secret | Trade | LAB | LAB312 | Residential |  | Trade Secret | 2022 | 2022
20252-215912-02 | Xcel Energy | 85 | 13781 | IOU | 05128829 | 6.046 | Solar |  |  | Active Application | Trade Secret | Trade | MPK | MPK074 | Residential |  | Trade Secret | 2022
20252-215912-02 | Xcel Energy | 85 | 13781 | IOU | 05129907 | 3.747 | Solar |  |  | Active Application | Trade Secret | Trade | WIL | WIL062 | Residential |  | Trade Secret | 2022
20252-215912-02 | Xcel Energy | 85 | 13781 | IOU | 05130115 | 7.54 | Solar |  |  | Interconnected | Trade Secret | Trade | WYO | WYO022 | Residential |  | Trade Secret | 2022 | 2023
20252-215912-02 | Xcel Energy | 85 | 13781 | IOU | 05130148 | 6.67 | Solar |  |  | Interconnected | Trade Secret | Trade | WCR | WCR062 | Residential |  | Trade Secret | 2022 | 2023
20252-215912-02 | Xcel Energy | 85 | 13781 | IOU | 05130245 | 1000 | Solar |  |  | Withdrawn | Trade Secret | Trade | FAP | FAP061 | Community Solar Garden | Solar*Rewards Community | Trade Secret | 2022
20252-215912-02 | Xcel Energy | 85 | 13781 | IOU | 05130521 | 3.84 | Solar |  |  | Interconnected | Trade Secret | Trade | MPK | MPK063 | Residential |  | Trade Secret | 2022 | 2024
20252-215912-02 | Xcel Energy | 85 | 13781 | IOU | 05130534 | 8.32 | Solar |  |  | Interconnected | Trade Secret | Trade | HUG | HUG312 | Residential |  | Trade Secret | 2022 | 2023
20252-215912-02 | Xcel Energy | 85 | 13781 | IOU | 05130583 |  |  |  |  | Active Application | Trade Secret | Trade |  |  | Residential |  | Trade Secret | 2022
20252-215912-02 | Xcel Energy | 85 | 13781 | IOU | 05130604 |  |  |  |  | Active Application | Trade Secret | Trade |  |  | Residential |  | Trade Secret | 2022
20252-215912-02 | Xcel Energy | 85 | 13781 | IOU | 05130648 |  | Solar |  |  | Active Application | Trade Secret | Trade |  |  | Residential | Solar*Rewards | Trade Secret | 2022
20252-215912-02 | Xcel Energy | 85 | 13781 | IOU | 05130659 |  | Solar |  |  | Active Application | Trade Secret | Trade |  |  | Residential | Solar*Rewards | Trade Secret | 2022
20252-215912-02 | Xcel Energy | 85 | 13781 | IOU | 05130674 |  |  |  |  | Active Application | Trade Secret | Trade |  |  | Residential |  | Trade Secret | 2022
20252-215912-02 | Xcel Energy | 85 | 13781 | IOU | 05130677 | 7.04 | Solar |  |  | Withdrawn | Trade Secret | Trade | TLK | TLK064 | Residential |  | Trade Secret | 2022
20252-215912-02 | Xcel Energy | 85 | 13781 | IOU | 05130687 |  |  |  |  | Active Application | Trade Secret | Trade |  |  | Residential |  | Trade Secret | 2022
20252-215912-02 | Xcel Energy | 85 | 13781 | IOU | 05130698 | 5.76 | Solar |  |  | Interconnected | Trade Secret | Trade | ECK | ECK322 | Residential |  | Trade Secret | 2022 | 2022
20252-215912-02 | Xcel Energy | 85 | 13781 | IOU | 05131109 | 5.8 | Solar |  |  | Interconnected | Trade Secret | Trade | HYL | HYL073 | Residential |  | Trade Secret | 2022 | 2022
20252-215912-02 | Xcel Energy | 85 | 13781 | IOU | 05131170 | 66.6 |  |  |  | Withdrawn | Trade Secret | Trade | RLK | RLK079 | Commercial |  | Trade Secret | 2022
20252-215912-02 | Xcel Energy | 85 | 13781 | IOU | 05131268 | 10.88 | Solar |  |  | Interconnected | Trade Secret | Trade | HUG | HUG312 | Residential |  | Trade Secret | 2022 | 2023
20252-215912-02 | Xcel Energy | 85 | 13781 | IOU | 05131286 | 10.88 | Solar |  |  | Interconnected | Trade Secret | Trade | HUG | HUG312 | Residential |  | Trade Secret | 2022 | 2022
20252-215912-02 | Xcel Energy | 85 | 13781 | IOU | 05131296 | 11.52 | Solar |  |  | Interconnected | Trade Secret | Trade | HUG | HUG312 | Residential |  | Trade Secret | 2022 | 2023
20252-215912-02 | Xcel Energy | 85 | 13781 | IOU | 05131315 | 133.2 | Solar |  |  | Interconnected | Trade Secret | Trade | SCL | SCL323 | Commercial |  | Trade Secret | 2022 | 2023
20252-215912-02 | Xcel Energy | 85 | 13781 | IOU | 05131346 | 319.8 | Solar |  |  | Interconnected | Trade Secret | Trade | TWL | TWL082 | Commercial |  | Trade Secret | 2022 | 2023
20252-215912-02 | Xcel Energy | 85 | 13781 | IOU | 05131394 | 10.15 | Solar |  |  | Active Application | Trade Secret | Trade | TWL | TWL072 | Residential |  | Trade Secret | 2022
20252-215912-02 | Xcel Energy | 85 | 13781 | IOU | 05131477 | 6.6 | Solar |  |  | Interconnected | Trade Secret | Trade | WCR | WCR321 | Residential |  | Trade Secret | 2022 | 2022
20252-215912-02 | Xcel Energy | 85 | 13781 | IOU | 05131493 | 160 | Solar |  |  | Active Application | Trade Secret | Trade | RMT | RMT321 | Commercial | Solar*Rewards | Trade Secret | 2022
20252-215912-02 | Xcel Energy | 85 | 13781 | IOU | 05131659 | 13.34 | Solar |  |  | Interconnected | Trade Secret | Trade | ALK | ALK072 | Residential |  | Trade Secret | 2022 | 2022
20252-215912-02 | Xcel Energy | 85 | 13781 | IOU | 05131768 | 25.23 | Solar |  |  | Withdrawn | Trade Secret | Trade | MTW | MTW021 | Residential |  | Trade Secret | 2022
20252-215912-02 | Xcel Energy | 85 | 13781 | IOU | 05131886 | 7.616 | Solar |  |  | Withdrawn | Trade Secret | Trade | VES | VES021 | Residential |  | Trade Secret | 2022
20252-215912-02 | Xcel Energy | 85 | 13781 | IOU | 05132096 | 9.994 | Solar |  |  | Interconnected | Trade Secret | Trade | CGR | CGR071 | Residential |  | Trade Secret | 2022 | 2022
20252-215912-02 | Xcel Energy | 85 | 13781 | IOU | 05132679 | 11.02 | Solar |  |  | Interconnected | Trade Secret | Trade | WSG | WSG066 | Residential |  | Trade Secret | 2022 | 2022
20252-215912-02 | Xcel Energy | 85 | 13781 | IOU | 05132903 | 8.376 | Solar |  |  | Interconnected | Trade Secret | Trade | RPO | RPO311 | Residential |  | Trade Secret | 2022 | 2022
20252-215912-02 | Xcel Energy | 85 | 13781 | IOU | 05133049 | 5.052 | Solar |  |  | Withdrawn | Trade Secret | Trade | MOL | MOL061 | Residential |  | Trade Secret | 2022
20252-215912-02 | Xcel Energy | 85 | 13781 | IOU | 05133063 | 5.1 | Solar |  |  | Interconnected | Trade Secret | Trade | PKL | PKL083 | Residential |  | Trade Secret | 2022 | 2023
20252-215912-02 | Xcel Energy | 85 | 13781 | IOU | 05133098 | 5.1 | Solar |  |  | Withdrawn | Trade Secret | Trade | PAT | PAT312 | Residential |  | Trade Secret | 2022
20252-215912-02 | Xcel Energy | 85 | 13781 | IOU | 05133238 | 4.64 | Solar |  |  | Interconnected | Trade Secret | Trade | DND | DND061 | Residential |  | Trade Secret | 2022 | 2022
20252-215912-02 | Xcel Energy | 85 | 13781 | IOU | 05133273 | 9.994 | Solar |  |  | Interconnected | Trade Secret | Trade | HUG | HUG321 | Residential |  | Trade Secret | 2022 | 2023
20252-215912-02 | Xcel Energy | 85 | 13781 | IOU | 05133296 | 35.985 | Solar |  |  | Active Application | Trade Secret | Trade | MDT | MDT071 | Commercial |  | Trade Secret | 2022
20252-215912-02 | Xcel Energy | 85 | 13781 | IOU | 05133492 | 7.04 | Solar |  |  | Withdrawn | Trade Secret | Trade | HUG | HUG312 | Residential |  | Trade Secret | 2022
20252-215912-02 | Xcel Energy | 85 | 13781 | IOU | 05133581 | 6.4 | Solar |  |  | Withdrawn | Trade Secret | Trade | VES | VES021 | Residential |  | Trade Secret | 2022
20252-215912-02 | Xcel Energy | 85 | 13781 | IOU | 05133614 | 3.84 | Solar |  |  | Interconnected | Trade Secret | Trade | HUG | HUG311 | Residential |  | Trade Secret | 2022 | 2023
20252-215912-02 | Xcel Energy | 85 | 13781 | IOU | 05133786 | 850 | Solar |  |  | Active Application | Trade Secret | Trade |  |  | Community Solar Garden | Solar*Rewards Community | Trade Secret | 2022
20252-215912-02 | Xcel Energy | 85 | 13781 | IOU | 05134060 | 6 | Solar |  |  | Interconnected | Trade Secret | Trade | PBE | PBE061 | Residential |  | Trade Secret | 2022 | 2022
20252-215912-02 | Xcel Energy | 85 | 13781 | IOU | 05134091 | 3.84 | Solar |  |  | Interconnected | Trade Secret | Trade | ECK | ECK322 | Residential |  | Trade Secret | 2022 | 2023
20252-215912-02 | Xcel Energy | 85 | 13781 | IOU | 05134238 | 5.052 | Solar |  |  | Withdrawn | Trade Secret | Trade | APA | APA075 | Residential |  | Trade Secret | 2022
20252-215912-02 | Xcel Energy | 85 | 13781 | IOU | 05134495 | 6.96 | Solar |  |  | Interconnected | Trade Secret | Trade | WCR | WCR322 | Residential |  | Trade Secret | 2022 | 2023
20252-215912-02 | Xcel Energy | 85 | 13781 | IOU | 05134698 | 7.83 | Solar |  |  | Interconnected | Trade Secret | Trade | RMT | RMT321 | Residential |  | Trade Secret | 2022 | 2022
20252-215912-02 | Xcel Energy | 85 | 13781 | IOU | 05134805 | 4.4 | Solar |  |  | Interconnected | Trade Secret | Trade | LLK | LLK071 | Residential |  | Trade Secret | 2022 | 2023
20252-215912-02 | Xcel Energy | 85 | 13781 | IOU | 05134985 | 8.41 | Solar |  |  | Interconnected | Trade Secret | Trade | GLK | GLK061 | Residential |  | Trade Secret | 2022 | 2022
20252-215912-02 | Xcel Energy | 85 | 13781 | IOU | 05135034 | 5.52 | Solar |  |  | Withdrawn | Trade Secret | Trade |  |  | Residential | Other | Trade Secret | 2022
20252-215912-02 | Xcel Energy | 85 | 13781 | IOU | 05137263 | 10.45 | Solar |  |  | Interconnected | Trade Secret | Trade | FSL | FSL311 | Residential |  | Trade Secret | 2022 | 2023
20252-215912-02 | Xcel Energy | 85 | 13781 | IOU | 05137609 | 6.282 | Solar |  |  | Interconnected | Trade Secret | Trade | MPK | MPK065 | Residential |  | Trade Secret | 2022 | 2022
20252-215912-02 | Xcel Energy | 85 | 13781 | IOU | 05137627 | 7.329 | Solar |  |  | Interconnected | Trade Secret | Trade | ECK | ECK062 | Residential |  | Trade Secret | 2022 | 2023
20252-215912-02 | Xcel Energy | 85 | 13781 | IOU | 05138097 | 5.22 | Solar |  |  | Interconnected | Trade Secret | Trade | VMR | VMR062 | Residential |  | Trade Secret | 2022 | 2023
20252-215912-02 | Xcel Energy | 85 | 13781 | IOU | 05138166 | 3.288 | Solar |  |  | Interconnected | Trade Secret | Trade | ECK | ECK322 | Residential |  | Trade Secret | 2022 | 2022
20252-215912-02 | Xcel Energy | 85 | 13781 | IOU | 05138172 | 7.124 | Solar |  |  | Interconnected | Trade Secret | Trade | HSN | HSN321 | Residential |  | Trade Secret | 2022 | 2022
20252-215912-02 | Xcel Energy | 85 | 13781 | IOU | 05138279 | 6.576 | Solar |  |  | Interconnected | Trade Secret | Trade | WCS | WCS062 | Residential |  | Trade Secret | 2022 | 2022
20252-215912-02 | Xcel Energy | 85 | 13781 | IOU | 05138308 | 7.672 | Solar |  |  | Interconnected | Trade Secret | Trade | HUG | HUG311 | Residential |  | Trade Secret | 2022 | 2023
20252-215912-02 | Xcel Energy | 85 | 13781 | IOU | 05138315 | 4.932 | Solar |  |  | Interconnected | Trade Secret | Trade | HSN | HSN321 | Residential |  | Trade Secret | 2022 | 2022
20252-215912-02 | Xcel Energy | 85 | 13781 | IOU | 05138380 | 4.4 | Solar |  |  | Interconnected | Trade Secret | Trade | LEX | LEX332 | Residential |  | Trade Secret | 2022 | 2022
20252-215912-02 | Xcel Energy | 85 | 13781 | IOU | 05138385 | 7.15 | Solar |  |  | Interconnected | Trade Secret | Trade | LEX | LEX332 | Residential |  | Trade Secret | 2022 | 2022
20252-215912-02 | Xcel Energy | 85 | 13781 | IOU | 05142352 | 4.932 | Solar |  |  | Interconnected | Trade Secret | Trade | ALK | ALK063 | Residential |  | Trade Secret | 2022 | 2022
20252-215912-02 | Xcel Energy | 85 | 13781 | IOU | 05142354 | 5.48 | Solar |  |  | Interconnected | Trade Secret | Trade | HSN | HSN322 | Residential |  | Trade Secret | 2022 | 2022
20252-215912-02 | Xcel Energy | 85 | 13781 | IOU | 05142356 | 9.864 | Solar |  |  | Interconnected | Trade Secret | Trade | WWK | WWK311 | Residential |  | Trade Secret | 2022 | 2022
20252-215912-02 | Xcel Energy | 85 | 13781 | IOU | 05147383 |  | Solar |  |  | Active Application | Trade Secret | Trade |  |  | Residential | Solar*Rewards | Trade Secret | 2022
20252-215912-02 | Xcel Energy | 85 | 13781 | IOU | 05147562 | 6.96 | Solar |  |  | Active Application | Trade Secret | Trade | EDA | EDA089 | Residential |  | Trade Secret | 2022
20252-215912-02 | Xcel Energy | 85 | 13781 | IOU | 05147605 | 13.699 | Solar |  |  | Interconnected | Trade Secret | Trade | CRL | CRL031 | Residential |  | Trade Secret | 2022 | 2023
20252-215912-02 | Xcel Energy | 85 | 13781 | IOU | 05147744 | 7.83 | Solar |  |  | Interconnected | Trade Secret | Trade | RPO | RPO311 | Residential |  | Trade Secret | 2022 | 2023
20252-215912-02 | Xcel Energy | 85 | 13781 | IOU | 05147882 | 4.06 | Solar |  |  | Interconnected | Trade Secret | Trade | DBL | DBL066 | Residential |  | Trade Secret | 2022 | 2022
20252-215912-02 | Xcel Energy | 85 | 13781 | IOU | 05148071 | 5.052 | Solar |  |  | Active Application | Trade Secret | Trade | ALB | ALB021 | Residential |  | Trade Secret | 2022
20252-215912-02 | Xcel Energy | 85 | 13781 | IOU | 05148385 | 21.17 | Solar |  |  | Withdrawn | Trade Secret | Trade | ATW | ATW062 | Residential |  | Trade Secret | 2022
20252-215912-02 | Xcel Energy | 85 | 13781 | IOU | 05148488 | 10.47 | Solar |  |  | Interconnected | Trade Secret | Trade | TLK | TLK067 | Residential |  | Trade Secret | 2022 | 2024
20252-215912-02 | Xcel Energy | 85 | 13781 | IOU | 05148492 |  | Solar |  |  | Active Application | Trade Secret | Trade | ALD | ALD083 | Residential | Solar*Rewards | Trade Secret | 2022
20252-215912-02 | Xcel Energy | 85 | 13781 | IOU | 05148677 | 4.64 | Solar |  |  | Withdrawn | Trade Secret | Trade | TWL | TWL072 | Residential |  | Trade Secret | 2022
20252-215912-02 | Xcel Energy | 85 | 13781 | IOU | 05148705 | 8.99 | Solar |  |  | Interconnected | Trade Secret | Trade | WCS | WCS072 | Residential |  | Trade Secret | 2022 | 2023
20252-215912-02 | Xcel Energy | 85 | 13781 | IOU | 05148713 | 6.96 | Solar |  |  | Interconnected | Trade Secret | Trade | SLP | SLP097 | Residential |  | Trade Secret | 2022 | 2023
20252-215912-02 | Xcel Energy | 85 | 13781 | IOU | 05149058 | 6 | Solar |  |  | Active Application | Trade Secret | Trade | NOF | NOF061 | Residential |  | Trade Secret | 2022
20252-215912-02 | Xcel Energy | 85 | 13781 | IOU | 05149138 | 40 | Solar |  |  | Interconnected | Trade Secret | Trade | TER | TER071 | Commercial |  | Trade Secret | 2022 | 2023
20252-215912-02 | Xcel Energy | 85 | 13781 | IOU | 05149242 |  |  |  |  | Active Application | Trade Secret | Trade |  |  | Residential |  | Trade Secret | 2022
20252-215912-02 | Xcel Energy | 85 | 13781 | IOU | 05149243 | 9.57 | Solar |  |  | Interconnected | Trade Secret | Trade | SLP | SLP076 | Residential |  | Trade Secret | 2022 | 2022
20252-215912-02 | Xcel Energy | 85 | 13781 | IOU | 05149260 | 24 | Storage |  |  | Interconnected | Trade Secret | Trade | WSG | WSG361 | Residential |  | Trade Secret | 2022 | 2022
20252-215912-02 | Xcel Energy | 85 | 13781 | IOU | 05149578 | 6.4 | Solar |  |  | Interconnected | Trade Secret | Trade | ECK | ECK322 | Residential |  | Trade Secret | 2022 | 2022
20252-215912-02 | Xcel Energy | 85 | 13781 | IOU | 05149609 | 8.96 | Solar |  |  | Interconnected | Trade Secret | Trade | WDY | WDY322 | Residential |  | Trade Secret | 2022 | 2022
20252-215912-02 | Xcel Energy | 85 | 13781 | IOU | 05149658 | 8.7 | Solar |  |  | Interconnected | Trade Secret | Trade | STY | STY061 | Residential |  | Trade Secret | 2022 | 2022
20252-215912-02 | Xcel Energy | 85 | 13781 | IOU | 05149734 | 240 | Solar |  |  | Interconnected | Trade Secret | Trade | TWL | TWL079 | Commercial |  | Trade Secret | 2023 | 2023
20252-215912-02 | Xcel Energy | 85 | 13781 | IOU | 05149811 |  |  |  |  | Active Application | Trade Secret | Trade |  |  | Residential |  | Trade Secret | 2022
20252-215912-02 | Xcel Energy | 85 | 13781 | IOU | 05149865 | 5.76 | Solar |  |  | Interconnected | Trade Secret | Trade | WDY | WDY322 | Residential |  | Trade Secret | 2022 | 2022
20252-215912-02 | Xcel Energy | 85 | 13781 | IOU | 05149876 | 5.12 | Solar |  |  | Interconnected | Trade Secret | Trade | WSG | WSG362 | Residential |  | Trade Secret | 2022 | 2022
20252-215912-02 | Xcel Energy | 85 | 13781 | IOU | 05149892 | 11 | Solar |  |  | Interconnected | Trade Secret | Trade | DND | DND061 | Residential |  | Trade Secret | 2022 | 2022
20252-215912-02 | Xcel Energy | 85 | 13781 | IOU | 05149896 | 6.6 | Solar |  |  | Interconnected | Trade Secret | Trade | ALK | ALK067 | Residential |  | Trade Secret | 2022 | 2022
20252-215912-02 | Xcel Energy | 85 | 13781 | IOU | 05149900 | 3.85 | Solar |  |  | Interconnected | Trade Secret | Trade | HSN | HSN321 | Residential |  | Trade Secret | 2022 | 2022
20252-215912-02 | Xcel Energy | 85 | 13781 | IOU | 05149946 | 10.45 | Solar |  |  | Withdrawn | Trade Secret | Trade | HSN | HSN321 | Residential |  | Trade Secret | 2022
20252-215912-02 | Xcel Energy | 85 | 13781 | IOU | 05149950 | 6.05 | Solar |  |  | Interconnected | Trade Secret | Trade | ALK | ALK072 | Residential |  | Trade Secret | 2022 | 2022
20252-215912-02 | Xcel Energy | 85 | 13781 | IOU | 05149953 | 3.3 | Solar |  |  | Interconnected | Trade Secret | Trade | HSN | HSN322 | Residential |  | Trade Secret | 2022 | 2022
20252-215912-02 | Xcel Energy | 85 | 13781 | IOU | 05149969 | 6.05 | Solar |  |  | Interconnected | Trade Secret | Trade | VMR | VMR062 | Residential |  | Trade Secret | 2022 | 2022
20252-215912-02 | Xcel Energy | 85 | 13781 | IOU | 05149972 | 4.95 | Solar |  |  | Interconnected | Trade Secret | Trade | HUG | HUG311 | Residential |  | Trade Secret | 2022 | 2022
20252-215912-02 | Xcel Energy | 85 | 13781 | IOU | 05149975 | 8.8 | Solar |  |  | Interconnected | Trade Secret | Trade | HUG | HUG311 | Residential |  | Trade Secret | 2022 | 2023
20252-215912-02 | Xcel Energy | 85 | 13781 | IOU | 05149979 | 7.15 | Solar |  |  | Interconnected | Trade Secret | Trade | HSN | HSN321 | Residential |  | Trade Secret | 2022 | 2022
20252-215912-02 | Xcel Energy | 85 | 13781 | IOU | 05149983 | 5.5 | Solar |  |  | Interconnected | Trade Secret | Trade | ECK | ECK322 | Residential |  | Trade Secret | 2022 | 2022
20252-215912-02 | Xcel Energy | 85 | 13781 | IOU | 05149987 | 4.4 | Solar |  |  | Interconnected | Trade Secret | Trade | HUG | HUG311 | Residential |  | Trade Secret | 2022 | 2022
20252-215912-02 | Xcel Energy | 85 | 13781 | IOU | 05149988 | 4.4 | Solar |  |  | Interconnected | Trade Secret | Trade | RRK | RRK064 | Residential |  | Trade Secret | 2022 | 2022
20252-215912-02 | Xcel Energy | 85 | 13781 | IOU | 05149994 | 12.1 | Solar |  |  | Interconnected | Trade Secret | Trade | HSN | HSN321 | Residential |  | Trade Secret | 2022 | 2023
20252-215912-02 | Xcel Energy | 85 | 13781 | IOU | 05150056 | 4.95 | Solar |  |  | Interconnected | Trade Secret | Trade | ECK | ECK322 | Residential |  | Trade Secret | 2022 | 2023
20252-215912-02 | Xcel Energy | 85 | 13781 | IOU | 05150059 | 7.7 | Solar |  |  | Interconnected | Trade Secret | Trade | ECK | ECK322 | Residential |  | Trade Secret | 2022 | 2022
20252-215912-02 | Xcel Energy | 85 | 13781 | IOU | 05150064 | 3.85 | Solar |  |  | Interconnected | Trade Secret | Trade | GLK | GLK074 | Residential |  | Trade Secret | 2022 | 2022
20252-215912-02 | Xcel Energy | 85 | 13781 | IOU | 05150080 | 3.85 | Solar |  |  | Interconnected | Trade Secret | Trade | HUG | HUG311 | Residential |  | Trade Secret | 2022 | 2022
20252-215912-02 | Xcel Energy | 85 | 13781 | IOU | 05150083 | 8.8 | Solar |  |  | Interconnected | Trade Secret | Trade | ECK | ECK322 | Residential |  | Trade Secret | 2022 | 2022
20252-215912-02 | Xcel Energy | 85 | 13781 | IOU | 05150087 | 7.124 | Solar |  |  | Interconnected | Trade Secret | Trade | HUG | HUG311 | Residential |  | Trade Secret | 2022 | 2022
20252-215912-02 | Xcel Energy | 85 | 13781 | IOU | 05150091 | 8.768 | Solar |  |  | Interconnected | Trade Secret | Trade | HUG | HUG311 | Residential |  | Trade Secret | 2022 | 2022
20252-215912-02 | Xcel Energy | 85 | 13781 | IOU | 05150112 | 3.836 | Solar |  |  | Interconnected | Trade Secret | Trade | ECK | ECK322 | Residential |  | Trade Secret | 2022 | 2022
20252-215912-02 | Xcel Energy | 85 | 13781 | IOU | 05150121 | 4.384 | Solar |  |  | Interconnected | Trade Secret | Trade | ECK | ECK322 | Residential |  | Trade Secret | 2022 | 2022
20252-215912-02 | Xcel Energy | 85 | 13781 | IOU | 05150126 | 4.384 | Solar |  |  | Interconnected | Trade Secret | Trade | HSN | HSN322 | Residential |  | Trade Secret | 2022 | 2022
20252-215912-02 | Xcel Energy | 85 | 13781 | IOU | 05150131 | 8.768 | Solar |  |  | Interconnected | Trade Secret | Trade | ECK | ECK322 | Residential |  | Trade Secret | 2022 | 2022
20252-215912-02 | Xcel Energy | 85 | 13781 | IOU | 05150133 | 9.316 | Solar |  |  | Interconnected | Trade Secret | Trade | HUG | HUG311 | Residential |  | Trade Secret | 2022 | 2023
20252-215912-02 | Xcel Energy | 85 | 13781 | IOU | 05150134 | 3.288 | Solar |  |  | Interconnected | Trade Secret | Trade | VMR | VMR062 | Residential |  | Trade Secret | 2022 | 2022
20252-215912-02 | Xcel Energy | 85 | 13781 | IOU | 05150475 | 8.32 | Solar |  |  | Interconnected | Trade Secret | Trade | CRL | CRL065 | Residential |  | Trade Secret | 2022 | 2022
20252-215912-02 | Xcel Energy | 85 | 13781 | IOU | 05150502 | 5.1 | Solar |  |  | Active Application | Trade Secret | Trade | XRD | XRD061 | Residential |  | Trade Secret | 2022
20252-215912-02 | Xcel Energy | 85 | 13781 | IOU | 05151163 | 14.28 | Solar |  | X | Interconnected | Trade Secret | Trade | LLK | LLK061 | Residential |  | Trade Secret | 2022 | 2023
20252-215912-02 | Xcel Energy | 85 | 13781 | IOU | 05151551 | 420 | Solar |  |  | Interconnected | Trade Secret | Trade | HOL | HOL062 | Commercial |  | Trade Secret | 2022 | 2024
20252-215912-02 | Xcel Energy | 85 | 13781 | IOU | 05151594 | 9.57 | Solar |  |  | Withdrawn | Trade Secret | Trade | RPO | RPO312 | Residential |  | Trade Secret | 2022
20252-215912-02 | Xcel Energy | 85 | 13781 | IOU | 05151860 | 7.83 | Solar |  |  | Interconnected | Trade Secret | Trade | BEL | BEL061 | Residential |  | Trade Secret | 2022 | 2023
20252-215912-02 | Xcel Energy | 85 | 13781 | IOU | 05151890 | 3.879 | Solar |  |  | Withdrawn | Trade Secret | Trade | LEX | LEX333 | Residential |  | Trade Secret | 2022
20252-215912-02 | Xcel Energy | 85 | 13781 | IOU | 05151989 | 4.64 | Solar |  |  | Interconnected | Trade Secret | Trade | BCH | BCH311 | Residential |  | Trade Secret | 2022 | 2022
20252-215912-02 | Xcel Energy | 85 | 13781 | IOU | 05152040 |  |  |  |  | Withdrawn | Trade Secret | Trade |  |  | Residential |  | Trade Secret | 2022
20252-215912-02 | Xcel Energy | 85 | 13781 | IOU | 05152090 | 3.879 | Solar |  |  | Withdrawn | Trade Secret | Trade | LEX | LEX333 | Residential | Solar*Rewards | Trade Secret | 2022
20252-215912-02 | Xcel Energy | 85 | 13781 | IOU | 05152853 | 5.8 | Solar |  |  | Active Application | Trade Secret | Trade | SCL | SCL322 | Residential |  | Trade Secret | 2022
20252-215912-02 | Xcel Energy | 85 | 13781 | IOU | 05153727 | 3.77 | Solar |  |  | Interconnected | Trade Secret | Trade | MPK | MPK074 | Residential |  | Trade Secret | 2022 | 2022
20252-215912-02 | Xcel Energy | 85 | 13781 | IOU | 05154144 | 5.5 | Solar |  |  | Interconnected | Trade Secret | Trade | AFT | AFT315 | Residential |  | Trade Secret | 2022 | 2022
20252-215912-02 | Xcel Energy | 85 | 13781 | IOU | 05154192 | 7.6 | Solar |  | X | Withdrawn | Trade Secret | Trade | MND | MND062 | Residential | Solar*Rewards | Trade Secret | 2022
20252-215912-02 | Xcel Energy | 85 | 13781 | IOU | 05154296 | 5.52 | Solar |  |  | Withdrawn | Trade Secret | Trade | SCA | SCA021 | Residential |  | Trade Secret | 2022
20252-215912-02 | Xcel Energy | 85 | 13781 | IOU | 05154302 | 16.09 | Solar |  | X | Interconnected | Trade Secret | Trade | WIL | WIL063 | Residential |  | Trade Secret | 2022 | 2022
20252-215912-02 | Xcel Energy | 85 | 13781 | IOU | 05154428 | 7.616 | Solar |  |  | Active Application | Trade Secret | Trade | WIL | WIL079 | Residential |  | Trade Secret | 2022
20252-215912-02 | Xcel Energy | 85 | 13781 | IOU | 05154462 | 10.15 | Solar |  |  | Interconnected | Trade Secret | Trade | ECK | ECK322 | Residential |  | Trade Secret | 2022 | 2022
20252-215912-02 | Xcel Energy | 85 | 13781 | IOU | 05154465 | 8.25 | Solar |  |  | Withdrawn | Trade Secret | Trade | KEN | KEN021 | Residential |  | Trade Secret | 2022
20252-215912-02 | Xcel Energy | 85 | 13781 | IOU | 05154547 |  | Solar |  |  | Active Application | Trade Secret | Trade |  |  | Residential | Solar*Rewards | Trade Secret | 2022
20252-215912-02 | Xcel Energy | 85 | 13781 | IOU | 05154804 | 17.4 | Solar |  |  | Interconnected | Trade Secret | Trade | WIL | WIL073 | Residential |  | Trade Secret | 2022 | 2023
20252-215912-02 | Xcel Energy | 85 | 13781 | IOU | 05155029 | 4.95 | Solar |  |  | Withdrawn | Trade Secret | Trade | IDA | IDA073 | Residential |  | Trade Secret | 2022
20252-215912-02 | Xcel Energy | 85 | 13781 | IOU | 05155162 | 11.31 | Solar |  |  | Interconnected | Trade Secret | Trade | GVW | GVW023 | Residential |  | Trade Secret | 2022 | 2022
20252-215912-02 | Xcel Energy | 85 | 13781 | IOU | 05155167 | 5.76 | Solar |  |  | Interconnected | Trade Secret | Trade | WCR | WCR311 | Residential |  | Trade Secret | 2022 | 2023
20252-215912-02 | Xcel Energy | 85 | 13781 | IOU | 05155473 | 4.35 | Solar |  |  | Active Application | Trade Secret | Trade | SAV | SAV073 | Residential |  | Trade Secret | 2022
20252-215912-02 | Xcel Energy | 85 | 13781 | IOU | 05155704 | 10.24 | Solar |  |  | Interconnected | Trade Secret | Trade | DHL | DHL061 | Residential |  | Trade Secret | 2022 | 2022
20252-215912-02 | Xcel Energy | 85 | 13781 | IOU | 05155920 | 11.622 | Solar |  |  | Interconnected | Trade Secret | Trade | RLK | RLK071 | Residential |  | Trade Secret | 2022 | 2023
20252-215912-02 | Xcel Energy | 85 | 13781 | IOU | 05156025 | 5.76 | Solar |  |  | Interconnected | Trade Secret | Trade | HUG | HUG311 | Residential |  | Trade Secret | 2022 | 2023
20252-215912-02 | Xcel Energy | 85 | 13781 | IOU | 05156096 | 7.83 | Solar |  |  | Withdrawn | Trade Secret | Trade | RMT | RMT321 | Residential | Solar*Rewards | Trade Secret | 2022
20252-215912-02 | Xcel Energy | 85 | 13781 | IOU | 05156360 | 7.195 | Solar |  |  | Withdrawn | Trade Secret | Trade | OAD | OAD071 | Residential |  | Trade Secret | 2022
20252-215912-02 | Xcel Energy | 85 | 13781 | IOU | 05156694 |  |  |  |  | Active Application | Trade Secret | Trade |  |  | Residential |  | Trade Secret | 2022
20252-215912-02 | Xcel Energy | 85 | 13781 | IOU | 05157685 | 5.22 | Solar |  |  | Active Application | Trade Secret | Trade | ECK | ECK322 | Residential | Solar*Rewards | Trade Secret | 2022
20252-215912-02 | Xcel Energy | 85 | 13781 | IOU | 05157787 | 7.68 | Solar |  |  | Interconnected | Trade Secret | Trade | WCR | WCR322 | Residential |  | Trade Secret | 2022 | 2023
20252-215912-02 | Xcel Energy | 85 | 13781 | IOU | 05157792 |  |  |  |  | Active Application | Trade Secret | Trade |  |  | Residential |  | Trade Secret | 2022
20252-215912-02 | Xcel Energy | 85 | 13781 | IOU | 05157801 | 7.68 | Solar |  |  | Interconnected | Trade Secret | Trade | WCR | WCR322 | Residential |  | Trade Secret | 2022 | 2022
20252-215912-02 | Xcel Energy | 85 | 13781 | IOU | 05157859 | 5.584 | Solar |  |  | Active Application | Trade Secret | Trade | NOF | NOF061 | Residential |  | Trade Secret | 2022
20252-215912-02 | Xcel Energy | 85 | 13781 | IOU | 05157912 | 8.96 | Solar |  |  | Interconnected | Trade Secret | Trade | WCR | WCR322 | Residential |  | Trade Secret | 2022 | 2023
20252-215912-02 | Xcel Energy | 85 | 13781 | IOU | 05158029 | 4.48 | Solar |  |  | Interconnected | Trade Secret | Trade | WCR | WCR322 | Residential |  | Trade Secret | 2022 | 2023
20252-215912-02 | Xcel Energy | 85 | 13781 | IOU | 05158059 | 7.83 | Solar |  |  | Interconnected | Trade Secret | Trade | ECK | ECK322 | Residential |  | Trade Secret | 2022 | 2023
20252-215912-02 | Xcel Energy | 85 | 13781 | IOU | 05158162 |  | Solar |  |  | Active Application | Trade Secret | Trade |  |  | Residential | Solar*Rewards | Trade Secret | 2022
20252-215912-02 | Xcel Energy | 85 | 13781 | IOU | 05158484 | 5.235 | Solar |  |  | Withdrawn | Trade Secret | Trade | REW | REW023 | Residential |  | Trade Secret | 2022
20252-215912-02 | Xcel Energy | 85 | 13781 | IOU | 05158491 | 10.88 | Solar |  |  | Interconnected | Trade Secret | Trade | WCR | WCR322 | Residential |  | Trade Secret | 2022 | 2023
20252-215912-02 | Xcel Energy | 85 | 13781 | IOU | 05158500 | 5.8 | Solar |  | X | Withdrawn | Trade Secret | Trade | OPK | OPK073 | Residential |  | Trade Secret | 2022
20252-215912-02 | Xcel Energy | 85 | 13781 | IOU | 05158503 | 14.304 | Solar |  |  | Interconnected | Trade Secret | Trade | TWL | TWL083 | Residential |  | Trade Secret | 2022 | 2022
20252-215912-02 | Xcel Energy | 85 | 13781 | IOU | 05158509 | 6.4 | Solar |  |  | Interconnected | Trade Secret | Trade | WCR | WCR322 | Residential |  | Trade Secret | 2022 | 2022
20252-215912-02 | Xcel Energy | 85 | 13781 | IOU | 05158536 | 9.772 | Solar |  |  | Interconnected | Trade Secret | Trade | RAM | RAM077 | Residential |  | Trade Secret | 2022 | 2022
20252-215912-02 | Xcel Energy | 85 | 13781 | IOU | 05158545 | 29.316 | Solar |  | X | Interconnected | Trade Secret | Trade | CTF | CTF021 | Residential |  | Trade Secret | 2022 | 2023
20252-215912-02 | Xcel Energy | 85 | 13781 | IOU | 05158563 | 13.611 | Solar |  |  | Interconnected | Trade Secret | Trade | MND | MND062 | Residential |  | Trade Secret | 2022 | 2022
20252-215912-02 | Xcel Energy | 85 | 13781 | IOU | 05158894 | 9.57 | Solar |  |  | Active Application | Trade Secret | Trade | ALK | ALK067 | Residential |  | Trade Secret | 2022
20252-215912-02 | Xcel Energy | 85 | 13781 | IOU | 05159105 |  | Solar |  |  | Active Application | Trade Secret | Trade |  |  | Residential | Solar*Rewards | Trade Secret | 2022
20252-215912-02 | Xcel Energy | 85 | 13781 | IOU | 05159314 | 7.68 | Solar |  |  | Interconnected | Trade Secret | Trade | WCR | WCR062 | Residential |  | Trade Secret | 2022 | 2023
20252-215912-02 | Xcel Energy | 85 | 13781 | IOU | 05159338 | 7.68 | Solar |  |  | Interconnected | Trade Secret | Trade | WCR | WCR322 | Residential |  | Trade Secret | 2022 | 2022
20252-215912-02 | Xcel Energy | 85 | 13781 | IOU | 05159340 | 10.88 | Solar |  |  | Interconnected | Trade Secret | Trade | WCR | WCR322 | Residential |  | Trade Secret | 2022 | 2023
20252-215912-02 | Xcel Energy | 85 | 13781 | IOU | 05159351 |  |  |  |  | Active Application | Trade Secret | Trade |  |  | Residential |  | Trade Secret | 2022
20252-215912-02 | Xcel Energy | 85 | 13781 | IOU | 05159358 | 7.04 | Solar |  |  | Interconnected | Trade Secret | Trade | WCR | WCR322 | Residential |  | Trade Secret | 2022 | 2023
20252-215912-02 | Xcel Energy | 85 | 13781 | IOU | 05160027 | 6.96 | Solar |  |  | Interconnected | Trade Secret | Trade | SOU | SOU065 | Residential |  | Trade Secret | 2022 | 2023
20252-215912-02 | Xcel Energy | 85 | 13781 | IOU | 05160336 | 4.93 | Solar |  |  | Active Application | Trade Secret | Trade | SOU | SOU069 | Residential |  | Trade Secret | 2022
20252-215912-02 | Xcel Energy | 85 | 13781 | IOU | 05160382 | 4.64 | Solar |  |  | Active Application | Trade Secret | Trade | HUG | HUG322 | Residential |  | Trade Secret | 2022
20252-215912-02 | Xcel Energy | 85 | 13781 | IOU | 05160846 | 8.77 | Solar |  | X | Interconnected | Trade Secret | Trade | WDY | WDY312 | Residential |  | Trade Secret | 2022 | 2023
20252-215912-02 | Xcel Energy | 85 | 13781 | IOU | 05160872 | 11.7 | Solar |  |  | Interconnected | Trade Secret | Trade | YAM | YAM031 | Residential |  | Trade Secret | 2022 | 2022
20252-215912-02 | Xcel Energy | 85 | 13781 | IOU | 05161017 | 7.68 | Solar |  |  | Interconnected | Trade Secret | Trade | WCR | WCR311 | Residential |  | Trade Secret | 2022 | 2023
20252-215912-02 | Xcel Energy | 85 | 13781 | IOU | 05161245 | 15.046 | Solar |  |  | Interconnected | Trade Secret | Trade | FSL | FSL311 | Residential |  | Trade Secret | 2022 | 2022
20252-215912-02 | Xcel Energy | 85 | 13781 | IOU | 05161330 | 6.4 | Solar |  |  | Interconnected | Trade Secret | Trade | WCR | WCR322 | Residential |  | Trade Secret | 2022 | 2022
20252-215912-02 | Xcel Energy | 85 | 13781 | IOU | 05161379 | 9.994 | Solar |  |  | Interconnected | Trade Secret | Trade | WDY | WDY311 | Residential |  | Trade Secret | 2022 | 2023
20252-215912-02 | Xcel Energy | 85 | 13781 | IOU | 05161715 | 4.35 | Solar |  |  | Interconnected | Trade Secret | Trade | LLK | LLK072 | Residential |  | Trade Secret | 2022 | 2023
20252-215912-02 | Xcel Energy | 85 | 13781 | IOU | 05161733 | 8.12 | Solar |  |  | Interconnected | Trade Secret | Trade | WWK | WWK321 | Residential |  | Trade Secret | 2022 | 2022
20252-215912-02 | Xcel Energy | 85 | 13781 | IOU | 05161753 | 5.052 | Solar |  |  | Active Application | Trade Secret | Trade | APA | APA073 | Residential |  | Trade Secret | 2022
20252-215912-02 | Xcel Energy | 85 | 13781 | IOU | 05161842 | 7.25 | Solar |  |  | Interconnected | Trade Secret | Trade | CTR | CTR031 | Residential |  | Trade Secret | 2022 | 2023
20252-215912-02 | Xcel Energy | 85 | 13781 | IOU | 05162369 | 4.06 | Solar |  |  | Interconnected | Trade Secret | Trade | SOU | SOU082 | Residential |  | Trade Secret | 2022 | 2022
20252-215912-02 | Xcel Energy | 85 | 13781 | IOU | 05162412 | 8.41 | Solar |  |  | Interconnected | Trade Secret | Trade | BCH | BCH311 | Residential |  | Trade Secret | 2022 | 2021
20252-215912-02 | Xcel Energy | 85 | 13781 | IOU | 05162466 | 17.964 |  |  |  | Active Application | Trade Secret | Trade | OPK | OPK077 | Residential |  | Trade Secret | 2022
20252-215912-02 | Xcel Energy | 85 | 13781 | IOU | 05162488 | 13.63 | Solar |  |  | Interconnected | Trade Secret | Trade | RLK | RLK069 | Residential |  | Trade Secret | 2022 | 2022
20252-215912-02 | Xcel Energy | 85 | 13781 | IOU | 05162621 | 66.6 | Solar |  |  | Interconnected | Trade Secret | Trade | MOL | MOL061 | Commercial |  | Trade Secret | 2022 | 2023
20252-215912-02 | Xcel Energy | 85 | 13781 | IOU | 05162630 | 6.96 | Solar |  |  | Interconnected | Trade Secret | Trade | WIN | WIN032 | Residential |  | Trade Secret | 2022 | 2022
20252-215912-02 | Xcel Energy | 85 | 13781 | IOU | 05162888 | 1000 | Solar |  |  | Withdrawn | Trade Secret | Trade | BIS | BIS001 | Community Solar Garden | Solar*Rewards Community | Trade Secret | 2023
20252-215912-02 | Xcel Energy | 85 | 13781 | IOU | 05162912 |  |  |  |  | Active Application | Trade Secret | Trade |  |  | Residential |  | Trade Secret | 2022
20252-215912-02 | Xcel Energy | 85 | 13781 | IOU | 05163070 | 650 | Natural Gas |  |  | Withdrawn | Trade Secret | Trade |  |  | Residential |  | Trade Secret | 2022
20252-215912-02 | Xcel Energy | 85 | 13781 | IOU | 05163131 |  |  |  |  | Active Application | Trade Secret | Trade |  |  | Residential |  | Trade Secret | 2022
20252-215912-02 | Xcel Energy | 85 | 13781 | IOU | 05163178 |  |  |  |  | Active Application | Trade Secret | Trade | TLK | TLK067 | Residential |  | Trade Secret | 2022
20252-215912-02 | Xcel Energy | 85 | 13781 | IOU | 05163213 | 27.18 | Solar |  | X | Interconnected | Trade Secret | Trade | PKL | PKL083 | Residential |  | Trade Secret | 2022 | 2022
20252-215912-02 | Xcel Energy | 85 | 13781 | IOU | 05163233 | 9.57 | Solar |  |  | Withdrawn | Trade Secret | Trade | ALK | ALK067 | Residential | Solar*Rewards | Trade Secret | 2022
20252-215912-02 | Xcel Energy | 85 | 13781 | IOU | 05163263 | 5.76 | Solar |  |  | Interconnected | Trade Secret | Trade | WCR | WCR322 | Residential |  | Trade Secret | 2022 | 2022
20252-215912-02 | Xcel Energy | 85 | 13781 | IOU | 05163269 | 8.7 | Solar |  |  | Interconnected | Trade Secret | Trade | LEX | LEX075 | Residential |  | Trade Secret | 2022 | 2022
20252-215912-02 | Xcel Energy | 85 | 13781 | IOU | 05165967 | 4.35 | Solar |  |  | Interconnected | Trade Secret | Trade | SAV | SAV073 | Residential |  | Trade Secret | 2022 | 2023
20252-215912-02 | Xcel Energy | 85 | 13781 | IOU | 05166052 | 18.846 | Solar |  |  | Interconnected | Trade Secret | Trade | WSG | WSG063 | Residential | Solar*Rewards | Trade Secret | 2022 | 2023
20252-215912-02 | Xcel Energy | 85 | 13781 | IOU | 05166079 | 7.54 | Solar |  |  | Interconnected | Trade Secret | Trade | HWW | HWW062 | Residential |  | Trade Secret | 2022 | 2023
20252-215912-02 | Xcel Energy | 85 | 13781 | IOU | 05166215 |  | Solar |  |  | Active Application | Trade Secret | Trade |  |  | Residential | Solar*Rewards | Trade Secret | 2022
20252-215912-02 | Xcel Energy | 85 | 13781 | IOU | 05166219 |  | Solar |  |  | Active Application | Trade Secret | Trade | MND | MND062 | Residential | Solar*Rewards | Trade Secret | 2022
20252-215912-02 | Xcel Energy | 85 | 13781 | IOU | 05166314 | 7.616 | Solar |  |  | Interconnected | Trade Secret | Trade | UPP | UPP082 | Residential |  | Trade Secret | 2022 | 2024
20252-215912-02 | Xcel Energy | 85 | 13781 | IOU | 05167393 | 14.79 | Solar |  |  | Interconnected | Trade Secret | Trade | HUG | HUG312 | Residential |  | Trade Secret | 2022 | 2023
20252-215912-02 | Xcel Energy | 85 | 13781 | IOU | 05167405 | 11.89 | Solar |  |  | Withdrawn | Trade Secret | Trade | HSN | HSN312 | Residential |  | Trade Secret | 2022
20252-215912-02 | Xcel Energy | 85 | 13781 | IOU | 05167473 | 7.68 | Solar |  |  | Interconnected | Trade Secret | Trade | WCR | WCR311 | Residential |  | Trade Secret | 2022 | 2022
20252-215912-02 | Xcel Energy | 85 | 13781 | IOU | 05167600 | 3.85 | Solar |  |  | Withdrawn | Trade Secret | Trade | CTR | CTR021 | Residential |  | Trade Secret | 2022
20252-215912-02 | Xcel Energy | 85 | 13781 | IOU | 05167637 | 5.76 | Solar |  |  | Interconnected | Trade Secret | Trade | WCR | WCR321 | Residential |  | Trade Secret | 2022 | 2022
20252-215912-02 | Xcel Energy | 85 | 13781 | IOU | 05167642 | 99.999 | Solar |  |  | Interconnected | Trade Secret | Trade | ALD | ALD084 | Commercial |  | Trade Secret | 2022 | 2023
20252-215912-02 | Xcel Energy | 85 | 13781 | IOU | 05167738 |  | Solar |  |  | Active Application | Trade Secret | Trade | LLK | LLK071 | Residential | Solar*Rewards | Trade Secret | 2022
20252-215912-02 | Xcel Energy | 85 | 13781 | IOU | 05167774 | 17.69 | Solar |  |  | Interconnected | Trade Secret | Trade | FSL | FSL312 | Residential |  | Trade Secret | 2022 | 2022
20252-215912-02 | Xcel Energy | 85 | 13781 | IOU | 05167784 | 0.87 | Solar |  |  | Active Application | Trade Secret | Trade | MPK | MPK087 | Residential |  | Trade Secret | 2022
20252-215912-02 | Xcel Energy | 85 | 13781 | IOU | 05167828 | 14.93 | Solar |  | X | Withdrawn | Trade Secret | Trade | APA | APA074 | Residential |  | Trade Secret | 2022
20252-215912-02 | Xcel Energy | 85 | 13781 | IOU | 05167843 | 5.22 | Solar |  |  | Interconnected | Trade Secret | Trade | WES | WES074 | Residential |  | Trade Secret | 2022 | 2023
20252-215912-02 | Xcel Energy | 85 | 13781 | IOU | 05167873 | 7.83 | Solar |  |  | Interconnected | Trade Secret | Trade | CHE | CHE064 | Residential |  | Trade Secret | 2022 | 2022
20252-215912-02 | Xcel Energy | 85 | 13781 | IOU | 05168098 | 14.21 | Solar |  |  | Interconnected | Trade Secret | Trade | BCR | BCR081 | Commercial |  | Trade Secret | 2022 | 2022
20252-215912-02 | Xcel Energy | 85 | 13781 | IOU | 05168322 | 5.8 | Solar |  |  | Interconnected | Trade Secret | Trade | SOU | SOU076 | Residential |  | Trade Secret | 2022 | 2023
20252-215912-02 | Xcel Energy | 85 | 13781 | IOU | 05168524 | 8.7 | Solar |  |  | Interconnected | Trade Secret | Trade | WES | WES074 | Residential |  | Trade Secret | 2022 | 2023
20252-215912-02 | Xcel Energy | 85 | 13781 | IOU | 05168535 | 9.28 | Solar |  |  | Interconnected | Trade Secret | Trade | WDY | WDY321 | Residential |  | Trade Secret | 2022 | 2022
20252-215912-02 | Xcel Energy | 85 | 13781 | IOU | 05168975 |  | Solar |  |  | Active Application | Trade Secret | Trade |  |  | Residential | Solar*Rewards | Trade Secret | 2022
20252-215912-02 | Xcel Energy | 85 | 13781 | IOU | 05169028 | 9.6 | Solar |  |  | Interconnected | Trade Secret | Trade | WCR | WCR311 | Residential |  | Trade Secret | 2022 | 2022
20252-215912-02 | Xcel Energy | 85 | 13781 | IOU | 05169045 | 3.84 | Solar |  |  | Interconnected | Trade Secret | Trade | ECK | ECK322 | Residential |  | Trade Secret | 2022 | 2023
20252-215912-02 | Xcel Energy | 85 | 13781 | IOU | 05169083 | 7.68 | Solar |  |  | Interconnected | Trade Secret | Trade | CHE | CHE064 | Residential |  | Trade Secret | 2022 | 2023
20252-215912-02 | Xcel Energy | 85 | 13781 | IOU | 05169109 |  |  |  |  | Active Application | Trade Secret | Trade |  |  | Residential |  | Trade Secret | 2022
20252-215912-02 | Xcel Energy | 85 | 13781 | IOU | 05169191 | 7.616 | Solar |  |  | Active Application | Trade Secret | Trade | TLK | TLK061 | Residential |  | Trade Secret | 2022
20252-215912-02 | Xcel Energy | 85 | 13781 | IOU | 05169206 | 7.616 | Solar |  |  | Interconnected | Trade Secret | Trade | REW | REW023 | Residential |  | Trade Secret | 2022 | 2023
20252-215912-02 | Xcel Energy | 85 | 13781 | IOU | 05169224 | 9.994 | Solar |  |  | Interconnected | Trade Secret | Trade | HOL | HOL071 | Residential |  | Trade Secret | 2022 | 2022
20252-215912-02 | Xcel Energy | 85 | 13781 | IOU | 05169399 | 8.99 | Solar |  |  | Active Application | Trade Secret | Trade | HUG | HUG321 | Residential |  | Trade Secret | 2022
20252-215912-02 | Xcel Energy | 85 | 13781 | IOU | 05169494 | 17.69 | Solar |  |  | Interconnected | Trade Secret | Trade | AFT | AFT314 | Residential |  | Trade Secret | 2022 | 2023
20252-215912-02 | Xcel Energy | 85 | 13781 | IOU | 05169894 | 4.64 | Solar |  |  | Active Application | Trade Secret | Trade | HUG | HUG322 | Residential |  | Trade Secret | 2022
20252-215912-02 | Xcel Energy | 85 | 13781 | IOU | 05169922 | 199.998 | Solar |  |  | Active Application | Trade Secret | Trade | WSD | WSD061 | Commercial | Solar*Rewards | Trade Secret | 2022
20252-215912-02 | Xcel Energy | 85 | 13781 | IOU | 05170037 |  |  |  |  | Active Application | Trade Secret | Trade |  |  | Residential |  | Trade Secret | 2022
20252-215912-02 | Xcel Energy | 85 | 13781 | IOU | 05170243 |  |  |  |  | Active Application | Trade Secret | Trade |  |  | Residential |  | Trade Secret | 2022
20252-215912-02 | Xcel Energy | 85 | 13781 | IOU | 05170332 | 9.074 | Solar |  |  | Interconnected | Trade Secret | Trade | HUG | HUG311 | Residential |  | Trade Secret | 2022 | 2024
20252-215912-02 | Xcel Energy | 85 | 13781 | IOU | 05170340 | 9.28 | Solar |  |  | Interconnected | Trade Secret | Trade | EDA | EDA075 | Residential |  | Trade Secret | 2022 | 2022
20252-215912-02 | Xcel Energy | 85 | 13781 | IOU | 05170356 | 10.819 | Solar |  |  | Interconnected | Trade Secret | Trade | GNL | GNL062 | Residential |  | Trade Secret | 2022 | 2024
20252-215912-02 | Xcel Energy | 85 | 13781 | IOU | 05170527 | 66.6 | Solar |  |  | Interconnected | Trade Secret | Trade | UPP | UPP083 | Commercial |  | Trade Secret | 2022 | 2023
20252-215912-02 | Xcel Energy | 85 | 13781 | IOU | 05170566 | 11.282 | Solar |  | X | Interconnected | Trade Secret | Trade | HOL | HOL073 | Residential | Solar*Rewards | Trade Secret | 2022 | 2022
20252-215912-02 | Xcel Energy | 85 | 13781 | IOU | 05170686 | 99.9 | Solar |  |  | Interconnected | Trade Secret | Trade | MEL | MEL089 | Commercial |  | Trade Secret | 2022 | 2022
20252-215912-02 | Xcel Energy | 85 | 13781 | IOU | 05170946 | 7.54 | Solar |  |  | Withdrawn | Trade Secret | Trade | RRK | RRK064 | Residential |  | Trade Secret | 2022
20252-215912-02 | Xcel Energy | 85 | 13781 | IOU | 05171077 | 6.09 | Solar |  |  | Withdrawn | Trade Secret | Trade | MPK | MPK064 | Residential |  | Trade Secret | 2022
20252-215912-02 | Xcel Energy | 85 | 13781 | IOU | 05171118 | 3.77 | Solar |  |  | Interconnected | Trade Secret | Trade | WIL | WIL071 | Residential |  | Trade Secret | 2022 | 2023
20252-215912-02 | Xcel Energy | 85 | 13781 | IOU | 05171203 | 7.25 | Solar |  |  | Interconnected | Trade Secret | Trade | FSL | FSL312 | Residential |  | Trade Secret | 2022 | 2022
20252-215912-02 | Xcel Energy | 85 | 13781 | IOU | 05171384 | 5.052 | Solar |  |  | Interconnected | Trade Secret | Trade | STY | STY071 | Residential |  | Trade Secret | 2022 | 2022
20252-215912-02 | Xcel Energy | 85 | 13781 | IOU | 05171830 | 5.22 | Solar |  |  | Active Application | Trade Secret | Trade | WES | WES065 | Residential | Solar*Rewards | Trade Secret | 2022
20252-215912-02 | Xcel Energy | 85 | 13781 | IOU | 05172086 | 9.57 | Solar |  |  | Interconnected | Trade Secret | Trade | GSL | GSL341 | Residential |  | Trade Secret | 2022 | 2023
20252-215912-02 | Xcel Energy | 85 | 13781 | IOU | 05172313 | 4.08 | Solar |  |  | Interconnected | Trade Secret | Trade | IDA | IDA074 | Residential |  | Trade Secret | 2022 | 2021
20252-215912-02 | Xcel Energy | 85 | 13781 | IOU | 05172329 | 5.1 | Solar |  |  | Withdrawn | Trade Secret | Trade | GLK | GLK073 | Residential |  | Trade Secret | 2022
20252-215912-02 | Xcel Energy | 85 | 13781 | IOU | 05172343 | 7.616 | Solar |  |  | Withdrawn | Trade Secret | Trade | SLW | SLW061 | Residential |  | Trade Secret | 2022
20252-215912-02 | Xcel Energy | 85 | 13781 | IOU | 05172436 | 14.21 | Solar |  |  | Interconnected | Trade Secret | Trade | HUG | HUG321 | Residential |  | Trade Secret | 2022 | 2023
20252-215912-02 | Xcel Energy | 85 | 13781 | IOU | 05172459 |  | Solar |  |  | Active Application | Trade Secret | Trade | AHI | AHI063 | Residential | Solar*Rewards | Trade Secret | 2022
20252-215912-02 | Xcel Energy | 85 | 13781 | IOU | 05172779 | 0.29 | Solar |  |  | Withdrawn | Trade Secret | Trade | HOL | HOL061 | Residential |  | Trade Secret | 2022
20252-215912-02 | Xcel Energy | 85 | 13781 | IOU | 05172838 | 3.141 | Solar |  |  | Interconnected | Trade Secret | Trade | ALD | ALD093 | Residential |  | Trade Secret | 2022 | 2022
20252-215912-02 | Xcel Energy | 85 | 13781 | IOU | 05172840 | 8.376 | Solar |  |  | Interconnected | Trade Secret | Trade | BCH | BCH311 | Residential |  | Trade Secret | 2022 | 2024
20252-215912-02 | Xcel Energy | 85 | 13781 | IOU | 05173005 | 16.665 | Storage |  |  | Interconnected | Trade Secret | Trade | WES | WES073 | Residential |  | Trade Secret | 2022 | 2022
20252-215912-02 | Xcel Energy | 85 | 13781 | IOU | 05173124 |  | Solar |  |  | Active Application | Trade Secret | Trade |  |  | Residential | Solar*Rewards | Trade Secret | 2022
20252-215912-02 | Xcel Energy | 85 | 13781 | IOU | 05173177 |  | Solar |  |  | Active Application | Trade Secret | Trade |  |  | Residential | Solar*Rewards | Trade Secret | 2022
20252-215912-02 | Xcel Energy | 85 | 13781 | IOU | 05173487 | 13.34 | Solar |  |  | Interconnected | Trade Secret | Trade | CGR | CGR064 | Residential |  | Trade Secret | 2022 | 2022
20252-215912-02 | Xcel Energy | 85 | 13781 | IOU | 05173666 | 6.4 | Solar |  |  | Interconnected | Trade Secret | Trade | CRL | CRL033 | Residential |  | Trade Secret | 2022 | 2022
20252-215912-02 | Xcel Energy | 85 | 13781 | IOU | 05173764 | 10.24 | Solar |  |  | Interconnected | Trade Secret | Trade | VMR | VMR062 | Residential |  | Trade Secret | 2022 | 2023
20252-215912-02 | Xcel Energy | 85 | 13781 | IOU | 05173816 | 6.96 | Solar |  |  | Interconnected | Trade Secret | Trade | SAK | SAK321 | Residential |  | Trade Secret | 2022 | 2023
20252-215912-02 | Xcel Energy | 85 | 13781 | IOU | 05173960 | 12.16 | Solar |  |  | Interconnected | Trade Secret | Trade | WCR | WCR321 | Residential |  | Trade Secret | 2022 | 2023
20252-215912-02 | Xcel Energy | 85 | 13781 | IOU | 05174327 | 8.528 | Solar |  |  | Withdrawn | Trade Secret | Trade | KAN | KAN031 | Residential |  | Trade Secret | 2022
20252-215912-02 | Xcel Energy | 85 | 13781 | IOU | 05174432 |  |  |  |  | Withdrawn | Trade Secret | Trade | MDT | MDT062 | Commercial |  | Trade Secret | 2022
20252-215912-02 | Xcel Energy | 85 | 13781 | IOU | 05174941 | 11.02 | Solar |  |  | Interconnected | Trade Secret | Trade | OAD | OAD061 | Residential |  | Trade Secret | 2022 | 2023
20252-215912-02 | Xcel Energy | 85 | 13781 | IOU | 05174957 | 6.4 | Solar |  |  | Interconnected | Trade Secret | Trade | ECK | ECK322 | Residential |  | Trade Secret | 2022 | 2022
20252-215912-02 | Xcel Energy | 85 | 13781 | IOU | 05175090 | 1000 | Solar |  |  | Active Application | Trade Secret | Trade |  |  | Community Solar Garden | Solar*Rewards Community | Trade Secret | 2022
20252-215912-02 | Xcel Energy | 85 | 13781 | IOU | 05175093 | 18.56 | Solar |  |  | Interconnected | Trade Secret | Trade | MOL | MOL079 | Residential |  | Trade Secret | 2022 | 2022
20252-215912-02 | Xcel Energy | 85 | 13781 | IOU | 05175704 | 7.15 | Solar |  |  | Interconnected | Trade Secret | Trade | OPK | OPK073 | Residential |  | Trade Secret | 2022 | 2022
20252-215912-02 | Xcel Energy | 85 | 13781 | IOU | 05175782 | 2.9 | Solar |  |  | Interconnected | Trade Secret | Trade | PKL | PKL081 | Residential |  | Trade Secret | 2022 | 2022
20252-215912-02 | Xcel Energy | 85 | 13781 | IOU | 05175816 | 13.36 | Solar |  | X | Active Application | Trade Secret | Trade | OPK | OPK073 | Residential |  | Trade Secret | 2022
20252-215912-02 | Xcel Energy | 85 | 13781 | IOU | 05175820 | 1.745 | Solar |  |  | Withdrawn | Trade Secret | Trade | MPK | MPK082 | Residential |  | Trade Secret | 2022
20252-215912-02 | Xcel Energy | 85 | 13781 | IOU | 05176333 |  |  |  |  | Active Application | Trade Secret | Trade |  |  | Residential |  | Trade Secret | 2022
20252-215912-02 | Xcel Energy | 85 | 13781 | IOU | 05176357 | 66.6 | Solar |  |  | Interconnected | Trade Secret | Trade | MPK | MPK076 | Commercial |  | Trade Secret | 2022 | 2023
20252-215912-02 | Xcel Energy | 85 | 13781 | IOU | 05176360 | 7.04 | Solar |  |  | Interconnected | Trade Secret | Trade | ECK | ECK063 | Residential |  | Trade Secret | 2022 | 2023
20252-215912-02 | Xcel Energy | 85 | 13781 | IOU | 05176424 | 11.02 | Solar |  |  | Withdrawn | Trade Secret | Trade | CGR | CGR063 | Residential |  | Trade Secret | 2022
20252-215912-02 | Xcel Energy | 85 | 13781 | IOU | 05176607 | 9.28 | Solar |  |  | Active Application | Trade Secret | Trade | HUG | HUG311 | Residential |  | Trade Secret | 2022
20252-215912-02 | Xcel Energy | 85 | 13781 | IOU | 05176708 | 5.8 | Solar |  |  | Withdrawn | Trade Secret | Trade | DBL | DBL066 | Residential | Solar*Rewards | Trade Secret | 2022
20252-215912-02 | Xcel Energy | 85 | 13781 | IOU | 05176908 | 10.44 | Solar |  |  | Interconnected | Trade Secret | Trade | WTN | WTN062 | Residential |  | Trade Secret | 2022 | 2022
20252-215912-02 | Xcel Energy | 85 | 13781 | IOU | 05177034 | 14.5 | Solar |  |  | Interconnected | Trade Secret | Trade | ANN | ANN021 | Residential |  | Trade Secret | 2022 | 2023
20252-215912-02 | Xcel Energy | 85 | 13781 | IOU | 05177097 | 7.65 | Solar |  |  | Interconnected | Trade Secret | Trade | RRK | RRK063 | Residential |  | Trade Secret | 2022 | 2023
20252-215912-02 | Xcel Energy | 85 | 13781 | IOU | 05177877 | 7.04 | Solar |  |  | Interconnected | Trade Secret | Trade | ECK | ECK321 | Residential |  | Trade Secret | 2022 | 2022
20252-215912-02 | Xcel Energy | 85 | 13781 | IOU | 05178155 | 11.39 | Solar |  |  | Withdrawn | Trade Secret | Trade | WES | WES065 | Residential | Solar*Rewards | Trade Secret | 2022
20252-215912-02 | Xcel Energy | 85 | 13781 | IOU | 05178636 | 10.15 | Solar |  |  | Interconnected | Trade Secret | Trade | MEL | MEL065 | Residential |  | Trade Secret | 2022 | 2022
20252-215912-02 | Xcel Energy | 85 | 13781 | IOU | 05179484 | 6.98 | Solar |  |  | Interconnected | Trade Secret | Trade | ECK | ECK322 | Residential |  | Trade Secret | 2022 | 2022
20252-215912-02 | Xcel Energy | 85 | 13781 | IOU | 05179584 | 8.96 | Solar |  |  | Interconnected | Trade Secret | Trade | ECK | ECK321 | Residential |  | Trade Secret | 2022 | 2023
20252-215912-02 | Xcel Energy | 85 | 13781 | IOU | 05179928 | 5.22 | Solar |  |  | Interconnected | Trade Secret | Trade | MPK | MPK076 | Residential |  | Trade Secret | 2022 | 2024
20252-215912-02 | Xcel Energy | 85 | 13781 | IOU | 05180504 | 11.39 | Solar |  |  | Withdrawn | Trade Secret | Trade | FAP | FAP061 | Residential |  | Trade Secret | 2022
20252-215912-02 | Xcel Energy | 85 | 13781 | IOU | 05180569 |  | Solar |  |  | Active Application | Trade Secret | Trade |  |  | Residential | Solar*Rewards | Trade Secret | 2022
20252-215912-02 | Xcel Energy | 85 | 13781 | IOU | 05181469 | 6.96 | Solar |  |  | Interconnected | Trade Secret | Trade | RAM | RAM064 | Residential |  | Trade Secret | 2022 | 2023
20252-215912-02 | Xcel Energy | 85 | 13781 | IOU | 05181512 | 8.32 | Solar |  |  | Interconnected | Trade Secret | Trade | ECK | ECK082 | Residential |  | Trade Secret | 2022 | 2024
20252-215912-02 | Xcel Energy | 85 | 13781 | IOU | 05181658 | 9.84 | Solar |  |  | Withdrawn | Trade Secret | Trade |  |  | Residential | Other | Trade Secret | 2022
20252-215912-02 | Xcel Energy | 85 | 13781 | IOU | 05181707 | 11.02 | Solar |  |  | Interconnected | Trade Secret | Trade | PAT | PAT312 | Residential |  | Trade Secret | 2022 | 2023
20252-215912-02 | Xcel Energy | 85 | 13781 | IOU | 05181739 | 12.65 | Solar |  |  | Interconnected | Trade Secret | Trade | FSL | FSL311 | Residential |  | Trade Secret | 2022 | 2023
20252-215912-02 | Xcel Energy | 85 | 13781 | IOU | 05181814 | 3.84 | Solar |  |  | Interconnected | Trade Secret | Trade | ECK | ECK063 | Residential |  | Trade Secret | 2022 | 2022
20252-215912-02 | Xcel Energy | 85 | 13781 | IOU | 05181830 |  |  |  |  | Active Application | Trade Secret | Trade |  |  | Residential |  | Trade Secret | 2022
20252-215912-02 | Xcel Energy | 85 | 13781 | IOU | 05181881 | 6.96 | Solar |  |  | Interconnected | Trade Secret | Trade | APA | APA075 | Residential |  | Trade Secret | 2022 | 2023
20252-215912-02 | Xcel Energy | 85 | 13781 | IOU | 05183921 | 3.84 | Solar |  |  | Interconnected | Trade Secret | Trade | GRC | GRC312 | Residential |  | Trade Secret | 2022 | 2023
20252-215912-02 | Xcel Energy | 85 | 13781 | IOU | 05184093 |  |  |  |  | Active Application | Trade Secret | Trade |  |  | Residential |  | Trade Secret | 2022
20252-215912-02 | Xcel Energy | 85 | 13781 | IOU | 05184115 | 99.99 | Solar |  |  | Interconnected | Trade Secret | Trade | WES | WES074 | Commercial |  | Trade Secret | 2022 | 2023
20252-215912-02 | Xcel Energy | 85 | 13781 | IOU | 05184285 | 6.631 | Solar |  |  | Interconnected | Trade Secret | Trade | LAC | LAC063 | Residential | Solar*Rewards | Trade Secret | 2022 | 2023
20252-215912-02 | Xcel Energy | 85 | 13781 | IOU | 05184541 | 8.67 | Solar |  |  | Interconnected | Trade Secret | Trade | STY | STY063 | Residential |  | Trade Secret | 2022 | 2023
20252-215912-02 | Xcel Energy | 85 | 13781 | IOU | 05184992 | 3.747 | Solar |  |  | Interconnected | Trade Secret | Trade | IDA | IDA061 | Residential |  | Trade Secret | 2022 | 2023
20252-215912-02 | Xcel Energy | 85 | 13781 | IOU | 05185133 | 2.9 | Solar |  |  | Interconnected | Trade Secret | Trade | GLK | GLK073 | Residential |  | Trade Secret | 2022 | 2023
20252-215912-02 | Xcel Energy | 85 | 13781 | IOU | 05185180 | 5.22 | Solar |  |  | Withdrawn | Trade Secret | Trade | BEL | BEL061 | Residential |  | Trade Secret | 2022
20252-215912-02 | Xcel Energy | 85 | 13781 | IOU | 05185920 | 15.232 | Solar |  |  | Active Application | Trade Secret | Trade | HUG | HUG321 | Residential |  | Trade Secret | 2022
20252-215912-02 | Xcel Energy | 85 | 13781 | IOU | 05186549 | 2.56 | Solar |  |  | Interconnected | Trade Secret | Trade | SAK | SAK321 | Residential |  | Trade Secret | 2022 | 2023
20252-215912-02 | Xcel Energy | 85 | 13781 | IOU | 05186649 | 6.4 | Solar |  |  | Interconnected | Trade Secret | Trade | GRC | GRC312 | Residential |  | Trade Secret | 2022 | 2023
20252-215912-02 | Xcel Energy | 85 | 13781 | IOU | 05186763 | 2.61 | Solar |  |  | Interconnected | Trade Secret | Trade | APA | APA067 | Residential |  | Trade Secret | 2022 | 2023
20252-215912-02 | Xcel Energy | 85 | 13781 | IOU | 05186830 | 66.6 | Solar |  |  | Interconnected | Trade Secret | Trade | TER | TER061 | Commercial |  | Trade Secret | 2022 | 2024
20252-215912-02 | Xcel Energy | 85 | 13781 | IOU | 05186853 | 40 | Solar |  |  | Interconnected | Trade Secret | Trade | SLP | SLP322 | Commercial |  | Trade Secret | 2022 | 2024
20252-215912-02 | Xcel Energy | 85 | 13781 | IOU | 05186892 | 8.94 | Solar |  |  | Interconnected | Trade Secret | Trade | HUG | HUG312 | Residential |  | Trade Secret | 2022 | 2023
20252-215912-02 | Xcel Energy | 85 | 13781 | IOU | 05186926 |  |  |  |  | Active Application | Trade Secret | Trade | LOW | LOW021 | Residential |  | Trade Secret | 2022
20252-215912-02 | Xcel Energy | 85 | 13781 | IOU | 05186972 | 11.39 | Solar |  |  | Interconnected | Trade Secret | Trade | PKL | PKL082 | Residential |  | Trade Secret | 2022 | 2022
20252-215912-02 | Xcel Energy | 85 | 13781 | IOU | 05187159 | 17.69 | Solar |  |  | Interconnected | Trade Secret | Trade | GSL | GSL341 | Residential |  | Trade Secret | 2022 | 2023
20252-215912-02 | Xcel Energy | 85 | 13781 | IOU | 05187252 | 9.074 | Solar |  |  | Interconnected | Trade Secret | Trade | BYT | BYT071 | Residential |  | Trade Secret | 2022 | 2022
20252-215912-02 | Xcel Energy | 85 | 13781 | IOU | 05187301 | 12.913 | Solar |  |  | Interconnected | Trade Secret | Trade | ECK | ECK322 | Residential |  | Trade Secret | 2022 | 2022
20252-215912-02 | Xcel Energy | 85 | 13781 | IOU | 05187967 | 6.4 | Solar |  |  | Interconnected | Trade Secret | Trade | GRC | GRC312 | Residential |  | Trade Secret | 2022 | 2023
20252-215912-02 | Xcel Energy | 85 | 13781 | IOU | 05187994 | 8.96 | Solar |  |  | Interconnected | Trade Secret | Trade | GRC | GRC312 | Residential |  | Trade Secret | 2022 | 2023
20252-215912-02 | Xcel Energy | 85 | 13781 | IOU | 05188038 | 11.02 | Solar |  |  | Interconnected | Trade Secret | Trade | LLK | LLK071 | Residential |  | Trade Secret | 2022 | 2023
20252-215912-02 | Xcel Energy | 85 | 13781 | IOU | 05188103 | 3.84 | Solar |  |  | Interconnected | Trade Secret | Trade | GRC | GRC312 | Residential |  | Trade Secret | 2022 | 2023
20252-215912-02 | Xcel Energy | 85 | 13781 | IOU | 05188375 |  | Solar |  |  | Withdrawn | Trade Secret | Trade |  |  | Residential | Solar*Rewards | Trade Secret | 2022
20252-215912-02 | Xcel Energy | 85 | 13781 | IOU | 05188642 | 3.747 | Solar |  |  | Interconnected | Trade Secret | Trade | BEL | BEL061 | Residential |  | Trade Secret | 2022 | 2023
20252-215912-02 | Xcel Energy | 85 | 13781 | IOU | 05188868 | 11.92 | Solar |  |  | Interconnected | Trade Secret | Trade | SOU | SOU064 | Residential |  | Trade Secret | 2022 | 2022
20252-215912-02 | Xcel Energy | 85 | 13781 | IOU | 05188874 | 5.96 | Solar |  |  | Interconnected | Trade Secret | Trade | AFT | AFT314 | Residential |  | Trade Secret | 2022 | 2022
20252-215912-02 | Xcel Energy | 85 | 13781 | IOU | 05189549 | 5.8 | Solar |  |  | Interconnected | Trade Secret | Trade | LEX | LEX071 | Residential |  | Trade Secret | 2022 | 2022
20252-215912-02 | Xcel Energy | 85 | 13781 | IOU | 05189619 | 19.423 | Solar |  | X | Interconnected | Trade Secret | Trade | HUG | HUG321 | Residential | Solar*Rewards | Trade Secret | 2022 | 2023
20252-215912-02 | Xcel Energy | 85 | 13781 | IOU | 05189706 | 8.99 | Solar |  |  | Interconnected | Trade Secret | Trade | CHE | CHE065 | Residential |  | Trade Secret | 2022 | 2022
20252-215912-02 | Xcel Energy | 85 | 13781 | IOU | 05189726 | 8.376 | Solar |  |  | Interconnected | Trade Secret | Trade | WES | WES061 | Residential |  | Trade Secret | 2022 | 2023
20252-215912-02 | Xcel Energy | 85 | 13781 | IOU | 05189769 | 10.121 | Solar |  |  | Interconnected | Trade Secret | Trade | ECK | ECK062 | Residential |  | Trade Secret | 2022 | 2022
20252-215912-02 | Xcel Energy | 85 | 13781 | IOU | 05189813 | 11.02 | Solar |  |  | Active Application | Trade Secret | Trade | CGR | CGR063 | Residential |  | Trade Secret | 2022
20252-215912-02 | Xcel Energy | 85 | 13781 | IOU | 05189999 | 6.556 | Solar |  |  | Interconnected | Trade Secret | Trade | ALD | ALD088 | Residential |  | Trade Secret | 2022 | 2023
20252-215912-02 | Xcel Energy | 85 | 13781 | IOU | 05190057 | 150 | Solar |  |  | Withdrawn | Trade Secret | Trade | RIV | RIV063 | Commercial |  | Trade Secret | 2022
20252-215912-02 | Xcel Energy | 85 | 13781 | IOU | 05190066 | 250 | Solar |  |  | Active Application | Trade Secret | Trade | WRR | WRR064 | Commercial |  | Trade Secret | 2022
20252-215912-02 | Xcel Energy | 85 | 13781 | IOU | 05190070 |  |  |  |  | Active Application | Trade Secret | Trade | ALD | ALD094 | Commercial |  | Trade Secret | 2022
20252-215912-02 | Xcel Energy | 85 | 13781 | IOU | 05190072 | 700 | Solar |  |  | Withdrawn | Trade Secret | Trade | APA | APA073 | Commercial |  | Trade Secret | 2023
20252-215912-02 | Xcel Energy | 85 | 13781 | IOU | 05190257 | 7.6 | Solar |  |  | Interconnected | Trade Secret | Trade | EDA | EDA073 | Residential |  | Trade Secret | 2022 | 2022
20252-215912-02 | Xcel Energy | 85 | 13781 | IOU | 05190266 | 9.994 | Solar |  |  | Interconnected | Trade Secret | Trade | FSL | FSL311 | Residential |  | Trade Secret | 2022 | 2022
20252-215912-02 | Xcel Energy | 85 | 13781 | IOU | 05190292 | 7.15 | Solar |  | X | Active Application | Trade Secret | Trade | MHW | MHW311 | Residential | Solar*Rewards | Trade Secret | 2022
20252-215912-02 | Xcel Energy | 85 | 13781 | IOU | 05190344 | 4.768 | Solar |  |  | Interconnected | Trade Secret | Trade | SLP | SLP082 | Residential |  | Trade Secret | 2022 | 2022
20252-215912-02 | Xcel Energy | 85 | 13781 | IOU | 05190825 | 10.15 | Solar |  |  | Interconnected | Trade Secret | Trade | DND | DND071 | Residential |  | Trade Secret | 2022 | 2023
20252-215912-02 | Xcel Energy | 85 | 13781 | IOU | 05190849 |  | Solar |  |  | Active Application | Trade Secret | Trade |  |  | Residential | Solar*Rewards | Trade Secret | 2022
20252-215912-02 | Xcel Energy | 85 | 13781 | IOU | 05190952 | 3.84 | Solar |  |  | Interconnected | Trade Secret | Trade | SAK | SAK321 | Residential |  | Trade Secret | 2022 | 2023
20252-215912-02 | Xcel Energy | 85 | 13781 | IOU | 05191187 | 15.232 | Solar |  |  | Interconnected | Trade Secret | Trade | AFT | AFT314 | Residential |  | Trade Secret | 2022 | 2023
20252-215912-02 | Xcel Energy | 85 | 13781 | IOU | 05191324 | 8.12 | Solar |  |  | Withdrawn | Trade Secret | Trade | LCR | LCR311 | Residential |  | Trade Secret | 2022
20252-215912-02 | Xcel Energy | 85 | 13781 | IOU | 05191385 | 17.88 | Solar |  |  | Interconnected | Trade Secret | Trade | YAM | YAM031 | Residential |  | Trade Secret | 2022 | 2023
20252-215912-02 | Xcel Energy | 85 | 13781 | IOU | 05191478 | 8.32 | Solar |  |  | Withdrawn | Trade Secret | Trade | MHW | MHW311 | Residential |  | Trade Secret | 2022
20252-215912-02 | Xcel Energy | 85 | 13781 | IOU | 05191518 | 6.387 | Solar |  |  | Active Application | Trade Secret | Trade | KAN | KAN031 | Residential |  | Trade Secret | 2022
20252-215912-02 | Xcel Energy | 85 | 13781 | IOU | 05191897 |  | Solar |  |  | Active Application | Trade Secret | Trade | LAC | LAC062 | Residential | Solar*Rewards | Trade Secret | 2022
20252-215912-02 | Xcel Energy | 85 | 13781 | IOU | 05192397 | 7.6 | Solar |  | X | Withdrawn | Trade Secret | Trade | MND | MND062 | Residential |  | Trade Secret | 2022
20252-215912-02 | Xcel Energy | 85 | 13781 | IOU | 05192403 | 49 | Solar |  |  | Withdrawn | Trade Secret | Trade | MDT | MDT062 | Commercial |  | Trade Secret | 2022
20252-215912-02 | Xcel Energy | 85 | 13781 | IOU | 05192421 |  |  |  |  | Active Application | Trade Secret | Trade |  |  | Residential |  | Trade Secret | 2022
20252-215912-02 | Xcel Energy | 85 | 13781 | IOU | 05192473 | 9.6 | Solar |  |  | Interconnected | Trade Secret | Trade | GRC | GRC313 | Residential |  | Trade Secret | 2022 | 2023
20252-215912-02 | Xcel Energy | 85 | 13781 | IOU | 05192486 | 5.76 | Solar |  |  | Withdrawn | Trade Secret | Trade | GRC | GRC313 | Residential |  | Trade Secret | 2022
20252-215912-02 | Xcel Energy | 85 | 13781 | IOU | 05192908 |  |  |  |  | Active Application | Trade Secret | Trade | RAM | RAM071 | Residential |  | Trade Secret | 2022
20252-215912-02 | Xcel Energy | 85 | 13781 | IOU | 05193131 | 6.96 | Solar |  |  | Interconnected | Trade Secret | Trade | CGR | CGR072 | Residential |  | Trade Secret | 2022 | 2023
20252-215912-02 | Xcel Energy | 85 | 13781 | IOU | 05193480 |  |  |  |  | Active Application | Trade Secret | Trade |  |  | Residential |  | Trade Secret | 2022
20252-215912-02 | Xcel Energy | 85 | 13781 | IOU | 05193484 |  | Solar |  |  | Active Application | Trade Secret | Trade |  |  | Residential | Solar*Rewards | Trade Secret | 2022
20252-215912-02 | Xcel Energy | 85 | 13781 | IOU | 05193536 |  |  |  |  | Withdrawn | Trade Secret | Trade | IDA | IDA064 | Residential |  | Trade Secret | 2022
20252-215912-02 | Xcel Energy | 85 | 13781 | IOU | 05193935 | 6.4 | Solar |  |  | Withdrawn | Trade Secret | Trade | MHW | MHW311 | Residential |  | Trade Secret | 2022
20252-215912-02 | Xcel Energy | 85 | 13781 | IOU | 05194068 | 3.747 | Solar |  |  | Withdrawn | Trade Secret | Trade | LOW | LOW021 | Residential |  | Trade Secret | 2022
20252-215912-02 | Xcel Energy | 85 | 13781 | IOU | 05194131 | 8.94 | Solar |  |  | Interconnected | Trade Secret | Trade | WCR | WCR322 | Residential |  | Trade Secret | 2022 | 2023
20252-215912-02 | Xcel Energy | 85 | 13781 | IOU | 05194209 | 22.62 | Solar |  |  | Interconnected | Trade Secret | Trade | SCL | SCL313 | Residential |  | Trade Secret | 2022 | 2023
20252-215912-02 | Xcel Energy | 85 | 13781 | IOU | 05194214 | 12.76 | Solar |  |  | Interconnected | Trade Secret | Trade | HUG | HUG312 | Residential |  | Trade Secret | 2022 | 2022
20252-215912-02 | Xcel Energy | 85 | 13781 | IOU | 05194396 | 9.994 | Solar |  |  | Interconnected | Trade Secret | Trade | UPP | UPP063 | Residential |  | Trade Secret | 2022 | 2022
20252-215912-02 | Xcel Energy | 85 | 13781 | IOU | 05194607 | 6.631 | Solar |  |  | Interconnected | Trade Secret | Trade | IDA | IDA064 | Residential |  | Trade Secret | 2022 | 2022
20252-215912-02 | Xcel Energy | 85 | 13781 | IOU | 05194718 | 7.68 | Solar |  |  | Withdrawn | Trade Secret | Trade | MHW | MHW311 | Residential |  | Trade Secret | 2022
20252-215912-02 | Xcel Energy | 85 | 13781 | IOU | 05196453 | 4.06 | Solar |  |  | Interconnected | Trade Secret | Trade | RLK | RLK066 | Residential |  | Trade Secret | 2022 | 2023
20252-215912-02 | Xcel Energy | 85 | 13781 | IOU | 05197209 | 7.329 | Solar |  |  | Withdrawn | Trade Secret | Trade | UPP | UPP082 | Residential | Solar*Rewards | Trade Secret | 2022
20252-215912-02 | Xcel Energy | 85 | 13781 | IOU | 05197356 | 3.49 | Solar |  |  | Interconnected | Trade Secret | Trade | WES | WES064 | Residential |  | Trade Secret | 2022 | 2022
20252-215912-02 | Xcel Energy | 85 | 13781 | IOU | 05197688 | 9.074 | Solar |  |  | Interconnected | Trade Secret | Trade | LAC | LAC062 | Residential | Solar*Rewards | Trade Secret | 2022 | 2023
20252-215912-02 | Xcel Energy | 85 | 13781 | IOU | 05197781 | 10.15 | Solar |  |  | Interconnected | Trade Secret | Trade | EDP | EDP073 | Residential |  | Trade Secret | 2022 | 2023
20252-215912-02 | Xcel Energy | 85 | 13781 | IOU | 05197796 | 7.329 | Solar |  |  | Interconnected | Trade Secret | Trade | WIL | WIL085 | Residential |  | Trade Secret | 2022 | 2024
20252-215912-02 | Xcel Energy | 85 | 13781 | IOU | 05197817 | 5.933 | Solar |  |  | Interconnected | Trade Secret | Trade | SOU | SOU077 | Residential |  | Trade Secret | 2022 | 2022
20252-215912-02 | Xcel Energy | 85 | 13781 | IOU | 05197841 | 6 | Solar |  |  | Withdrawn | Trade Secret | Trade | SOU | SOU061 | Residential |  | Trade Secret | 2022
20252-215912-02 | Xcel Energy | 85 | 13781 | IOU | 05197857 | 8.027 | Solar |  |  | Interconnected | Trade Secret | Trade | HSN | HSN322 | Residential |  | Trade Secret | 2022 | 2022
20252-215912-02 | Xcel Energy | 85 | 13781 | IOU | 05197871 | 7.616 | Solar |  |  | Withdrawn | Trade Secret | Trade | APA | APA064 | Residential |  | Trade Secret | 2022
20252-215912-02 | Xcel Energy | 85 | 13781 | IOU | 05197995 | 6.96 | Solar |  |  | Interconnected | Trade Secret | Trade | MOL | MOL076 | Residential |  | Trade Secret | 2022 | 2023
20252-215912-02 | Xcel Energy | 85 | 13781 | IOU | 05198046 | 5.22 | Solar |  |  | Interconnected | Trade Secret | Trade | CGR | CGR072 | Residential |  | Trade Secret | 2022 | 2022
20252-215912-02 | Xcel Energy | 85 | 13781 | IOU | 05198829 | 5.8 | Solar |  |  | Interconnected | Trade Secret | Trade | HOL | HOL072 | Residential |  | Trade Secret | 2022 | 2022
20252-215912-02 | Xcel Energy | 85 | 13781 | IOU | 05198869 | 150 | Solar |  |  | Interconnected | Trade Secret | Trade | RIV | RIV073 | Commercial |  | Trade Secret | 2022 | 2023
20252-215912-02 | Xcel Energy | 85 | 13781 | IOU | 05198874 | 10.56 | Storage |  |  | Interconnected | Trade Secret | Trade | MEL | MEL061 | Residential |  | Trade Secret | 2022 | 2022
20252-215912-02 | Xcel Energy | 85 | 13781 | IOU | 05198878 |  |  |  |  | Active Application | Trade Secret | Trade |  |  | Residential |  | Trade Secret | 2022
20252-215912-02 | Xcel Energy | 85 | 13781 | IOU | 05198896 | 9.423 | Solar |  |  | Interconnected | Trade Secret | Trade | WIL | WIL074 | Residential |  | Trade Secret | 2022 | 2022
20252-215912-02 | Xcel Energy | 85 | 13781 | IOU | 05199047 | 80 | Solar |  |  | Interconnected | Trade Secret | Trade | PKL | PKL071 | Commercial |  | Trade Secret | 2022 | 2023
20252-215912-02 | Xcel Energy | 85 | 13781 | IOU | 05199226 | 9.28 | Solar |  |  | Withdrawn | Trade Secret | Trade | MPK | MPK074 | Residential |  | Trade Secret | 2022
20252-215912-02 | Xcel Energy | 85 | 13781 | IOU | 05199247 | 10.44 | Solar |  |  | Active Application | Trade Secret | Trade | MEL | MEL075 | Residential |  | Trade Secret | 2022
20252-215912-02 | Xcel Energy | 85 | 13781 | IOU | 05199262 | 7.54 | Solar |  |  | Active Application | Trade Secret | Trade | IDA | IDA064 | Residential |  | Trade Secret | 2022
20252-215912-02 | Xcel Energy | 85 | 13781 | IOU | 05199280 | 4.35 | Solar |  |  | Withdrawn | Trade Secret | Trade | BCR | BCR063 | Residential |  | Trade Secret | 2022
20252-215912-02 | Xcel Energy | 85 | 13781 | IOU | 05199303 | 7.83 | Solar |  |  | Withdrawn | Trade Secret | Trade | WCR | WCR063 | Residential |  | Trade Secret | 2022
20252-215912-02 | Xcel Energy | 85 | 13781 | IOU | 05199326 | 4.93 | Solar |  |  | Withdrawn | Trade Secret | Trade | ECK | ECK321 | Residential | Solar*Rewards | Trade Secret | 2022
20252-215912-02 | Xcel Energy | 85 | 13781 | IOU | 05199327 | 7.124 | Solar |  |  | Interconnected | Trade Secret | Trade | SAK | SAK321 | Residential |  | Trade Secret | 2022 | 2022
20252-215912-02 | Xcel Energy | 85 | 13781 | IOU | 05199346 | 4.932 | Solar |  |  | Interconnected | Trade Secret | Trade | FSL | FSL312 | Residential |  | Trade Secret | 2022 | 2022
20252-215912-02 | Xcel Energy | 85 | 13781 | IOU | 05199479 | 8.725 | Solar |  |  | Active Application | Trade Secret | Trade | PIL | PIL021 | Residential |  | Trade Secret | 2022
20252-215912-02 | Xcel Energy | 85 | 13781 | IOU | 05199844 | 8.046 | Solar |  |  | Withdrawn | Trade Secret | Trade | SLP | SLP082 | Residential |  | Trade Secret | 2022
20252-215912-02 | Xcel Energy | 85 | 13781 | IOU | 05200176 | 12.6 | Storage |  |  | Interconnected | Trade Secret | Trade | SLP | SLP084 | Residential |  | Trade Secret | 2022 | 2019
20252-215912-02 | Xcel Energy | 85 | 13781 | IOU | 05200236 | 9.994 | Solar |  |  | Interconnected | Trade Secret | Trade | ECK | ECK322 | Residential |  | Trade Secret | 2022 | 2022
20252-215912-02 | Xcel Energy | 85 | 13781 | IOU | 05200643 | 14.21 | Solar |  |  | Withdrawn | Trade Secret | Trade | LAP | LAP311 | Residential |  | Trade Secret | 2022
20252-215912-02 | Xcel Energy | 85 | 13781 | IOU | 05200762 | 5.51 | Solar |  |  | Withdrawn | Trade Secret | Trade | ECK | ECK321 | Residential |  | Trade Secret | 2022
20252-215912-02 | Xcel Energy | 85 | 13781 | IOU | 05200962 |  | Solar |  |  | Active Application | Trade Secret | Trade |  |  | Residential | Solar*Rewards | Trade Secret | 2022
20252-215912-02 | Xcel Energy | 85 | 13781 | IOU | 05201079 | 8.96 | Solar |  |  | Interconnected | Trade Secret | Trade | STO | STO002 | Residential |  | Trade Secret | 2022 | 2023
20252-215912-02 | Xcel Energy | 85 | 13781 | IOU | 05201097 | 3.747 | Solar |  |  | Interconnected | Trade Secret | Trade | RPL | RPL071 | Residential |  | Trade Secret | 2022 | 2024
20252-215912-02 | Xcel Energy | 85 | 13781 | IOU | 05201122 | 7.68 | Solar |  | X | Interconnected | Trade Secret | Trade | WDY | WDY311 | Residential |  | Trade Secret | 2022 | 2023
20252-215912-02 | Xcel Energy | 85 | 13781 | IOU | 05201173 |  |  |  |  | Active Application | Trade Secret | Trade | EDA | EDA075 | Residential |  | Trade Secret | 2022
20252-215912-02 | Xcel Energy | 85 | 13781 | IOU | 05201316 | 3.747 | Solar |  |  | Interconnected | Trade Secret | Trade | WIL | WIL079 | Residential |  | Trade Secret | 2022 | 2022
20252-215912-02 | Xcel Energy | 85 | 13781 | IOU | 05201373 | 3.48 | Solar |  |  | Withdrawn | Trade Secret | Trade | TLK | TLK061 | Residential |  | Trade Secret | 2022
20252-215912-02 | Xcel Energy | 85 | 13781 | IOU | 05201397 | 5.12 | Solar |  |  | Interconnected | Trade Secret | Trade | STO | STO002 | Residential |  | Trade Secret | 2022 | 2023
20252-215912-02 | Xcel Energy | 85 | 13781 | IOU | 05201407 | 7.04 | Solar |  |  | Interconnected | Trade Secret | Trade | STO | STO002 | Residential |  | Trade Secret | 2022 | 2023
20252-215912-02 | Xcel Energy | 85 | 13781 | IOU | 05201411 | 4.64 | Solar |  |  | Interconnected | Trade Secret | Trade | TLK | TLK061 | Residential |  | Trade Secret | 2022 | 2023
20252-215912-02 | Xcel Energy | 85 | 13781 | IOU | 05201666 | 7.329 | Solar |  |  | Withdrawn | Trade Secret | Trade | RMT | RMT321 | Residential |  | Trade Secret | 2022
20252-215912-02 | Xcel Energy | 85 | 13781 | IOU | 05202000 | 5.76 | Solar |  |  | Interconnected | Trade Secret | Trade | STY | STY075 | Residential |  | Trade Secret | 2022 | 2023
20252-215912-02 | Xcel Energy | 85 | 13781 | IOU | 05202046 | 7.04 | Solar |  |  | Interconnected | Trade Secret | Trade | SCL | SCL311 | Residential |  | Trade Secret | 2022 | 2023
20252-215912-02 | Xcel Energy | 85 | 13781 | IOU | 05202072 | 6.4 | Solar |  |  | Withdrawn | Trade Secret | Trade | SCL | SCL322 | Residential |  | Trade Secret | 2022
20252-215912-02 | Xcel Energy | 85 | 13781 | IOU | 05202213 | 20.244 | Solar |  | X | Interconnected | Trade Secret | Trade | OPK | OPK073 | Residential |  | Trade Secret | 2022 | 2022
20252-215912-02 | Xcel Energy | 85 | 13781 | IOU | 05202248 | 5 | Storage |  |  | Active Application | Trade Secret | Trade | SCL | SCL322 | Residential |  | Trade Secret | 2022
20252-215912-02 | Xcel Energy | 85 | 13781 | IOU | 05202269 | 11.517 | Solar |  |  | Interconnected | Trade Secret | Trade | WES | WES075 | Residential |  | Trade Secret | 2022 | 2022
20252-215912-02 | Xcel Energy | 85 | 13781 | IOU | 05202362 | 14.994 | Solar |  |  | Withdrawn | Trade Secret | Trade | AFT | AFT314 | Residential |  | Trade Secret | 2022
20252-215912-02 | Xcel Energy | 85 | 13781 | IOU | 05202499 | 6.56 | Solar |  |  | Interconnected | Trade Secret | Trade | LOK | LOK062 | Residential |  | Trade Secret | 2022 | 2023
20252-215912-02 | Xcel Energy | 85 | 13781 | IOU | 05202559 |  |  |  |  | Active Application | Trade Secret | Trade |  |  | Residential |  | Trade Secret | 2022
20252-215912-02 | Xcel Energy | 85 | 13781 | IOU | 05202854 | 4.64 | Solar |  |  | Interconnected | Trade Secret | Trade | MPK | MPK082 | Residential |  | Trade Secret | 2022 | 2023
20252-215912-02 | Xcel Energy | 85 | 13781 | IOU | 05202874 | 8.12 | Solar |  |  | Active Application | Trade Secret | Trade | RAP | RAP081 | Residential |  | Trade Secret | 2022
20252-215912-02 | Xcel Energy | 85 | 13781 | IOU | 05202979 | 6.38 | Solar |  |  | Interconnected | Trade Secret | Trade | WDY | WDY311 | Residential |  | Trade Secret | 2022 | 2023
20252-215912-02 | Xcel Energy | 85 | 13781 | IOU | 05202984 |  |  |  |  | Active Application | Trade Secret | Trade |  |  | Residential |  | Trade Secret | 2022
20252-215912-02 | Xcel Energy | 85 | 13781 | IOU | 05203045 | 5.12 | Solar |  |  | Interconnected | Trade Secret | Trade | RVA | RVA061 | Residential |  | Trade Secret | 2022 | 2023
20252-215912-02 | Xcel Energy | 85 | 13781 | IOU | 05203053 |  |  |  |  | Active Application | Trade Secret | Trade |  |  | Residential |  | Trade Secret | 2022
20252-215912-02 | Xcel Energy | 85 | 13781 | IOU | 05203103 | 5.12 | Solar |  |  | Withdrawn | Trade Secret | Trade | MHW | MHW311 | Residential |  | Trade Secret | 2022
20252-215912-02 | Xcel Energy | 85 | 13781 | IOU | 05203113 |  |  |  |  | Active Application | Trade Secret | Trade |  |  | Residential |  | Trade Secret | 2022
20252-215912-02 | Xcel Energy | 85 | 13781 | IOU | 05203812 | 28.119 | Solar |  |  | Interconnected | Trade Secret | Trade | FAP | FAP061 | Residential |  | Trade Secret | 2022 | 2023
20252-215912-02 | Xcel Energy | 85 | 13781 | IOU | 05203815 | 4.537 | Solar |  |  | Interconnected | Trade Secret | Trade | STY | STY061 | Residential |  | Trade Secret | 2022 | 2024
20252-215912-02 | Xcel Energy | 85 | 13781 | IOU | 05203839 | 4.886 | Solar |  |  | Interconnected | Trade Secret | Trade | WES | WES073 | Residential |  | Trade Secret | 2022 | 2022
20252-215912-02 | Xcel Energy | 85 | 13781 | IOU | 05203865 | 9.074 | Solar |  |  | Interconnected | Trade Secret | Trade | RAM | RAM062 | Residential |  | Trade Secret | 2022 | 2022
20252-215912-02 | Xcel Energy | 85 | 13781 | IOU | 05203870 | 13.34 | Solar |  |  | Interconnected | Trade Secret | Trade | FAP | FAP062 | Residential |  | Trade Secret | 2022 | 2022
20252-215912-02 | Xcel Energy | 85 | 13781 | IOU | 05204023 | 9.28 | Solar |  |  | Interconnected | Trade Secret | Trade | FSL | FSL312 | Residential |  | Trade Secret | 2022 | 2022
20252-215912-02 | Xcel Energy | 85 | 13781 | IOU | 05204107 | 10.44 | Solar |  |  | Interconnected | Trade Secret | Trade | WYO | WYO022 | Residential |  | Trade Secret | 2022 | 2023
20252-215912-02 | Xcel Energy | 85 | 13781 | IOU | 05204349 | 240 | Solar |  |  | Withdrawn | Trade Secret | Trade | ELP | ELP054 | Commercial |  | Trade Secret | 2022
20252-215912-02 | Xcel Energy | 85 | 13781 | IOU | 05204373 | 10.15 | Solar |  |  | Interconnected | Trade Secret | Trade | AFT | AFT315 | Residential |  | Trade Secret | 2022 | 2023
20252-215912-02 | Xcel Energy | 85 | 13781 | IOU | 05204658 | 10.24 | Solar |  |  | Interconnected | Trade Secret | Trade | LOK | LOK093 | Residential |  | Trade Secret | 2022 | 2023
20252-215912-02 | Xcel Energy | 85 | 13781 | IOU | 05204675 | 3.84 | Solar |  |  | Interconnected | Trade Secret | Trade | LOK | LOK093 | Residential |  | Trade Secret | 2022 | 2023
20252-215912-02 | Xcel Energy | 85 | 13781 | IOU | 05204689 | 9.6 | Solar |  |  | Interconnected | Trade Secret | Trade | RVA | RVA061 | Residential |  | Trade Secret | 2022 | 2022
20252-215912-02 | Xcel Energy | 85 | 13781 | IOU | 05204734 | 5.12 | Solar |  |  | Withdrawn | Trade Secret | Trade | GRC | GRC312 | Residential |  | Trade Secret | 2022
20252-215912-02 | Xcel Energy | 85 | 13781 | IOU | 05204745 | 7.04 | Solar |  |  | Interconnected | Trade Secret | Trade | STO | STO002 | Residential |  | Trade Secret | 2022 | 2023
20252-215912-02 | Xcel Energy | 85 | 13781 | IOU | 05204749 | 2.5 | Solar |  |  | Withdrawn | Trade Secret | Trade | SLP | SLP076 | Residential | Solar*Rewards | Trade Secret | 2023
20252-215912-02 | Xcel Energy | 85 | 13781 | IOU | 05204751 | 3.84 | Solar |  |  | Interconnected | Trade Secret | Trade | SCL | SCL311 | Residential |  | Trade Secret | 2022 | 2023
20252-215912-02 | Xcel Energy | 85 | 13781 | IOU | 05204753 | 5.12 | Solar |  |  | Interconnected | Trade Secret | Trade | SAK | SAK321 | Residential |  | Trade Secret | 2022 | 2023
20252-215912-02 | Xcel Energy | 85 | 13781 | IOU | 05204908 |  |  |  |  | Active Application | Trade Secret | Trade |  |  | Residential |  | Trade Secret | 2022
20252-215912-02 | Xcel Energy | 85 | 13781 | IOU | 05205033 | 22.78 | Solar |  |  | Interconnected | Trade Secret | Trade | EDA | EDA073 | Residential |  | Trade Secret | 2022 | 2023
20252-215912-02 | Xcel Energy | 85 | 13781 | IOU | 05206567 | 7.68 | Solar |  |  | Interconnected | Trade Secret | Trade | STO | STO002 | Residential |  | Trade Secret | 2022 | 2023
20252-215912-02 | Xcel Energy | 85 | 13781 | IOU | 05206603 | 12.47 | Solar |  |  | Interconnected | Trade Secret | Trade | EDA | EDA089 | Residential |  | Trade Secret | 2022 | 2023
20252-215912-02 | Xcel Energy | 85 | 13781 | IOU | 05206727 | 5.22 | Solar |  |  | Interconnected | Trade Secret | Trade | ALD | ALD092 | Residential |  | Trade Secret | 2022 | 2022
20252-215912-02 | Xcel Energy | 85 | 13781 | IOU | 05206740 | 6.4 | Solar |  |  | Interconnected | Trade Secret | Trade | STY | STY072 | Residential |  | Trade Secret | 2022 | 2023
20252-215912-02 | Xcel Energy | 85 | 13781 | IOU | 05207067 | 7.68 | Solar |  |  | Interconnected | Trade Secret | Trade | STO | STO002 | Residential |  | Trade Secret | 2022 | 2023
20252-215912-02 | Xcel Energy | 85 | 13781 | IOU | 05207078 | 6.4 | Solar |  |  | Interconnected | Trade Secret | Trade | STY | STY072 | Residential |  | Trade Secret | 2022 | 2022
20252-215912-02 | Xcel Energy | 85 | 13781 | IOU | 05207092 | 7.54 | Solar |  |  | Interconnected | Trade Secret | Trade | APA | APA069 | Residential |  | Trade Secret | 2022 | 2023
20252-215912-02 | Xcel Energy | 85 | 13781 | IOU | 05207129 | 2.32 | Solar |  |  | Interconnected | Trade Secret | Trade | SOU | SOU081 | Residential |  | Trade Secret | 2022 | 2022
20252-215912-02 | Xcel Energy | 85 | 13781 | IOU | 05207156 | 7.678 | Solar |  |  | Interconnected | Trade Secret | Trade | LEX | LEX061 | Residential |  | Trade Secret | 2022 | 2022
20252-215912-02 | Xcel Energy | 85 | 13781 | IOU | 05207181 | 8.376 | Solar |  |  | Interconnected | Trade Secret | Trade | SIP | SIP073 | Residential |  | Trade Secret | 2022 | 2022
20252-215912-02 | Xcel Energy | 85 | 13781 | IOU | 05207240 | 2.792 | Solar |  |  | Interconnected | Trade Secret | Trade | SOU | SOU081 | Residential |  | Trade Secret | 2022 | 2022
20252-215912-02 | Xcel Energy | 85 | 13781 | IOU | 05207368 | 7.68 | Solar |  |  | Interconnected | Trade Secret | Trade | MPK | MPK083 | Residential |  | Trade Secret | 2022 | 2023
20252-215912-02 | Xcel Energy | 85 | 13781 | IOU | 05207614 | 22.4 | Solar |  | X | Interconnected | Trade Secret | Trade | BLC | BLC062 | Residential |  | Trade Secret | 2022 | 2023
20252-215912-02 | Xcel Energy | 85 | 13781 | IOU | 05207650 | 6 | Solar |  | X | Interconnected | Trade Secret | Trade | REW | REW021 | Residential |  | Trade Secret | 2022 | 2023
20252-215912-02 | Xcel Energy | 85 | 13781 | IOU | 05207831 | 6 | Solar |  |  | Interconnected | Trade Secret | Trade | VMR | VMR062 | Residential |  | Trade Secret | 2022 | 2022
20252-215912-02 | Xcel Energy | 85 | 13781 | IOU | 05207923 | 3.48 | Solar |  |  | Interconnected | Trade Secret | Trade | CGR | CGR072 | Residential |  | Trade Secret | 2022 | 2023
20252-215912-02 | Xcel Energy | 85 | 13781 | IOU | 05207942 | 11.02 | Solar |  |  | Interconnected | Trade Secret | Trade | MEL | MEL087 | Residential |  | Trade Secret | 2022 | 2022
20252-215912-02 | Xcel Energy | 85 | 13781 | IOU | 05207944 | 7.54 | Solar |  |  | Interconnected | Trade Secret | Trade | LEX | LEX075 | Residential |  | Trade Secret | 2022 | 2022
20252-215912-02 | Xcel Energy | 85 | 13781 | IOU | 05208129 | 39.998 | Solar |  |  | Interconnected | Trade Secret | Trade | HUG | HUG321 | Commercial |  | Trade Secret | 2022 | 2023
20252-215912-02 | Xcel Energy | 85 | 13781 | IOU | 05208205 | 6.96 | Solar |  |  | Interconnected | Trade Secret | Trade | SOU | SOU075 | Residential |  | Trade Secret | 2022 | 2022
20252-215912-02 | Xcel Energy | 85 | 13781 | IOU | 05208210 | 6.631 | Solar |  |  | Interconnected | Trade Secret | Trade | SOU | SOU072 | Residential |  | Trade Secret | 2022 | 2022
20252-215912-02 | Xcel Energy | 85 | 13781 | IOU | 05208225 | 10.15 | Solar |  |  | Interconnected | Trade Secret | Trade | WIL | WIL062 | Residential |  | Trade Secret | 2022 | 2022
20252-215912-02 | Xcel Energy | 85 | 13781 | IOU | 05208238 | 23.262 | Solar |  | X | Interconnected | Trade Secret | Trade | MEL | MEL074 | Residential |  | Trade Secret | 2022 | 2022
20252-215912-02 | Xcel Energy | 85 | 13781 | IOU | 05208243 | 4.64 | Solar |  |  | Interconnected | Trade Secret | Trade | SOU | SOU065 | Residential |  | Trade Secret | 2022 | 2022
20252-215912-02 | Xcel Energy | 85 | 13781 | IOU | 05208248 | 4.886 | Solar |  |  | Interconnected | Trade Secret | Trade | BLC | BLC062 | Residential |  | Trade Secret | 2022 | 2022
20252-215912-02 | Xcel Energy | 85 | 13781 | IOU | 05208250 |  |  |  |  | Active Application | Trade Secret | Trade |  |  | Residential |  | Trade Secret | 2022
20252-215912-02 | Xcel Energy | 85 | 13781 | IOU | 05208252 | 8.027 | Solar |  |  | Interconnected | Trade Secret | Trade | APA | APA064 | Residential |  | Trade Secret | 2022 | 2023
20252-215912-02 | Xcel Energy | 85 | 13781 | IOU | 05208290 | 3 | Solar |  |  | Withdrawn | Trade Secret | Trade | RAM | RAM071 | Residential |  | Trade Secret | 2022
20252-215912-02 | Xcel Energy | 85 | 13781 | IOU | 05208293 | 5.5 | Solar |  |  | Interconnected | Trade Secret | Trade | UPP | UPP066 | Residential |  | Trade Secret | 2022 | 2023
20252-215912-02 | Xcel Energy | 85 | 13781 | IOU | 05208455 |  |  |  |  | Active Application | Trade Secret | Trade |  |  | Residential |  | Trade Secret | 2022
20252-215912-02 | Xcel Energy | 85 | 13781 | IOU | 05208603 | 5.22 | Solar |  |  | Interconnected | Trade Secret | Trade | HWW | HWW073 | Residential |  | Trade Secret | 2022 | 2023
20252-215912-02 | Xcel Energy | 85 | 13781 | IOU | 05208687 | 13.92 | Solar |  | X | Withdrawn | Trade Secret | Trade | NOF | NOF071 | Residential |  | Trade Secret | 2022
20252-215912-02 | Xcel Energy | 85 | 13781 | IOU | 05208734 | 7.25 | Solar |  |  | Withdrawn | Trade Secret | Trade |  |  | Residential |  | Trade Secret | 2022
20252-215912-02 | Xcel Energy | 85 | 13781 | IOU | 05208870 | 2.32 | Solar |  |  | Interconnected | Trade Secret | Trade | SOU | SOU072 | Residential |  | Trade Secret | 2022 | 2022
20252-215912-02 | Xcel Energy | 85 | 13781 | IOU | 05208894 | 7.25 | Solar |  |  | Withdrawn | Trade Secret | Trade |  |  | Residential |  | Trade Secret | 2022
20252-215912-02 | Xcel Energy | 85 | 13781 | IOU | 05208921 | 3.84 | Solar |  |  | Interconnected | Trade Secret | Trade | STY | STY072 | Residential |  | Trade Secret | 2022 | 2023
20252-215912-02 | Xcel Energy | 85 | 13781 | IOU | 05208928 | 7.25 | Solar |  |  | Withdrawn | Trade Secret | Trade |  |  | Residential |  | Trade Secret | 2022
20252-215912-02 | Xcel Energy | 85 | 13781 | IOU | 05208935 | 3.84 | Solar |  |  | Interconnected | Trade Secret | Trade | SCL | SCL312 | Residential |  | Trade Secret | 2022 | 2023
20252-215912-02 | Xcel Energy | 85 | 13781 | IOU | 05209188 | 3.77 | Solar |  |  | Withdrawn | Trade Secret | Trade | TWL | TWL063 | Residential |  | Trade Secret | 2022
20252-215912-02 | Xcel Energy | 85 | 13781 | IOU | 05209490 |  | Solar |  |  | Active Application | Trade Secret | Trade |  |  | Residential | Solar*Rewards | Trade Secret | 2022
20252-215912-02 | Xcel Energy | 85 | 13781 | IOU | 05209492 |  | Solar |  |  | Active Application | Trade Secret | Trade | DBL | DBL067 | Residential | Solar*Rewards | Trade Secret | 2022
20252-215912-02 | Xcel Energy | 85 | 13781 | IOU | 05209556 | 13.96 | Solar |  |  | Interconnected | Trade Secret | Trade | LAP | LAP311 | Residential |  | Trade Secret | 2022 | 2024
20252-215912-02 | Xcel Energy | 85 | 13781 | IOU | 05209644 |  | Solar |  |  | Active Application | Trade Secret | Trade | STY | STY061 | Residential | Solar*Rewards | Trade Secret | 2022
20252-215912-02 | Xcel Energy | 85 | 13781 | IOU | 05209653 | 15.358 | Solar |  | X | Interconnected | Trade Secret | Trade | RPO | RPO312 | Residential |  | Trade Secret | 2022 | 2023
20252-215912-02 | Xcel Energy | 85 | 13781 | IOU | 05209660 |  | Solar |  |  | Active Application | Trade Secret | Trade |  |  | Residential | Solar*Rewards | Trade Secret | 2022
20252-215912-02 | Xcel Energy | 85 | 13781 | IOU | 05210158 |  |  |  |  | Withdrawn | Trade Secret | Trade | CHE | CHE065 | Residential |  | Trade Secret | 2022
20252-215912-02 | Xcel Energy | 85 | 13781 | IOU | 05210170 |  |  |  |  | Active Application | Trade Secret | Trade |  |  | Residential |  | Trade Secret | 2022
20252-215912-02 | Xcel Energy | 85 | 13781 | IOU | 05210309 | 9.994 | Solar |  |  | Interconnected | Trade Secret | Trade | VIL | VIL021 | Residential | Solar*Rewards | Trade Secret | 2022 | 2023
20252-215912-02 | Xcel Energy | 85 | 13781 | IOU | 05210497 | 5.052 | Solar |  |  | Interconnected | Trade Secret | Trade | MPK | MPK084 | Residential |  | Trade Secret | 2022 | 2022
20252-215912-02 | Xcel Energy | 85 | 13781 | IOU | 05210683 | 5.99 | Solar |  |  | Interconnected | Trade Secret | Trade | WCS | WCS064 | Residential |  | Trade Secret | 2022 | 2023
20252-215912-02 | Xcel Energy | 85 | 13781 | IOU | 05210722 | 5.8 | Solar |  |  | Interconnected | Trade Secret | Trade | STY | STY062 | Residential |  | Trade Secret | 2022 | 2023
20252-215912-02 | Xcel Energy | 85 | 13781 | IOU | 05210743 | 2.5 | Solar |  |  | Withdrawn | Trade Secret | Trade | SLP | SLP076 | Residential |  | Trade Secret | 2022
20252-215912-02 | Xcel Energy | 85 | 13781 | IOU | 05210768 | 4.886 | Solar |  |  | Interconnected | Trade Secret | Trade | RPL | RPL063 | Residential |  | Trade Secret | 2022 | 2022
20252-215912-02 | Xcel Energy | 85 | 13781 | IOU | 05210779 | 7.329 | Solar |  |  | Interconnected | Trade Secret | Trade | MPK | MPK074 | Residential |  | Trade Secret | 2022 | 2022
20252-215912-02 | Xcel Energy | 85 | 13781 | IOU | 05210912 | 15 | Solar |  |  | Interconnected | Trade Secret | Trade | BEL | BEL061 | Residential |  | Trade Secret | 2022 | 2023
20252-215912-02 | Xcel Energy | 85 | 13781 | IOU | 05211322 | 9.86 | Solar |  |  | Interconnected | Trade Secret | Trade | OPK | OPK077 | Residential |  | Trade Secret | 2022 | 2023
20252-215912-02 | Xcel Energy | 85 | 13781 | IOU | 05211391 | 1.45 | Solar |  |  | Interconnected | Trade Secret | Trade | APA | APA075 | Residential |  | Trade Secret | 2022 | 2023
20252-215912-02 | Xcel Energy | 85 | 13781 | IOU | 05211410 | 10.725 | Solar |  |  | Interconnected | Trade Secret | Trade | OPK | OPK077 | Residential |  | Trade Secret | 2022 | 2022
20252-215912-02 | Xcel Energy | 85 | 13781 | IOU | 05211437 | 5 | Storage |  |  | Withdrawn | Trade Secret | Trade | OAD | OAD074 | Residential |  | Trade Secret | 2022
20252-215912-02 | Xcel Energy | 85 | 13781 | IOU | 05211655 | 3.77 | Solar |  |  | Interconnected | Trade Secret | Trade | GLK | GLK074 | Residential |  | Trade Secret | 2022 | 2023
20252-215912-02 | Xcel Energy | 85 | 13781 | IOU | 05211735 | 5.5 | Solar |  |  | Active Application | Trade Secret | Trade | CDV | CDV072 | Residential |  | Trade Secret | 2022
20252-215912-02 | Xcel Energy | 85 | 13781 | IOU | 05211990 |  |  |  |  | Active Application | Trade Secret | Trade |  |  | Residential |  | Trade Secret | 2022
20252-215912-02 | Xcel Energy | 85 | 13781 | IOU | 05212056 | 7.68 | Solar |  |  | Interconnected | Trade Secret | Trade | STY | STY072 | Residential |  | Trade Secret | 2022 | 2023
20252-215912-02 | Xcel Energy | 85 | 13781 | IOU | 05212068 | 4.48 | Solar |  |  | Interconnected | Trade Secret | Trade | CTR | CTR021 | Residential |  | Trade Secret | 2022 | 2022
20252-215912-02 | Xcel Energy | 85 | 13781 | IOU | 05212071 | 9.6 | Solar |  |  | Interconnected | Trade Secret | Trade | CTR | CTR021 | Residential |  | Trade Secret | 2022 | 2022
20252-215912-02 | Xcel Energy | 85 | 13781 | IOU | 05212075 | 5.12 | Solar |  |  | Interconnected | Trade Secret | Trade | CTR | CTR031 | Residential |  | Trade Secret | 2022 | 2023
20252-215912-02 | Xcel Energy | 85 | 13781 | IOU | 05212081 | 3.84 | Solar |  |  | Interconnected | Trade Secret | Trade | GRC | GRC312 | Residential |  | Trade Secret | 2022 | 2023
20252-215912-02 | Xcel Energy | 85 | 13781 | IOU | 05212433 | 3.288 | Solar |  |  | Interconnected | Trade Secret | Trade | WIL | WIL097 | Residential |  | Trade Secret | 2022 | 2022
20252-215912-02 | Xcel Energy | 85 | 13781 | IOU | 05212469 | 7.678 | Solar |  |  | Withdrawn | Trade Secret | Trade | SHP | SHP072 | Residential |  | Trade Secret | 2022
20252-215912-02 | Xcel Energy | 85 | 13781 | IOU | 05212474 | 135 |  |  |  | Active Application | Trade Secret | Trade | WEL | WEL021 | Commercial |  | Trade Secret | 2022
20252-215912-02 | Xcel Energy | 85 | 13781 | IOU | 05212518 | 5.12 | Solar |  |  | Interconnected | Trade Secret | Trade | STY | STY062 | Residential |  | Trade Secret | 2022 | 2023
20252-215912-02 | Xcel Energy | 85 | 13781 | IOU | 05212669 | 82.6 | Solar |  |  | Active Application | Trade Secret | Trade | NOF | NOF072 | Commercial |  | Trade Secret | 2022
20252-215912-02 | Xcel Energy | 85 | 13781 | IOU | 05212776 | 6.67 | Solar |  |  | Interconnected | Trade Secret | Trade | AFT | AFT322 | Residential |  | Trade Secret | 2022 | 2022
20252-215912-02 | Xcel Energy | 85 | 13781 | IOU | 05212816 | 7.616 | Solar |  |  | Interconnected | Trade Secret | Trade | ALK | ALK072 | Residential |  | Trade Secret | 2022 | 2023
20252-215912-02 | Xcel Energy | 85 | 13781 | IOU | 05212859 | 13.262 | Solar |  |  | Withdrawn | Trade Secret | Trade | WYO | WYO031 | Residential |  | Trade Secret | 2022
20252-215912-02 | Xcel Energy | 85 | 13781 | IOU | 05212868 | 7.678 | Solar |  |  | Interconnected | Trade Secret | Trade | WDY | WDY312 | Residential |  | Trade Secret | 2022 | 2022
20252-215912-02 | Xcel Energy | 85 | 13781 | IOU | 05213015 | 8.768 | Solar |  |  | Interconnected | Trade Secret | Trade | SCL | SCL312 | Residential |  | Trade Secret | 2022 | 2022
20252-215912-02 | Xcel Energy | 85 | 13781 | IOU | 05213490 |  | Solar |  |  | Active Application | Trade Secret | Trade | RVA | RVA061 | Residential | Solar*Rewards | Trade Secret | 2022
20252-215912-02 | Xcel Energy | 85 | 13781 | IOU | 05213529 | 6.282 | Solar |  |  | Interconnected | Trade Secret | Trade | WES | WES072 | Residential |  | Trade Secret | 2022 | 2022
20252-215912-02 | Xcel Energy | 85 | 13781 | IOU | 05213536 | 8.41 | Solar |  |  | Interconnected | Trade Secret | Trade | GLK | GLK073 | Residential |  | Trade Secret | 2022 | 2022
20252-215912-02 | Xcel Energy | 85 | 13781 | IOU | 05213543 | 5 | Storage |  |  | Withdrawn | Trade Secret | Trade | WSG | WSG362 | Residential |  | Trade Secret | 2022
20252-215912-02 | Xcel Energy | 85 | 13781 | IOU | 05213552 | 12.16 | Solar |  |  | Interconnected | Trade Secret | Trade | RVA | RVA061 | Residential |  | Trade Secret | 2022 | 2022
20252-215912-02 | Xcel Energy | 85 | 13781 | IOU | 05213769 | 29.29 | Solar |  |  | Interconnected | Trade Secret | Trade | RRK | RRK063 | Residential |  | Trade Secret | 2022 | 2023
20252-215912-02 | Xcel Energy | 85 | 13781 | IOU | 05213839 | 8.32 | Solar |  |  | Interconnected | Trade Secret | Trade | CTR | CTR021 | Residential |  | Trade Secret | 2022 | 2022
20252-215912-02 | Xcel Energy | 85 | 13781 | IOU | 05214089 |  | Solar |  |  | Active Application | Trade Secret | Trade | RLK | RLK073 | Residential |  | Trade Secret | 2022
20252-215912-02 | Xcel Energy | 85 | 13781 | IOU | 05214162 | 4.48 | Solar |  |  | Interconnected | Trade Secret | Trade | STY | STY072 | Residential |  | Trade Secret | 2022 | 2023
20252-215912-02 | Xcel Energy | 85 | 13781 | IOU | 05214174 | 266.4 | Solar |  |  | Interconnected | Trade Secret | Trade | ESW | ESW061 | Commercial |  | Trade Secret | 2022 | 2024
20252-215912-02 | Xcel Energy | 85 | 13781 | IOU | 05214306 | 9.1 | Solar |  |  | Interconnected | Trade Secret | Trade | LLK | LLK061 | Residential |  | Trade Secret | 2022 | 2022
20252-215912-02 | Xcel Energy | 85 | 13781 | IOU | 05214480 | 4.5 | Solar |  |  | Active Application | Trade Secret | Trade | TLK | TLK067 | Residential |  | Trade Secret | 2022
20252-215912-02 | Xcel Energy | 85 | 13781 | IOU | 05214531 |  |  |  |  | Active Application | Trade Secret | Trade |  |  | Residential |  | Trade Secret | 2022
20252-215912-02 | Xcel Energy | 85 | 13781 | IOU | 05214533 |  |  |  |  | Active Application | Trade Secret | Trade | SOU | SOU063 | Residential |  | Trade Secret | 2022
20252-215912-02 | Xcel Energy | 85 | 13781 | IOU | 05214624 | 11.02 | Solar |  |  | Interconnected | Trade Secret | Trade | RRK | RRK064 | Residential |  | Trade Secret | 2022 | 2023
20252-215912-02 | Xcel Energy | 85 | 13781 | IOU | 05215126 | 19.988 | Solar |  |  | Interconnected | Trade Secret | Trade | DPN | DPN062 | Residential |  | Trade Secret | 2022 | 2023
20252-215912-02 | Xcel Energy | 85 | 13781 | IOU | 05215408 |  |  |  |  | Active Application | Trade Secret | Trade |  |  | Residential |  | Trade Secret | 2022
20252-215912-02 | Xcel Energy | 85 | 13781 | IOU | 05215410 | 3.747 | Solar |  |  | Withdrawn | Trade Secret | Trade | UPP | UPP086 | Residential |  | Trade Secret | 2022
20252-215912-02 | Xcel Energy | 85 | 13781 | IOU | 05215682 | 4.48 | Solar |  |  | Interconnected | Trade Secret | Trade | CTR | CTR021 | Residential |  | Trade Secret | 2022 | 2023
20252-215912-02 | Xcel Energy | 85 | 13781 | IOU | 05215829 | 10.88 | Solar |  |  | Interconnected | Trade Secret | Trade | CHE | CHE064 | Residential |  | Trade Secret | 2022 | 2023
20252-215912-02 | Xcel Energy | 85 | 13781 | IOU | 05215865 | 10 | Solar |  |  | Withdrawn | Trade Secret | Trade |  |  | Residential | Solar*Rewards | Trade Secret | 2022
20252-215912-02 | Xcel Energy | 85 | 13781 | IOU | 05216023 | 15 | Solar |  | X | Interconnected | Trade Secret | Trade | MND | MND063 | Residential |  | Trade Secret | 2022 | 2022
20252-215912-02 | Xcel Energy | 85 | 13781 | IOU | 05216037 | 9.86 | Solar |  |  | Withdrawn | Trade Secret | Trade | HOL | HOL072 | Residential |  | Trade Secret | 2022
20252-215912-02 | Xcel Energy | 85 | 13781 | IOU | 05216053 | 6.98 | Solar |  |  | Withdrawn | Trade Secret | Trade | MPK | MPK071 | Residential |  | Trade Secret | 2022
20252-215912-02 | Xcel Energy | 85 | 13781 | IOU | 05216062 | 8.376 | Solar |  |  | Interconnected | Trade Secret | Trade | RLK | RLK066 | Residential |  | Trade Secret | 2022 | 2022
20252-215912-02 | Xcel Energy | 85 | 13781 | IOU | 05216069 | 5.584 | Solar |  |  | Interconnected | Trade Secret | Trade | RPL | RPL074 | Residential |  | Trade Secret | 2022 | 2022
20252-215912-02 | Xcel Energy | 85 | 13781 | IOU | 05216076 | 4.188 | Solar |  |  | Interconnected | Trade Secret | Trade | TER | TER071 | Residential |  | Trade Secret | 2022 | 2023
20252-215912-02 | Xcel Energy | 85 | 13781 | IOU | 05216094 | 4.64 | Solar |  |  | Interconnected | Trade Secret | Trade | TER | TER061 | Residential |  | Trade Secret | 2022 | 2023
20252-215912-02 | Xcel Energy | 85 | 13781 | IOU | 05216102 | 8.027 | Solar |  |  | Interconnected | Trade Secret | Trade | GLK | GLK073 | Residential |  | Trade Secret | 2022 | 2022
20252-215912-02 | Xcel Energy | 85 | 13781 | IOU | 05217125 | 3.77 | Solar |  |  | Interconnected | Trade Secret | Trade | MEL | MEL072 | Residential |  | Trade Secret | 2022 | 2022
20252-215912-02 | Xcel Energy | 85 | 13781 | IOU | 05217129 | 7.7 | Solar |  |  | Interconnected | Trade Secret | Trade | HSN | HSN311 | Commercial |  | Trade Secret | 2022 | 2023
20252-215912-02 | Xcel Energy | 85 | 13781 | IOU | 05217179 | 7.68 | Solar |  |  | Interconnected | Trade Secret | Trade | ECK | ECK061 | Residential |  | Trade Secret | 2022 | 2023
20252-215912-02 | Xcel Energy | 85 | 13781 | IOU | 05217190 | 7.68 | Solar |  |  | Interconnected | Trade Secret | Trade | WCR | WCR322 | Residential |  | Trade Secret | 2022 | 2023
20252-215912-02 | Xcel Energy | 85 | 13781 | IOU | 05217220 | 7.68 | Solar |  |  | Interconnected | Trade Secret | Trade | CTR | CTR021 | Residential |  | Trade Secret | 2022 | 2022
20252-215912-02 | Xcel Energy | 85 | 13781 | IOU | 05217240 | 5.12 | Solar |  |  | Interconnected | Trade Secret | Trade | GRC | GRC312 | Residential |  | Trade Secret | 2022 | 2023
20252-215912-02 | Xcel Energy | 85 | 13781 | IOU | 05217256 | 5.76 | Solar |  |  | Interconnected | Trade Secret | Trade | CTR | CTR031 | Residential |  | Trade Secret | 2022 | 2022
20252-215912-02 | Xcel Energy | 85 | 13781 | IOU | 05217325 | 8.027 | Solar |  |  | Interconnected | Trade Secret | Trade | BUR | BUR022 | Residential |  | Trade Secret | 2022 | 2022
20252-215912-02 | Xcel Energy | 85 | 13781 | IOU | 05217648 | 4.35 | Solar |  |  | Interconnected | Trade Secret | Trade | SMT | SMT063 | Residential |  | Trade Secret | 2022 | 2023
20252-215912-02 | Xcel Energy | 85 | 13781 | IOU | 05218126 | 7.678 | Solar |  |  | Interconnected | Trade Secret | Trade | VMR | VMR062 | Residential |  | Trade Secret | 2022 | 2022
20252-215912-02 | Xcel Energy | 85 | 13781 | IOU | 05218132 | 8.376 | Solar |  |  | Interconnected | Trade Secret | Trade | TLK | TLK067 | Residential |  | Trade Secret | 2022 | 2022
20252-215912-02 | Xcel Energy | 85 | 13781 | IOU | 05218135 | 9.423 | Solar |  |  | Interconnected | Trade Secret | Trade | WSG | WSG065 | Residential |  | Trade Secret | 2022 | 2022
20252-215912-02 | Xcel Energy | 85 | 13781 | IOU | 05218624 | 3.3 | Solar |  |  | Interconnected | Trade Secret | Trade | RIV | RIV063 | Residential |  | Trade Secret | 2022 | 2022
20252-215912-02 | Xcel Energy | 85 | 13781 | IOU | 05218644 | 4.48 | Solar |  |  | Interconnected | Trade Secret | Trade | CTR | CTR022 | Residential |  | Trade Secret | 2022 | 2022
20252-215912-02 | Xcel Energy | 85 | 13781 | IOU | 05218727 | 5.5 | Solar |  |  | Interconnected | Trade Secret | Trade | EDA | EDA067 | Residential |  | Trade Secret | 2022 | 2022
20252-215912-02 | Xcel Energy | 85 | 13781 | IOU | 05219011 | 6.38 |  |  |  | Withdrawn | Trade Secret | Trade | HUG | HUG311 | Residential |  | Trade Secret | 2022
20252-215912-02 | Xcel Energy | 85 | 13781 | IOU | 05219151 | 5.51 | Solar |  |  | Interconnected | Trade Secret | Trade | DBL | DBL074 | Residential |  | Trade Secret | 2022 | 2023
20252-215912-02 | Xcel Energy | 85 | 13781 | IOU | 05219623 | 8.32 | Solar |  |  | Interconnected | Trade Secret | Trade | ECK | ECK061 | Residential |  | Trade Secret | 2022 | 2023
20252-215912-02 | Xcel Energy | 85 | 13781 | IOU | 05219842 | 519.6 | Solar |  |  | Interconnected | Trade Secret | Trade | LEX | LEX331 | Commercial |  | Trade Secret | 2022 | 2024
20252-215912-02 | Xcel Energy | 85 | 13781 | IOU | 05219862 | 7.04 | Solar |  |  | Interconnected | Trade Secret | Trade | UPP | UPP066 | Residential |  | Trade Secret | 2022 | 2023
20252-215912-02 | Xcel Energy | 85 | 13781 | IOU | 05219919 | 3.836 | Solar |  |  | Interconnected | Trade Secret | Trade | XRD | XRD062 | Residential |  | Trade Secret | 2022 | 2023
20252-215912-02 | Xcel Energy | 85 | 13781 | IOU | 05219955 | 9999.99 | Storage |  |  | Active Application | Trade Secret | Trade | SDX | SDX312 | Residential |  | Trade Secret | 2022
20252-215912-02 | Xcel Energy | 85 | 13781 | IOU | 05220106 | 9.772 | Solar |  |  | Withdrawn | Trade Secret | Trade | MPK | MPK068 | Commercial |  | Trade Secret | 2022 | 2023
20252-215912-02 | Xcel Energy | 85 | 13781 | IOU | 05220126 | 9.423 | Solar |  |  | Withdrawn | Trade Secret | Trade | FRM | FRM062 | Residential |  | Trade Secret | 2022
20252-215912-02 | Xcel Energy | 85 | 13781 | IOU | 05220149 | 5.933 | Solar |  |  | Interconnected | Trade Secret | Trade | BCR | BCR082 | Residential |  | Trade Secret | 2022 | 2022
20252-215912-02 | Xcel Energy | 85 | 13781 | IOU | 05220165 | 7.25 | Solar |  |  | Interconnected | Trade Secret | Trade | RWD | RWD081 | Residential |  | Trade Secret | 2022 | 2022
20252-215912-02 | Xcel Energy | 85 | 13781 | IOU | 05220172 | 4.64 | Solar |  |  | Interconnected | Trade Secret | Trade | EBL | EBL084 | Residential |  | Trade Secret | 2022 | 2022
20252-215912-02 | Xcel Energy | 85 | 13781 | IOU | 05220223 | 10.88 | Solar |  |  | Interconnected | Trade Secret | Trade | ECK | ECK322 | Residential |  | Trade Secret | 2022 | 2023
20252-215912-02 | Xcel Energy | 85 | 13781 | IOU | 05220235 | 3.84 | Solar |  |  | Interconnected | Trade Secret | Trade | CTR | CTR031 | Residential |  | Trade Secret | 2022 | 2022
20252-215912-02 | Xcel Energy | 85 | 13781 | IOU | 05220337 | 12.47 | Solar |  |  | Interconnected | Trade Secret | Trade | LLK | LLK061 | Residential |  | Trade Secret | 2022 | 2023
20252-215912-02 | Xcel Energy | 85 | 13781 | IOU | 05220391 | 2.5 | Solar |  |  | Interconnected | Trade Secret | Trade | HWW | HWW074 | Residential |  | Trade Secret | 2022 | 2023
20252-215912-02 | Xcel Energy | 85 | 13781 | IOU | 05220510 | 9.994 | Solar |  |  | Interconnected | Trade Secret | Trade | LIN | LIN031 | Residential |  | Trade Secret | 2022 | 2022
20252-215912-02 | Xcel Energy | 85 | 13781 | IOU | 05220686 | 120 | Solar |  |  | Interconnected | Trade Secret | Trade | NMC | NMC092 | Commercial |  | Trade Secret | 2022 | 2024
20252-215912-02 | Xcel Energy | 85 | 13781 | IOU | 05220720 | 11.89 | Solar |  |  | Withdrawn | Trade Secret | Trade | CTF | CTF022 | Residential |  | Trade Secret | 2022
20252-215912-02 | Xcel Energy | 85 | 13781 | IOU | 05220741 |  | Solar |  |  | Active Application | Trade Secret | Trade |  |  | Residential | Solar*Rewards | Trade Secret | 2022
20252-215912-02 | Xcel Energy | 85 | 13781 | IOU | 05220777 | 120 | Solar |  |  | Interconnected | Trade Secret | Trade | TER | TER083 | Commercial |  | Trade Secret | 2022 | 2023
20252-215912-02 | Xcel Energy | 85 | 13781 | IOU | 05220801 | 720 | Solar |  |  | Interconnected | Trade Secret | Trade | ESW | ESW061 | Commercial |  | Trade Secret | 2022 | 2024
20252-215912-02 | Xcel Energy | 85 | 13781 | IOU | 05220928 | 5.933 | Solar |  |  | Interconnected | Trade Secret | Trade | WES | WES074 | Residential |  | Trade Secret | 2022 | 2023
20252-215912-02 | Xcel Energy | 85 | 13781 | IOU | 05221266 | 5.8 | Solar |  |  | Interconnected | Trade Secret | Trade | MHW | MHW312 | Residential |  | Trade Secret | 2022 | 2024
20252-215912-02 | Xcel Energy | 85 | 13781 | IOU | 05221296 | 5.12 | Solar |  |  | Interconnected | Trade Secret | Trade | OSS | OSS063 | Residential |  | Trade Secret | 2022 | 2023
20252-215912-02 | Xcel Energy | 85 | 13781 | IOU | 05221302 | 7.68 | Solar |  |  | Interconnected | Trade Secret | Trade | WCR | WCR311 | Residential |  | Trade Secret | 2022 | 2023
20252-215912-02 | Xcel Energy | 85 | 13781 | IOU | 05221661 | 15 | Solar |  | X | Active Application | Trade Secret | Trade | GLK | GLK064 | Residential |  | Trade Secret | 2022
20252-215912-02 | Xcel Energy | 85 | 13781 | IOU | 05221810 | 7.25 | Solar |  |  | Withdrawn | Trade Secret | Trade | SCL | SCL313 | Residential |  | Trade Secret | 2022
20252-215912-02 | Xcel Energy | 85 | 13781 | IOU | 05222039 | 7.448 | Solar |  |  | Interconnected | Trade Secret | Trade | WDY | WDY311 | Residential |  | Trade Secret | 2022 | 2023
20252-215912-02 | Xcel Energy | 85 | 13781 | IOU | 05222290 |  | Solar |  |  | Active Application | Trade Secret | Trade | WCS | WCS064 | Residential | Solar*Rewards | Trade Secret | 2022
20252-215912-02 | Xcel Energy | 85 | 13781 | IOU | 05222313 | 15 | Solar |  |  | Withdrawn | Trade Secret | Trade | RPO | RPO311 | Residential |  | Trade Secret | 2022
20252-215912-02 | Xcel Energy | 85 | 13781 | IOU | 05222316 | 9.994 | Solar |  |  | Interconnected | Trade Secret | Trade | WCS | WCS064 | Residential |  | Trade Secret | 2022 | 2023
20252-215912-02 | Xcel Energy | 85 | 13781 | IOU | 05222619 | 9.994 | Solar |  |  | Interconnected | Trade Secret | Trade | SLP | SLP092 | Residential |  | Trade Secret | 2022 | 2023
20252-215912-02 | Xcel Energy | 85 | 13781 | IOU | 05222683 | 19.14 | Solar |  | X | Interconnected | Trade Secret | Trade | DPN | DPN072 | Residential |  | Trade Secret | 2022 | 2023
20252-215912-02 | Xcel Energy | 85 | 13781 | IOU | 05224227 | 10.15 | Solar |  |  | Interconnected | Trade Secret | Trade | FSL | FSL311 | Residential |  | Trade Secret | 2022 | 2022
20252-215912-02 | Xcel Energy | 85 | 13781 | IOU | 05224609 | 6.4 | Solar |  |  | Interconnected | Trade Secret | Trade | OSS | OSS076 | Residential |  | Trade Secret | 2022 | 2023
20252-215912-02 | Xcel Energy | 85 | 13781 | IOU | 05224633 | 15.705 | Solar |  |  | Interconnected | Trade Secret | Trade | WCR | WCR063 | Residential |  | Trade Secret | 2022 | 2022
20252-215912-02 | Xcel Energy | 85 | 13781 | IOU | 05224732 | 4 | Solar |  |  | Interconnected | Trade Secret | Trade | AFT | AFT314 | Residential |  | Trade Secret | 2022 | 2023
20252-215912-02 | Xcel Energy | 85 | 13781 | IOU | 05224912 | 4.35 | Solar |  |  | Interconnected | Trade Secret | Trade | WIL | WIL073 | Residential |  | Trade Secret | 2022 | 2023
20252-215912-02 | Xcel Energy | 85 | 13781 | IOU | 05224927 | 6.96 | Solar |  |  | Interconnected | Trade Secret | Trade | HUG | HUG321 | Residential |  | Trade Secret | 2022 | 2023
20252-215912-02 | Xcel Energy | 85 | 13781 | IOU | 05224947 | 5.22 | Solar |  |  | Interconnected | Trade Secret | Trade | WIL | WIL076 | Residential |  | Trade Secret | 2022 | 2022
20252-215912-02 | Xcel Energy | 85 | 13781 | IOU | 05224975 | 6.631 | Solar |  |  | Interconnected | Trade Secret | Trade | LAB | LAB312 | Residential |  | Trade Secret | 2022 | 2022
20252-215912-02 | Xcel Energy | 85 | 13781 | IOU | 05225021 | 5.933 | Solar |  |  | Interconnected | Trade Secret | Trade | SOU | SOU086 | Residential |  | Trade Secret | 2022 | 2022
20252-215912-02 | Xcel Energy | 85 | 13781 | IOU | 05225038 |  |  |  |  | Withdrawn | Trade Secret | Trade |  |  | Residential |  | Trade Secret | 2022
20252-215912-02 | Xcel Energy | 85 | 13781 | IOU | 05225039 | 7.329 | Solar |  |  | Interconnected | Trade Secret | Trade | CHE | CHE064 | Residential |  | Trade Secret | 2022 | 2023
20252-215912-02 | Xcel Energy | 85 | 13781 | IOU | 05225067 | 6.282 | Solar |  |  | Interconnected | Trade Secret | Trade | TER | TER075 | Residential |  | Trade Secret | 2022 | 2022
20252-215912-02 | Xcel Energy | 85 | 13781 | IOU | 05225092 | 10.47 | Solar |  |  | Interconnected | Trade Secret | Trade | KOL | KOL073 | Residential |  | Trade Secret | 2022 | 2022
20252-215912-02 | Xcel Energy | 85 | 13781 | IOU | 05225099 | 8.12 | Solar |  |  | Interconnected | Trade Secret | Trade | HSN | HSN322 | Residential |  | Trade Secret | 2022 | 2022
20252-215912-02 | Xcel Energy | 85 | 13781 | IOU | 05225115 | 4.64 | Solar |  |  | Active Application | Trade Secret | Trade | COK | COK061 | Residential |  | Trade Secret | 2022
20252-215912-02 | Xcel Energy | 85 | 13781 | IOU | 05225137 | 4.886 | Solar |  |  | Interconnected | Trade Secret | Trade | SOU | SOU064 | Residential |  | Trade Secret | 2022 | 2022
20252-215912-02 | Xcel Energy | 85 | 13781 | IOU | 05225160 | 10.22 | Storage |  |  | Withdrawn | Trade Secret | Trade | WSG | WSG076 | Residential |  | Trade Secret | 2022
20252-215912-02 | Xcel Energy | 85 | 13781 | IOU | 05225171 | 6.98 | Solar |  |  | Interconnected | Trade Secret | Trade | HYL | HYL073 | Residential |  | Trade Secret | 2022 | 2022
20252-215912-02 | Xcel Energy | 85 | 13781 | IOU | 05225187 | 6.98 | Solar |  |  | Interconnected | Trade Secret | Trade | STY | STY062 | Residential |  | Trade Secret | 2022 | 2022
20252-215912-02 | Xcel Energy | 85 | 13781 | IOU | 05225202 | 8.027 | Solar |  |  | Interconnected | Trade Secret | Trade | WDY | WDY322 | Residential |  | Trade Secret | 2022 | 2023
20252-215912-02 | Xcel Energy | 85 | 13781 | IOU | 05225219 | 15.356 | Solar |  |  | Interconnected | Trade Secret | Trade | RWD | RWD063 | Residential |  | Trade Secret | 2022 | 2023
20252-215912-02 | Xcel Energy | 85 | 13781 | IOU | 05225285 | 3.48 | Solar |  |  | Interconnected | Trade Secret | Trade | SOU | SOU087 | Residential |  | Trade Secret | 2022 | 2022
20252-215912-02 | Xcel Energy | 85 | 13781 | IOU | 05225287 | 5.51 | Solar |  |  | Interconnected | Trade Secret | Trade | SOU | SOU064 | Residential |  | Trade Secret | 2022 | 2022
20252-215912-02 | Xcel Energy | 85 | 13781 | IOU | 05225290 | 4.64 | Solar |  |  | Interconnected | Trade Secret | Trade | UPP | UPP063 | Residential |  | Trade Secret | 2022 | 2023
20252-215912-02 | Xcel Energy | 85 | 13781 | IOU | 05225296 | 6.98 | Solar |  |  | Interconnected | Trade Secret | Trade | LEX | LEX074 | Residential |  | Trade Secret | 2022 | 2022
20252-215912-02 | Xcel Energy | 85 | 13781 | IOU | 05225298 | 5.584 | Solar |  |  | Interconnected | Trade Secret | Trade | MPK | MPK085 | Residential |  | Trade Secret | 2022 | 2022
20252-215912-02 | Xcel Energy | 85 | 13781 | IOU | 05225302 | 8.376 | Solar |  |  | Interconnected | Trade Secret | Trade | TWL | TWL071 | Residential |  | Trade Secret | 2022 | 2022
20252-215912-02 | Xcel Energy | 85 | 13781 | IOU | 05225309 | 7.678 | Solar |  |  | Interconnected | Trade Secret | Trade | WDY | WDY322 | Residential |  | Trade Secret | 2022 | 2022
20252-215912-02 | Xcel Energy | 85 | 13781 | IOU | 05225312 | 10.47 | Solar |  |  | Interconnected | Trade Secret | Trade | WIL | WIL063 | Residential |  | Trade Secret | 2022 | 2022
20252-215912-02 | Xcel Energy | 85 | 13781 | IOU | 05225325 | 6.98 | Solar |  |  | Interconnected | Trade Secret | Trade | LOK | LOK062 | Residential |  | Trade Secret | 2022 | 2023
20252-215912-02 | Xcel Energy | 85 | 13781 | IOU | 05225702 | 13.96 | Solar |  |  | Active Application | Trade Secret | Trade | GLK | GLK073 | Residential |  | Trade Secret | 2022
20252-215912-02 | Xcel Energy | 85 | 13781 | IOU | 05225732 | 6.4 | Solar |  |  | Interconnected | Trade Secret | Trade | XRD | XRD061 | Residential |  | Trade Secret | 2022 | 2023
20252-215912-02 | Xcel Energy | 85 | 13781 | IOU | 05225764 | 2.094 | Solar |  | X | Withdrawn | Trade Secret | Trade | HUG | HUG311 | Residential |  | Trade Secret | 2022
20252-215912-02 | Xcel Energy | 85 | 13781 | IOU | 05225787 | 12.47 | Solar |  |  | Interconnected | Trade Secret | Trade | AFT | AFT322 | Residential |  | Trade Secret | 2022 | 2023
20252-215912-02 | Xcel Energy | 85 | 13781 | IOU | 05225818 | 3.48 | Solar |  |  | Withdrawn | Trade Secret | Trade | SOU | SOU077 | Residential |  | Trade Secret | 2022
20252-215912-02 | Xcel Energy | 85 | 13781 | IOU | 05225825 |  |  |  |  | Withdrawn | Trade Secret | Trade | MPK | MPK085 | Residential |  | Trade Secret | 2022
20252-215912-02 | Xcel Energy | 85 | 13781 | IOU | 05225842 | 6.96 | Solar |  |  | Interconnected | Trade Secret | Trade | RWD | RWD062 | Residential |  | Trade Secret | 2022 | 2023
20252-215912-02 | Xcel Energy | 85 | 13781 | IOU | 05225849 |  |  |  |  | Withdrawn | Trade Secret | Trade | MPK | MPK083 | Residential |  | Trade Secret | 2022
20252-215912-02 | Xcel Energy | 85 | 13781 | IOU | 05225858 | 6.4 | Solar |  |  | Interconnected | Trade Secret | Trade | FSL | FSL312 | Residential |  | Trade Secret | 2022 | 2023
20252-215912-02 | Xcel Energy | 85 | 13781 | IOU | 05225890 | 6.38 | Solar |  |  | Interconnected | Trade Secret | Trade | LLK | LLK072 | Residential |  | Trade Secret | 2022 | 2023
20252-215912-02 | Xcel Energy | 85 | 13781 | IOU | 05225948 | 9.772 | Solar |  |  | Active Application | Trade Secret | Trade | CHI | CHI311 | Residential |  | Trade Secret | 2022
20252-215912-02 | Xcel Energy | 85 | 13781 | IOU | 05225962 | 20.2 | Solar |  | X | Interconnected | Trade Secret | Trade | SOU | SOU072 | Residential |  | Trade Secret | 2022 | 2023
20252-215912-02 | Xcel Energy | 85 | 13781 | IOU | 05225970 | 6.09 | Solar |  |  | Interconnected | Trade Secret | Trade | SOU | SOU082 | Residential |  | Trade Secret | 2022 | 2023
20252-215912-02 | Xcel Energy | 85 | 13781 | IOU | 05226063 | 7.616 | Solar |  |  | Interconnected | Trade Secret | Trade | WDY | WDY311 | Residential |  | Trade Secret | 2022 | 2022
20252-215912-02 | Xcel Energy | 85 | 13781 | IOU | 05226306 | 3.48 | Solar |  |  | Interconnected | Trade Secret | Trade | SOU | SOU077 | Residential |  | Trade Secret | 2022 | 2022
20252-215912-02 | Xcel Energy | 85 | 13781 | IOU | 05226308 | 16.054 | Solar |  |  | Withdrawn | Trade Secret | Trade | GSL | GSL061 | Residential |  | Trade Secret | 2022
20252-215912-02 | Xcel Energy | 85 | 13781 | IOU | 05226328 | 5.584 | Solar |  |  | Interconnected | Trade Secret | Trade | ALK | ALK063 | Residential |  | Trade Secret | 2022 | 2022
20252-215912-02 | Xcel Energy | 85 | 13781 | IOU | 05226332 | 7.25 | Solar |  |  | Active Application | Trade Secret | Trade | TLK | TLK064 | Residential |  | Trade Secret | 2022
20252-215912-02 | Xcel Energy | 85 | 13781 | IOU | 05226360 | 4.06 | Solar |  |  | Active Application | Trade Secret | Trade | NOF | NOF061 | Residential |  | Trade Secret | 2022
20252-215912-02 | Xcel Energy | 85 | 13781 | IOU | 05226361 | 29 | Storage |  |  | Interconnected | Trade Secret | Trade | WSG | WSG361 | Residential |  | Trade Secret | 2022 | 2022
20252-215912-02 | Xcel Energy | 85 | 13781 | IOU | 05226388 | 80 | Solar |  |  | Interconnected | Trade Secret | Trade | TER | TER061 | Commercial |  | Trade Secret | 2022 | 2023
20252-215912-02 | Xcel Energy | 85 | 13781 | IOU | 05226393 | 4.35 | Solar |  |  | Withdrawn | Trade Secret | Trade | WIL | WIL073 | Residential |  | Trade Secret | 2022
20252-215912-02 | Xcel Energy | 85 | 13781 | IOU | 05226412 | 11.517 | Solar |  |  | Withdrawn | Trade Secret | Trade | OAD | OAD071 | Residential |  | Trade Secret | 2022
20252-215912-02 | Xcel Energy | 85 | 13781 | IOU | 05226450 | 4.95 | Solar |  |  | Interconnected | Trade Secret | Trade | OAD | OAD063 | Residential |  | Trade Secret | 2022 | 2023
20252-215912-02 | Xcel Energy | 85 | 13781 | IOU | 05226451 | 6.282 | Solar |  |  | Withdrawn | Trade Secret | Trade | WIL | WIL098 | Residential |  | Trade Secret | 2022
20252-215912-02 | Xcel Energy | 85 | 13781 | IOU | 05226489 | 4.06 | Solar |  |  | Interconnected | Trade Secret | Trade | HUG | HUG321 | Residential |  | Trade Secret | 2022 | 2023
20252-215912-02 | Xcel Energy | 85 | 13781 | IOU | 05226491 | 11.168 | Solar |  | X | Active Application | Trade Secret | Trade | NOF | NOF061 | Residential |  | Trade Secret | 2022
20252-215912-02 | Xcel Energy | 85 | 13781 | IOU | 05226520 | 6.282 | Solar |  |  | Withdrawn | Trade Secret | Trade | TER | TER075 | Residential |  | Trade Secret | 2022
20252-215912-02 | Xcel Energy | 85 | 13781 | IOU | 05226534 | 5.933 | Solar |  |  | Withdrawn | Trade Secret | Trade | SOU | SOU086 | Residential |  | Trade Secret | 2022
20252-215912-02 | Xcel Energy | 85 | 13781 | IOU | 05226540 | 4.35 | Solar |  |  | Interconnected | Trade Secret | Trade | CGR | CGR072 | Residential |  | Trade Secret | 2022 | 2023
20252-215912-02 | Xcel Energy | 85 | 13781 | IOU | 05226563 | 8.376 | Solar |  |  | Interconnected | Trade Secret | Trade | HWW | HWW074 | Residential |  | Trade Secret | 2022 | 2023
20252-215912-02 | Xcel Energy | 85 | 13781 | IOU | 05226574 | 8.12 | Solar |  |  | Withdrawn | Trade Secret | Trade | LLK | LLK071 | Commercial |  | Trade Secret | 2022
20252-215912-02 | Xcel Energy | 85 | 13781 | IOU | 05226691 | 9.423 | Solar |  |  | Interconnected | Trade Secret | Trade | SLP | SLP084 | Residential |  | Trade Secret | 2022 | 2022
20252-215912-02 | Xcel Energy | 85 | 13781 | IOU | 05227001 | 8.376 | Solar |  |  | Active Application | Trade Secret | Trade | HWW | HWW073 | Residential |  | Trade Secret | 2022
20252-215912-02 | Xcel Energy | 85 | 13781 | IOU | 05227004 | 5.235 | Solar |  |  | Active Application | Trade Secret | Trade | LEX | LEX071 | Residential |  | Trade Secret | 2022
20252-215912-02 | Xcel Energy | 85 | 13781 | IOU | 05227010 | 5.22 | Solar |  |  | Withdrawn | Trade Secret | Trade | WIL | WIL076 | Residential |  | Trade Secret | 2022
20252-215912-02 | Xcel Energy | 85 | 13781 | IOU | 05227020 | 9.28 | Solar |  |  | Active Application | Trade Secret | Trade | WCR | WCR322 | Residential |  | Trade Secret | 2022
20252-215912-02 | Xcel Energy | 85 | 13781 | IOU | 05227025 | 18.96 | Solar |  | X | Interconnected | Trade Secret | Trade | CHE | CHE076 | Residential |  | Trade Secret | 2022 | 2023
20252-215912-02 | Xcel Energy | 85 | 13781 | IOU | 05227046 | 8.41 | Solar |  |  | Interconnected | Trade Secret | Trade | SHP | SHP061 | Residential |  | Trade Secret | 2022 | 2022
20252-215912-02 | Xcel Energy | 85 | 13781 | IOU | 05227050 | 6.175 | Solar |  |  | Withdrawn | Trade Secret | Trade | LAB | LAB312 | Residential |  | Trade Secret | 2022
20252-215912-02 | Xcel Energy | 85 | 13781 | IOU | 05227085 | 7.616 | Solar |  |  | Interconnected | Trade Secret | Trade | APA | APA069 | Residential |  | Trade Secret | 2022 | 2022
20252-215912-02 | Xcel Energy | 85 | 13781 | IOU | 05227100 | 12.956 | Solar |  |  | Interconnected | Trade Secret | Trade | GNL | GNL073 | Residential |  | Trade Secret | 2022 | 2023
20252-215912-02 | Xcel Energy | 85 | 13781 | IOU | 05227190 | 6.046 | Solar |  |  | Interconnected | Trade Secret | Trade | RPO | RPO311 | Residential |  | Trade Secret | 2022 | 2021
20252-215912-02 | Xcel Energy | 85 | 13781 | IOU | 05227239 | 13.96 | Solar |  |  | Interconnected | Trade Secret | Trade | GLK | GLK073 | Residential |  | Trade Secret | 2022 | 2022
20252-215912-02 | Xcel Energy | 85 | 13781 | IOU | 05227254 | 4.35 | Solar |  |  | Active Application | Trade Secret | Trade | COK | COK061 | Residential |  | Trade Secret | 2022
20252-215912-02 | Xcel Energy | 85 | 13781 | IOU | 05227272 | 11.517 | Solar |  |  | Interconnected | Trade Secret | Trade | OAD | OAD071 | Residential |  | Trade Secret | 2022 | 2022
20252-215912-02 | Xcel Energy | 85 | 13781 | IOU | 05227295 | 8.027 | Solar |  |  | Interconnected | Trade Secret | Trade | SLP | SLP084 | Residential |  | Trade Secret | 2022 | 2022
20252-215912-02 | Xcel Energy | 85 | 13781 | IOU | 05227321 | 7.25 | Solar |  |  | Interconnected | Trade Secret | Trade | TLK | TLK064 | Residential |  | Trade Secret | 2022 | 2022
20252-215912-02 | Xcel Energy | 85 | 13781 | IOU | 05227325 | 7.329 | Solar |  |  | Withdrawn | Trade Secret | Trade | CHE | CHE064 | Residential |  | Trade Secret | 2022
20252-215912-02 | Xcel Energy | 85 | 13781 | IOU | 05227330 | 8.376 | Solar |  |  | Interconnected | Trade Secret | Trade | HOL | HOL061 | Residential |  | Trade Secret | 2022 | 2018
20252-215912-02 | Xcel Energy | 85 | 13781 | IOU | 05227333 | 8.376 | Solar |  |  | Interconnected | Trade Secret | Trade | HWW | HWW073 | Residential |  | Trade Secret | 2022 | 2022
20252-215912-02 | Xcel Energy | 85 | 13781 | IOU | 05227341 | 11.64 | Solar |  | X | Interconnected | Trade Secret | Trade | RLK | RLK072 | Residential |  | Trade Secret | 2022 | 2023
20252-215912-02 | Xcel Energy | 85 | 13781 | IOU | 05227343 | 9.28 | Solar |  |  | Interconnected | Trade Secret | Trade | WCR | WCR322 | Residential |  | Trade Secret | 2022 | 2022
20252-215912-02 | Xcel Energy | 85 | 13781 | IOU | 05227358 | 5.584 | Solar |  |  | Interconnected | Trade Secret | Trade | MPK | MPK085 | Residential |  | Trade Secret | 2022 | 2022
20252-215912-02 | Xcel Energy | 85 | 13781 | IOU | 05227380 | 3.141 | Solar |  |  | Interconnected | Trade Secret | Trade | WDY | WDY311 | Residential |  | Trade Secret | 2022 | 2022
20252-215912-02 | Xcel Energy | 85 | 13781 | IOU | 05227403 | 8.377 | Solar |  | X | Interconnected | Trade Secret | Trade | ECK | ECK322 | Residential |  | Trade Secret | 2022 | 2022
20252-215912-02 | Xcel Energy | 85 | 13781 | IOU | 05227407 | 11.168 | Solar |  |  | Interconnected | Trade Secret | Trade | LAB | LAB311 | Residential |  | Trade Secret | 2022 | 2023
20252-215912-02 | Xcel Energy | 85 | 13781 | IOU | 05227429 | 3.3 | Solar |  |  | Interconnected | Trade Secret | Trade | SOU | SOU087 | Residential |  | Trade Secret | 2022 | 2022
20252-215912-02 | Xcel Energy | 85 | 13781 | IOU | 05227434 | 5.584 | Solar |  |  | Withdrawn | Trade Secret | Trade | MPK | MPK085 | Residential |  | Trade Secret | 2022
20252-215912-02 | Xcel Energy | 85 | 13781 | IOU | 05227440 | 9.994 | Solar |  |  | Interconnected | Trade Secret | Trade | TLK | TLK067 | Residential |  | Trade Secret | 2022 | 2021
20252-215912-02 | Xcel Energy | 85 | 13781 | IOU | 05227452 | 16.25 | Solar |  | X | Withdrawn | Trade Secret | Trade | FRM | FRM071 | Residential |  | Trade Secret | 2022
20252-215912-02 | Xcel Energy | 85 | 13781 | IOU | 05227485 | 9.93 | Solar |  | X | Interconnected | Trade Secret | Trade | RVA | RVA061 | Residential |  | Trade Secret | 2022 | 2023
20252-215912-02 | Xcel Energy | 85 | 13781 | IOU | 05227510 |  | Solar |  |  | Active Application | Trade Secret | Trade |  |  | Residential | Solar*Rewards | Trade Secret | 2022
20252-215912-02 | Xcel Energy | 85 | 13781 | IOU | 05227513 |  | Solar |  |  | Active Application | Trade Secret | Trade |  |  | Residential | Solar*Rewards | Trade Secret | 2022
20252-215912-02 | Xcel Energy | 85 | 13781 | IOU | 05227559 | 10.47 | Solar |  |  | Active Application | Trade Secret | Trade | KOL | KOL073 | Residential |  | Trade Secret | 2022
20252-215912-02 | Xcel Energy | 85 | 13781 | IOU | 05227568 | 5.235 | Solar |  |  | Withdrawn | Trade Secret | Trade | SOU | SOU086 | Residential |  | Trade Secret | 2022
20252-215912-02 | Xcel Energy | 85 | 13781 | IOU | 05227571 | 7.15 | Solar |  |  | Active Application | Trade Secret | Trade | SCL | SCL313 | Residential |  | Trade Secret | 2022
20252-215912-02 | Xcel Energy | 85 | 13781 | IOU | 05227574 | 4.06 | Solar |  |  | Withdrawn | Trade Secret | Trade | SOU | SOU076 | Residential | Solar*Rewards | Trade Secret | 2022
20252-215912-02 | Xcel Energy | 85 | 13781 | IOU | 05227578 | 8.12 | Solar |  |  | Withdrawn | Trade Secret | Trade | HSN | HSN322 | Residential |  | Trade Secret | 2022
20252-215912-02 | Xcel Energy | 85 | 13781 | IOU | 05227587 | 4.188 | Solar |  |  | Withdrawn | Trade Secret | Trade | SOU | SOU064 | Residential |  | Trade Secret | 2022
20252-215912-02 | Xcel Energy | 85 | 13781 | IOU | 05227603 | 9.074 | Solar |  |  | Interconnected | Trade Secret | Trade | MOL | MOL072 | Residential |  | Trade Secret | 2022 | 2022
20252-215912-02 | Xcel Energy | 85 | 13781 | IOU | 05227635 | 4.886 | Solar |  |  | Interconnected | Trade Secret | Trade | APA | APA075 | Residential |  | Trade Secret | 2022 | 2022
20252-215912-02 | Xcel Energy | 85 | 13781 | IOU | 05227642 | 6.5 | Solar |  |  | Withdrawn | Trade Secret | Trade | HYL | HYL073 | Residential |  | Trade Secret | 2022
20252-215912-02 | Xcel Energy | 85 | 13781 | IOU | 05227678 | 19.28 | Solar |  | X | Interconnected | Trade Secret | Trade | MPK | MPK074 | Residential |  | Trade Secret | 2022 | 2023
20252-215912-02 | Xcel Energy | 85 | 13781 | IOU | 05227750 | 11.168 | Solar |  |  | Interconnected | Trade Secret | Trade | HYL | HYL063 | Residential |  | Trade Secret | 2022 | 2023
20252-215912-02 | Xcel Energy | 85 | 13781 | IOU | 05227843 | 5.584 | Solar |  |  | Interconnected | Trade Secret | Trade | MPK | MPK071 | Residential |  | Trade Secret | 2022 | 2024
20252-215912-02 | Xcel Energy | 85 | 13781 | IOU | 05227983 | 17.11 | Solar |  |  | Interconnected | Trade Secret | Trade | SAV | SAV063 | Residential |  | Trade Secret | 2022 | 2023
20252-215912-02 | Xcel Energy | 85 | 13781 | IOU | 05228017 | 9.28 | Solar |  |  | Interconnected | Trade Secret | Trade | RMT | RMT321 | Residential |  | Trade Secret | 2022 | 2022
20252-215912-02 | Xcel Energy | 85 | 13781 | IOU | 05228032 | 4.188 | Solar |  |  | Interconnected | Trade Secret | Trade | IDA | IDA061 | Residential |  | Trade Secret | 2022 | 2022
20252-215912-02 | Xcel Energy | 85 | 13781 | IOU | 05228071 | 7.68 | Solar |  |  | Withdrawn | Trade Secret | Trade | HOL | HOL071 | Residential |  | Trade Secret | 2022
20252-215912-02 | Xcel Energy | 85 | 13781 | IOU | 05228410 | 4.188 | Solar |  |  | Active Application | Trade Secret | Trade | SOU | SOU069 | Residential |  | Trade Secret | 2022
20252-215912-02 | Xcel Energy | 85 | 13781 | IOU | 05228413 | 7.678 | Solar |  |  | Interconnected | Trade Secret | Trade | MEL | MEL078 | Residential |  | Trade Secret | 2022 | 2023
20252-215912-02 | Xcel Energy | 85 | 13781 | IOU | 05228448 | 8.376 | Solar |  |  | Interconnected | Trade Secret | Trade | SOU | SOU079 | Residential |  | Trade Secret | 2022 | 2023
20252-215912-02 | Xcel Energy | 85 | 13781 | IOU | 05228479 | 10.819 | Solar |  |  | Withdrawn | Trade Secret | Trade | SAK | SAK321 | Residential |  | Trade Secret | 2022
20252-215912-02 | Xcel Energy | 85 | 13781 | IOU | 05228486 | 7.83 | Solar |  |  | Interconnected | Trade Secret | Trade | CGR | CGR072 | Residential |  | Trade Secret | 2022 | 2022
20252-215912-02 | Xcel Energy | 85 | 13781 | IOU | 05228494 | 9.57 | Solar |  |  | Interconnected | Trade Secret | Trade | VMR | VMR062 | Residential |  | Trade Secret | 2022 | 2023
20252-215912-02 | Xcel Energy | 85 | 13781 | IOU | 05228506 | 17.815 | Solar |  | X | Interconnected | Trade Secret | Trade | APA | APA075 | Residential |  | Trade Secret | 2022 | 2023
20252-215912-02 | Xcel Energy | 85 | 13781 | IOU | 05228549 | 6.631 | Solar |  |  | Interconnected | Trade Secret | Trade | AFT | AFT315 | Residential |  | Trade Secret | 2022 | 2022
20252-215912-02 | Xcel Energy | 85 | 13781 | IOU | 05228575 | 10.819 | Solar |  |  | Interconnected | Trade Secret | Trade | MEL | MEL067 | Residential |  | Trade Secret | 2022 | 2022
20252-215912-02 | Xcel Energy | 85 | 13781 | IOU | 05228585 | 11.31 | Solar |  |  | Interconnected | Trade Secret | Trade | AHI | AHI022 | Residential |  | Trade Secret | 2022 | 2023
20252-215912-02 | Xcel Energy | 85 | 13781 | IOU | 05228589 | 20 | Solar |  |  | Active Application | Trade Secret | Trade | SCA | SCA021 | Residential |  | Trade Secret | 2022
20252-215912-02 | Xcel Energy | 85 | 13781 | IOU | 05228595 | 3.141 | Solar |  |  | Interconnected | Trade Secret | Trade | SLP | SLP084 | Residential |  | Trade Secret | 2022 | 2022
20252-215912-02 | Xcel Energy | 85 | 13781 | IOU | 05228606 | 4.188 | Solar |  |  | Interconnected | Trade Secret | Trade | RMT | RMT321 | Residential |  | Trade Secret | 2022 | 2023
20252-215912-02 | Xcel Energy | 85 | 13781 | IOU | 05228738 | 17.101 | Solar |  |  | Interconnected | Trade Secret | Trade | LIN | LIN022 | Commercial |  | Trade Secret | 2022 | 2023
20252-215912-02 | Xcel Energy | 85 | 13781 | IOU | 05228745 | 10.819 | Solar |  |  | Interconnected | Trade Secret | Trade | VKG | VKG072 | Residential |  | Trade Secret | 2022 | 2023
20252-215912-02 | Xcel Energy | 85 | 13781 | IOU | 05228768 | 6.282 | Solar |  |  | Interconnected | Trade Secret | Trade | DBL | DBL073 | Residential |  | Trade Secret | 2022 | 2022
20252-215912-02 | Xcel Energy | 85 | 13781 | IOU | 05228781 | 5.933 | Solar |  |  | Active Application | Trade Secret | Trade | HOL | HOL071 | Residential |  | Trade Secret | 2022
20252-215912-02 | Xcel Energy | 85 | 13781 | IOU | 05228823 | 6.282 | Solar |  |  | Interconnected | Trade Secret | Trade | GNL | GNL072 | Residential |  | Trade Secret | 2022 | 2022
20252-215912-02 | Xcel Energy | 85 | 13781 | IOU | 05228893 | 5.22 | Solar |  |  | Interconnected | Trade Secret | Trade | EDA | EDA089 | Residential |  | Trade Secret | 2022 | 2023
20252-215912-02 | Xcel Energy | 85 | 13781 | IOU | 05228904 | 12.564 | Solar |  |  | Interconnected | Trade Secret | Trade | CHE | CHE065 | Residential |  | Trade Secret | 2022 | 2023
20252-215912-02 | Xcel Energy | 85 | 13781 | IOU | 05228918 | 6.09 | Solar |  |  | Interconnected | Trade Secret | Trade | UPP | UPP063 | Residential |  | Trade Secret | 2022 | 2022
20252-215912-02 | Xcel Energy | 85 | 13781 | IOU | 05228941 |  |  |  |  | Active Application | Trade Secret | Trade |  |  | Residential |  | Trade Secret | 2022
20252-215912-02 | Xcel Energy | 85 | 13781 | IOU | 05228946 | 9.772 | Solar |  | X | Withdrawn | Trade Secret | Trade | APA | APA068 | Residential |  | Trade Secret | 2022
20252-215912-02 | Xcel Energy | 85 | 13781 | IOU | 05228973 | 11.315 | Solar |  | X | Interconnected | Trade Secret | Trade | PRR | PRR062 | Residential |  | Trade Secret | 2022 | 2023
20252-215912-02 | Xcel Energy | 85 | 13781 | IOU | 05228981 | 5.22 | Solar |  |  | Active Application | Trade Secret | Trade | UPP | UPP082 | Residential |  | Trade Secret | 2022
20252-215912-02 | Xcel Energy | 85 | 13781 | IOU | 05228983 | 2.61 | Solar |  |  | Interconnected | Trade Secret | Trade | KOL | KOL073 | Residential |  | Trade Secret | 2022 | 2023
20252-215912-02 | Xcel Energy | 85 | 13781 | IOU | 05228987 | 5.933 | Solar |  |  | Interconnected | Trade Secret | Trade | RPL | RPL063 | Residential |  | Trade Secret | 2022 | 2022
20252-215912-02 | Xcel Energy | 85 | 13781 | IOU | 05229068 | 8.41 | Solar |  |  | Interconnected | Trade Secret | Trade | CGR | CGR072 | Residential |  | Trade Secret | 2022 | 2023
20252-215912-02 | Xcel Energy | 85 | 13781 | IOU | 05229151 | 6.96 | Solar |  |  | Withdrawn | Trade Secret | Trade | RPO | RPO311 | Residential |  | Trade Secret | 2022
20252-215912-02 | Xcel Energy | 85 | 13781 | IOU | 05229229 | 9.6 | Solar |  |  | Interconnected | Trade Secret | Trade | HSN | HSN322 | Residential |  | Trade Secret | 2022 | 2023
20252-215912-02 | Xcel Energy | 85 | 13781 | IOU | 05229264 | 5.22 | Solar |  |  | Active Application | Trade Secret | Trade | AFT | AFT322 | Residential |  | Trade Secret | 2022
20252-215912-02 | Xcel Energy | 85 | 13781 | IOU | 05229309 | 2.32 |  |  |  | Withdrawn | Trade Secret | Trade | HWW | HWW074 | Residential |  | Trade Secret | 2022
20252-215912-02 | Xcel Energy | 85 | 13781 | IOU | 05229336 | 11.7 | Solar |  |  | Active Application | Trade Secret | Trade | OSS | OSS073 | Residential |  | Trade Secret | 2023
20252-215912-02 | Xcel Energy | 85 | 13781 | IOU | 05229356 | 3.48 | Solar |  |  | Active Application | Trade Secret | Trade | TLK | TLK077 | Residential |  | Trade Secret | 2022
20252-215912-02 | Xcel Energy | 85 | 13781 | IOU | 05229387 | 10.15 | Solar |  |  | Withdrawn | Trade Secret | Trade | ALK | ALK063 | Residential |  | Trade Secret | 2022
20252-215912-02 | Xcel Energy | 85 | 13781 | IOU | 05229437 | 11.31 | Solar |  |  | Interconnected | Trade Secret | Trade | RLK | RLK071 | Residential |  | Trade Secret | 2022 | 2023
20252-215912-02 | Xcel Energy | 85 | 13781 | IOU | 05229459 | 250 | Solar |  |  | Withdrawn | Trade Secret | Trade |  |  | Residential | Other | Trade Secret | 2022
20252-215912-02 | Xcel Energy | 85 | 13781 | IOU | 05229469 | 4.93 | Solar |  |  | Interconnected | Trade Secret | Trade | JOR | JOR021 | Residential |  | Trade Secret | 2022 | 2023
20252-215912-02 | Xcel Energy | 85 | 13781 | IOU | 05229502 | 3 | Solar |  |  | Interconnected | Trade Secret | Trade | RLK | RLK066 | Residential |  | Trade Secret | 2022 | 2023
20252-215912-02 | Xcel Energy | 85 | 13781 | IOU | 05229529 | 3.25 | Solar |  |  | Withdrawn | Trade Secret | Trade | WAV | WAV021 | Residential | Solar*Rewards | Trade Secret | 2022
20252-215912-02 | Xcel Energy | 85 | 13781 | IOU | 05229793 | 6.38 | Solar |  |  | Active Application | Trade Secret | Trade | WDY | WDY311 | Residential |  | Trade Secret | 2022
20252-215912-02 | Xcel Energy | 85 | 13781 | IOU | 05229843 |  |  |  |  | Withdrawn | Trade Secret | Trade | OAD | OAD063 | Residential |  | Trade Secret | 2022
20252-215912-02 | Xcel Energy | 85 | 13781 | IOU | 05229933 | 4.35 | Solar |  |  | Interconnected | Trade Secret | Trade | WES | WES073 | Residential |  | Trade Secret | 2022 | 2023
20252-215912-02 | Xcel Energy | 85 | 13781 | IOU | 05230166 | 4.64 | Solar |  |  | Active Application | Trade Secret | Trade | TER | TER062 | Residential |  | Trade Secret | 2022
20252-215912-02 | Xcel Energy | 85 | 13781 | IOU | 05230215 | 6.175 | Solar |  |  | Interconnected | Trade Secret | Trade | MEL | MEL087 | Residential |  | Trade Secret | 2022 | 2023
20252-215912-02 | Xcel Energy | 85 | 13781 | IOU | 05230240 |  |  |  |  | Active Application | Trade Secret | Trade |  |  | Residential |  | Trade Secret | 2022
20252-215912-02 | Xcel Energy | 85 | 13781 | IOU | 05230298 | 6.38 | Solar |  |  | Withdrawn | Trade Secret | Trade | WDY | WDY311 | Residential |  | Trade Secret | 2022
20252-215912-02 | Xcel Energy | 85 | 13781 | IOU | 05230326 | 7.25 | Solar |  |  | Interconnected | Trade Secret | Trade | CGR | CGR071 | Residential |  | Trade Secret | 2022 | 2023
20252-215912-02 | Xcel Energy | 85 | 13781 | IOU | 05230373 | 4.35 | Solar |  |  | Interconnected | Trade Secret | Trade | WIL | WIL097 | Residential |  | Trade Secret | 2022 | 2023
20252-215912-02 | Xcel Energy | 85 | 13781 | IOU | 05230466 | 8.7 | Solar |  |  | Interconnected | Trade Secret | Trade | MEL | MEL062 | Residential |  | Trade Secret | 2022 | 2023
20252-215912-02 | Xcel Energy | 85 | 13781 | IOU | 05230473 | 15.36 | Solar |  |  | Interconnected | Trade Secret | Trade | HOL | HOL071 | Residential |  | Trade Secret | 2022 | 2023
20252-215912-02 | Xcel Energy | 85 | 13781 | IOU | 05230559 | 3.77 | Solar |  |  | Interconnected | Trade Secret | Trade | DBL | DBL068 | Residential |  | Trade Secret | 2022 | 2023
20252-215912-02 | Xcel Energy | 85 | 13781 | IOU | 05230577 | 2.61 | Solar |  |  | Interconnected | Trade Secret | Trade | WES | WES075 | Residential |  | Trade Secret | 2022 | 2023
20252-215912-02 | Xcel Energy | 85 | 13781 | IOU | 05230596 | 7.83 | Solar |  |  | Interconnected | Trade Secret | Trade | CGR | CGR061 | Residential |  | Trade Secret | 2022 | 2023
20252-215912-02 | Xcel Energy | 85 | 13781 | IOU | 05230660 | 5.22 | Solar |  |  | Interconnected | Trade Secret | Trade | MPK | MPK082 | Residential |  | Trade Secret | 2022 | 2023
20252-215912-02 | Xcel Energy | 85 | 13781 | IOU | 05230676 | 8.41 | Solar |  |  | Withdrawn | Trade Secret | Trade | APA | APA061 | Residential |  | Trade Secret | 2022
20252-215912-02 | Xcel Energy | 85 | 13781 | IOU | 05230686 | 5.51 | Solar |  |  | Interconnected | Trade Secret | Trade | WIL | WIL084 | Residential |  | Trade Secret | 2022 | 2023
20252-215912-02 | Xcel Energy | 85 | 13781 | IOU | 05230700 |  |  |  |  | Active Application | Trade Secret | Trade |  |  | Residential |  | Trade Secret | 2022
20252-215912-02 | Xcel Energy | 85 | 13781 | IOU | 05231041 | 10.15 | Solar |  |  | Interconnected | Trade Secret | Trade | PKL | PKL085 | Residential |  | Trade Secret | 2022 | 2022
20252-215912-02 | Xcel Energy | 85 | 13781 | IOU | 05231506 | 5.933 | Solar |  |  | Interconnected | Trade Secret | Trade | MPK | MPK074 | Residential |  | Trade Secret | 2022 | 2022
20252-215912-02 | Xcel Energy | 85 | 13781 | IOU | 05231574 |  | Solar |  |  | Active Application | Trade Secret | Trade |  |  | Residential | Solar*Rewards | Trade Secret | 2022
20252-215912-02 | Xcel Energy | 85 | 13781 | IOU | 05231712 | 15.66 | Solar |  |  | Interconnected | Trade Secret | Trade | SLP | SLP095 | Residential |  | Trade Secret | 2022 | 2023
20252-215912-02 | Xcel Energy | 85 | 13781 | IOU | 05231761 | 20.15 | Solar |  | X | Interconnected | Trade Secret | Trade | CTR | CTR031 | Residential |  | Trade Secret | 2023 | 2023
20252-215912-02 | Xcel Energy | 85 | 13781 | IOU | 05231803 | 6.09 | Solar |  |  | Interconnected | Trade Secret | Trade | WIL | WIL079 | Residential |  | Trade Secret | 2022 | 2023
20252-215912-02 | Xcel Energy | 85 | 13781 | IOU | 05231937 | 4.64 | Solar |  |  | Interconnected | Trade Secret | Trade | WIL | WIL082 | Residential |  | Trade Secret | 2022 | 2023
20252-215912-02 | Xcel Energy | 85 | 13781 | IOU | 05231983 | 6.67 | Solar |  |  | Interconnected | Trade Secret | Trade | OAD | OAD064 | Residential |  | Trade Secret | 2022 | 2023
20252-215912-02 | Xcel Energy | 85 | 13781 | IOU | 05232004 | 4.35 | Solar |  |  | Interconnected | Trade Secret | Trade | RRK | RRK064 | Residential |  | Trade Secret | 2022 | 2023
20252-215912-02 | Xcel Energy | 85 | 13781 | IOU | 05232011 | 9.57 | Solar |  |  | Interconnected | Trade Secret | Trade | RRK | RRK064 | Residential |  | Trade Secret | 2022 | 2023
20252-215912-02 | Xcel Energy | 85 | 13781 | IOU | 05232014 | 4.35 | Solar |  |  | Interconnected | Trade Secret | Trade | RAM | RAM064 | Residential |  | Trade Secret | 2022 | 2023
20252-215912-02 | Xcel Energy | 85 | 13781 | IOU | 05232016 |  |  |  |  | Withdrawn | Trade Secret | Trade |  |  | Residential |  | Trade Secret | 2022
20252-215912-02 | Xcel Energy | 85 | 13781 | IOU | 05232038 | 4.64 | Solar |  |  | Interconnected | Trade Secret | Trade | ECK | ECK322 | Residential |  | Trade Secret | 2022 | 2023
20252-215912-02 | Xcel Energy | 85 | 13781 | IOU | 05232040 | 3 | Solar |  |  | Withdrawn | Trade Secret | Trade | OAD | OAD063 | Residential |  | Trade Secret | 2022
20252-215912-02 | Xcel Energy | 85 | 13781 | IOU | 05232065 | 3.48 | Solar |  |  | Interconnected | Trade Secret | Trade | TLK | TLK077 | Residential |  | Trade Secret | 2022 | 2023
20252-215912-02 | Xcel Energy | 85 | 13781 | IOU | 05232083 | 10.15 | Solar |  |  | Interconnected | Trade Secret | Trade | ALK | ALK063 | Residential |  | Trade Secret | 2022 | 2023
20252-215912-02 | Xcel Energy | 85 | 13781 | IOU | 05232104 | 3.48 | Solar |  |  | Interconnected | Trade Secret | Trade | ANN | ANN021 | Residential |  | Trade Secret | 2022 | 2023
20252-215912-02 | Xcel Energy | 85 | 13781 | IOU | 05232150 | 2.32 | Solar |  |  | Interconnected | Trade Secret | Trade | HWW | HWW074 | Residential |  | Trade Secret | 2022 | 2023
20252-215912-02 | Xcel Energy | 85 | 13781 | IOU | 05232180 | 4.188 | Solar |  |  | Withdrawn | Trade Secret | Trade | GLK | GLK063 | Residential |  | Trade Secret | 2022
20252-215912-02 | Xcel Energy | 85 | 13781 | IOU | 05232186 | 5.22 | Solar |  |  | Interconnected | Trade Secret | Trade | DBL | DBL068 | Residential |  | Trade Secret | 2022 | 2023
20252-215912-02 | Xcel Energy | 85 | 13781 | IOU | 05232199 | 6.98 | Solar |  |  | Interconnected | Trade Secret | Trade | DBL | DBL060 | Residential |  | Trade Secret | 2022 | 2022
20252-215912-02 | Xcel Energy | 85 | 13781 | IOU | 05232209 | 7.83 | Solar |  |  | Interconnected | Trade Secret | Trade | HWW | HWW062 | Residential |  | Trade Secret | 2022 | 2023
20252-215912-02 | Xcel Energy | 85 | 13781 | IOU | 05232222 | 5.76 | Solar |  |  | Interconnected | Trade Secret | Trade | WIL | WIL091 | Residential |  | Trade Secret | 2022 | 2023
20252-215912-02 | Xcel Energy | 85 | 13781 | IOU | 05232223 | 4.188 | Solar |  |  | Interconnected | Trade Secret | Trade | ECK | ECK322 | Residential |  | Trade Secret | 2022 | 2022
20252-215912-02 | Xcel Energy | 85 | 13781 | IOU | 05232228 | 6.09 | Solar |  |  | Withdrawn | Trade Secret | Trade | RAM | RAM072 | Residential |  | Trade Secret | 2022
20252-215912-02 | Xcel Energy | 85 | 13781 | IOU | 05232240 | 5.51 | Solar |  |  | Interconnected | Trade Secret | Trade | CGR | CGR071 | Residential |  | Trade Secret | 2022 | 2023
20252-215912-02 | Xcel Energy | 85 | 13781 | IOU | 05232254 | 11.168 | Solar |  |  | Withdrawn | Trade Secret | Trade | EDP | EDP091 | Residential |  | Trade Secret | 2022
20252-215912-02 | Xcel Energy | 85 | 13781 | IOU | 05232262 | 6.09 | Solar |  |  | Withdrawn | Trade Secret | Trade | KOL | KOL073 | Residential |  | Trade Secret | 2022
20252-215912-02 | Xcel Energy | 85 | 13781 | IOU | 05232276 | 7.678 | Solar |  |  | Interconnected | Trade Secret | Trade | LLK | LLK061 | Residential |  | Trade Secret | 2022 | 2023
20252-215912-02 | Xcel Energy | 85 | 13781 | IOU | 05232282 | 3.77 | Solar |  |  | Active Application | Trade Secret | Trade | WES | WES076 | Residential |  | Trade Secret | 2022
20252-215912-02 | Xcel Energy | 85 | 13781 | IOU | 05232291 | 5.8 | Solar |  |  | Interconnected | Trade Secret | Trade | FRM | FRM071 | Residential |  | Trade Secret | 2022 | 2023
20252-215912-02 | Xcel Energy | 85 | 13781 | IOU | 05232310 | 6.98 | Solar |  | X | Withdrawn | Trade Secret | Trade | RLK | RLK071 | Residential |  | Trade Secret | 2022
20252-215912-02 | Xcel Energy | 85 | 13781 | IOU | 05232317 | 4.64 | Solar |  |  | Withdrawn | Trade Secret | Trade | LEX | LEX332 | Residential |  | Trade Secret | 2022
20252-215912-02 | Xcel Energy | 85 | 13781 | IOU | 05232321 | 3.75 | Solar |  |  | Active Application | Trade Secret | Trade | WRR | WRR075 | Residential |  | Trade Secret | 2022
20252-215912-02 | Xcel Energy | 85 | 13781 | IOU | 05232322 | 4.93 | Solar |  |  | Active Application | Trade Secret | Trade | DBL | DBL068 | Residential |  | Trade Secret | 2022
20252-215912-02 | Xcel Energy | 85 | 13781 | IOU | 05232419 | 4.188 | Solar |  |  | Interconnected | Trade Secret | Trade | TWL | TWL082 | Residential |  | Trade Secret | 2022 | 2023
20252-215912-02 | Xcel Energy | 85 | 13781 | IOU | 05232432 | 13.611 | Solar |  |  | Withdrawn | Trade Secret | Trade | AFT | AFT314 | Residential |  | Trade Secret | 2022
20252-215912-02 | Xcel Energy | 85 | 13781 | IOU | 05232439 | 4.886 | Solar |  |  | Active Application | Trade Secret | Trade | SOU | SOU065 | Residential |  | Trade Secret | 2022
20252-215912-02 | Xcel Energy | 85 | 13781 | IOU | 05232458 | 4.188 | Solar |  |  | Interconnected | Trade Secret | Trade | WES | WES074 | Residential |  | Trade Secret | 2022 | 2022
20252-215912-02 | Xcel Energy | 85 | 13781 | IOU | 05232994 | 9.28 | Solar |  |  | Interconnected | Trade Secret | Trade | MPK | MPK085 | Residential |  | Trade Secret | 2022 | 2023
20252-215912-02 | Xcel Energy | 85 | 13781 | IOU | 05233019 | 5.933 | Solar |  |  | Interconnected | Trade Secret | Trade | SLP | SLP085 | Residential |  | Trade Secret | 2022 | 2023
20252-215912-02 | Xcel Energy | 85 | 13781 | IOU | 05233028 | 7.329 | Solar |  |  | Interconnected | Trade Secret | Trade | AFT | AFT321 | Residential |  | Trade Secret | 2022 | 2023
20252-215912-02 | Xcel Energy | 85 | 13781 | IOU | 05233040 | 8.41 | Solar |  |  | Interconnected | Trade Secret | Trade | RPL | RPL064 | Residential |  | Trade Secret | 2022 | 2023
20252-215912-02 | Xcel Energy | 85 | 13781 | IOU | 05233050 |  | Solar |  |  | Active Application | Trade Secret | Trade |  |  | Residential | Solar*Rewards | Trade Secret | 2022
20252-215912-02 | Xcel Energy | 85 | 13781 | IOU | 05233088 | 5.8 | Solar |  |  | Interconnected | Trade Secret | Trade | HWW | HWW063 | Residential |  | Trade Secret | 2022 | 2023
20252-215912-02 | Xcel Energy | 85 | 13781 | IOU | 05233247 | 3.3 | Solar |  |  | Interconnected | Trade Secret | Trade | WIL | WIL098 | Residential |  | Trade Secret | 2022 | 2022
20252-215912-02 | Xcel Energy | 85 | 13781 | IOU | 05233253 | 9.423 | Solar |  |  | Interconnected | Trade Secret | Trade | WDY | WDY312 | Residential |  | Trade Secret | 2022 | 2023
20252-215912-02 | Xcel Energy | 85 | 13781 | IOU | 05233290 | 7.678 | Solar |  |  | Withdrawn | Trade Secret | Trade | TWL | TWL083 | Residential |  | Trade Secret | 2022
20252-215912-02 | Xcel Energy | 85 | 13781 | IOU | 05233381 | 12.329 | Solar |  | X | Withdrawn | Trade Secret | Trade | EDA | EDA067 | Residential |  | Trade Secret | 2023
20252-215912-02 | Xcel Energy | 85 | 13781 | IOU | 05233453 | 7.875 | Solar |  |  | Interconnected | Trade Secret | Trade | MPK | MPK071 | Residential |  | Trade Secret | 2022 | 2024
20252-215912-02 | Xcel Energy | 85 | 13781 | IOU | 05233469 | 13.92 | Solar |  |  | Active Application | Trade Secret | Trade | BRP | BRP071 | Residential |  | Trade Secret | 2022
20252-215912-02 | Xcel Energy | 85 | 13781 | IOU | 05233480 | 3.48 | Solar |  |  | Withdrawn | Trade Secret | Trade | ALD | ALD073 | Residential |  | Trade Secret | 2022
20252-215912-02 | Xcel Energy | 85 | 13781 | IOU | 05233523 | 4.35 | Solar |  |  | Interconnected | Trade Secret | Trade | RVA | RVA061 | Residential |  | Trade Secret | 2022 | 2023
20252-215912-02 | Xcel Energy | 85 | 13781 | IOU | 05233660 | 23.732 | Solar |  |  | Interconnected | Trade Secret | Trade | GLK | GLK065 | Residential |  | Trade Secret | 2022 | 2023
20252-215912-02 | Xcel Energy | 85 | 13781 | IOU | 05233678 | 10.15 | Solar |  |  | Active Application | Trade Secret | Trade | CNC | CNC063 | Residential |  | Trade Secret | 2022
20252-215912-02 | Xcel Energy | 85 | 13781 | IOU | 05233714 | 5.51 | Solar |  |  | Interconnected | Trade Secret | Trade | CGR | CGR072 | Residential |  | Trade Secret | 2022 | 2023
20252-215912-02 | Xcel Energy | 85 | 13781 | IOU | 05233721 | 6.38 | Solar |  |  | Interconnected | Trade Secret | Trade | SOU | SOU066 | Residential |  | Trade Secret | 2022 | 2023
20252-215912-02 | Xcel Energy | 85 | 13781 | IOU | 05233745 | 7.8 | Solar |  |  | Interconnected | Trade Secret | Trade | WIL | WIL098 | Residential |  | Trade Secret | 2022 | 2022
20252-215912-02 | Xcel Energy | 85 | 13781 | IOU | 05233754 | 10.121 | Solar |  |  | Interconnected | Trade Secret | Trade | KOL | KOL062 | Residential |  | Trade Secret | 2022 | 2023
20252-215912-02 | Xcel Energy | 85 | 13781 | IOU | 05233765 | 5.584 | Solar |  |  | Active Application | Trade Secret | Trade | GNL | GNL063 | Residential |  | Trade Secret | 2022
20252-215912-02 | Xcel Energy | 85 | 13781 | IOU | 05233857 | 11.866 | Solar |  |  | Interconnected | Trade Secret | Trade | GLK | GLK062 | Residential |  | Trade Secret | 2022 | 2023
20252-215912-02 | Xcel Energy | 85 | 13781 | IOU | 05233870 | 5.584 | Solar |  |  | Withdrawn | Trade Secret | Trade | MEL | MEL072 | Residential |  | Trade Secret | 2022
20252-215912-02 | Xcel Energy | 85 | 13781 | IOU | 05233888 | 2.443 | Solar |  |  | Interconnected | Trade Secret | Trade | MST | MST074 | Residential |  | Trade Secret | 2022 | 2022
20252-215912-02 | Xcel Energy | 85 | 13781 | IOU | 05233903 | 3.77 | Solar |  |  | Interconnected | Trade Secret | Trade | MPK | MPK084 | Residential |  | Trade Secret | 2022 | 2022
20252-215912-02 | Xcel Energy | 85 | 13781 | IOU | 05233917 | 5.8 | Solar |  |  | Withdrawn | Trade Secret | Trade | SOU | SOU060 | Residential |  | Trade Secret | 2022
20252-215912-02 | Xcel Energy | 85 | 13781 | IOU | 05233936 | 6.631 | Solar |  |  | Interconnected | Trade Secret | Trade | MPK | MPK076 | Residential |  | Trade Secret | 2022 | 2023
20252-215912-02 | Xcel Energy | 85 | 13781 | IOU | 05233982 | 6.38 | Solar |  |  | Interconnected | Trade Secret | Trade | SLP | SLP083 | Residential |  | Trade Secret | 2022 | 2023
20252-215912-02 | Xcel Energy | 85 | 13781 | IOU | 05233991 | 10.47 | Solar |  |  | Interconnected | Trade Secret | Trade | LOK | LOK093 | Residential |  | Trade Secret | 2022 | 2023
20252-215912-02 | Xcel Energy | 85 | 13781 | IOU | 05233997 | 12.913 | Solar |  |  | Withdrawn | Trade Secret | Trade | ALD | ALD084 | Residential |  | Trade Secret | 2023
20252-215912-02 | Xcel Energy | 85 | 13781 | IOU | 05234004 | 8.41 | Solar |  |  | Interconnected | Trade Secret | Trade | WDY | WDY311 | Residential |  | Trade Secret | 2022 | 2022
20252-215912-02 | Xcel Energy | 85 | 13781 | IOU | 05234018 | 4.886 | Solar |  |  | Withdrawn | Trade Secret | Trade | IDA | IDA064 | Residential |  | Trade Secret | 2022
20252-215912-02 | Xcel Energy | 85 | 13781 | IOU | 05234023 | 6.96 | Solar |  |  | Withdrawn | Trade Secret | Trade | WIL | WIL061 | Residential |  | Trade Secret | 2022
20252-215912-02 | Xcel Energy | 85 | 13781 | IOU | 05234032 | 6.96 | Solar |  |  | Withdrawn | Trade Secret | Trade | MPK | MPK085 | Residential |  | Trade Secret | 2022
20252-215912-02 | Xcel Energy | 85 | 13781 | IOU | 05234042 | 3.48 | Solar |  |  | Withdrawn | Trade Secret | Trade | NOF | NOF061 | Residential |  | Trade Secret | 2023
20252-215912-02 | Xcel Energy | 85 | 13781 | IOU | 05234329 | 9 | Solar |  | X | Withdrawn | Trade Secret | Trade | OPK | OPK077 | Residential |  | Trade Secret | 2022
20252-215912-02 | Xcel Energy | 85 | 13781 | IOU | 05234445 | 7.616 | Solar |  |  | Interconnected | Trade Secret | Trade | ECK | ECK322 | Residential |  | Trade Secret | 2022 | 2022
20252-215912-02 | Xcel Energy | 85 | 13781 | IOU | 05234956 | 8.376 | Solar |  |  | Interconnected | Trade Secret | Trade | CGR | CGR071 | Residential |  | Trade Secret | 2022 | 2023
20252-215912-02 | Xcel Energy | 85 | 13781 | IOU | 05235001 | 8.12 | Solar |  |  | Interconnected | Trade Secret | Trade | BEL | BEL061 | Residential |  | Trade Secret | 2022 | 2022
20252-215912-02 | Xcel Energy | 85 | 13781 | IOU | 05235239 | 22.04 | Solar |  |  | Interconnected | Trade Secret | Trade | WIL | WIL078 | Residential |  | Trade Secret | 2022 | 2023
20252-215912-02 | Xcel Energy | 85 | 13781 | IOU | 05235311 | 4.64 | Solar |  |  | Interconnected | Trade Secret | Trade | LEX | LEX332 | Residential |  | Trade Secret | 2022 | 2023
20252-215912-02 | Xcel Energy | 85 | 13781 | IOU | 05235438 | 17.45 | Solar |  |  | Interconnected | Trade Secret | Trade | CTR | CTR031 | Residential |  | Trade Secret | 2022 | 2022
20252-215912-02 | Xcel Energy | 85 | 13781 | IOU | 05235452 | 5.8 | Solar |  |  | Interconnected | Trade Secret | Trade | CHE | CHE065 | Residential |  | Trade Secret | 2022 | 2023
20252-215912-02 | Xcel Energy | 85 | 13781 | IOU | 05235473 | 8.7 | Solar |  |  | Withdrawn | Trade Secret | Trade | STY | STY075 | Residential |  | Trade Secret | 2022
20252-215912-02 | Xcel Energy | 85 | 13781 | IOU | 05235489 | 2.9 | Solar |  |  | Interconnected | Trade Secret | Trade | WES | WES064 | Residential |  | Trade Secret | 2022 | 2023
20252-215912-02 | Xcel Energy | 85 | 13781 | IOU | 05235496 | 4.93 | Solar |  |  | Interconnected | Trade Secret | Trade | GNL | GNL062 | Residential |  | Trade Secret | 2022 | 2023
20252-215912-02 | Xcel Energy | 85 | 13781 | IOU | 05235840 | 8.12 | Solar |  |  | Interconnected | Trade Secret | Trade | MOL | MOL073 | Residential |  | Trade Secret | 2022 | 2023
20252-215912-02 | Xcel Energy | 85 | 13781 | IOU | 05236080 | 38.28 | Solar |  |  | Interconnected | Trade Secret | Trade | LIN | LIN031 | Commercial |  | Trade Secret | 2022 | 2023
20252-215912-02 | Xcel Energy | 85 | 13781 | IOU | 05236300 | 5.22 | Solar |  |  | Interconnected | Trade Secret | Trade | HWW | HWW074 | Residential |  | Trade Secret | 2022 | 2023
20252-215912-02 | Xcel Energy | 85 | 13781 | IOU | 05236347 | 8.12 | Solar |  |  | Interconnected | Trade Secret | Trade | CHE | CHE076 | Residential |  | Trade Secret | 2022 | 2023
20252-215912-02 | Xcel Energy | 85 | 13781 | IOU | 05236449 | 2.32 | Solar |  |  | Interconnected | Trade Secret | Trade | CHE | CHE076 | Residential |  | Trade Secret | 2022 | 2023
20252-215912-02 | Xcel Energy | 85 | 13781 | IOU | 05236738 | 3.77 | Solar |  |  | Interconnected | Trade Secret | Trade | VMR | VMR062 | Residential |  | Trade Secret | 2022 | 2023
20252-215912-02 | Xcel Energy | 85 | 13781 | IOU | 05236749 | 6.67 | Solar |  |  | Withdrawn | Trade Secret | Trade | GLK | GLK064 | Residential |  | Trade Secret | 2022
20252-215912-02 | Xcel Energy | 85 | 13781 | IOU | 05236771 | 9.86 | Solar |  |  | Interconnected | Trade Secret | Trade | RPL | RPL064 | Residential |  | Trade Secret | 2022 | 2023
20252-215912-02 | Xcel Energy | 85 | 13781 | IOU | 05237203 | 8.12 | Solar |  |  | Interconnected | Trade Secret | Trade | BYT | BYT061 | Residential |  | Trade Secret | 2022 | 2023
20252-215912-02 | Xcel Energy | 85 | 13781 | IOU | 05237220 | 3.84 | Solar |  |  | Interconnected | Trade Secret | Trade | MPK | MPK065 | Residential |  | Trade Secret | 2022 | 2023
20252-215912-02 | Xcel Energy | 85 | 13781 | IOU | 05237225 | 8.32 | Solar |  |  | Interconnected | Trade Secret | Trade | FSL | FSL312 | Residential |  | Trade Secret | 2022 | 2023
20252-215912-02 | Xcel Energy | 85 | 13781 | IOU | 05237326 | 12.47 | Solar |  |  | Interconnected | Trade Secret | Trade | AFT | AFT314 | Residential |  | Trade Secret | 2022 | 2023
20252-215912-02 | Xcel Energy | 85 | 13781 | IOU | 05237364 | 150 | Solar |  |  | Withdrawn | Trade Secret | Trade |  |  | Residential | Other | Trade Secret | 2022
20252-215912-02 | Xcel Energy | 85 | 13781 | IOU | 05237489 | 9.6 | Solar |  |  | Interconnected | Trade Secret | Trade | HUG | HUG311 | Residential |  | Trade Secret | 2022 | 2023
20252-215912-02 | Xcel Energy | 85 | 13781 | IOU | 05237576 | 8.99 | Solar |  |  | Interconnected | Trade Secret | Trade | UPP | UPP085 | Residential |  | Trade Secret | 2022 | 2023
20252-215912-02 | Xcel Energy | 85 | 13781 | IOU | 05237595 | 10.44 | Solar |  |  | Withdrawn | Trade Secret | Trade | TWL | TWL081 | Residential |  | Trade Secret | 2022
20252-215912-02 | Xcel Energy | 85 | 13781 | IOU | 05237666 | 9.86 | Solar |  |  | Interconnected | Trade Secret | Trade | HSN | HSN311 | Residential |  | Trade Secret | 2022 | 2023
20252-215912-02 | Xcel Energy | 85 | 13781 | IOU | 05237753 | 13.744 | Solar |  |  | Interconnected | Trade Secret | Trade | AFT | AFT321 | Residential |  | Trade Secret | 2022 | 2023
20252-215912-02 | Xcel Energy | 85 | 13781 | IOU | 05238291 | 55.2 | Solar |  |  | Withdrawn | Trade Secret | Trade |  |  | Residential | Other | Trade Secret | 2022
20252-215912-02 | Xcel Energy | 85 | 13781 | IOU | 05238540 | 13.611 |  |  |  | Withdrawn | Trade Secret | Trade | PLA | PLA022 | Residential |  | Trade Secret | 2022
20252-215912-02 | Xcel Energy | 85 | 13781 | IOU | 05238804 | 10.73 | Solar |  |  | Interconnected | Trade Secret | Trade | CHE | CHE065 | Residential |  | Trade Secret | 2022 | 2023
20252-215912-02 | Xcel Energy | 85 | 13781 | IOU | 05238807 | 11.559 | Solar |  | X | Withdrawn | Trade Secret | Trade | GNL | GNL062 | Residential | Solar*Rewards | Trade Secret | 2022
20252-215912-02 | Xcel Energy | 85 | 13781 | IOU | 05238828 | 10.15 | Solar |  |  | Withdrawn | Trade Secret | Trade | TLK | TLK062 | Residential |  | Trade Secret | 2022
20252-215912-02 | Xcel Energy | 85 | 13781 | IOU | 05238931 | 10.094 | Solar |  |  | Interconnected | Trade Secret | Trade | GRC | GRC063 | Residential |  | Trade Secret | 2022 | 2023
20252-215912-02 | Xcel Energy | 85 | 13781 | IOU | 05239044 | 5.8 | Solar |  |  | Active Application | Trade Secret | Trade | NOF | NOF061 | Residential |  | Trade Secret | 2022
20252-215912-02 | Xcel Energy | 85 | 13781 | IOU | 05239067 | 7.15 | Solar |  |  | Interconnected | Trade Secret | Trade | MPK | MPK068 | Residential |  | Trade Secret | 2022 | 2023
20252-215912-02 | Xcel Energy | 85 | 13781 | IOU | 05239172 |  | Solar |  |  | Withdrawn | Trade Secret | Trade |  |  | Residential | Solar*Rewards | Trade Secret | 2022
20252-215912-02 | Xcel Energy | 85 | 13781 | IOU | 05239186 |  | Solar |  |  | Withdrawn | Trade Secret | Trade |  |  | Residential | Solar*Rewards | Trade Secret | 2022
20252-215912-02 | Xcel Energy | 85 | 13781 | IOU | 05239190 |  | Solar |  |  | Withdrawn | Trade Secret | Trade |  |  | Residential | Solar*Rewards | Trade Secret | 2022
20252-215912-02 | Xcel Energy | 85 | 13781 | IOU | 05239193 |  | Solar |  |  | Withdrawn | Trade Secret | Trade |  |  | Residential | Solar*Rewards | Trade Secret | 2022
20252-215912-02 | Xcel Energy | 85 | 13781 | IOU | 05239196 | 3.75 | Solar |  |  | Withdrawn | Trade Secret | Trade | SOU | SOU061 | Commercial | Solar*Rewards | Trade Secret | 2022
20252-215912-02 | Xcel Energy | 85 | 13781 | IOU | 05239197 |  | Solar |  |  | Withdrawn | Trade Secret | Trade |  |  | Residential | Solar*Rewards | Trade Secret | 2022
20252-215912-02 | Xcel Energy | 85 | 13781 | IOU | 05239204 |  | Solar |  |  | Withdrawn | Trade Secret | Trade |  |  | Residential | Solar*Rewards | Trade Secret | 2022
20252-215912-02 | Xcel Energy | 85 | 13781 | IOU | 05239213 |  | Solar |  |  | Withdrawn | Trade Secret | Trade |  |  | Residential | Solar*Rewards | Trade Secret | 2022
20252-215912-02 | Xcel Energy | 85 | 13781 | IOU | 05239216 | 6.38 | Solar |  |  | Interconnected | Trade Secret | Trade | SOU | SOU079 | Residential |  | Trade Secret | 2022 | 2023
20252-215912-02 | Xcel Energy | 85 | 13781 | IOU | 05239231 |  | Solar |  |  | Withdrawn | Trade Secret | Trade |  |  | Residential | Solar*Rewards | Trade Secret | 2022
20252-215912-02 | Xcel Energy | 85 | 13781 | IOU | 05239248 | 5.8 | Solar |  |  | Interconnected | Trade Secret | Trade | CHE | CHE065 | Residential |  | Trade Secret | 2022 | 2023
20252-215912-02 | Xcel Energy | 85 | 13781 | IOU | 05239267 | 7.678 | Solar |  |  | Withdrawn | Trade Secret | Trade |  |  | Residential |  | Trade Secret | 2022
20252-215912-02 | Xcel Energy | 85 | 13781 | IOU | 05239279 | 5.22 | Solar |  |  | Active Application | Trade Secret | Trade | DBL | DBL074 | Residential |  | Trade Secret | 2022
20252-215912-02 | Xcel Energy | 85 | 13781 | IOU | 05239367 |  | Solar |  |  | Active Application | Trade Secret | Trade |  |  | Residential | Solar*Rewards | Trade Secret | 2022
20252-215912-02 | Xcel Energy | 85 | 13781 | IOU | 05239371 | 2.9 | Solar |  |  | Interconnected | Trade Secret | Trade | SOU | SOU084 | Residential |  | Trade Secret | 2022 | 2023
20252-215912-02 | Xcel Energy | 85 | 13781 | IOU | 05239395 | 2.32 | Solar |  |  | Interconnected | Trade Secret | Trade | ALD | ALD073 | Residential |  | Trade Secret | 2022 | 2023
20252-215912-02 | Xcel Energy | 85 | 13781 | IOU | 05239417 | 6.4 | Solar |  |  | Interconnected | Trade Secret | Trade | RMT | RMT321 | Residential |  | Trade Secret | 2022 | 2023
20252-215912-02 | Xcel Energy | 85 | 13781 | IOU | 05239445 | 10.44 | Solar |  |  | Interconnected | Trade Secret | Trade | WCR | WCR311 | Residential |  | Trade Secret | 2022 | 2023
20252-215912-02 | Xcel Energy | 85 | 13781 | IOU | 05239454 | 5.8 | Solar |  |  | Active Application | Trade Secret | Trade | NOF | NOF061 | Residential | Solar*Rewards | Trade Secret | 2022
20252-215912-02 | Xcel Energy | 85 | 13781 | IOU | 05239458 | 8.41 | Solar |  |  | Interconnected | Trade Secret | Trade | SOU | SOU063 | Residential |  | Trade Secret | 2022 | 2023
20252-215912-02 | Xcel Energy | 85 | 13781 | IOU | 05239459 | 7.68 | Solar |  |  | Withdrawn | Trade Secret | Trade | LOK | LOK061 | Residential |  | Trade Secret | 2022
20252-215912-02 | Xcel Energy | 85 | 13781 | IOU | 05239460 | 299.997 | Solar |  |  | Interconnected | Trade Secret | Trade | PKL | PKL062 | Commercial |  | Trade Secret | 2023 | 2023
20252-215912-02 | Xcel Energy | 85 | 13781 | IOU | 05239475 | 9.6 | Solar |  |  | Withdrawn | Trade Secret | Trade | FSL | FSL312 | Residential |  | Trade Secret | 2022
20252-215912-02 | Xcel Energy | 85 | 13781 | IOU | 05239478 | 6.6 | Solar |  |  | Interconnected | Trade Secret | Trade | MOL | MOL078 | Residential |  | Trade Secret | 2022 | 2023
20252-215912-02 | Xcel Energy | 85 | 13781 | IOU | 05239485 | 8.027 | Solar |  |  | Interconnected | Trade Secret | Trade | EBL | EBL084 | Residential |  | Trade Secret | 2022 | 2022
20252-215912-02 | Xcel Energy | 85 | 13781 | IOU | 05239496 | 2.9 | Solar |  |  | Interconnected | Trade Secret | Trade | SAV | SAV069 | Residential |  | Trade Secret | 2022 | 2023
20252-215912-02 | Xcel Energy | 85 | 13781 | IOU | 05239501 | 7.04 | Solar |  |  | Interconnected | Trade Secret | Trade | FSL | FSL312 | Residential |  | Trade Secret | 2022 | 2023
20252-215912-02 | Xcel Energy | 85 | 13781 | IOU | 05239507 | 3.84 | Storage |  |  | Withdrawn | Trade Secret | Trade | MPK | MPK074 | Residential |  | Trade Secret | 2022
20252-215912-02 | Xcel Energy | 85 | 13781 | IOU | 05239524 | 5.248 | Solar |  |  | Interconnected | Trade Secret | Trade | FSL | FSL312 | Residential |  | Trade Secret | 2022 | 2023
20252-215912-02 | Xcel Energy | 85 | 13781 | IOU | 05239590 | 5.76 | Solar |  |  | Interconnected | Trade Secret | Trade | FSL | FSL312 | Residential |  | Trade Secret | 2022 | 2023
20252-215912-02 | Xcel Energy | 85 | 13781 | IOU | 05239635 | 4.48 | Solar |  |  | Interconnected | Trade Secret | Trade | WDY | WDY311 | Residential |  | Trade Secret | 2022 | 2023
20252-215912-02 | Xcel Energy | 85 | 13781 | IOU | 05239649 | 4.592 | Solar |  |  | Interconnected | Trade Secret | Trade | FSL | FSL312 | Residential |  | Trade Secret | 2022 | 2023
20252-215912-02 | Xcel Energy | 85 | 13781 | IOU | 05239654 | 7.04 | Solar |  |  | Interconnected | Trade Secret | Trade | WDY | WDY311 | Residential |  | Trade Secret | 2022 | 2023
20252-215912-02 | Xcel Energy | 85 | 13781 | IOU | 05240056 | 3.48 | Solar |  |  | Interconnected | Trade Secret | Trade | WIL | WIL091 | Commercial |  | Trade Secret | 2022 | 2024
20252-215912-02 | Xcel Energy | 85 | 13781 | IOU | 05240090 | 8.528 | Solar |  |  | Interconnected | Trade Secret | Trade | ALK | ALK067 | Residential |  | Trade Secret | 2022 | 2023
20252-215912-02 | Xcel Energy | 85 | 13781 | IOU | 05240100 | 8.96 | Solar |  |  | Interconnected | Trade Secret | Trade | RRK | RRK064 | Residential |  | Trade Secret | 2022 | 2023
20252-215912-02 | Xcel Energy | 85 | 13781 | IOU | 05240106 | 6.4 | Solar |  |  | Interconnected | Trade Secret | Trade | WDY | WDY311 | Residential |  | Trade Secret | 2022 | 2023
20252-215912-02 | Xcel Energy | 85 | 13781 | IOU | 05240109 | 8.96 | Solar |  |  | Interconnected | Trade Secret | Trade | FSL | FSL311 | Residential |  | Trade Secret | 2022 | 2023
20252-215912-02 | Xcel Energy | 85 | 13781 | IOU | 05240117 | 15.08 | Solar |  |  | Interconnected | Trade Secret | Trade | ECK | ECK341 | Residential |  | Trade Secret | 2022 | 2023
20252-215912-02 | Xcel Energy | 85 | 13781 | IOU | 05240137 | 15.44 | Solar |  | X | Interconnected | Trade Secret | Trade | WCS | WCS071 | Residential |  | Trade Secret | 2022 | 2023
20252-215912-02 | Xcel Energy | 85 | 13781 | IOU | 05240149 | 11.89 | Solar |  |  | Interconnected | Trade Secret | Trade | WIN | WIN043 | Residential |  | Trade Secret | 2022 | 2023
20252-215912-02 | Xcel Energy | 85 | 13781 | IOU | 05240164 | 8.12 | Solar |  |  | Withdrawn | Trade Secret | Trade | GSL | GSL341 | Residential | Solar*Rewards | Trade Secret | 2022
20252-215912-02 | Xcel Energy | 85 | 13781 | IOU | 05240269 | 10.44 | Solar |  |  | Interconnected | Trade Secret | Trade | HOL | HOL071 | Residential |  | Trade Secret | 2022 | 2023
20252-215912-02 | Xcel Energy | 85 | 13781 | IOU | 05240351 | 5 | Solar |  |  | Interconnected | Trade Secret | Trade | PAT | PAT312 | Residential |  | Trade Secret | 2022 | 2023
20252-215912-02 | Xcel Energy | 85 | 13781 | IOU | 05240424 | 7.6 | Solar |  |  | Withdrawn | Trade Secret | Trade | SIP | SIP072 | Residential |  | Trade Secret | 2022
20252-215912-02 | Xcel Energy | 85 | 13781 | IOU | 05240469 | 3.48 | Solar |  |  | Withdrawn | Trade Secret | Trade | WES | WES073 | Residential |  | Trade Secret | 2022
20252-215912-02 | Xcel Energy | 85 | 13781 | IOU | 05240484 | 3.48 | Solar |  |  | Interconnected | Trade Secret | Trade | WES | WES073 | Residential |  | Trade Secret | 2022 | 2023
20252-215912-02 | Xcel Energy | 85 | 13781 | IOU | 05240515 | 3.5 | Solar |  |  | Interconnected | Trade Secret | Trade | CRL | CRL033 | Residential |  | Trade Secret | 2022 | 2023
20252-215912-02 | Xcel Energy | 85 | 13781 | IOU | 05240531 | 5.51 | Solar |  |  | Interconnected | Trade Secret | Trade | EDA | EDA072 | Residential |  | Trade Secret | 2022 | 2023
20252-215912-02 | Xcel Energy | 85 | 13781 | IOU | 05240547 | 66.6 | Solar |  |  | Withdrawn | Trade Secret | Trade | APA | APA064 | Commercial |  | Trade Secret | 2022
20252-215912-02 | Xcel Energy | 85 | 13781 | IOU | 05240592 | 10.44 | Solar |  |  | Interconnected | Trade Secret | Trade | CGR | CGR071 | Residential |  | Trade Secret | 2022 | 2023
20252-215912-02 | Xcel Energy | 85 | 13781 | IOU | 05240626 | 3.75 | Solar |  |  | Withdrawn | Trade Secret | Trade | TWL | TWL062 | Residential |  | Trade Secret | 2022
20252-215912-02 | Xcel Energy | 85 | 13781 | IOU | 05240659 | 5.8 | Solar |  |  | Interconnected | Trade Secret | Trade | SLW | SLW061 | Residential |  | Trade Secret | 2022 | 2023
20252-215912-02 | Xcel Energy | 85 | 13781 | IOU | 05240668 |  |  |  |  | Active Application | Trade Secret | Trade |  |  | Residential |  | Trade Secret | 2022
20252-215912-02 | Xcel Energy | 85 | 13781 | IOU | 05240720 | 11.39 | Solar |  |  | Active Application | Trade Secret | Trade | FAB | FAB063 | Residential |  | Trade Secret | 2022
20252-215912-02 | Xcel Energy | 85 | 13781 | IOU | 05240809 |  |  |  |  | Active Application | Trade Secret | Trade | RPO | RPO311 | Residential |  | Trade Secret | 2022
20252-215912-02 | Xcel Energy | 85 | 13781 | IOU | 05240830 | 11.02 | Solar |  |  | Interconnected | Trade Secret | Trade | WCS | WCS072 | Residential |  | Trade Secret | 2022 | 2023
20252-215912-02 | Xcel Energy | 85 | 13781 | IOU | 05241370 | 12.564 | Solar |  | X | Interconnected | Trade Secret | Trade | AFT | AFT322 | Residential |  | Trade Secret | 2022 | 2022
20252-215912-02 | Xcel Energy | 85 | 13781 | IOU | 05241406 | 38 | Solar |  |  | Withdrawn | Trade Secret | Trade | EGL | EGL022 | Commercial |  | Trade Secret | 2022
20252-215912-02 | Xcel Energy | 85 | 13781 | IOU | 05241478 |  |  |  |  | Active Application | Trade Secret | Trade |  |  | Residential |  | Trade Secret | 2022
20252-215912-02 | Xcel Energy | 85 | 13781 | IOU | 05241669 | 4.48 | Solar |  |  | Interconnected | Trade Secret | Trade | FSL | FSL311 | Residential |  | Trade Secret | 2022 | 2023
20252-215912-02 | Xcel Energy | 85 | 13781 | IOU | 05241690 | 7.6 | Solar |  | X | Withdrawn | Trade Secret | Trade | AFT | AFT321 | Residential | Solar*Rewards | Trade Secret | 2022
20252-215912-02 | Xcel Energy | 85 | 13781 | IOU | 05241725 | 11.39 | Solar |  |  | Interconnected | Trade Secret | Trade | HYL | HYL061 | Residential |  | Trade Secret | 2022 | 2023
20252-215912-02 | Xcel Energy | 85 | 13781 | IOU | 05241864 | 5.5 | Solar |  |  | Interconnected | Trade Secret | Trade | HYL | HYL061 | Residential |  | Trade Secret | 2022 | 2023
20252-215912-02 | Xcel Energy | 85 | 13781 | IOU | 05241878 | 7.68 | Solar |  |  | Withdrawn | Trade Secret | Trade | OAD | OAD074 | Residential | Solar*Rewards | Trade Secret | 2022
20252-215912-02 | Xcel Energy | 85 | 13781 | IOU | 05242004 | 15.2 | Solar |  | X | Withdrawn | Trade Secret | Trade | XRD | XRD076 | Residential |  | Trade Secret | 2022
20252-215912-02 | Xcel Energy | 85 | 13781 | IOU | 05242030 | 11.6 | Solar |  |  | Withdrawn | Trade Secret | Trade | LOW | LOW021 | Residential |  | Trade Secret | 2022
20252-215912-02 | Xcel Energy | 85 | 13781 | IOU | 05242035 | 1000 | Solar |  |  | Active Application | Trade Secret | Trade |  |  | Commercial |  | Trade Secret | 2022
20252-215912-02 | Xcel Energy | 85 | 13781 | IOU | 05242069 | 5.12 | Solar |  |  | Interconnected | Trade Secret | Trade | FSL | FSL312 | Residential |  | Trade Secret | 2022 | 2023
20252-215912-02 | Xcel Energy | 85 | 13781 | IOU | 05242534 | 8.96 | Solar |  |  | Interconnected | Trade Secret | Trade | GLK | GLK074 | Residential |  | Trade Secret | 2022 | 2023
20252-215912-02 | Xcel Energy | 85 | 13781 | IOU | 05242539 | 4.48 | Solar |  |  | Interconnected | Trade Secret | Trade | DND | DND061 | Residential |  | Trade Secret | 2022 | 2023
20252-215912-02 | Xcel Energy | 85 | 13781 | IOU | 05242544 | 7.68 | Solar |  |  | Interconnected | Trade Secret | Trade | FSL | FSL311 | Residential |  | Trade Secret | 2022 | 2023
20252-215912-02 | Xcel Energy | 85 | 13781 | IOU | 05242562 | 5.76 | Solar |  |  | Interconnected | Trade Secret | Trade | RPO | RPO311 | Residential |  | Trade Secret | 2022 | 2023
20252-215912-02 | Xcel Energy | 85 | 13781 | IOU | 05242572 | 6.4 | Solar |  |  | Withdrawn | Trade Secret | Trade | FSL | FSL311 | Residential |  | Trade Secret | 2022
20252-215912-02 | Xcel Energy | 85 | 13781 | IOU | 05244450 | 3.75 | Solar |  |  | Withdrawn | Trade Secret | Trade | BRP | BRP063 | Residential |  | Trade Secret | 2022
20252-215912-02 | Xcel Energy | 85 | 13781 | IOU | 05244457 | 6.046 | Solar |  |  | Interconnected | Trade Secret | Trade | GNL | GNL062 | Residential |  | Trade Secret | 2022 | 2023
20252-215912-02 | Xcel Energy | 85 | 13781 | IOU | 05244491 | 6.046 | Solar |  |  | Interconnected | Trade Secret | Trade | EDA | EDA065 | Residential |  | Trade Secret | 2022 | 2023
20252-215912-02 | Xcel Energy | 85 | 13781 | IOU | 05244524 | 8.41 | Solar |  |  | Interconnected | Trade Secret | Trade | HSN | HSN322 | Residential |  | Trade Secret | 2022 | 2023
20252-215912-02 | Xcel Energy | 85 | 13781 | IOU | 05244543 | 16.82 | Solar |  |  | Interconnected | Trade Secret | Trade | CHE | CHE076 | Residential |  | Trade Secret | 2022 | 2023
20252-215912-02 | Xcel Energy | 85 | 13781 | IOU | 05244594 | 13.63 | Solar |  |  | Interconnected | Trade Secret | Trade | ECK | ECK321 | Residential |  | Trade Secret | 2022 | 2023
20252-215912-02 | Xcel Energy | 85 | 13781 | IOU | 05244816 | 38 | Solar |  |  | Withdrawn | Trade Secret | Trade | EGL | EGL022 | Commercial |  | Trade Secret | 2022
20252-215912-02 | Xcel Energy | 85 | 13781 | IOU | 05244980 | 11.39 | Solar |  |  | Interconnected | Trade Secret | Trade | LEX | LEX074 | Residential |  | Trade Secret | 2022 | 2022
20252-215912-02 | Xcel Energy | 85 | 13781 | IOU | 05245827 | 7.216 | Solar |  |  | Interconnected | Trade Secret | Trade | RPO | RPO311 | Residential |  | Trade Secret | 2022 | 2023
20252-215912-02 | Xcel Energy | 85 | 13781 | IOU | 05245843 | 5.76 | Solar |  |  | Interconnected | Trade Secret | Trade | FSL | FSL311 | Residential |  | Trade Secret | 2022 | 2023
20252-215912-02 | Xcel Energy | 85 | 13781 | IOU | 05245856 | 4.48 | Solar |  |  | Interconnected | Trade Secret | Trade | FSL | FSL311 | Residential |  | Trade Secret | 2022 | 2023
20252-215912-02 | Xcel Energy | 85 | 13781 | IOU | 05246147 | 5.8 | Solar |  |  | Withdrawn | Trade Secret | Trade | MTV | MTV021 | Residential |  | Trade Secret | 2022
20252-215912-02 | Xcel Energy | 85 | 13781 | IOU | 05246158 | 80 | Solar |  |  | Interconnected | Trade Secret | Trade | SIP | SIP061 | Commercial |  | Trade Secret | 2022 | 2023
20252-215912-02 | Xcel Energy | 85 | 13781 | IOU | 05246161 |  |  |  |  | Withdrawn | Trade Secret | Trade | CHE | CHE065 | Residential |  | Trade Secret | 2022
20252-215912-02 | Xcel Energy | 85 | 13781 | IOU | 05246263 | 6.046 | Solar |  |  | Interconnected | Trade Secret | Trade | LLK | LLK072 | Residential |  | Trade Secret | 2022 | 2023
20252-215912-02 | Xcel Energy | 85 | 13781 | IOU | 05246282 | 7.616 | Solar |  |  | Withdrawn | Trade Secret | Trade | SLP | SLP321 | Residential |  | Trade Secret | 2022
20252-215912-02 | Xcel Energy | 85 | 13781 | IOU | 05246309 | 5.052 | Solar |  |  | Interconnected | Trade Secret | Trade | ECK | ECK322 | Residential |  | Trade Secret | 2022 | 2023
20252-215912-02 | Xcel Energy | 85 | 13781 | IOU | 05246338 | 34.6 | Solar |  |  | Withdrawn | Trade Secret | Trade |  |  | Commercial |  | Trade Secret | 2023
20252-215912-02 | Xcel Energy | 85 | 13781 | IOU | 05246488 | 15.046 | Solar |  |  | Withdrawn | Trade Secret | Trade | ORO | ORO061 | Residential |  | Trade Secret | 2022
20252-215912-02 | Xcel Energy | 85 | 13781 | IOU | 05246587 | 19.14 | Solar |  |  | Interconnected | Trade Secret | Trade | ALK | ALK063 | Residential |  | Trade Secret | 2022 | 2023
20252-215912-02 | Xcel Energy | 85 | 13781 | IOU | 05246588 | 13.92 | Solar |  |  | Withdrawn | Trade Secret | Trade | LIL | LIL021 | Residential |  | Trade Secret | 2022
20252-215912-02 | Xcel Energy | 85 | 13781 | IOU | 05246660 | 5.904 | Solar |  |  | Interconnected | Trade Secret | Trade | RPO | RPO311 | Residential |  | Trade Secret | 2022 | 2022
20252-215912-02 | Xcel Energy | 85 | 13781 | IOU | 05247102 | 9.75 |  |  |  | Withdrawn | Trade Secret | Trade | MTR | MTR021 | Residential |  | Trade Secret | 2022
20252-215912-02 | Xcel Energy | 85 | 13781 | IOU | 05247117 | 7.68 | Solar |  |  | Interconnected | Trade Secret | Trade | WDY | WDY321 | Residential |  | Trade Secret | 2022 | 2023
20252-215912-02 | Xcel Energy | 85 | 13781 | IOU | 05247130 | 16.442 | Solar |  |  | Active Application | Trade Secret | Trade | WAT | WAT081 | Residential |  | Trade Secret | 2022
20252-215912-02 | Xcel Energy | 85 | 13781 | IOU | 05247658 | 5.12 | Solar |  |  | Interconnected | Trade Secret | Trade | FSL | FSL311 | Residential |  | Trade Secret | 2022 | 2023
20252-215912-02 | Xcel Energy | 85 | 13781 | IOU | 05247662 | 8.32 | Solar |  |  | Interconnected | Trade Secret | Trade | FSL | FSL311 | Residential |  | Trade Secret | 2022 | 2023
20252-215912-02 | Xcel Energy | 85 | 13781 | IOU | 05248628 | 9.57 | Solar |  |  | Active Application | Trade Secret | Trade | CHI | CHI311 | Residential |  | Trade Secret | 2022
20252-215912-02 | Xcel Energy | 85 | 13781 | IOU | 05248701 | 7.54 | Solar |  |  | Interconnected | Trade Secret | Trade | CNC | CNC063 | Residential |  | Trade Secret | 2022 | 2023
20252-215912-02 | Xcel Energy | 85 | 13781 | IOU | 05248738 | 12.47 | Solar |  |  | Interconnected | Trade Secret | Trade | KOL | KOL073 | Residential |  | Trade Secret | 2022 | 2023
20252-215912-02 | Xcel Energy | 85 | 13781 | IOU | 05248858 | 11.89 | Solar |  |  | Interconnected | Trade Secret | Trade | WRR | WRR075 | Residential |  | Trade Secret | 2022 | 2023
20252-215912-02 | Xcel Energy | 85 | 13781 | IOU | 05249066 |  | Solar |  |  | Active Application | Trade Secret | Trade |  |  | Residential | Solar*Rewards | Trade Secret | 2022
20252-215912-02 | Xcel Energy | 85 | 13781 | IOU | 05249176 |  | Solar |  |  | Active Application | Trade Secret | Trade |  |  | Residential | Solar*Rewards | Trade Secret | 2022
20252-215912-02 | Xcel Energy | 85 | 13781 | IOU | 05249201 |  | Solar |  |  | Active Application | Trade Secret | Trade |  |  | Residential | Solar*Rewards | Trade Secret | 2022
20252-215912-02 | Xcel Energy | 85 | 13781 | IOU | 05249205 |  | Solar |  |  | Active Application | Trade Secret | Trade |  |  | Residential | Solar*Rewards | Trade Secret | 2022
20252-215912-02 | Xcel Energy | 85 | 13781 | IOU | 05249540 | 12.215 | Solar |  |  | Interconnected | Trade Secret | Trade | WTN | WTN062 | Residential |  | Trade Secret | 2022 | 2023
20252-215912-02 | Xcel Energy | 85 | 13781 | IOU | 05249543 | 9.772 | Solar |  |  | Interconnected | Trade Secret | Trade | SOU | SOU064 | Residential |  | Trade Secret | 2022 | 2023
20252-215912-02 | Xcel Energy | 85 | 13781 | IOU | 05249946 | 5.12 | Solar |  |  | Interconnected | Trade Secret | Trade | GRC | GRC312 | Residential |  | Trade Secret | 2022 | 2023
20252-215912-02 | Xcel Energy | 85 | 13781 | IOU | 05249976 | 6.4 | Solar |  |  | Interconnected | Trade Secret | Trade | HSN | HSN322 | Residential |  | Trade Secret | 2022 | 2023
20252-215912-02 | Xcel Energy | 85 | 13781 | IOU | 05249980 | 14.93 | Solar |  | X | Interconnected | Trade Secret | Trade | TWL | TWL079 | Residential |  | Trade Secret | 2022 | 2022
20252-215912-02 | Xcel Energy | 85 | 13781 | IOU | 05250085 | 4 | Solar |  |  | Interconnected | Trade Secret | Trade | RLK | RLK079 | Residential | Solar*Rewards | Trade Secret | 2022 | 2023
20252-215912-02 | Xcel Energy | 85 | 13781 | IOU | 05250090 | 4.64 | Solar |  |  | Interconnected | Trade Secret | Trade | REW | REW031 | Residential |  | Trade Secret | 2022 | 2023
20252-215912-02 | Xcel Energy | 85 | 13781 | IOU | 05250091 | 10.44 | Solar |  |  | Interconnected | Trade Secret | Trade | ECK | ECK322 | Residential |  | Trade Secret | 2023 | 2023
20252-215912-02 | Xcel Energy | 85 | 13781 | IOU | 05250158 | 6.282 | Solar |  |  | Withdrawn | Trade Secret | Trade | MPK | MPK064 | Residential |  | Trade Secret | 2022
20252-215912-02 | Xcel Energy | 85 | 13781 | IOU | 05250289 | 6.67 | Solar |  |  | Active Application | Trade Secret | Trade | TWL | TWL063 | Residential |  | Trade Secret | 2022
20252-215912-02 | Xcel Energy | 85 | 13781 | IOU | 05250433 | 11.6 | Solar |  |  | Interconnected | Trade Secret | Trade | RRK | RRK064 | Residential |  | Trade Secret | 2022 | 2023
20252-215912-02 | Xcel Energy | 85 | 13781 | IOU | 05250539 | 7.616 | Solar |  |  | Interconnected | Trade Secret | Trade | TWL | TWL062 | Residential | Solar*Rewards | Trade Secret | 2022 | 2023
20252-215912-02 | Xcel Energy | 85 | 13781 | IOU | 05250646 | 13.05 | Solar |  |  | Interconnected | Trade Secret | Trade | SMT | SMT072 | Residential |  | Trade Secret | 2022 | 2023
20252-215912-02 | Xcel Energy | 85 | 13781 | IOU | 05250745 | 7.25 | Solar |  |  | Withdrawn | Trade Secret | Trade | SCL | SCL313 | Residential |  | Trade Secret | 2022
20252-215912-02 | Xcel Energy | 85 | 13781 | IOU | 05250773 | 3.77 | Solar |  |  | Withdrawn | Trade Secret | Trade | SOU | SOU065 | Residential |  | Trade Secret | 2022
20252-215912-02 | Xcel Energy | 85 | 13781 | IOU | 05250797 | 8.7 | Solar |  |  | Interconnected | Trade Secret | Trade | AFT | AFT322 | Residential |  | Trade Secret | 2022 | 2022
20252-215912-02 | Xcel Energy | 85 | 13781 | IOU | 05250857 | 4.64 | Solar |  |  | Withdrawn | Trade Secret | Trade | OAD | OAD063 | Residential |  | Trade Secret | 2022
20252-215912-02 | Xcel Energy | 85 | 13781 | IOU | 05250894 | 8.41 | Solar |  |  | Interconnected | Trade Secret | Trade | RAM | RAM064 | Residential |  | Trade Secret | 2022 | 2023
20252-215912-02 | Xcel Energy | 85 | 13781 | IOU | 05250915 | 3.77 | Solar |  |  | Interconnected | Trade Secret | Trade | APA | APA071 | Residential |  | Trade Secret | 2022 | 2023
20252-215912-02 | Xcel Energy | 85 | 13781 | IOU | 05250928 | 6.09 | Solar |  |  | Interconnected | Trade Secret | Trade | KOL | KOL073 | Residential |  | Trade Secret | 2022 | 2023
20252-215912-02 | Xcel Energy | 85 | 13781 | IOU | 05250933 | 4.35 | Solar |  |  | Interconnected | Trade Secret | Trade | TLK | TLK067 | Residential |  | Trade Secret | 2022 | 2023
20252-215912-02 | Xcel Energy | 85 | 13781 | IOU | 05250952 | 4.35 | Solar |  |  | Interconnected | Trade Secret | Trade | HYL | HYL073 | Residential |  | Trade Secret | 2022 | 2023
20252-215912-02 | Xcel Energy | 85 | 13781 | IOU | 05250962 | 4.93 | Solar |  |  | Withdrawn | Trade Secret | Trade | MPK | MPK068 | Residential |  | Trade Secret | 2022
20252-215912-02 | Xcel Energy | 85 | 13781 | IOU | 05250971 | 5.8 | Solar |  |  | Withdrawn | Trade Secret | Trade | OAD | OAD061 | Residential |  | Trade Secret | 2022
20252-215912-02 | Xcel Energy | 85 | 13781 | IOU | 05250975 | 5.51 | Solar |  |  | Interconnected | Trade Secret | Trade | IDA | IDA073 | Residential |  | Trade Secret | 2022 | 2023
20252-215912-02 | Xcel Energy | 85 | 13781 | IOU | 05250980 | 4.93 | Solar |  |  | Interconnected | Trade Secret | Trade | SLP | SLP082 | Residential |  | Trade Secret | 2022 | 2023
20252-215912-02 | Xcel Energy | 85 | 13781 | IOU | 05250985 | 15.66 | Solar |  |  | Active Application | Trade Secret | Trade | EDA | EDA074 | Residential |  | Trade Secret | 2022
20252-215912-02 | Xcel Energy | 85 | 13781 | IOU | 05251362 |  |  |  |  | Active Application | Trade Secret | Trade |  |  | Residential |  | Trade Secret | 2022
20252-215912-02 | Xcel Energy | 85 | 13781 | IOU | 05251371 | 6.96 | Solar |  |  | Interconnected | Trade Secret | Trade | STY | STY073 | Residential |  | Trade Secret | 2022 | 2023
20252-215912-02 | Xcel Energy | 85 | 13781 | IOU | 05251380 | 8.7 | Solar |  |  | Interconnected | Trade Secret | Trade | OAD | OAD063 | Residential |  | Trade Secret | 2022 | 2023
20252-215912-02 | Xcel Energy | 85 | 13781 | IOU | 05251424 | 2.5 | Solar |  |  | Interconnected | Trade Secret | Trade | WES | WES071 | Residential | Solar*Rewards | Trade Secret | 2022 | 2023
20252-215912-02 | Xcel Energy | 85 | 13781 | IOU | 05251494 | 13.63 | Solar |  |  | Active Application | Trade Secret | Trade | LAY | LAY061 | Residential |  | Trade Secret | 2022
20252-215912-02 | Xcel Energy | 85 | 13781 | IOU | 05251503 | 13.63 | Solar |  |  | Interconnected | Trade Secret | Trade | MPK | MPK074 | Residential |  | Trade Secret | 2022 | 2023
20252-215912-02 | Xcel Energy | 85 | 13781 | IOU | 05251612 | 18.838 | Solar |  |  | Interconnected | Trade Secret | Trade | HUG | HUG311 | Residential |  | Trade Secret | 2022 | 2023
20252-215912-02 | Xcel Energy | 85 | 13781 | IOU | 05251750 | 15.08 | Solar |  |  | Interconnected | Trade Secret | Trade | MOL | MOL073 | Residential |  | Trade Secret | 2022 | 2023
20252-215912-02 | Xcel Energy | 85 | 13781 | IOU | 05251810 | 7.7 | Solar |  |  | Interconnected | Trade Secret | Trade | TWL | TWL064 | Residential |  | Trade Secret | 2022 | 2022
20252-215912-02 | Xcel Energy | 85 | 13781 | IOU | 05251841 | 14.79 | Solar |  |  | Interconnected | Trade Secret | Trade | GLK | GLK074 | Residential |  | Trade Secret | 2022 | 2024
20252-215912-02 | Xcel Energy | 85 | 13781 | IOU | 05251868 | 6.5 | Solar |  |  | Interconnected | Trade Secret | Trade | DND | DND061 | Commercial | Solar*Rewards | Trade Secret | 2022 | 2023
20252-215912-02 | Xcel Energy | 85 | 13781 | IOU | 05251897 | 7.6 | Solar |  | X | Withdrawn | Trade Secret | Trade | ALK | ALK072 | Residential | Solar*Rewards | Trade Secret | 2022
20252-215912-02 | Xcel Energy | 85 | 13781 | IOU | 05251929 | 7.6 | Solar |  | X | Withdrawn | Trade Secret | Trade | WSG | WSG066 | Residential | Solar*Rewards | Trade Secret | 2022
20252-215912-02 | Xcel Energy | 85 | 13781 | IOU | 05251963 | 10.15 | Solar |  |  | Interconnected | Trade Secret | Trade | EDA | EDA075 | Residential |  | Trade Secret | 2022 | 2023
20252-215912-02 | Xcel Energy | 85 | 13781 | IOU | 05251966 | 7.25 | Solar |  |  | Interconnected | Trade Secret | Trade | RPO | RPO311 | Residential |  | Trade Secret | 2022 | 2023
20252-215912-02 | Xcel Energy | 85 | 13781 | IOU | 05251967 | 5.51 | Solar |  |  | Interconnected | Trade Secret | Trade | SOU | SOU076 | Residential |  | Trade Secret | 2022 | 2023
20252-215912-02 | Xcel Energy | 85 | 13781 | IOU | 05251971 | 6.67 | Solar |  |  | Active Application | Trade Secret | Trade | SOU | SOU072 | Residential |  | Trade Secret | 2022
20252-215912-02 | Xcel Energy | 85 | 13781 | IOU | 05251973 | 5.51 | Solar |  |  | Interconnected | Trade Secret | Trade | ECK | ECK321 | Residential |  | Trade Secret | 2022 | 2023
20252-215912-02 | Xcel Energy | 85 | 13781 | IOU | 05251974 | 4.64 | Solar |  |  | Withdrawn | Trade Secret | Trade | KOL | KOL074 | Residential |  | Trade Secret | 2022
20252-215912-02 | Xcel Energy | 85 | 13781 | IOU | 05251977 | 5.8 | Solar |  |  | Interconnected | Trade Secret | Trade | FRM | FRM062 | Residential |  | Trade Secret | 2022 | 2023
20252-215912-02 | Xcel Energy | 85 | 13781 | IOU | 05251981 | 6.96 | Solar |  |  | Withdrawn | Trade Secret | Trade | KOL | KOL065 | Residential |  | Trade Secret | 2022
20252-215912-02 | Xcel Energy | 85 | 13781 | IOU | 05251983 | 10.73 | Solar |  |  | Interconnected | Trade Secret | Trade | RPO | RPO311 | Residential |  | Trade Secret | 2022 | 2023
20252-215912-02 | Xcel Energy | 85 | 13781 | IOU | 05251988 | 6.38 | Solar |  |  | Interconnected | Trade Secret | Trade | WDY | WDY321 | Residential |  | Trade Secret | 2022 | 2023
20252-215912-02 | Xcel Energy | 85 | 13781 | IOU | 05252600 | 5.12 | Solar |  |  | Interconnected | Trade Secret | Trade | RPO | RPO311 | Residential |  | Trade Secret | 2022 | 2023
20252-215912-02 | Xcel Energy | 85 | 13781 | IOU | 05252605 |  |  |  |  | Active Application | Trade Secret | Trade |  |  | Residential |  | Trade Secret | 2022
20252-215912-02 | Xcel Energy | 85 | 13781 | IOU | 05252615 |  | Solar |  |  | Active Application | Trade Secret | Trade |  |  | Residential | Solar*Rewards | Trade Secret | 2022
20252-215912-02 | Xcel Energy | 85 | 13781 | IOU | 05252748 | 6.67 | Solar |  |  | Interconnected | Trade Secret | Trade | HYL | HYL073 | Residential |  | Trade Secret | 2022 | 2023
20252-215912-02 | Xcel Energy | 85 | 13781 | IOU | 05252903 | 3 | Solar |  |  | Withdrawn | Trade Secret | Trade | WIL | WIL061 | Residential | Solar*Rewards | Trade Secret | 2022
20252-215912-02 | Xcel Energy | 85 | 13781 | IOU | 05253122 | 3.141 | Solar |  |  | Interconnected | Trade Secret | Trade | PKL | PKL085 | Residential |  | Trade Secret | 2022 | 2022
20252-215912-02 | Xcel Energy | 85 | 13781 | IOU | 05253140 | 6.96 | Solar |  |  | Withdrawn | Trade Secret | Trade | RLK | RLK071 | Residential |  | Trade Secret | 2022
20252-215912-02 | Xcel Energy | 85 | 13781 | IOU | 05253157 | 7.616 | Solar |  |  | Interconnected | Trade Secret | Trade | SLP | SLP321 | Residential |  | Trade Secret | 2022 | 2023
20252-215912-02 | Xcel Energy | 85 | 13781 | IOU | 05253163 |  |  |  |  | Withdrawn | Trade Secret | Trade | ESW | ESW062 | Residential |  | Trade Secret | 2022
20252-215912-02 | Xcel Energy | 85 | 13781 | IOU | 05253203 | 149.076 | Solar |  |  | Interconnected | Trade Secret | Trade | PAT | PAT312 | Commercial |  | Trade Secret | 2022 | 2024
20252-215912-02 | Xcel Energy | 85 | 13781 | IOU | 05253220 | 5.904 | Solar |  |  | Interconnected | Trade Secret | Trade | RPO | RPO311 | Residential |  | Trade Secret | 2022 | 2023
20252-215912-02 | Xcel Energy | 85 | 13781 | IOU | 05253623 | 8.99 | Solar |  |  | Active Application | Trade Secret | Trade | CGR | CGR063 | Residential |  | Trade Secret | 2022
20252-215912-02 | Xcel Energy | 85 | 13781 | IOU | 05253632 | 3.48 | Solar |  |  | Active Application | Trade Secret | Trade | OAD | OAD061 | Residential |  | Trade Secret | 2022
20252-215912-02 | Xcel Energy | 85 | 13781 | IOU | 05253635 | 13.056 |  |  |  | Active Application | Trade Secret | Trade | TLK | TLK067 | Residential |  | Trade Secret | 2022
20252-215912-02 | Xcel Energy | 85 | 13781 | IOU | 05255564 | 8.96 | Solar |  |  | Interconnected | Trade Secret | Trade | RPO | RPO311 | Residential |  | Trade Secret | 2022 | 2023
20252-215912-02 | Xcel Energy | 85 | 13781 | IOU | 05255570 | 7.216 | Solar |  |  | Withdrawn | Trade Secret | Trade | CGR | CGR063 | Residential |  | Trade Secret | 2022
20252-215912-02 | Xcel Energy | 85 | 13781 | IOU | 05255581 | 3.2 | Solar |  |  | Interconnected | Trade Secret | Trade | SOU | SOU064 | Residential |  | Trade Secret | 2022 | 2023
20252-215912-02 | Xcel Energy | 85 | 13781 | IOU | 05255855 | 5.904 | Solar |  |  | Interconnected | Trade Secret | Trade | RPO | RPO311 | Residential |  | Trade Secret | 2022 | 2023
20252-215912-02 | Xcel Energy | 85 | 13781 | IOU | 05255868 | 5.76 | Solar |  |  | Interconnected | Trade Secret | Trade | RPO | RPO311 | Residential |  | Trade Secret | 2022 | 2023
20252-215912-02 | Xcel Energy | 85 | 13781 | IOU | 05255894 |  | Solar |  |  | Active Application | Trade Secret | Trade |  |  | Residential | Solar*Rewards | Trade Secret | 2022
20252-215912-02 | Xcel Energy | 85 | 13781 | IOU | 05256006 | 15.08 | Solar |  |  | Interconnected | Trade Secret | Trade | ALK | ALK072 | Residential |  | Trade Secret | 2022 | 2023
20252-215912-02 | Xcel Energy | 85 | 13781 | IOU | 05256090 |  | Solar |  |  | Withdrawn | Trade Secret | Trade |  |  | Community Solar Garden | Solar*Rewards Community | Trade Secret | 2022
20252-215912-02 | Xcel Energy | 85 | 13781 | IOU | 05256124 | 999 | Solar |  |  | Active Application | Trade Secret | Trade |  |  | Community Solar Garden | Solar*Rewards Community | Trade Secret | 2022
20252-215912-02 | Xcel Energy | 85 | 13781 | IOU | 05256422 | 7.678 | Solar |  |  | Interconnected | Trade Secret | Trade | WES | WES062 | Residential |  | Trade Secret | 2022 | 2023
20252-215912-02 | Xcel Energy | 85 | 13781 | IOU | 05256486 | 5.22 | Solar |  |  | Interconnected | Trade Secret | Trade | STY | STY062 | Residential |  | Trade Secret | 2022 | 2023
20252-215912-02 | Xcel Energy | 85 | 13781 | IOU | 05256546 | 5.8 | Solar |  |  | Interconnected | Trade Secret | Trade | SOU | SOU082 | Residential |  | Trade Secret | 2022 | 2023
20252-215912-02 | Xcel Energy | 85 | 13781 | IOU | 05256616 | 4.48 | Solar |  |  | Interconnected | Trade Secret | Trade | RPO | RPO311 | Residential |  | Trade Secret | 2022 | 2023
20252-215912-02 | Xcel Energy | 85 | 13781 | IOU | 05256650 | 7.25 | Solar |  |  | Interconnected | Trade Secret | Trade | STY | STY073 | Residential |  | Trade Secret | 2022 | 2023
20252-215912-02 | Xcel Energy | 85 | 13781 | IOU | 05256674 | 2.61 | Solar |  |  | Withdrawn | Trade Secret | Trade | WES | WES072 | Residential |  | Trade Secret | 2022
20252-215912-02 | Xcel Energy | 85 | 13781 | IOU | 05256690 | 14.21 | Solar |  |  | Withdrawn | Trade Secret | Trade | STY | STY061 | Residential |  | Trade Secret | 2022
20252-215912-02 | Xcel Energy | 85 | 13781 | IOU | 05256739 | 3.19 | Solar |  |  | Withdrawn | Trade Secret | Trade | DBL | DBL065 | Residential |  | Trade Secret | 2022
20252-215912-02 | Xcel Energy | 85 | 13781 | IOU | 05256781 | 6.38 | Solar |  |  | Interconnected | Trade Secret | Trade | WES | WES063 | Residential |  | Trade Secret | 2022 | 2024
20252-215912-02 | Xcel Energy | 85 | 13781 | IOU | 05256803 | 2.32 | Solar |  |  | Interconnected | Trade Secret | Trade | SOU | SOU083 | Residential |  | Trade Secret | 2022 | 2023
20252-215912-02 | Xcel Energy | 85 | 13781 | IOU | 05256809 | 10.44 | Solar |  |  | Withdrawn | Trade Secret | Trade | ALK | ALK063 | Residential |  | Trade Secret | 2022
20252-215912-02 | Xcel Energy | 85 | 13781 | IOU | 05256821 | 5.51 | Solar |  |  | Interconnected | Trade Secret | Trade | HOL | HOL071 | Residential |  | Trade Secret | 2022 | 2023
20252-215912-02 | Xcel Energy | 85 | 13781 | IOU | 05256830 | 2.61 | Solar |  |  | Interconnected | Trade Secret | Trade | MEL | MEL087 | Residential |  | Trade Secret | 2022 | 2023
20252-215912-02 | Xcel Energy | 85 | 13781 | IOU | 05256836 | 6.67 | Solar |  |  | Interconnected | Trade Secret | Trade | SOU | SOU072 | Residential |  | Trade Secret | 2022 | 2023
20252-215912-02 | Xcel Energy | 85 | 13781 | IOU | 05256845 | 5.8 | Solar |  |  | Interconnected | Trade Secret | Trade | RLK | RLK073 | Residential |  | Trade Secret | 2022 | 2023
20252-215912-02 | Xcel Energy | 85 | 13781 | IOU | 05256852 | 8.12 | Solar |  |  | Active Application | Trade Secret | Trade | MDT | MDT074 | Residential |  | Trade Secret | 2022
20252-215912-02 | Xcel Energy | 85 | 13781 | IOU | 05256865 | 8.32 | Solar |  |  | Interconnected | Trade Secret | Trade | WIN | WIN043 | Residential |  | Trade Secret | 2022 | 2023
20252-215912-02 | Xcel Energy | 85 | 13781 | IOU | 05257506 | 7.68 |  |  |  | Active Application | Trade Secret | Trade | RRK | RRK082 | Residential |  | Trade Secret | 2022
20252-215912-02 | Xcel Energy | 85 | 13781 | IOU | 05257531 | 12.76 | Solar |  |  | Interconnected | Trade Secret | Trade | HUG | HUG311 | Residential |  | Trade Secret | 2022 | 2023
20252-215912-02 | Xcel Energy | 85 | 13781 | IOU | 05257596 |  |  |  |  | Active Application | Trade Secret | Trade |  |  | Residential |  | Trade Secret | 2022
20252-215912-02 | Xcel Energy | 85 | 13781 | IOU | 05257669 | 8.32 | Solar |  |  | Withdrawn | Trade Secret | Trade | CGR | CGR063 | Residential |  | Trade Secret | 2022
20252-215912-02 | Xcel Energy | 85 | 13781 | IOU | 05257702 | 9.772 | Solar |  |  | Interconnected | Trade Secret | Trade | HYL | HYL063 | Residential |  | Trade Secret | 2022 | 2023
20252-215912-02 | Xcel Energy | 85 | 13781 | IOU | 05257746 |  |  |  |  | Active Application | Trade Secret | Trade |  |  | Residential |  | Trade Secret | 2022
20252-215912-02 | Xcel Energy | 85 | 13781 | IOU | 05259066 | 9.57 | Solar |  |  | Active Application | Trade Secret | Trade | LCR | LCR311 | Residential |  | Trade Secret | 2022
20252-215912-02 | Xcel Energy | 85 | 13781 | IOU | 05259141 | 9.994 | Solar |  |  | Interconnected | Trade Secret | Trade | LNS | LNS033 | Residential |  | Trade Secret | 2022 | 2022
20252-215912-02 | Xcel Energy | 85 | 13781 | IOU | 05259169 | 8.96 | Solar |  |  | Withdrawn | Trade Secret | Trade | CGR | CGR063 | Residential |  | Trade Secret | 2022
20252-215912-02 | Xcel Energy | 85 | 13781 | IOU | 05259181 | 6.4 | Solar |  |  | Interconnected | Trade Secret | Trade | RRK | RRK082 | Residential |  | Trade Secret | 2022 | 2023
20252-215912-02 | Xcel Energy | 85 | 13781 | IOU | 05259203 | 6.4 | Solar |  |  | Withdrawn | Trade Secret | Trade | CGR | CGR063 | Residential |  | Trade Secret | 2022
20252-215912-02 | Xcel Energy | 85 | 13781 | IOU | 05259210 | 11.6 | Solar |  |  | Interconnected | Trade Secret | Trade | RED | RED091 | Residential |  | Trade Secret | 2022 | 2023
20252-215912-02 | Xcel Energy | 85 | 13781 | IOU | 05259590 | 15.046 | Solar |  |  | Withdrawn | Trade Secret | Trade | ORO | ORO061 | Commercial |  | Trade Secret | 2022
20252-215912-02 | Xcel Energy | 85 | 13781 | IOU | 05259772 | 9.28 | Solar |  |  | Interconnected | Trade Secret | Trade | MDT | MDT077 | Residential |  | Trade Secret | 2022 | 2023
20252-215912-02 | Xcel Energy | 85 | 13781 | IOU | 05259871 | 6.3 | Solar |  |  | Interconnected | Trade Secret | Trade | DPN | DPN071 | Residential |  | Trade Secret | 2022 | 2023
20252-215912-02 | Xcel Energy | 85 | 13781 | IOU | 05259904 | 10.73 | Solar |  |  | Withdrawn | Trade Secret | Trade | EDA | EDA072 | Residential |  | Trade Secret | 2022
20252-215912-02 | Xcel Energy | 85 | 13781 | IOU | 05259905 | 6.67 | Solar |  |  | Interconnected | Trade Secret | Trade | APA | APA069 | Residential |  | Trade Secret | 2022 | 2023
20252-215912-02 | Xcel Energy | 85 | 13781 | IOU | 05260126 | 8.96 | Solar |  |  | Withdrawn | Trade Secret | Trade | CGR | CGR063 | Residential |  | Trade Secret | 2022
20252-215912-02 | Xcel Energy | 85 | 13781 | IOU | 05260259 | 6 | Solar |  |  | Interconnected | Trade Secret | Trade | SOU | SOU063 | Residential |  | Trade Secret | 2022 | 2023
20252-215912-02 | Xcel Energy | 85 | 13781 | IOU | 05260338 | 9.994 | Solar |  |  | Interconnected | Trade Secret | Trade | EDA | EDA074 | Residential |  | Trade Secret | 2022 | 2023
20252-215912-02 | Xcel Energy | 85 | 13781 | IOU | 05260351 | 18.27 | Solar |  |  | Withdrawn | Trade Secret | Trade | FRM | FRM071 | Residential |  | Trade Secret | 2022
20252-215912-02 | Xcel Energy | 85 | 13781 | IOU | 05260452 | 4.5 | Solar |  |  | Active Application | Trade Secret | Trade | MOL | MOL061 | Residential |  | Trade Secret | 2022
20252-215912-02 | Xcel Energy | 85 | 13781 | IOU | 05260762 | 14.79 | Solar |  |  | Interconnected | Trade Secret | Trade | WWK | WWK321 | Residential |  | Trade Secret | 2022 | 2023
20252-215912-02 | Xcel Energy | 85 | 13781 | IOU | 05260837 | 14.3 | Solar |  |  | Withdrawn | Trade Secret | Trade | WSG | WSG063 | Residential |  | Trade Secret | 2022
20252-215912-02 | Xcel Energy | 85 | 13781 | IOU | 05260914 | 3.75 | Solar |  |  | Withdrawn | Trade Secret | Trade | SLP | SLP085 | Residential |  | Trade Secret | 2022
20252-215912-02 | Xcel Energy | 85 | 13781 | IOU | 05261109 | 5.8 | Solar |  |  | Interconnected | Trade Secret | Trade | RPO | RPO311 | Residential |  | Trade Secret | 2022 | 2023
20252-215912-02 | Xcel Energy | 85 | 13781 | IOU | 05261352 | 16.53 | Solar |  |  | Active Application | Trade Secret | Trade | MHW | MHW311 | Residential |  | Trade Secret | 2022
20252-215912-02 | Xcel Energy | 85 | 13781 | IOU | 05261731 | 120 | Solar |  |  | Withdrawn | Trade Secret | Trade | WAS | WAS092 | Commercial |  | Trade Secret | 2023
20252-215912-02 | Xcel Energy | 85 | 13781 | IOU | 05261753 | 12.25 | Storage |  |  | Interconnected | Trade Secret | Trade | WCR | WCR063 | Residential |  | Trade Secret | 2022 | 2023
20252-215912-02 | Xcel Energy | 85 | 13781 | IOU | 05261768 | 4.537 | Solar |  |  | Active Application | Trade Secret | Trade | SLP | SLP084 | Residential |  | Trade Secret | 2022
20252-215912-02 | Xcel Energy | 85 | 13781 | IOU | 05261777 | 8.41 | Solar |  |  | Interconnected | Trade Secret | Trade | LEX | LEX332 | Residential |  | Trade Secret | 2022 | 2023
20252-215912-02 | Xcel Energy | 85 | 13781 | IOU | 05261793 | 8.8 | Storage |  |  | Withdrawn | Trade Secret | Trade | WTN | WTN061 | Residential |  | Trade Secret | 2022
20252-215912-02 | Xcel Energy | 85 | 13781 | IOU | 05261805 | 7.329 | Solar |  |  | Interconnected | Trade Secret | Trade | SOU | SOU087 | Residential |  | Trade Secret | 2022 | 2023
20252-215912-02 | Xcel Energy | 85 | 13781 | IOU | 05261882 | 5.76 | Solar |  |  | Interconnected | Trade Secret | Trade | CGR | CGR071 | Residential |  | Trade Secret | 2022 | 2023
20252-215912-02 | Xcel Energy | 85 | 13781 | IOU | 05262413 | 8.12 | Solar |  |  | Interconnected | Trade Secret | Trade | WIL | WIL074 | Residential |  | Trade Secret | 2022 | 2023
20252-215912-02 | Xcel Energy | 85 | 13781 | IOU | 05262415 | 9.28 | Solar |  |  | Interconnected | Trade Secret | Trade | LLK | LLK061 | Residential |  | Trade Secret | 2022 | 2023
20252-215912-02 | Xcel Energy | 85 | 13781 | IOU | 05262495 | 5.22 | Solar |  |  | Interconnected | Trade Secret | Trade | SOU | SOU060 | Residential |  | Trade Secret | 2022 | 2022
20252-215912-02 | Xcel Energy | 85 | 13781 | IOU | 05262741 | 9.6 | Solar |  |  | Interconnected | Trade Secret | Trade | CGR | CGR071 | Residential |  | Trade Secret | 2022 | 2023
20252-215912-02 | Xcel Energy | 85 | 13781 | IOU | 05262749 | 11.39 | Solar |  |  | Withdrawn | Trade Secret | Trade | HUG | HUG321 | Residential | Solar*Rewards | Trade Secret | 2022
20252-215912-02 | Xcel Energy | 85 | 13781 | IOU | 05262847 | 199.998 | Solar |  |  | Withdrawn | Trade Secret | Trade | WSD | WSD061 | Commercial |  | Trade Secret | 2022
20252-215912-02 | Xcel Energy | 85 | 13781 | IOU | 05262850 | 38.28 | Solar |  |  | Withdrawn | Trade Secret | Trade | SLP | SLP083 | Commercial |  | Trade Secret | 2023
20252-215912-02 | Xcel Energy | 85 | 13781 | IOU | 05262868 | 6.56 | Solar |  |  | Interconnected | Trade Secret | Trade | CGR | CGR061 | Residential |  | Trade Secret | 2022 | 2023
20252-215912-02 | Xcel Energy | 85 | 13781 | IOU | 05262872 |  |  |  |  | Active Application | Trade Secret | Trade |  |  | Residential |  | Trade Secret | 2022
20252-215912-02 | Xcel Energy | 85 | 13781 | IOU | 05262880 | 7.04 | Solar |  |  | Interconnected | Trade Secret | Trade | CGR | CGR061 | Residential |  | Trade Secret | 2022 | 2023
20252-215912-02 | Xcel Energy | 85 | 13781 | IOU | 05262890 | 8.32 | Solar |  |  | Withdrawn | Trade Secret | Trade | CGR | CGR061 | Residential |  | Trade Secret | 2022
20252-215912-02 | Xcel Energy | 85 | 13781 | IOU | 05262978 | 99.999 | Solar |  |  | Withdrawn | Trade Secret | Trade | WSD | WSD061 | Commercial |  | Trade Secret | 2022
20252-215912-02 | Xcel Energy | 85 | 13781 | IOU | 05263025 | 8.7 | Solar |  |  | Interconnected | Trade Secret | Trade | EDA | EDA073 | Residential |  | Trade Secret | 2022 | 2023
20252-215912-02 | Xcel Energy | 85 | 13781 | IOU | 05263102 | 7.448 | Solar |  |  | Withdrawn | Trade Secret | Trade | ECK | ECK321 | Residential | Solar*Rewards | Trade Secret | 2022
20252-215912-02 | Xcel Energy | 85 | 13781 | IOU | 05263183 | 5 | Solar |  |  | Withdrawn | Trade Secret | Trade | MOL | MOL073 | Residential |  | Trade Secret | 2023
20252-215912-02 | Xcel Energy | 85 | 13781 | IOU | 05263250 | 12.956 | Solar |  |  | Interconnected | Trade Secret | Trade | IDA | IDA064 | Residential |  | Trade Secret | 2022 | 2022
20252-215912-02 | Xcel Energy | 85 | 13781 | IOU | 05263283 | 4 | Solar |  |  | Active Application | Trade Secret | Trade | LCR | LCR311 | Residential |  | Trade Secret | 2022
20252-215912-02 | Xcel Energy | 85 | 13781 | IOU | 05263308 | 5.052 | Solar |  |  | Interconnected | Trade Secret | Trade | MPK | MPK082 | Residential |  | Trade Secret | 2022 | 2023
20252-215912-02 | Xcel Energy | 85 | 13781 | IOU | 05263370 | 4 | Solar |  |  | Withdrawn | Trade Secret | Trade | RPL | RPL064 | Residential |  | Trade Secret | 2022
20252-215912-02 | Xcel Energy | 85 | 13781 | IOU | 05263414 | 11.39 | Solar |  |  | Interconnected | Trade Secret | Trade | SOU | SOU087 | Residential |  | Trade Secret | 2022 | 2022
20252-215912-02 | Xcel Energy | 85 | 13781 | IOU | 05263590 | 13.92 | Solar |  |  | Active Application | Trade Secret | Trade | WAB | WAB021 | Residential |  | Trade Secret | 2022
20252-215912-02 | Xcel Energy | 85 | 13781 | IOU | 05263598 | 9.5 | Solar |  |  | Interconnected | Trade Secret | Trade | TWL | TWL063 | Residential |  | Trade Secret | 2022 | 2023
20252-215912-02 | Xcel Energy | 85 | 13781 | IOU | 05263614 | 4 | Solar |  |  | Interconnected | Trade Secret | Trade | WES | WES071 | Residential |  | Trade Secret | 2022 | 2023
20252-215912-02 | Xcel Energy | 85 | 13781 | IOU | 05264321 | 19.5 | Solar |  |  | Withdrawn | Trade Secret | Trade | MTR | MTR021 | Residential |  | Trade Secret | 2022
20252-215912-02 | Xcel Energy | 85 | 13781 | IOU | 05264346 | 12.47 | Solar |  |  | Interconnected | Trade Secret | Trade | RMT | RMT321 | Residential |  | Trade Secret | 2022 | 2023
20252-215912-02 | Xcel Energy | 85 | 13781 | IOU | 05264582 | 10.44 | Solar |  | X | Active Application | Trade Secret | Trade | SCL | SCL322 | Residential |  | Trade Secret | 2022
20252-215912-02 | Xcel Energy | 85 | 13781 | IOU | 05264799 | 6.67 | Solar |  |  | Active Application | Trade Secret | Trade | MTR | MTR021 | Residential |  | Trade Secret | 2022
20252-215912-02 | Xcel Energy | 85 | 13781 | IOU | 05264932 |  | Solar |  |  | Active Application | Trade Secret | Trade |  |  | Residential | Solar*Rewards | Trade Secret | 2022
20252-215912-02 | Xcel Energy | 85 | 13781 | IOU | 05265707 | 8.125 | Solar |  |  | Interconnected | Trade Secret | Trade | WEH | WEH021 | Residential |  | Trade Secret | 2022 | 2023
20252-215912-02 | Xcel Energy | 85 | 13781 | IOU | 05265939 | 3.48 | Solar |  |  | Interconnected | Trade Secret | Trade | HWW | HWW062 | Residential |  | Trade Secret | 2022 | 2022
20252-215912-02 | Xcel Energy | 85 | 13781 | IOU | 05265970 | 5.933 | Solar |  |  | Interconnected | Trade Secret | Trade | LEX | LEX332 | Residential |  | Trade Secret | 2022 | 2023
20252-215912-02 | Xcel Energy | 85 | 13781 | IOU | 05266014 | 9.425 | Solar |  |  | Interconnected | Trade Secret | Trade | HYL | HYL075 | Residential |  | Trade Secret | 2022 | 2023
20252-215912-02 | Xcel Energy | 85 | 13781 | IOU | 05266046 | 7.83 | Solar |  |  | Interconnected | Trade Secret | Trade | SOU | SOU072 | Residential |  | Trade Secret | 2022 | 2023
20252-215912-02 | Xcel Energy | 85 | 13781 | IOU | 05266072 | 4.886 | Solar |  |  | Interconnected | Trade Secret | Trade | ALK | ALK072 | Residential |  | Trade Secret | 2022 | 2023
20252-215912-02 | Xcel Energy | 85 | 13781 | IOU | 05266106 | 7.678 | Solar |  |  | Active Application | Trade Secret | Trade | BCR | BCR082 | Residential |  | Trade Secret | 2022
20252-215912-02 | Xcel Energy | 85 | 13781 | IOU | 05266181 | 4.188 | Solar |  |  | Interconnected | Trade Secret | Trade | ALD | ALD095 | Residential |  | Trade Secret | 2022 | 2023
20252-215912-02 | Xcel Energy | 85 | 13781 | IOU | 05266387 |  |  |  |  | Active Application | Trade Secret | Trade |  |  | Residential |  | Trade Secret | 2022
20252-215912-02 | Xcel Energy | 85 | 13781 | IOU | 05267098 | 11.152 | Solar |  |  | Interconnected | Trade Secret | Trade | RPO | RPO311 | Residential |  | Trade Secret | 2022 | 2023
20252-215912-02 | Xcel Energy | 85 | 13781 | IOU | 05267103 | 7.04 | Solar |  |  | Interconnected | Trade Secret | Trade | WDY | WDY311 | Residential |  | Trade Secret | 2022 | 2023
20252-215912-02 | Xcel Energy | 85 | 13781 | IOU | 05267112 | 7.68 | Solar |  |  | Interconnected | Trade Secret | Trade | CGR | CGR071 | Residential |  | Trade Secret | 2022 | 2023
20252-215912-02 | Xcel Energy | 85 | 13781 | IOU | 05267114 |  |  |  |  | Active Application | Trade Secret | Trade |  |  | Residential |  | Trade Secret | 2022
20252-215912-02 | Xcel Energy | 85 | 13781 | IOU | 05267132 |  |  |  |  | Active Application | Trade Secret | Trade |  |  | Residential |  | Trade Secret | 2022
20252-215912-02 | Xcel Energy | 85 | 13781 | IOU | 05267140 | 12.16 | Solar |  |  | Interconnected | Trade Secret | Trade | PBE | PBE061 | Residential |  | Trade Secret | 2022 | 2023
20252-215912-02 | Xcel Energy | 85 | 13781 | IOU | 05267153 | 7.68 | Solar |  |  | Interconnected | Trade Secret | Trade | WDY | WDY311 | Residential |  | Trade Secret | 2022 | 2023
20252-215912-02 | Xcel Energy | 85 | 13781 | IOU | 05267193 | 6.4 | Solar |  |  | Interconnected | Trade Secret | Trade | CGR | CGR071 | Residential |  | Trade Secret | 2022 | 2023
20252-215912-02 | Xcel Energy | 85 | 13781 | IOU | 05267692 | 11.6 | Solar |  |  | Interconnected | Trade Secret | Trade | RED | RED091 | Residential |  | Trade Secret | 2022 | 2023
20252-215912-02 | Xcel Energy | 85 | 13781 | IOU | 05267806 | 6.96 | Solar |  |  | Interconnected | Trade Secret | Trade | HWW | HWW073 | Residential |  | Trade Secret | 2022 | 2023
20252-215912-02 | Xcel Energy | 85 | 13781 | IOU | 05267863 | 6.67 | Solar |  |  | Interconnected | Trade Secret | Trade | DBL | DBL073 | Residential |  | Trade Secret | 2022 | 2023
20252-215912-02 | Xcel Energy | 85 | 13781 | IOU | 05267871 | 6.38 | Solar |  |  | Interconnected | Trade Secret | Trade | MST | MST080 | Residential |  | Trade Secret | 2022 | 2023
20252-215912-02 | Xcel Energy | 85 | 13781 | IOU | 05267897 | 6.96 | Solar |  |  | Interconnected | Trade Secret | Trade | LEX | LEX332 | Residential |  | Trade Secret | 2022 | 2023
20252-215912-02 | Xcel Energy | 85 | 13781 | IOU | 05267964 | 21.17 | Solar |  |  | Active Application | Trade Secret | Trade | HUG | HUG312 | Residential |  | Trade Secret | 2022
20252-215912-02 | Xcel Energy | 85 | 13781 | IOU | 05267978 | 3.48 | Solar |  |  | Withdrawn | Trade Secret | Trade | TLK | TLK077 | Residential |  | Trade Secret | 2022
20252-215912-02 | Xcel Energy | 85 | 13781 | IOU | 05268398 | 10.47 | Solar |  |  | Withdrawn | Trade Secret | Trade | HSN | HSN321 | Residential | Solar*Rewards | Trade Secret | 2022
20252-215912-02 | Xcel Energy | 85 | 13781 | IOU | 05268399 |  | Solar |  |  | Withdrawn | Trade Secret | Trade |  |  | Residential | Solar*Rewards | Trade Secret | 2022
20252-215912-02 | Xcel Energy | 85 | 13781 | IOU | 05268403 |  | Solar |  |  | Withdrawn | Trade Secret | Trade |  |  | Community Solar Garden | Solar*Rewards Community | Trade Secret | 2022
20252-215912-02 | Xcel Energy | 85 | 13781 | IOU | 05268632 | 19 | Storage |  |  | Interconnected | Trade Secret | Trade | ECK | ECK321 | Residential |  | Trade Secret | 2022 | 2022
20252-215912-02 | Xcel Energy | 85 | 13781 | IOU | 05268666 | 20 | Storage |  |  | Interconnected | Trade Secret | Trade | LOK | LOK062 | Commercial |  | Trade Secret | 2022 | 2022
20252-215912-02 | Xcel Energy | 85 | 13781 | IOU | 05268706 | 6.631 | Solar |  |  | Interconnected | Trade Secret | Trade | SOU | SOU060 | Residential |  | Trade Secret | 2022 | 2023
20252-215912-02 | Xcel Energy | 85 | 13781 | IOU | 05268782 | 8.99 | Solar |  |  | Interconnected | Trade Secret | Trade | AFT | AFT314 | Residential |  | Trade Secret | 2022 | 2023
20252-215912-02 | Xcel Energy | 85 | 13781 | IOU | 05268807 | 3.141 | Solar |  |  | Interconnected | Trade Secret | Trade | SOU | SOU079 | Residential |  | Trade Secret | 2022 | 2023
20252-215912-02 | Xcel Energy | 85 | 13781 | IOU | 05268833 | 3.839 | Solar |  |  | Interconnected | Trade Secret | Trade | MST | MST071 | Residential |  | Trade Secret | 2022 | 2022
20252-215912-02 | Xcel Energy | 85 | 13781 | IOU | 05268840 | 8.027 | Solar |  |  | Interconnected | Trade Secret | Trade | WDY | WDY311 | Residential |  | Trade Secret | 2022 | 2023
20252-215912-02 | Xcel Energy | 85 | 13781 | IOU | 05268925 | 2.32 | Solar |  |  | Withdrawn | Trade Secret | Trade | UPP | UPP066 | Residential |  | Trade Secret | 2022
20252-215912-02 | Xcel Energy | 85 | 13781 | IOU | 05268956 | 8.99 | Solar |  |  | Interconnected | Trade Secret | Trade | SAV | SAV063 | Residential |  | Trade Secret | 2022 | 2023
20252-215912-02 | Xcel Energy | 85 | 13781 | IOU | 05268976 | 5.51 | Solar |  |  | Interconnected | Trade Secret | Trade | STY | STY071 | Residential |  | Trade Secret | 2022 | 2023
20252-215912-02 | Xcel Energy | 85 | 13781 | IOU | 05269531 | 6.67 | Solar |  |  | Interconnected | Trade Secret | Trade | OAD | OAD072 | Residential |  | Trade Secret | 2022 | 2023
20252-215912-02 | Xcel Energy | 85 | 13781 | IOU | 05269543 | 6.09 | Solar |  |  | Interconnected | Trade Secret | Trade | KOL | KOL073 | Residential |  | Trade Secret | 2022 | 2023
20252-215912-02 | Xcel Energy | 85 | 13781 | IOU | 05269623 | 95.96 | Solar |  |  | Withdrawn | Trade Secret | Trade | HOL | HOL071 | Commercial |  | Trade Secret | 2022
20252-215912-02 | Xcel Energy | 85 | 13781 | IOU | 05269660 | 4.64 | Solar |  |  | Interconnected | Trade Secret | Trade | RRK | RRK064 | Residential |  | Trade Secret | 2022 | 2023
20252-215912-02 | Xcel Energy | 85 | 13781 | IOU | 05269665 | 2.32 | Solar |  |  | Interconnected | Trade Secret | Trade | MST | MST071 | Residential |  | Trade Secret | 2022 | 2023
20252-215912-02 | Xcel Energy | 85 | 13781 | IOU | 05269669 | 5.51 | Solar |  |  | Withdrawn | Trade Secret | Trade | CGR | CGR063 | Residential |  | Trade Secret | 2022
20252-215912-02 | Xcel Energy | 85 | 13781 | IOU | 05269694 | 4.64 | Solar |  |  | Interconnected | Trade Secret | Trade | MHW | MHW312 | Residential |  | Trade Secret | 2022 | 2023
20252-215912-02 | Xcel Energy | 85 | 13781 | IOU | 05269710 | 5.51 | Solar |  |  | Interconnected | Trade Secret | Trade | RPL | RPL063 | Residential |  | Trade Secret | 2022 | 2023
20252-215912-02 | Xcel Energy | 85 | 13781 | IOU | 05269711 | 6.38 | Solar |  |  | Withdrawn | Trade Secret | Trade | MPK | MPK071 | Residential |  | Trade Secret | 2022
20252-215912-02 | Xcel Energy | 85 | 13781 | IOU | 05269713 | 6.09 | Solar |  |  | Interconnected | Trade Secret | Trade | SCL | SCL311 | Residential |  | Trade Secret | 2022 | 2023
20252-215912-02 | Xcel Energy | 85 | 13781 | IOU | 05269714 | 2.32 | Solar |  |  | Withdrawn | Trade Secret | Trade | WIL | WIL097 | Residential |  | Trade Secret | 2022
20252-215912-02 | Xcel Energy | 85 | 13781 | IOU | 05269716 | 5.51 | Solar |  |  | Interconnected | Trade Secret | Trade | WDY | WDY311 | Residential |  | Trade Secret | 2022 | 2023
20252-215912-02 | Xcel Energy | 85 | 13781 | IOU | 05269717 | 11.02 | Solar |  |  | Active Application | Trade Secret | Trade | CGR | CGR071 | Residential |  | Trade Secret | 2022
20252-215912-02 | Xcel Energy | 85 | 13781 | IOU | 05269800 |  |  |  |  | Withdrawn | Trade Secret | Trade |  |  | Residential |  | Trade Secret | 2022
20252-215912-02 | Xcel Energy | 85 | 13781 | IOU | 05269803 | 18.24 | Solar |  |  | Interconnected | Trade Secret | Trade | RLK | RLK069 | Residential |  | Trade Secret | 2022 | 2023
20252-215912-02 | Xcel Energy | 85 | 13781 | IOU | 05269814 | 94.49 | Solar |  |  | Withdrawn | Trade Secret | Trade | WSD | WSD061 | Commercial |  | Trade Secret | 2022
20252-215912-02 | Xcel Energy | 85 | 13781 | IOU | 05269815 | 13.056 | Solar |  | X | Withdrawn | Trade Secret | Trade | TLK | TLK067 | Residential |  | Trade Secret | 2022
20252-215912-02 | Xcel Energy | 85 | 13781 | IOU | 05270031 |  |  |  |  | Active Application | Trade Secret | Trade |  |  | Residential |  | Trade Secret | 2022
20252-215912-02 | Xcel Energy | 85 | 13781 | IOU | 05270039 | 3.84 | Solar |  |  | Interconnected | Trade Secret | Trade | FSL | FSL311 | Residential |  | Trade Secret | 2022 | 2023
20252-215912-02 | Xcel Energy | 85 | 13781 | IOU | 05270045 | 8.32 | Solar |  |  | Interconnected | Trade Secret | Trade | MOL | MOL066 | Residential |  | Trade Secret | 2022 | 2023
20252-215912-02 | Xcel Energy | 85 | 13781 | IOU | 05270124 | 7.54 | Solar |  |  | Interconnected | Trade Secret | Trade | WIL | WIL089 | Residential |  | Trade Secret | 2022 | 2023
20252-215912-02 | Xcel Energy | 85 | 13781 | IOU | 05270341 | 4 | Solar |  |  | Interconnected | Trade Secret | Trade | GLK | GLK071 | Residential |  | Trade Secret | 2022 | 2023
20252-215912-02 | Xcel Energy | 85 | 13781 | IOU | 05271160 |  |  |  |  | Active Application | Trade Secret | Trade |  |  | Residential |  | Trade Secret | 2022
20252-215912-02 | Xcel Energy | 85 | 13781 | IOU | 05271163 | 5.22 | Solar |  |  | Interconnected | Trade Secret | Trade | OPK | OPK073 | Residential |  | Trade Secret | 2022 | 2023
20252-215912-02 | Xcel Energy | 85 | 13781 | IOU | 05271183 | 2.61 | Solar |  |  | Interconnected | Trade Secret | Trade | SOU | SOU060 | Residential |  | Trade Secret | 2022 | 2023
20252-215912-02 | Xcel Energy | 85 | 13781 | IOU | 05271869 | 7.83 | Solar |  |  | Interconnected | Trade Secret | Trade | AFT | AFT321 | Residential |  | Trade Secret | 2022 | 2023
20252-215912-02 | Xcel Energy | 85 | 13781 | IOU | 05271882 | 4.35 | Solar |  |  | Interconnected | Trade Secret | Trade | HAS | HAS033 | Residential |  | Trade Secret | 2022 | 2023
20252-215912-02 | Xcel Energy | 85 | 13781 | IOU | 05271906 | 3 | Solar |  |  | Interconnected | Trade Secret | Trade | IDA | IDA073 | Residential |  | Trade Secret | 2022 | 2023
20252-215912-02 | Xcel Energy | 85 | 13781 | IOU | 05271938 | 30 | Solar |  |  | Active Application | Trade Secret | Trade | WAS | WAS092 | Commercial | Solar*Rewards | Trade Secret | 2022
20252-215912-02 | Xcel Energy | 85 | 13781 | IOU | 05272169 | 11.89 | Solar |  |  | Interconnected | Trade Secret | Trade | DPN | DPN072 | Residential |  | Trade Secret | 2022 | 2023
20252-215912-02 | Xcel Energy | 85 | 13781 | IOU | 05272237 |  |  |  |  | Active Application | Trade Secret | Trade |  |  | Residential |  | Trade Secret | 2022
20252-215912-02 | Xcel Energy | 85 | 13781 | IOU | 05272242 | 14.3 | Solar |  |  | Withdrawn | Trade Secret | Trade | WSG | WSG063 | Residential |  | Trade Secret | 2022
20252-215912-02 | Xcel Energy | 85 | 13781 | IOU | 05272319 | 5.8 | Solar |  |  | Withdrawn | Trade Secret | Trade | RRK | RRK064 | Residential |  | Trade Secret | 2022
20252-215912-02 | Xcel Energy | 85 | 13781 | IOU | 05272345 | 10.73 | Solar |  |  | Interconnected | Trade Secret | Trade | BCR | BCR081 | Residential |  | Trade Secret | 2022 | 2023
20252-215912-02 | Xcel Energy | 85 | 13781 | IOU | 05272353 | 5.8 | Solar |  |  | Withdrawn | Trade Secret | Trade | WES | WES076 | Residential |  | Trade Secret | 2022
20252-215912-02 | Xcel Energy | 85 | 13781 | IOU | 05272378 | 4.93 | Solar |  |  | Interconnected | Trade Secret | Trade | SHP | SHP061 | Residential |  | Trade Secret | 2022 | 2023
20252-215912-02 | Xcel Energy | 85 | 13781 | IOU | 05272404 | 4.35 | Solar |  |  | Interconnected | Trade Secret | Trade | WIL | WIL079 | Residential |  | Trade Secret | 2022 | 2023
20252-215912-02 | Xcel Energy | 85 | 13781 | IOU | 05272721 | 4.64 | Solar |  |  | Active Application | Trade Secret | Trade | SLP | SLP322 | Residential |  | Trade Secret | 2022
20252-215912-02 | Xcel Energy | 85 | 13781 | IOU | 05272726 | 3.48 | Solar |  |  | Interconnected | Trade Secret | Trade | UPP | UPP086 | Residential |  | Trade Secret | 2022 | 2023
20252-215912-02 | Xcel Energy | 85 | 13781 | IOU | 05272741 | 6.38 | Solar |  |  | Interconnected | Trade Secret | Trade | CGR | CGR072 | Residential |  | Trade Secret | 2022 | 2023
20252-215912-02 | Xcel Energy | 85 | 13781 | IOU | 05273064 | 17.4 | Solar |  |  | Interconnected | Trade Secret | Trade | MND | MND061 | Residential |  | Trade Secret | 2022 | 2023
20252-215912-02 | Xcel Energy | 85 | 13781 | IOU | 05273099 | 7.25 | Solar |  |  | Interconnected | Trade Secret | Trade | SLP | SLP083 | Residential |  | Trade Secret | 2022 | 2023
20252-215912-02 | Xcel Energy | 85 | 13781 | IOU | 05273101 | 240 | Solar |  |  | Interconnected | Trade Secret | Trade | HUG | HUG311 | Commercial |  | Trade Secret | 2023 | 2023
20252-215912-02 | Xcel Energy | 85 | 13781 | IOU | 05273253 | 6.09 | Solar |  |  | Interconnected | Trade Secret | Trade | SLW | SLW061 | Residential |  | Trade Secret | 2022 | 2023
20252-215912-02 | Xcel Energy | 85 | 13781 | IOU | 05273256 | 7.616 | Solar |  |  | Interconnected | Trade Secret | Trade | CRL | CRL065 | Residential |  | Trade Secret | 2022 | 2023
20252-215912-02 | Xcel Energy | 85 | 13781 | IOU | 05273285 | 8.652 | Solar |  |  | Interconnected | Trade Secret | Trade | GRC | GRC311 | Residential |  | Trade Secret | 2022 | 2023
20252-215912-02 | Xcel Energy | 85 | 13781 | IOU | 05273482 | 15.08 | Solar |  |  | Interconnected | Trade Secret | Trade | HSN | HSN322 | Residential |  | Trade Secret | 2022 | 2023
20252-215912-02 | Xcel Energy | 85 | 13781 | IOU | 05273487 | 22.47 | Solar |  | X | Active Application | Trade Secret | Trade | APA | APA078 | Residential |  | Trade Secret | 2022
20252-215912-02 | Xcel Energy | 85 | 13781 | IOU | 05273557 | 6.09 | Solar |  |  | Interconnected | Trade Secret | Trade | OPK | OPK077 | Residential |  | Trade Secret | 2022 | 2023
20252-215912-02 | Xcel Energy | 85 | 13781 | IOU | 05273577 | 6 | Solar |  |  | Withdrawn | Trade Secret | Trade | MOL | MOL073 | Residential |  | Trade Secret | 2022
20252-215912-02 | Xcel Energy | 85 | 13781 | IOU | 05273599 | 11.6 | Solar |  |  | Interconnected | Trade Secret | Trade | WCS | WCS062 | Residential |  | Trade Secret | 2022 | 2023
20252-215912-02 | Xcel Energy | 85 | 13781 | IOU | 05273762 | 19.72 | Solar |  |  | Interconnected | Trade Secret | Trade | DBL | DBL067 | Residential |  | Trade Secret | 2022 | 2023
20252-215912-02 | Xcel Energy | 85 | 13781 | IOU | 05273786 | 4.64 | Solar |  |  | Interconnected | Trade Secret | Trade | UPP | UPP068 | Residential |  | Trade Secret | 2023 | 2023
20252-215912-02 | Xcel Energy | 85 | 13781 | IOU | 05273800 |  |  |  |  | Withdrawn | Trade Secret | Trade |  |  | Residential |  | Trade Secret | 2022
20252-215912-02 | Xcel Energy | 85 | 13781 | IOU | 05273809 | 5 | Solar |  | X | Active Application | Trade Secret | Trade | SCL | SCL312 | Residential |  | Trade Secret | 2022
20252-215912-02 | Xcel Energy | 85 | 13781 | IOU | 05273817 | 3.19 | Solar |  |  | Active Application | Trade Secret | Trade | WES | WES073 | Residential |  | Trade Secret | 2022
20252-215912-02 | Xcel Energy | 85 | 13781 | IOU | 05273832 | 1.28 | Storage |  |  | Active Application | Trade Secret | Trade | LAC | LAC062 | Residential |  | Trade Secret | 2022
20252-215912-02 | Xcel Energy | 85 | 13781 | IOU | 05273855 | 4.886 | Storage |  |  | Active Application | Trade Secret | Trade | GRC | GRC311 | Residential |  | Trade Secret | 2022
20252-215912-02 | Xcel Energy | 85 | 13781 | IOU | 05273888 | 16.02 | Storage |  |  | Interconnected | Trade Secret | Trade | APA | APA076 | Residential |  | Trade Secret | 2023 | 2023
20252-215912-02 | Xcel Energy | 85 | 13781 | IOU | 05273902 |  |  |  |  | Withdrawn | Trade Secret | Trade |  |  | Residential |  | Trade Secret | 2022
20252-215912-02 | Xcel Energy | 85 | 13781 | IOU | 05273907 | 9.423 | Solar |  |  | Interconnected | Trade Secret | Trade | DHL | DHL061 | Residential |  | Trade Secret | 2022 | 2023
20252-215912-02 | Xcel Energy | 85 | 13781 | IOU | 05273919 | 2.32 | Solar |  |  | Active Application | Trade Secret | Trade | LEX | LEX061 | Residential |  | Trade Secret | 2022
20252-215912-02 | Xcel Energy | 85 | 13781 | IOU | 05273987 | 11.87 | Solar |  | X | Interconnected | Trade Secret | Trade | MPK | MPK063 | Residential |  | Trade Secret | 2023 | 2023
20252-215912-02 | Xcel Energy | 85 | 13781 | IOU | 05274015 | 360 | Solar |  |  | Interconnected | Trade Secret | Trade | SLP | SLP093 | Commercial |  | Trade Secret | 2022 | 2023
20252-215912-02 | Xcel Energy | 85 | 13781 | IOU | 05274418 |  |  |  |  | Active Application | Trade Secret | Trade |  |  | Residential |  | Trade Secret | 2022
20252-215912-02 | Xcel Energy | 85 | 13781 | IOU | 05274424 | 7.25 | Solar |  |  | Withdrawn | Trade Secret | Trade | RLK | RLK072 | Residential |  | Trade Secret | 2022
20252-215912-02 | Xcel Energy | 85 | 13781 | IOU | 05274460 | 6.98 | Solar |  |  | Interconnected | Trade Secret | Trade | MPK | MPK071 | Residential |  | Trade Secret | 2022 | 2024
20252-215912-02 | Xcel Energy | 85 | 13781 | IOU | 05274470 | 8.376 | Solar |  |  | Withdrawn | Trade Secret | Trade | WCR | WCR063 | Residential |  | Trade Secret | 2022
20252-215912-02 | Xcel Energy | 85 | 13781 | IOU | 05274478 | 23.12 | Solar |  | X | Interconnected | Trade Secret | Trade | AHI | AHI063 | Residential |  | Trade Secret | 2023 | 2023
20252-215912-02 | Xcel Energy | 85 | 13781 | IOU | 05274529 | 12.913 | Solar |  |  | Interconnected | Trade Secret | Trade | CHE | CHE065 | Residential |  | Trade Secret | 2022 | 2023
20252-215912-02 | Xcel Energy | 85 | 13781 | IOU | 05274811 | 53.312 | Solar |  |  | Withdrawn | Trade Secret | Trade | WSD | WSD061 | Commercial |  | Trade Secret | 2022
20252-215912-02 | Xcel Energy | 85 | 13781 | IOU | 05274827 | 12.18 | Solar |  |  | Active Application | Trade Secret | Trade | SCL | SCL322 | Residential |  | Trade Secret | 2022
20252-215912-02 | Xcel Energy | 85 | 13781 | IOU | 05274888 | 13.05 | Solar |  |  | Interconnected | Trade Secret | Trade | OAD | OAD074 | Residential |  | Trade Secret | 2022 | 2023
20252-215912-02 | Xcel Energy | 85 | 13781 | IOU | 05274955 | 6.631 | Solar |  |  | Withdrawn | Trade Secret | Trade | LEX | LEX071 | Residential |  | Trade Secret | 2022
20252-215912-02 | Xcel Energy | 85 | 13781 | IOU | 05274995 | 8.12 | Solar |  |  | Interconnected | Trade Secret | Trade | MDT | MDT062 | Commercial |  | Trade Secret | 2022 | 2023
20252-215912-02 | Xcel Energy | 85 | 13781 | IOU | 05275008 | 25.37 | Solar |  | X | Interconnected | Trade Secret | Trade | AFT | AFT315 | Residential |  | Trade Secret | 2023 | 2023
20252-215912-02 | Xcel Energy | 85 | 13781 | IOU | 05275025 | 6.38 | Solar |  |  | Withdrawn | Trade Secret | Trade | DBL | DBL063 | Residential |  | Trade Secret | 2022
20252-215912-02 | Xcel Energy | 85 | 13781 | IOU | 05275046 | 5.22 | Solar |  |  | Interconnected | Trade Secret | Trade | WES | WES074 | Residential |  | Trade Secret | 2022 | 2023
20252-215912-02 | Xcel Energy | 85 | 13781 | IOU | 05275047 | 3.75 | Solar |  |  | Interconnected | Trade Secret | Trade | WRR | WRR075 | Residential |  | Trade Secret | 2022 | 2023
20252-215912-02 | Xcel Energy | 85 | 13781 | IOU | 05275055 | 3.75 | Solar |  |  | Withdrawn | Trade Secret | Trade | MST | MST066 | Residential |  | Trade Secret | 2022
20252-215912-02 | Xcel Energy | 85 | 13781 | IOU | 05275069 | 4.188 | Solar |  |  | Withdrawn | Trade Secret | Trade | MPK | MPK063 | Residential |  | Trade Secret | 2022
20252-215912-02 | Xcel Energy | 85 | 13781 | IOU | 05275092 | 10.121 | Solar |  |  | Interconnected | Trade Secret | Trade | EDA | EDA067 | Residential |  | Trade Secret | 2022 | 2023
20252-215912-02 | Xcel Energy | 85 | 13781 | IOU | 05275102 | 9.423 | Solar |  |  | Interconnected | Trade Secret | Trade | MPK | MPK064 | Residential |  | Trade Secret | 2022 | 2023
20252-215912-02 | Xcel Energy | 85 | 13781 | IOU | 05275124 | 6.98 | Solar |  |  | Active Application | Trade Secret | Trade | WIL | WIL098 | Residential |  | Trade Secret | 2022
20252-215912-02 | Xcel Energy | 85 | 13781 | IOU | 05275145 | 7.54 | Solar |  |  | Interconnected | Trade Secret | Trade | MPK | MPK074 | Residential |  | Trade Secret | 2022 | 2023
20252-215912-02 | Xcel Energy | 85 | 13781 | IOU | 05275199 | 6.38 | Solar |  |  | Interconnected | Trade Secret | Trade | GLK | GLK062 | Residential |  | Trade Secret | 2022 | 2023
20252-215912-02 | Xcel Energy | 85 | 13781 | IOU | 05275209 | 2.9 | Solar |  |  | Interconnected | Trade Secret | Trade | RAM | RAM064 | Residential |  | Trade Secret | 2022 | 2023
20252-215912-02 | Xcel Energy | 85 | 13781 | IOU | 05275216 | 10.15 | Solar |  |  | Interconnected | Trade Secret | Trade | DND | DND061 | Residential |  | Trade Secret | 2022 | 2023
20252-215912-02 | Xcel Energy | 85 | 13781 | IOU | 05275554 | 150 | Solar |  |  | Active Application | Trade Secret | Trade | WSG | WSG361 | Commercial |  | Trade Secret | 2022
20252-215912-02 | Xcel Energy | 85 | 13781 | IOU | 05275561 | 10 | Solar |  | X | Interconnected | Trade Secret | Trade | CEL | CEL064 | Residential |  | Trade Secret | 2022 | 2023
20252-215912-02 | Xcel Energy | 85 | 13781 | IOU | 05275574 | 2.443 | Solar |  |  | Interconnected | Trade Secret | Trade | ESW | ESW061 | Residential |  | Trade Secret | 2022 | 2023
20252-215912-02 | Xcel Energy | 85 | 13781 | IOU | 05275605 | 150 | Solar |  |  | Active Application | Trade Secret | Trade | WSG | WSG073 | Commercial |  | Trade Secret | 2022
20252-215912-02 | Xcel Energy | 85 | 13781 | IOU | 05276052 | 7.5 | Solar |  |  | Interconnected | Trade Secret | Trade | MEL | MEL087 | Residential |  | Trade Secret | 2022 | 2023
20252-215912-02 | Xcel Energy | 85 | 13781 | IOU | 05276082 | 7.25 | Solar |  |  | Interconnected | Trade Secret | Trade | WDY | WDY311 | Residential |  | Trade Secret | 2022 | 2023
20252-215912-02 | Xcel Energy | 85 | 13781 | IOU | 05276150 |  |  |  |  | Active Application | Trade Secret | Trade |  |  | Residential |  | Trade Secret | 2022
20252-215912-02 | Xcel Energy | 85 | 13781 | IOU | 05276206 | 6.38 | Solar |  |  | Interconnected | Trade Secret | Trade | CEL | CEL064 | Residential |  | Trade Secret | 2022 | 2023
20252-215912-02 | Xcel Energy | 85 | 13781 | IOU | 05276226 | 5.226 | Solar |  |  | Interconnected | Trade Secret | Trade | MPK | MPK071 | Residential |  | Trade Secret | 2022 | 2024
20252-215912-02 | Xcel Energy | 85 | 13781 | IOU | 05276232 | 4.64 | Solar |  |  | Withdrawn | Trade Secret | Trade | SCL | SCL322 | Residential |  | Trade Secret | 2022
20252-215912-02 | Xcel Energy | 85 | 13781 | IOU | 05276233 | 16.4 | Storage |  |  | Interconnected | Trade Secret | Trade | WES | WES074 | Residential |  | Trade Secret | 2022 | 2023
20252-215912-02 | Xcel Energy | 85 | 13781 | IOU | 05276318 | 6.98 | Solar |  |  | Interconnected | Trade Secret | Trade | HUG | HUG312 | Residential |  | Trade Secret | 2023 | 2023
20252-215912-02 | Xcel Energy | 85 | 13781 | IOU | 05276750 |  | Solar |  |  | Active Application | Trade Secret | Trade | IDA | IDA072 | Residential | Solar*Rewards | Trade Secret | 2022
20252-215912-02 | Xcel Energy | 85 | 13781 | IOU | 05276951 | 3.48 | Solar |  |  | Interconnected | Trade Secret | Trade | UPP | UPP084 | Residential |  | Trade Secret | 2022 | 2023
20252-215912-02 | Xcel Energy | 85 | 13781 | IOU | 05276992 | 12.76 | Solar |  |  | Interconnected | Trade Secret | Trade | SHP | SHP061 | Residential |  | Trade Secret | 2022 | 2023
20252-215912-02 | Xcel Energy | 85 | 13781 | IOU | 05277006 | 5.235 | Solar |  |  | Withdrawn | Trade Secret | Trade | RPL | RPL064 | Residential |  | Trade Secret | 2022
20252-215912-02 | Xcel Energy | 85 | 13781 | IOU | 05277208 | 4.64 | Solar |  |  | Interconnected | Trade Secret | Trade | WES | WES074 | Residential |  | Trade Secret | 2022 | 2023
20252-215912-02 | Xcel Energy | 85 | 13781 | IOU | 05277220 | 4.35 | Solar |  |  | Interconnected | Trade Secret | Trade | WDY | WDY311 | Residential |  | Trade Secret | 2022 | 2023
20252-215912-02 | Xcel Energy | 85 | 13781 | IOU | 05277369 | 6.98 | Solar |  |  | Withdrawn | Trade Secret | Trade | WIL | WIL098 | Residential |  | Trade Secret | 2022
20252-215912-02 | Xcel Energy | 85 | 13781 | IOU | 05277390 | 6 | Solar |  |  | Interconnected | Trade Secret | Trade | SOU | SOU061 | Residential |  | Trade Secret | 2022 | 2023
20252-215912-02 | Xcel Energy | 85 | 13781 | IOU | 05277411 |  |  |  |  | Active Application | Trade Secret | Trade |  |  | Residential |  | Trade Secret | 2022
20252-215912-02 | Xcel Energy | 85 | 13781 | IOU | 05277449 | 5.22 | Solar |  |  | Interconnected | Trade Secret | Trade | FSL | FSL311 | Residential |  | Trade Secret | 2022 | 2023
20252-215912-02 | Xcel Energy | 85 | 13781 | IOU | 05277468 | 6.282 | Solar |  |  | Interconnected | Trade Secret | Trade | WSG | WSG061 | Residential |  | Trade Secret | 2022 | 2023
20252-215912-02 | Xcel Energy | 85 | 13781 | IOU | 05277476 | 10.73 | Solar |  |  | Interconnected | Trade Secret | Trade | RRK | RRK064 | Residential |  | Trade Secret | 2022 | 2023
20252-215912-02 | Xcel Energy | 85 | 13781 | IOU | 05277478 | 6.98 | Solar |  |  | Interconnected | Trade Secret | Trade | TWL | TWL062 | Residential |  | Trade Secret | 2022 | 2023
20252-215912-02 | Xcel Energy | 85 | 13781 | IOU | 05277483 | 17.11 | Solar |  |  | Interconnected | Trade Secret | Trade | RLK | RLK073 | Residential |  | Trade Secret | 2022 | 2023
20252-215912-02 | Xcel Energy | 85 | 13781 | IOU | 05277487 |  |  |  |  | Active Application | Trade Secret | Trade |  |  | Residential |  | Trade Secret | 2022
20252-215912-02 | Xcel Energy | 85 | 13781 | IOU | 05277498 | 4.35 | Solar |  |  | Interconnected | Trade Secret | Trade | HWW | HWW073 | Residential |  | Trade Secret | 2022 | 2023
20252-215912-02 | Xcel Energy | 85 | 13781 | IOU | 05277511 | 5.22 | Solar |  |  | Interconnected | Trade Secret | Trade | AFT | AFT322 | Residential |  | Trade Secret | 2022 | 2023
20252-215912-02 | Xcel Energy | 85 | 13781 | IOU | 05277519 | 6.282 | Solar |  |  | Withdrawn | Trade Secret | Trade | HUG | HUG321 | Residential |  | Trade Secret | 2022
20252-215912-02 | Xcel Energy | 85 | 13781 | IOU | 05277537 | 1000 | Solar |  |  | Active Application | Trade Secret | Trade |  |  | Community Solar Garden | Solar*Rewards Community | Trade Secret | 2022
20252-215912-02 | Xcel Energy | 85 | 13781 | IOU | 05277539 | 10.15 | Solar |  |  | Withdrawn | Trade Secret | Trade | MPK | MPK074 | Residential |  | Trade Secret | 2022
20252-215912-02 | Xcel Energy | 85 | 13781 | IOU | 05277552 |  | Solar |  |  | Active Application | Trade Secret | Trade |  |  | Residential | Solar*Rewards | Trade Secret | 2022
20252-215912-02 | Xcel Energy | 85 | 13781 | IOU | 05277553 | 3.141 | Solar |  |  | Withdrawn | Trade Secret | Trade | WES | WES062 | Residential |  | Trade Secret | 2022
20252-215912-02 | Xcel Energy | 85 | 13781 | IOU | 05277557 |  | Solar |  |  | Active Application | Trade Secret | Trade |  |  | Residential | Solar*Rewards | Trade Secret | 2022
20252-215912-02 | Xcel Energy | 85 | 13781 | IOU | 05277560 | 5 | Solar |  |  | Withdrawn | Trade Secret | Trade | GLK | GLK073 | Residential |  | Trade Secret | 2022
20252-215912-02 | Xcel Energy | 85 | 13781 | IOU | 05277564 | 5.22 | Solar |  |  | Withdrawn | Trade Secret | Trade | MPK | MPK085 | Residential |  | Trade Secret | 2022
20252-215912-02 | Xcel Energy | 85 | 13781 | IOU | 05277568 | 4.64 | Solar |  | X | Active Application | Trade Secret | Trade | RAM | RAM073 | Residential |  | Trade Secret | 2022
20252-215912-02 | Xcel Energy | 85 | 13781 | IOU | 05277584 | 5.985 | Solar |  |  | Interconnected | Trade Secret | Trade | MPK | MPK063 | Residential |  | Trade Secret | 2023 | 2023
20252-215912-02 | Xcel Energy | 85 | 13781 | IOU | 05277590 | 8.027 | Solar |  |  | Interconnected | Trade Secret | Trade | GLK | GLK064 | Residential |  | Trade Secret | 2022 | 2023
20252-215912-02 | Xcel Energy | 85 | 13781 | IOU | 05277595 | 5 | Storage |  |  | Active Application | Trade Secret | Trade | WES | WES071 | Residential |  | Trade Secret | 2022
20252-215912-02 | Xcel Energy | 85 | 13781 | IOU | 05277605 |  |  |  |  | Active Application | Trade Secret | Trade |  |  | Residential |  | Trade Secret | 2022
20252-215912-02 | Xcel Energy | 85 | 13781 | IOU | 05277613 | 3.75 | Solar |  |  | Active Application | Trade Secret | Trade | TWL | TWL062 | Residential |  | Trade Secret | 2022
20252-215912-02 | Xcel Energy | 85 | 13781 | IOU | 05277623 | 4.886 | Solar |  |  | Interconnected | Trade Secret | Trade | APA | APA064 | Residential |  | Trade Secret | 2023 | 2023
20252-215912-02 | Xcel Energy | 85 | 13781 | IOU | 05277646 | 8.41 | Solar |  |  | Withdrawn | Trade Secret | Trade | WIL | WIL061 | Residential |  | Trade Secret | 2022
20252-215912-02 | Xcel Energy | 85 | 13781 | IOU | 05277677 | 4.93 | Solar |  |  | Interconnected | Trade Secret | Trade | SOU | SOU076 | Residential |  | Trade Secret | 2022 | 2023
20252-215912-02 | Xcel Energy | 85 | 13781 | IOU | 05278044 | 7.68 | Solar |  |  | Interconnected | Trade Secret | Trade | CHE | CHE065 | Residential |  | Trade Secret | 2022 | 2023
20252-215912-02 | Xcel Energy | 85 | 13781 | IOU | 05278050 | 9.994 | Solar |  |  | Withdrawn | Trade Secret | Trade | GIB | GIB021 | Residential |  | Trade Secret | 2022
20252-215912-02 | Xcel Energy | 85 | 13781 | IOU | 05278053 |  |  |  |  | Active Application | Trade Secret | Trade |  |  | Residential |  | Trade Secret | 2022
20252-215912-02 | Xcel Energy | 85 | 13781 | IOU | 05278081 | 11.02 | Solar |  |  | Withdrawn | Trade Secret | Trade | WES | WES073 | Residential |  | Trade Secret | 2022
20252-215912-02 | Xcel Energy | 85 | 13781 | IOU | 05278241 | 7.04 | Solar |  |  | Interconnected | Trade Secret | Trade | CHE | CHE064 | Residential |  | Trade Secret | 2022 | 2023
20252-215912-02 | Xcel Energy | 85 | 13781 | IOU | 05278246 | 12.8 | Solar |  |  | Interconnected | Trade Secret | Trade | CHE | CHE065 | Residential |  | Trade Secret | 2022 | 2023
20252-215912-02 | Xcel Energy | 85 | 13781 | IOU | 05278259 | 8.96 | Solar |  |  | Interconnected | Trade Secret | Trade | GRC | GRC311 | Residential |  | Trade Secret | 2022 | 2023
20252-215912-02 | Xcel Energy | 85 | 13781 | IOU | 05278291 | 5.76 | Solar |  |  | Interconnected | Trade Secret | Trade | CGR | CGR064 | Residential |  | Trade Secret | 2022 | 2023
20252-215912-02 | Xcel Energy | 85 | 13781 | IOU | 05278310 | 9.6 | Solar |  |  | Interconnected | Trade Secret | Trade | OSS | OSS077 | Residential |  | Trade Secret | 2022 | 2023
20252-215912-02 | Xcel Energy | 85 | 13781 | IOU | 05278326 | 7.54 | Solar |  |  | Active Application | Trade Secret | Trade | ALD | ALD088 | Residential | Solar*Rewards | Trade Secret | 2022
20252-215912-02 | Xcel Energy | 85 | 13781 | IOU | 05278390 | 7 | Solar |  |  | Withdrawn | Trade Secret | Trade | GLD | GLD021 | Residential |  | Trade Secret | 2022
20252-215912-02 | Xcel Energy | 85 | 13781 | IOU | 05278394 | 6.98 | Solar |  |  | Interconnected | Trade Secret | Trade | CTR | CTR031 | Residential |  | Trade Secret | 2022 | 2023
20252-215912-02 | Xcel Energy | 85 | 13781 | IOU | 05278402 |  |  |  |  | Active Application | Trade Secret | Trade |  |  | Residential |  | Trade Secret | 2022
20252-215912-02 | Xcel Energy | 85 | 13781 | IOU | 05278426 | 8.376 | Solar |  |  | Withdrawn | Trade Secret | Trade | WSG | WSG066 | Residential |  | Trade Secret | 2022
20252-215912-02 | Xcel Energy | 85 | 13781 | IOU | 05278468 | 5 | Storage |  |  | Active Application | Trade Secret | Trade | HYL | HYL075 | Residential |  | Trade Secret | 2022
20252-215912-02 | Xcel Energy | 85 | 13781 | IOU | 05278501 | 150 | Solar |  |  | Interconnected | Trade Secret | Trade | RAM | RAM072 | Commercial |  | Trade Secret | 2022 | 2024
20252-215912-02 | Xcel Energy | 85 | 13781 | IOU | 05278634 |  |  |  |  | Withdrawn | Trade Secret | Trade |  |  | Residential |  | Trade Secret | 2022
20252-215912-02 | Xcel Energy | 85 | 13781 | IOU | 05278642 | 7.678 | Solar |  |  | Interconnected | Trade Secret | Trade | TWL | TWL066 | Residential |  | Trade Secret | 2022 | 2023
20252-215912-02 | Xcel Energy | 85 | 13781 | IOU | 05278657 | 18.746 | Solar |  |  | Interconnected | Trade Secret | Trade | LLK | LLK072 | Residential |  | Trade Secret | 2022 | 2023
20252-215912-02 | Xcel Energy | 85 | 13781 | IOU | 05278660 | 2.32 | Solar |  |  | Interconnected | Trade Secret | Trade | HWW | HWW072 | Residential |  | Trade Secret | 2022 | 2023
20252-215912-02 | Xcel Energy | 85 | 13781 | IOU | 05278672 | 9.994 | Solar |  |  | Interconnected | Trade Secret | Trade | WES | WES074 | Residential |  | Trade Secret | 2022 | 2023
20252-215912-02 | Xcel Energy | 85 | 13781 | IOU | 05278684 | 4.06 | Solar |  |  | Interconnected | Trade Secret | Trade | SOU | SOU065 | Residential |  | Trade Secret | 2022 | 2023
20252-215912-02 | Xcel Energy | 85 | 13781 | IOU | 05278795 | 7.25 | Solar |  |  | Interconnected | Trade Secret | Trade | CGR | CGR061 | Residential |  | Trade Secret | 2022 | 2023
20252-215912-02 | Xcel Energy | 85 | 13781 | IOU | 05278813 |  | Solar |  |  | Active Application | Trade Secret | Trade |  |  | Residential | Solar*Rewards | Trade Secret | 2022
20252-215912-02 | Xcel Energy | 85 | 13781 | IOU | 05278814 | 6.67 | Solar |  |  | Interconnected | Trade Secret | Trade | RPO | RPO311 | Residential |  | Trade Secret | 2022 | 2023
20252-215912-02 | Xcel Energy | 85 | 13781 | IOU | 05278849 |  |  |  |  | Active Application | Trade Secret | Trade |  |  | Residential |  | Trade Secret | 2022
20252-215912-02 | Xcel Energy | 85 | 13781 | IOU | 05278873 | 6.96 | Solar |  |  | Interconnected | Trade Secret | Trade | AFT | AFT315 | Residential |  | Trade Secret | 2022 | 2023
20252-215912-02 | Xcel Energy | 85 | 13781 | IOU | 05278883 | 4.06 | Solar |  |  | Active Application | Trade Secret | Trade | RLK | RLK073 | Residential |  | Trade Secret | 2022
20252-215912-02 | Xcel Energy | 85 | 13781 | IOU | 05278937 | 6.67 | Solar |  |  | Interconnected | Trade Secret | Trade | SOU | SOU081 | Residential |  | Trade Secret | 2022 | 2022
20252-215912-02 | Xcel Energy | 85 | 13781 | IOU | 05279016 | 13.75 | Solar |  |  | Interconnected | Trade Secret | Trade | MOL | MOL079 | Residential |  | Trade Secret | 2022 | 2023
20252-215912-02 | Xcel Energy | 85 | 13781 | IOU | 05279055 | 7.68 | Solar |  |  | Interconnected | Trade Secret | Trade | RPO | RPO311 | Residential | Solar*Rewards | Trade Secret | 2022 | 2023
20252-215912-02 | Xcel Energy | 85 | 13781 | IOU | 05279161 | 3.19 | Solar |  |  | Interconnected | Trade Secret | Trade | WIL | WIL085 | Residential |  | Trade Secret | 2022 | 2023
20252-215912-02 | Xcel Energy | 85 | 13781 | IOU | 05279175 | 4.93 | Solar |  |  | Interconnected | Trade Secret | Trade | TLK | TLK061 | Residential |  | Trade Secret | 2022 | 2023
20252-215912-02 | Xcel Energy | 85 | 13781 | IOU | 05279451 | 5.51 | Solar |  |  | Interconnected | Trade Secret | Trade | APA | APA075 | Residential |  | Trade Secret | 2022 | 2023
20252-215912-02 | Xcel Energy | 85 | 13781 | IOU | 05279470 | 240 | Solar |  |  | Interconnected | Trade Secret | Trade | AHI | AHI024 | Commercial |  | Trade Secret | 2022 | 2023
20252-215912-02 | Xcel Energy | 85 | 13781 | IOU | 05279483 | 5.51 | Solar |  |  | Interconnected | Trade Secret | Trade | HSN | HSN322 | Residential |  | Trade Secret | 2022 | 2023
20252-215912-02 | Xcel Energy | 85 | 13781 | IOU | 05279485 |  |  |  |  | Active Application | Trade Secret | Trade |  |  | Residential |  | Trade Secret | 2022
20252-215912-02 | Xcel Energy | 85 | 13781 | IOU | 05279514 | 13.05 | Solar |  |  | Interconnected | Trade Secret | Trade | LAB | LAB311 | Residential |  | Trade Secret | 2022 | 2023
20252-215912-02 | Xcel Energy | 85 | 13781 | IOU | 05279593 | 11.02 | Solar |  |  | Interconnected | Trade Secret | Trade | HUG | HUG311 | Residential |  | Trade Secret | 2023 | 2022
20252-215912-02 | Xcel Energy | 85 | 13781 | IOU | 05279775 | 5.584 | Solar |  |  | Interconnected | Trade Secret | Trade | SLP | SLP084 | Residential |  | Trade Secret | 2022 | 2023
20252-215912-02 | Xcel Energy | 85 | 13781 | IOU | 05279819 | 16.64 | Solar |  |  | Interconnected | Trade Secret | Trade | HSN | HSN321 | Residential |  | Trade Secret | 2022 | 2023
20252-215912-02 | Xcel Energy | 85 | 13781 | IOU | 05279825 | 10.24 | Solar |  |  | Interconnected | Trade Secret | Trade | CHE | CHE064 | Residential |  | Trade Secret | 2022 | 2023
20252-215912-02 | Xcel Energy | 85 | 13781 | IOU | 05279847 | 4.64 | Solar |  |  | Withdrawn | Trade Secret | Trade | DPN | DPN072 | Residential |  | Trade Secret | 2022
20252-215912-02 | Xcel Energy | 85 | 13781 | IOU | 05281275 | 6.6 | Solar |  |  | Withdrawn | Trade Secret | Trade | RAM | RAM071 | Residential |  | Trade Secret | 2022
20252-215912-02 | Xcel Energy | 85 | 13781 | IOU | 05282036 | 11.517 | Solar |  |  | Interconnected | Trade Secret | Trade | RLK | RLK066 | Residential |  | Trade Secret | 2023 | 2023
20252-215912-02 | Xcel Energy | 85 | 13781 | IOU | 05282607 | 9.57 | Solar |  |  | Active Application | Trade Secret | Trade | LCR | LCR311 | Residential |  | Trade Secret | 2022
20252-215912-02 | Xcel Energy | 85 | 13781 | IOU | 05282666 | 4.48 | Solar |  |  | Interconnected | Trade Secret | Trade | CHE | CHE076 | Residential |  | Trade Secret | 2022 | 2023
20252-215912-02 | Xcel Energy | 85 | 13781 | IOU | 05282672 | 7.68 | Solar |  |  | Withdrawn | Trade Secret | Trade | LAP | LAP311 | Residential |  | Trade Secret | 2022
20252-215912-02 | Xcel Energy | 85 | 13781 | IOU | 05282878 | 9 | Solar |  |  | Interconnected | Trade Secret | Trade | SLP | SLP096 | Commercial | Solar*Rewards | Trade Secret | 2022 | 2023
20252-215912-02 | Xcel Energy | 85 | 13781 | IOU | 05283133 | 5.584 | Solar |  |  | Withdrawn | Trade Secret | Trade | MPK | MPK071 | Residential | Solar*Rewards | Trade Secret | 2022
20252-215912-02 | Xcel Energy | 85 | 13781 | IOU | 05283306 | 5.8 | Solar |  |  | Interconnected | Trade Secret | Trade | IDA | IDA063 | Residential |  | Trade Secret | 2022 | 2023
20252-215912-02 | Xcel Energy | 85 | 13781 | IOU | 05283421 | 6 | Solar |  |  | Withdrawn | Trade Secret | Trade | OAD | OAD061 | Residential |  | Trade Secret | 2022
20252-215912-02 | Xcel Energy | 85 | 13781 | IOU | 05283459 | 6.38 | Solar |  |  | Interconnected | Trade Secret | Trade | CHE | CHE076 | Residential |  | Trade Secret | 2022 | 2023
20252-215912-02 | Xcel Energy | 85 | 13781 | IOU | 05283467 | 5.22 | Solar |  |  | Interconnected | Trade Secret | Trade | FSL | FSL311 | Residential |  | Trade Secret | 2022 | 2023
20252-215912-02 | Xcel Energy | 85 | 13781 | IOU | 05284115 | 16.24 | Solar |  |  | Interconnected | Trade Secret | Trade | AHI | AHI021 | Residential |  | Trade Secret | 2022 | 2023
20252-215912-02 | Xcel Energy | 85 | 13781 | IOU | 05284338 | 31.9 | Solar |  |  | Interconnected | Trade Secret | Trade | LIN | LIN031 | Residential |  | Trade Secret | 2022 | 2023
20252-215912-02 | Xcel Energy | 85 | 13781 | IOU | 05284462 | 10.368 | Solar |  | X | Withdrawn | Trade Secret | Trade | EKO | EKO021 | Residential |  | Trade Secret | 2022
20252-215912-02 | Xcel Energy | 85 | 13781 | IOU | 05284720 | 22.78 | Solar |  |  | Withdrawn | Trade Secret | Trade | CRL | CRL031 | Commercial |  | Trade Secret | 2022
20252-215912-02 | Xcel Energy | 85 | 13781 | IOU | 05284892 |  |  |  |  | Withdrawn | Trade Secret | Trade |  |  | Residential |  | Trade Secret | 2022
20252-215912-02 | Xcel Energy | 85 | 13781 | IOU | 05285056 | 7.616 | Solar |  |  | Interconnected | Trade Secret | Trade | CEL | CEL062 | Residential |  | Trade Secret | 2022 | 2023
20252-215912-02 | Xcel Energy | 85 | 13781 | IOU | 05285226 |  |  |  |  | Active Application | Trade Secret | Trade |  |  | Residential |  | Trade Secret | 2022
20252-215912-02 | Xcel Energy | 85 | 13781 | IOU | 05285296 | 8.12 | Solar |  |  | Active Application | Trade Secret | Trade | EDA | EDA067 | Residential |  | Trade Secret | 2022
20252-215912-02 | Xcel Energy | 85 | 13781 | IOU | 05285310 | 6.96 | Solar |  |  | Interconnected | Trade Secret | Trade | OAD | OAD075 | Residential |  | Trade Secret | 2022 | 2023
20252-215912-02 | Xcel Energy | 85 | 13781 | IOU | 05285438 | 12.8 | Solar |  |  | Interconnected | Trade Secret | Trade | CHE | CHE065 | Residential |  | Trade Secret | 2022 | 2023
20252-215912-02 | Xcel Energy | 85 | 13781 | IOU | 05285626 | 7.68 | Solar |  |  | Interconnected | Trade Secret | Trade | CHE | CHE064 | Residential |  | Trade Secret | 2022 | 2023
20252-215912-02 | Xcel Energy | 85 | 13781 | IOU | 05285634 | 4.48 | Solar |  |  | Interconnected | Trade Secret | Trade | HSN | HSN321 | Residential |  | Trade Secret | 2022 | 2023
20252-215912-02 | Xcel Energy | 85 | 13781 | IOU | 05285653 | 4.48 | Solar |  |  | Interconnected | Trade Secret | Trade | HSN | HSN321 | Residential |  | Trade Secret | 2022 | 2023
20252-215912-02 | Xcel Energy | 85 | 13781 | IOU | 05285851 | 10 | Solar |  |  | Active Application | Trade Secret | Trade | RPL | RPL071 | Residential |  | Trade Secret | 2022
20252-215912-02 | Xcel Energy | 85 | 13781 | IOU | 05286003 | 3.48 | Solar |  |  | Interconnected | Trade Secret | Trade | TWL | TWL063 | Residential |  | Trade Secret | 2022 | 2023
20252-215912-02 | Xcel Energy | 85 | 13781 | IOU | 05286024 | 5.8 | Solar |  |  | Interconnected | Trade Secret | Trade | BLC | BLC063 | Residential |  | Trade Secret | 2022 | 2023
20252-215912-02 | Xcel Energy | 85 | 13781 | IOU | 05286407 | 6.96 | Solar |  |  | Interconnected | Trade Secret | Trade | SOU | SOU065 | Residential | Solar*Rewards | Trade Secret | 2022 | 2023
20252-215912-02 | Xcel Energy | 85 | 13781 | IOU | 05286435 | 6.67 | Solar |  |  | Withdrawn | Trade Secret | Trade | DOC | DOC031 | Residential |  | Trade Secret | 2022
20252-215912-02 | Xcel Energy | 85 | 13781 | IOU | 05286488 | 3360 | Solar |  |  | Active Application | Trade Secret | Trade | PKL | PKL064 | Residential |  | Trade Secret | 2023
20252-215912-02 | Xcel Energy | 85 | 13781 | IOU | 05286501 | 14.72 | Solar |  |  | Withdrawn | Trade Secret | Trade | HSN | HSN321 | Residential |  | Trade Secret | 2022
20252-215912-02 | Xcel Energy | 85 | 13781 | IOU | 05286956 | 4.06 | Solar |  |  | Withdrawn | Trade Secret | Trade | HWW | HWW072 | Residential |  | Trade Secret | 2022
20252-215912-02 | Xcel Energy | 85 | 13781 | IOU | 05287060 | 6.09 | Solar |  |  | Withdrawn | Trade Secret | Trade | MEL | MEL069 | Residential |  | Trade Secret | 2022
20252-215912-02 | Xcel Energy | 85 | 13781 | IOU | 05287073 | 1000 | Solar |  |  | Withdrawn | Trade Secret | Trade | CHE | CHE063 | Community Solar Garden | Solar*Rewards Community | Trade Secret | 2022
20252-215912-02 | Xcel Energy | 85 | 13781 | IOU | 05287170 | 2.9 | Solar |  |  | Interconnected | Trade Secret | Trade | SLP | SLP082 | Residential |  | Trade Secret | 2022 | 2023
20252-215912-02 | Xcel Energy | 85 | 13781 | IOU | 05287237 | 25.432 | Solar |  |  | Withdrawn | Trade Secret | Trade | SAK | SAK312 | Commercial | Solar*Rewards | Trade Secret | 2022
20252-215912-02 | Xcel Energy | 85 | 13781 | IOU | 05287667 | 8.376 | Solar |  |  | Withdrawn | Trade Secret | Trade | AFT | AFT322 | Residential |  | Trade Secret | 2022
20252-215912-02 | Xcel Energy | 85 | 13781 | IOU | 05287693 | 5.76 | Solar |  |  | Interconnected | Trade Secret | Trade | APA | APA075 | Residential |  | Trade Secret | 2022 | 2023
20252-215912-02 | Xcel Energy | 85 | 13781 | IOU | 05287712 | 1.74 | Solar |  |  | Active Application | Trade Secret | Trade | DPN | DPN071 | Residential |  | Trade Secret | 2022
20252-215912-02 | Xcel Energy | 85 | 13781 | IOU | 05287750 |  |  |  |  | Active Application | Trade Secret | Trade |  |  | Residential |  | Trade Secret | 2022
20252-215912-02 | Xcel Energy | 85 | 13781 | IOU | 05287790 | 6.96 | Solar |  |  | Interconnected | Trade Secret | Trade | AFT | AFT314 | Residential |  | Trade Secret | 2022 | 2023
20252-215912-02 | Xcel Energy | 85 | 13781 | IOU | 05288352 | 3.747 | Solar |  |  | Interconnected | Trade Secret | Trade | SLP | SLP075 | Residential |  | Trade Secret | 2023 | 2023
20252-215912-02 | Xcel Energy | 85 | 13781 | IOU | 05288411 | 25 | Solar |  |  | Withdrawn | Trade Secret | Trade |  |  | Commercial | Solar*Rewards | Trade Secret | 2022
20252-215912-02 | Xcel Energy | 85 | 13781 | IOU | 05288455 | 8.41 | Solar |  |  | Withdrawn | Trade Secret | Trade | ALD | ALD072 | Residential |  | Trade Secret | 2023
20252-215912-02 | Xcel Energy | 85 | 13781 | IOU | 05288487 | 11.6 | Solar |  |  | Withdrawn | Trade Secret | Trade | ECK | ECK321 | Residential | Solar*Rewards | Trade Secret | 2022
20252-215912-02 | Xcel Energy | 85 | 13781 | IOU | 05288568 | 5.052 | Solar |  |  | Interconnected | Trade Secret | Trade | APA | APA064 | Residential |  | Trade Secret | 2022 | 2023
20252-215912-02 | Xcel Energy | 85 | 13781 | IOU | 05288819 | 5.12 | Solar |  |  | Withdrawn | Trade Secret | Trade | LAP | LAP311 | Residential |  | Trade Secret | 2022
20252-215912-02 | Xcel Energy | 85 | 13781 | IOU | 05288823 | 9.074 | Solar |  |  | Withdrawn | Trade Secret | Trade | WSG | WSG071 | Residential | Solar*Rewards | Trade Secret | 2022
20252-215912-02 | Xcel Energy | 85 | 13781 | IOU | 05288827 | 7.04 | Solar |  |  | Withdrawn | Trade Secret | Trade | SOU | SOU086 | Residential |  | Trade Secret | 2022
20252-215912-02 | Xcel Energy | 85 | 13781 | IOU | 05288838 | 5.8 | Solar |  |  | Withdrawn | Trade Secret | Trade | IDA | IDA064 | Residential | Solar*Rewards | Trade Secret | 2022
20252-215912-02 | Xcel Energy | 85 | 13781 | IOU | 05288870 | 2.32 | Solar |  |  | Interconnected | Trade Secret | Trade | HWW | HWW073 | Residential | Solar*Rewards | Trade Secret | 2022 | 2023
20252-215912-02 | Xcel Energy | 85 | 13781 | IOU | 05288883 | 7.678 | Solar |  |  | Interconnected | Trade Secret | Trade | MND | MND072 | Residential |  | Trade Secret | 2022 | 2023
20252-215912-02 | Xcel Energy | 85 | 13781 | IOU | 05288902 | 8.027 | Solar |  |  | Withdrawn | Trade Secret | Trade | AHI | AHI063 | Residential | Solar*Rewards | Trade Secret | 2022
20252-215912-02 | Xcel Energy | 85 | 13781 | IOU | 05288923 | 4.188 | Solar |  |  | Interconnected | Trade Secret | Trade | WSG | WSG076 | Residential |  | Trade Secret | 2022 | 2023
20252-215912-02 | Xcel Energy | 85 | 13781 | IOU | 05288926 | 9.6 | Solar |  |  | Withdrawn | Trade Secret | Trade | CGR | CGR064 | Residential |  | Trade Secret | 2022
20252-215912-02 | Xcel Energy | 85 | 13781 | IOU | 05288943 | 8.775 | Solar |  |  | Withdrawn | Trade Secret | Trade | HAS | HAS033 | Residential | Solar*Rewards | Trade Secret | 2022
20252-215912-02 | Xcel Energy | 85 | 13781 | IOU | 05288989 | 4.64 | Solar |  |  | Interconnected | Trade Secret | Trade | ALD | ALD092 | Residential |  | Trade Secret | 2022 | 2023
20252-215912-02 | Xcel Energy | 85 | 13781 | IOU | 05289010 | 4.64 | Solar |  |  | Withdrawn | Trade Secret | Trade | WIL | WIL079 | Residential | Solar*Rewards | Trade Secret | 2022
20252-215912-02 | Xcel Energy | 85 | 13781 | IOU | 05289042 | 6.98 | Solar |  |  | Interconnected | Trade Secret | Trade | MPK | MPK071 | Residential | Solar*Rewards | Trade Secret | 2022 | 2024
20252-215912-02 | Xcel Energy | 85 | 13781 | IOU | 05289074 | 5.8 | Solar |  |  | Interconnected | Trade Secret | Trade | OAD | OAD071 | Residential |  | Trade Secret | 2022 | 2023
20252-215912-02 | Xcel Energy | 85 | 13781 | IOU | 05289077 | 6.09 | Solar |  |  | Withdrawn | Trade Secret | Trade | ECK | ECK322 | Residential | Solar*Rewards | Trade Secret | 2022
20252-215912-02 | Xcel Energy | 85 | 13781 | IOU | 05289104 | 4.93 | Solar |  |  | Interconnected | Trade Secret | Trade | SOU | SOU083 | Residential | Solar*Rewards | Trade Secret | 2022 | 2024
20252-215912-02 | Xcel Energy | 85 | 13781 | IOU | 05289131 | 4.188 | Solar |  |  | Interconnected | Trade Secret | Trade | LOK | LOK062 | Residential | Solar*Rewards | Trade Secret | 2022 | 2023
20252-215912-02 | Xcel Energy | 85 | 13781 | IOU | 05289142 | 10.15 | Solar |  |  | Interconnected | Trade Secret | Trade | RRK | RRK064 | Residential |  | Trade Secret | 2022 | 2023
20252-215912-02 | Xcel Energy | 85 | 13781 | IOU | 05289155 | 6.046 | Solar |  |  | Interconnected | Trade Secret | Trade | SLP | SLP097 | Residential |  | Trade Secret | 2022 | 2023
20252-215912-02 | Xcel Energy | 85 | 13781 | IOU | 05289180 | 6.631 | Solar |  |  | Withdrawn | Trade Secret | Trade | LIN | LIN031 | Residential | Solar*Rewards | Trade Secret | 2022
20252-215912-02 | Xcel Energy | 85 | 13781 | IOU | 05289203 | 5.933 | Solar |  |  | Interconnected | Trade Secret | Trade | SOU | SOU077 | Residential | Solar*Rewards | Trade Secret | 2022 | 2023
20252-215912-02 | Xcel Energy | 85 | 13781 | IOU | 05289303 | 9.994 | Solar |  |  | Interconnected | Trade Secret | Trade | APA | APA067 | Residential |  | Trade Secret | 2022 | 2023
20252-215912-02 | Xcel Energy | 85 | 13781 | IOU | 05289343 | 7.616 | Solar |  |  | Withdrawn | Trade Secret | Trade | APA | APA071 | Residential |  | Trade Secret | 2022
20252-215912-02 | Xcel Energy | 85 | 13781 | IOU | 05289380 | 11.39 | Solar |  |  | Interconnected | Trade Secret | Trade | EDA | EDA067 | Residential |  | Trade Secret | 2022 | 2023
20252-215912-02 | Xcel Energy | 85 | 13781 | IOU | 05289411 | 5.052 | Solar |  |  | Withdrawn | Trade Secret | Trade | FAB | FAB071 | Residential |  | Trade Secret | 2022
20252-215912-02 | Xcel Energy | 85 | 13781 | IOU | 05289434 | 6.98 | Solar |  |  | Interconnected | Trade Secret | Trade | MPK | MPK074 | Residential | Solar*Rewards | Trade Secret | 2022 | 2023
20252-215912-02 | Xcel Energy | 85 | 13781 | IOU | 05290045 | 8.32 | Solar |  |  | Interconnected | Trade Secret | Trade | HSN | HSN321 | Residential |  | Trade Secret | 2022 | 2023
20252-215912-02 | Xcel Energy | 85 | 13781 | IOU | 05290101 | 4.188 | Solar |  |  | Withdrawn | Trade Secret | Trade | SOU | SOU063 | Residential | Solar*Rewards | Trade Secret | 2022
20252-215912-02 | Xcel Energy | 85 | 13781 | IOU | 05290135 | 11.866 | Solar |  |  | Withdrawn | Trade Secret | Trade | RAM | RAM062 | Residential | Solar*Rewards | Trade Secret | 2022
20252-215912-02 | Xcel Energy | 85 | 13781 | IOU | 05290151 | 5.22 | Solar |  |  | Withdrawn | Trade Secret | Trade | SHP | SHP072 | Residential | Solar*Rewards | Trade Secret | 2022
20252-215912-02 | Xcel Energy | 85 | 13781 | IOU | 05290185 | 7.25 | Solar |  |  | Interconnected | Trade Secret | Trade | UPP | UPP082 | Commercial |  | Trade Secret | 2023 | 2023
20252-215912-02 | Xcel Energy | 85 | 13781 | IOU | 05290191 | 8.12 | Solar |  |  | Withdrawn | Trade Secret | Trade | LLK | LLK071 | Commercial | Solar*Rewards | Trade Secret | 2022
20252-215912-02 | Xcel Energy | 85 | 13781 | IOU | 05290230 | 9.423 | Solar |  |  | Withdrawn | Trade Secret | Trade | ANN | ANN021 | Commercial | Solar*Rewards | Trade Secret | 2022
20252-215912-02 | Xcel Energy | 85 | 13781 | IOU | 05290326 | 7.616 | Solar |  |  | Interconnected | Trade Secret | Trade | MPK | MPK074 | Residential |  | Trade Secret | 2022 | 2023
20252-215912-02 | Xcel Energy | 85 | 13781 | IOU | 05290572 | 4.35 | Solar |  |  | Active Application | Trade Secret | Trade | PKL | PKL085 | Residential | Solar*Rewards | Trade Secret | 2022
20252-215912-02 | Xcel Energy | 85 | 13781 | IOU | 05290600 | 3.84 | Solar |  |  | Withdrawn | Trade Secret | Trade | CTR | CTR031 | Residential |  | Trade Secret | 2022
20252-215912-02 | Xcel Energy | 85 | 13781 | IOU | 05290732 |  |  |  |  | Active Application | Trade Secret | Trade |  |  | Residential |  | Trade Secret | 2022
20252-215912-02 | Xcel Energy | 85 | 13781 | IOU | 05291358 | 4.93 | Solar |  |  | Interconnected | Trade Secret | Trade | AHI | AHI063 | Residential |  | Trade Secret | 2022 | 2023
20252-215912-02 | Xcel Energy | 85 | 13781 | IOU | 05291490 | 3.48 | Solar |  |  | Interconnected | Trade Secret | Trade | ALD | ALD073 | Residential |  | Trade Secret | 2022 | 2023
20252-215912-02 | Xcel Energy | 85 | 13781 | IOU | 05291572 | 11.02 | Solar |  | X | Interconnected | Trade Secret | Trade | RRK | RRK064 | Residential |  | Trade Secret | 2023 | 2023
20252-215912-02 | Xcel Energy | 85 | 13781 | IOU | 05291670 | 14.08 | Solar |  |  | Interconnected | Trade Secret | Trade | RLK | RLK072 | Residential |  | Trade Secret | 2022 | 2023
20252-215912-02 | Xcel Energy | 85 | 13781 | IOU | 05291704 | 7.68 | Solar |  |  | Withdrawn | Trade Secret | Trade | LAP | LAP311 | Residential |  | Trade Secret | 2022
20252-215912-02 | Xcel Energy | 85 | 13781 | IOU | 05291716 | 10.24 | Solar |  |  | Interconnected | Trade Secret | Trade | HSN | HSN321 | Residential |  | Trade Secret | 2022 | 2023
20252-215912-02 | Xcel Energy | 85 | 13781 | IOU | 05291744 | 39.75 | Solar |  |  | Withdrawn | Trade Secret | Trade |  |  | Commercial | Solar*Rewards | Trade Secret | 2022
20252-215912-02 | Xcel Energy | 85 | 13781 | IOU | 05291762 | 9.994 | Solar |  |  | Interconnected | Trade Secret | Trade | MEL | MEL088 | Residential | Solar*Rewards | Trade Secret | 2022 | 2023
20252-215912-02 | Xcel Energy | 85 | 13781 | IOU | 05291860 | 39.75 | Solar |  |  | Withdrawn | Trade Secret | Trade |  |  | Commercial | Solar*Rewards | Trade Secret | 2022
20252-215912-02 | Xcel Energy | 85 | 13781 | IOU | 05291934 | 9.994 | Solar |  |  | Withdrawn | Trade Secret | Trade | HUG | HUG322 | Residential | Solar*Rewards | Trade Secret | 2022
20252-215912-02 | Xcel Energy | 85 | 13781 | IOU | 05291986 | 17.61 | Solar |  |  | Interconnected | Trade Secret | Trade | RPO | RPO312 | Residential | Solar*Rewards | Trade Secret | 2022 | 2023
20252-215912-02 | Xcel Energy | 85 | 13781 | IOU | 05292014 |  | Solar |  |  | Active Application | Trade Secret | Trade |  |  | Residential | Solar*Rewards | Trade Secret | 2022
20252-215912-02 | Xcel Energy | 85 | 13781 | IOU | 05292033 |  | Solar |  |  | Active Application | Trade Secret | Trade |  |  | Residential | Solar*Rewards | Trade Secret | 2022
20252-215912-02 | Xcel Energy | 85 | 13781 | IOU | 05292051 | 11.89 | Solar |  |  | Interconnected | Trade Secret | Trade | ECK | ECK063 | Residential |  | Trade Secret | 2022 | 2023
20252-215912-02 | Xcel Energy | 85 | 13781 | IOU | 05292112 | 6.046 | Solar |  |  | Interconnected | Trade Secret | Trade | ECK | ECK322 | Residential | Solar*Rewards | Trade Secret | 2022 | 2023
20252-215912-02 | Xcel Energy | 85 | 13781 | IOU | 05292134 | 13.662 | Solar |  |  | Interconnected | Trade Secret | Trade | GSL | GSL076 | Residential | Solar*Rewards | Trade Secret | 2022 | 2023
20252-215912-02 | Xcel Energy | 85 | 13781 | IOU | 05292146 | 9.994 | Solar |  |  | Withdrawn | Trade Secret | Trade | WTB | WTB021 | Residential | Solar*Rewards | Trade Secret | 2022
20252-215912-02 | Xcel Energy | 85 | 13781 | IOU | 05292491 | 7.68 | Solar |  |  | Interconnected | Trade Secret | Trade | FSL | FSL312 | Residential |  | Trade Secret | 2022 | 2023
20252-215912-02 | Xcel Energy | 85 | 13781 | IOU | 05292543 | 8.32 | Solar |  |  | Interconnected | Trade Secret | Trade | HSN | HSN321 | Residential |  | Trade Secret | 2022 | 2021
20252-215912-02 | Xcel Energy | 85 | 13781 | IOU | 05292549 | 7.68 | Solar |  |  | Withdrawn | Trade Secret | Trade | LAP | LAP311 | Residential |  | Trade Secret | 2022
20252-215912-02 | Xcel Energy | 85 | 13781 | IOU | 05292551 | 7.04 | Solar |  |  | Interconnected | Trade Secret | Trade | HSN | HSN322 | Residential |  | Trade Secret | 2022 | 2023
20252-215912-02 | Xcel Energy | 85 | 13781 | IOU | 05292596 | 14.21 | Solar |  |  | Interconnected | Trade Secret | Trade | WIL | WIL073 | Residential |  | Trade Secret | 2023 | 2023
20252-215912-02 | Xcel Energy | 85 | 13781 | IOU | 05292623 | 4.64 | Solar |  |  | Interconnected | Trade Secret | Trade | EXC | EXC062 | Residential |  | Trade Secret | 2022 | 2023
20252-215912-02 | Xcel Energy | 85 | 13781 | IOU | 05292629 | 6.38 | Solar |  |  | Withdrawn | Trade Secret | Trade | SOU | SOU075 | Residential |  | Trade Secret | 2022
20252-215912-02 | Xcel Energy | 85 | 13781 | IOU | 05292650 | 8.12 | Solar |  |  | Interconnected | Trade Secret | Trade | EDA | EDA065 | Residential |  | Trade Secret | 2022 | 2023
20252-215912-02 | Xcel Energy | 85 | 13781 | IOU | 05292668 | 11.168 | Solar |  |  | Withdrawn | Trade Secret | Trade | RRK | RRK064 | Residential |  | Trade Secret | 2022
20252-215912-02 | Xcel Energy | 85 | 13781 | IOU | 05292681 | 7.8 | Solar |  |  | Interconnected | Trade Secret | Trade | SLP | SLP084 | Residential |  | Trade Secret | 2023 | 2023
20252-215912-02 | Xcel Energy | 85 | 13781 | IOU | 05292699 | 4.35 | Solar |  |  | Withdrawn | Trade Secret | Trade | WIL | WIL073 | Residential |  | Trade Secret | 2022
20252-215912-02 | Xcel Energy | 85 | 13781 | IOU | 05292730 |  |  |  |  | Active Application | Trade Secret | Trade |  |  | Residential |  | Trade Secret | 2022
20252-215912-02 | Xcel Energy | 85 | 13781 | IOU | 05292744 | 3.84 | Storage |  |  | Withdrawn | Trade Secret | Trade | SOU | SOU072 | Residential |  | Trade Secret | 2022
20252-215912-02 | Xcel Energy | 85 | 13781 | IOU | 05292759 | 9.994 | Solar |  |  | Interconnected | Trade Secret | Trade | SOU | SOU079 | Residential |  | Trade Secret | 2022 | 2023
20252-215912-02 | Xcel Energy | 85 | 13781 | IOU | 05292790 | 11.39 | Solar |  |  | Interconnected | Trade Secret | Trade | STY | STY071 | Residential |  | Trade Secret | 2022 | 2023
20252-215912-02 | Xcel Energy | 85 | 13781 | IOU | 05292806 | 9.994 | Solar |  |  | Interconnected | Trade Secret | Trade | GNL | GNL063 | Residential |  | Trade Secret | 2022 | 2023
20252-215912-02 | Xcel Energy | 85 | 13781 | IOU | 05292817 | 3.75 | Solar |  |  | Interconnected | Trade Secret | Trade | MST | MST066 | Residential | Solar*Rewards | Trade Secret | 2022 | 2023
20252-215912-02 | Xcel Energy | 85 | 13781 | IOU | 05292831 | 3.75 | Solar |  |  | Interconnected | Trade Secret | Trade | MST | MST066 | Residential | Solar*Rewards | Trade Secret | 2022 | 2023
20252-215912-02 | Xcel Energy | 85 | 13781 | IOU | 05292939 | 9.994 | Solar |  |  | Interconnected | Trade Secret | Trade | WSG | WSG064 | Residential | Solar*Rewards | Trade Secret | 2022 | 2023
20252-215912-02 | Xcel Energy | 85 | 13781 | IOU | 05293030 | 25 | Solar |  |  | Withdrawn | Trade Secret | Trade |  |  | Commercial | Solar*Rewards | Trade Secret | 2022
20252-215912-02 | Xcel Energy | 85 | 13781 | IOU | 05293217 | 4.93 | Solar |  |  | Interconnected | Trade Secret | Trade | CGR | CGR072 | Residential |  | Trade Secret | 2022 | 2023
20252-215912-02 | Xcel Energy | 85 | 13781 | IOU | 05293225 | 5.51 | Solar |  |  | Withdrawn | Trade Secret | Trade | ECK | ECK321 | Residential | Solar*Rewards | Trade Secret | 2022
20252-215912-02 | Xcel Energy | 85 | 13781 | IOU | 05293239 | 3.19 | Solar |  |  | Interconnected | Trade Secret | Trade | RMT | RMT321 | Residential |  | Trade Secret | 2022 | 2023
20252-215912-02 | Xcel Energy | 85 | 13781 | IOU | 05293243 | 12.18 | Solar |  |  | Interconnected | Trade Secret | Trade | TWL | TWL068 | Residential |  | Trade Secret | 2022 | 2023
20252-215912-02 | Xcel Energy | 85 | 13781 | IOU | 05293250 | 6.67 | Solar |  |  | Interconnected | Trade Secret | Trade | SOU | SOU075 | Residential |  | Trade Secret | 2022 | 2023
20252-215912-02 | Xcel Energy | 85 | 13781 | IOU | 05293262 | 2.61 | Solar |  |  | Withdrawn | Trade Secret | Trade | DBL | DBL081 | Residential |  | Trade Secret | 2022
20252-215912-02 | Xcel Energy | 85 | 13781 | IOU | 05293275 | 7.83 | Solar |  |  | Interconnected | Trade Secret | Trade | TLK | TLK067 | Residential | Solar*Rewards | Trade Secret | 2022 | 2023
20252-215912-02 | Xcel Energy | 85 | 13781 | IOU | 05293317 |  | Solar |  |  | Active Application | Trade Secret | Trade |  |  | Residential | Solar*Rewards | Trade Secret | 2022
20252-215912-02 | Xcel Energy | 85 | 13781 | IOU | 05293542 |  | Solar |  |  | Active Application | Trade Secret | Trade |  |  | Residential | Solar*Rewards | Trade Secret | 2022
20252-215912-02 | Xcel Energy | 85 | 13781 | IOU | 05293770 | 7.83 | Solar |  |  | Interconnected | Trade Secret | Trade | WYO | WYO021 | Residential |  | Trade Secret | 2022 | 2023
20252-215912-02 | Xcel Energy | 85 | 13781 | IOU | 05293974 |  | Solar |  |  | Active Application | Trade Secret | Trade |  |  | Residential | Solar*Rewards | Trade Secret | 2022
20252-215912-02 | Xcel Energy | 85 | 13781 | IOU | 05294002 |  | Solar |  |  | Active Application | Trade Secret | Trade |  |  | Residential | Solar*Rewards | Trade Secret | 2022
20252-215912-02 | Xcel Energy | 85 | 13781 | IOU | 05294188 | 5.584 | Solar |  |  | Withdrawn | Trade Secret | Trade | MPK | MPK087 | Residential | Solar*Rewards | Trade Secret | 2022
20252-215912-02 | Xcel Energy | 85 | 13781 | IOU | 05294380 | 7.678 | Solar |  |  | Withdrawn | Trade Secret | Trade | TWL | TWL063 | Residential |  | Trade Secret | 2022
20252-215912-02 | Xcel Energy | 85 | 13781 | IOU | 05294418 | 11.866 | Solar |  |  | Active Application | Trade Secret | Trade | ALD | ALD088 | Commercial |  | Trade Secret | 2022
20252-215912-02 | Xcel Energy | 85 | 13781 | IOU | 05294442 | 9.45 | Solar |  |  | Interconnected | Trade Secret | Trade | LEX | LEX075 | Residential |  | Trade Secret | 2023 | 2023
20252-215912-02 | Xcel Energy | 85 | 13781 | IOU | 05294464 | 5.584 | Solar |  |  | Withdrawn | Trade Secret | Trade | REW | REW031 | Residential |  | Trade Secret | 2022
20252-215912-02 | Xcel Energy | 85 | 13781 | IOU | 05294477 | 17.11 | Solar |  |  | Interconnected | Trade Secret | Trade | RPL | RPL074 | Residential |  | Trade Secret | 2022 | 2023
20252-215912-02 | Xcel Energy | 85 | 13781 | IOU | 05294546 |  | Solar |  |  | Active Application | Trade Secret | Trade |  |  | Residential | Solar*Rewards | Trade Secret | 2022
20252-215912-02 | Xcel Energy | 85 | 13781 | IOU | 05294888 | 12.8 | Solar |  |  | Interconnected | Trade Secret | Trade | CHE | CHE065 | Residential |  | Trade Secret | 2022 | 2023
20252-215912-02 | Xcel Energy | 85 | 13781 | IOU | 05294936 | 8.32 | Solar |  |  | Interconnected | Trade Secret | Trade | HSN | HSN322 | Residential |  | Trade Secret | 2022 | 2023
20252-215912-02 | Xcel Energy | 85 | 13781 | IOU | 05294941 | 7.68 | Solar |  |  | Interconnected | Trade Secret | Trade | HSN | HSN321 | Residential |  | Trade Secret | 2022 | 2023
20252-215912-02 | Xcel Energy | 85 | 13781 | IOU | 05294943 | 10.819 | Solar |  |  | Withdrawn | Trade Secret | Trade | RPO | RPO311 | Residential |  | Trade Secret | 2022
20252-215912-02 | Xcel Energy | 85 | 13781 | IOU | 05294978 | 20.2 | Storage |  |  | Interconnected | Trade Secret | Trade | AFT | AFT314 | Residential |  | Trade Secret | 2023 | 2023
20252-215912-02 | Xcel Energy | 85 | 13781 | IOU | 05295053 | 9.57 | Solar |  |  | Interconnected | Trade Secret | Trade | WIL | WIL091 | Residential |  | Trade Secret | 2022 | 2023
20252-215912-02 | Xcel Energy | 85 | 13781 | IOU | 05295161 | 12.76 | Solar |  |  | Withdrawn | Trade Secret | Trade | TSS | TSS061 | Residential |  | Trade Secret | 2022
20252-215912-02 | Xcel Energy | 85 | 13781 | IOU | 05295243 | 30.37 | Solar |  | X | Interconnected | Trade Secret | Trade | REW | REW021 | Residential |  | Trade Secret | 2022 | 2023
20252-215912-02 | Xcel Energy | 85 | 13781 | IOU | 05295387 | 19.43 | Solar |  |  | Interconnected | Trade Secret | Trade | HOL | HOL071 | Residential |  | Trade Secret | 2023 | 2023
20252-215912-02 | Xcel Energy | 85 | 13781 | IOU | 05295446 | 39.976 | Solar |  |  | Withdrawn | Trade Secret | Trade | WEF | WEF071 | Residential | Solar*Rewards | Trade Secret | 2022
20252-215912-02 | Xcel Energy | 85 | 13781 | IOU | 05295471 | 5.22 | Solar |  |  | Interconnected | Trade Secret | Trade | OAD | OAD061 | Commercial |  | Trade Secret | 2022 | 2023
20252-215912-02 | Xcel Energy | 85 | 13781 | IOU | 05295610 | 11.517 | Solar |  |  | Withdrawn | Trade Secret | Trade |  |  | Residential | Solar*Rewards | Trade Secret | 2022
20252-215912-02 | Xcel Energy | 85 | 13781 | IOU | 05295642 | 11.6 | Solar |  |  | Interconnected | Trade Secret | Trade | WCR | WCR322 | Residential |  | Trade Secret | 2022 | 2023
20252-215912-02 | Xcel Energy | 85 | 13781 | IOU | 05295643 | 4.64 | Solar |  |  | Interconnected | Trade Secret | Trade | SAV | SAV063 | Residential |  | Trade Secret | 2022 | 2023
20252-215912-02 | Xcel Energy | 85 | 13781 | IOU | 05295669 | 9.57 | Solar |  |  | Interconnected | Trade Secret | Trade | CHE | CHE065 | Residential |  | Trade Secret | 2022 | 2023
20252-215912-02 | Xcel Energy | 85 | 13781 | IOU | 05295676 | 3.19 | Solar |  |  | Withdrawn | Trade Secret | Trade | FSL | FSL311 | Residential |  | Trade Secret | 2022
20252-215912-02 | Xcel Energy | 85 | 13781 | IOU | 05295678 | 22.04 | Solar |  |  | Interconnected | Trade Secret | Trade | KOL | KOL061 | Residential |  | Trade Secret | 2022 | 2023
20252-215912-02 | Xcel Energy | 85 | 13781 | IOU | 05297847 | 6.67 | Solar |  |  | Withdrawn | Trade Secret | Trade | RAM | RAM062 | Residential | Solar*Rewards | Trade Secret | 2023
20252-215912-02 | Xcel Energy | 85 | 13781 | IOU | 05302697 |  |  |  |  | Withdrawn | Trade Secret | Trade |  |  | Residential |  | Trade Secret | 2022
20252-215912-02 | Xcel Energy | 85 | 13781 | IOU | 05302701 | 9.6 | Solar |  |  | Interconnected | Trade Secret | Trade | HSN | HSN311 | Residential |  | Trade Secret | 2022 | 2023
20252-215912-02 | Xcel Energy | 85 | 13781 | IOU | 05302703 | 4.48 | Solar |  |  | Interconnected | Trade Secret | Trade | WEH | WEH021 | Residential |  | Trade Secret | 2022 | 2023
20252-215912-02 | Xcel Energy | 85 | 13781 | IOU | 05302704 | 5.12 | Solar |  |  | Withdrawn | Trade Secret | Trade | HAS | HAS032 | Residential |  | Trade Secret | 2022
20252-215912-02 | Xcel Energy | 85 | 13781 | IOU | 05302705 | 10.88 | Solar |  |  | Interconnected | Trade Secret | Trade | HSN | HSN321 | Residential |  | Trade Secret | 2022 | 2023
20252-215912-02 | Xcel Energy | 85 | 13781 | IOU | 05302733 |  |  |  |  | Withdrawn | Trade Secret | Trade |  |  | Residential |  | Trade Secret | 2022
20252-215912-02 | Xcel Energy | 85 | 13781 | IOU | 05302744 | 9.57 | Solar |  |  | Interconnected | Trade Secret | Trade | RVA | RVA061 | Residential |  | Trade Secret | 2022 | 2023
20252-215912-02 | Xcel Energy | 85 | 13781 | IOU | 05302759 | 3.5 | Solar |  |  | Interconnected | Trade Secret | Trade | SLP | SLP092 | Residential |  | Trade Secret | 2022 | 2023
20252-215912-02 | Xcel Energy | 85 | 13781 | IOU | 05302762 | 8.41 | Solar |  |  | Interconnected | Trade Secret | Trade | YAM | YAM021 | Residential |  | Trade Secret | 2022 | 2023
20252-215912-02 | Xcel Energy | 85 | 13781 | IOU | 05302773 | 4.06 | Solar |  |  | Interconnected | Trade Secret | Trade | MOL | MOL078 | Residential |  | Trade Secret | 2022 | 2023
20252-215912-02 | Xcel Energy | 85 | 13781 | IOU | 05302781 | 5 | Solar |  |  | Interconnected | Trade Secret | Trade | OSS | OSS062 | Residential |  | Trade Secret | 2022 | 2024
20252-215912-02 | Xcel Energy | 85 | 13781 | IOU | 05302857 | 5.584 | Solar |  |  | Withdrawn | Trade Secret | Trade | LAC | LAC062 | Residential | Solar*Rewards | Trade Secret | 2022
20252-215912-02 | Xcel Energy | 85 | 13781 | IOU | 05303020 | 8.7 | Solar |  |  | Interconnected | Trade Secret | Trade | RVA | RVA061 | Residential |  | Trade Secret | 2022 | 2021
20252-215912-02 | Xcel Energy | 85 | 13781 | IOU | 05303021 |  |  |  |  | Active Application | Trade Secret | Trade |  |  | Residential |  | Trade Secret | 2022
20252-215912-02 | Xcel Energy | 85 | 13781 | IOU | 05303072 |  |  |  |  | Active Application | Trade Secret | Trade |  |  | Residential |  | Trade Secret | 2022
20252-215912-02 | Xcel Energy | 85 | 13781 | IOU | 05303083 | 5.51 | Solar |  |  | Interconnected | Trade Secret | Trade | WIL | WIL078 | Residential |  | Trade Secret | 2022 | 2023
20252-215912-02 | Xcel Energy | 85 | 13781 | IOU | 05303129 | 4.93 |  |  |  | Active Application | Trade Secret | Trade | SLP | SLP082 | Residential |  | Trade Secret | 2022
20252-215912-02 | Xcel Energy | 85 | 13781 | IOU | 05303182 | 7.25 | Solar |  |  | Interconnected | Trade Secret | Trade | SHP | SHP072 | Residential |  | Trade Secret | 2022 | 2023
20252-215912-02 | Xcel Energy | 85 | 13781 | IOU | 05303220 | 5.12 | Solar |  |  | Interconnected | Trade Secret | Trade | HUG | HUG311 | Residential |  | Trade Secret | 2022 | 2023
20252-215912-02 | Xcel Energy | 85 | 13781 | IOU | 05303241 | 8.32 | Solar |  |  | Interconnected | Trade Secret | Trade | HSN | HSN322 | Residential |  | Trade Secret | 2022 | 2023
20252-215912-02 | Xcel Energy | 85 | 13781 | IOU | 05303276 | 9.6 | Solar |  |  | Withdrawn | Trade Secret | Trade | WEH | WEH021 | Residential |  | Trade Secret | 2022
20252-215912-02 | Xcel Energy | 85 | 13781 | IOU | 05303284 | 8.96 | Solar |  |  | Interconnected | Trade Secret | Trade | HSN | HSN322 | Residential |  | Trade Secret | 2022 | 2023
20252-215912-02 | Xcel Energy | 85 | 13781 | IOU | 05303452 | 120 |  |  |  | Active Application | Trade Secret | Trade | ALD | ALD082 | Commercial |  | Trade Secret | 2022
20252-215912-02 | Xcel Energy | 85 | 13781 | IOU | 05303468 | 60 |  |  |  | Active Application | Trade Secret | Trade | ALD | ALD082 | Commercial |  | Trade Secret | 2022
20252-215912-02 | Xcel Energy | 85 | 13781 | IOU | 05303472 | 6.046 | Solar |  |  | Interconnected | Trade Secret | Trade | IDA | IDA072 | Residential |  | Trade Secret | 2022 | 2023
20252-215912-02 | Xcel Energy | 85 | 13781 | IOU | 05303535 | 39.73 | Solar |  |  | Interconnected | Trade Secret | Trade | AFT | AFT315 | Residential |  | Trade Secret | 2022 | 2024
20252-215912-02 | Xcel Energy | 85 | 13781 | IOU | 05304246 | 6.282 | Solar |  |  | Withdrawn | Trade Secret | Trade | STY | STY062 | Residential |  | Trade Secret | 2022
20252-215912-02 | Xcel Energy | 85 | 13781 | IOU | 05304249 | 25 | Solar |  |  | Withdrawn | Trade Secret | Trade |  |  | Commercial | Solar*Rewards | Trade Secret | 2022
20252-215912-02 | Xcel Energy | 85 | 13781 | IOU | 05304260 | 8.96 | Solar |  |  | Interconnected | Trade Secret | Trade | HSN | HSN321 | Residential |  | Trade Secret | 2022 | 2023
20252-215912-02 | Xcel Energy | 85 | 13781 | IOU | 05304265 | 3.84 | Solar |  |  | Withdrawn | Trade Secret | Trade | LAP | LAP311 | Residential |  | Trade Secret | 2023
20252-215912-02 | Xcel Energy | 85 | 13781 | IOU | 05304290 | 5.12 | Solar |  |  | Interconnected | Trade Secret | Trade | WEH | WEH021 | Residential |  | Trade Secret | 2022 | 2023
20252-215912-02 | Xcel Energy | 85 | 13781 | IOU | 05304309 | 11.52 | Solar |  |  | Interconnected | Trade Secret | Trade | WWK | WWK311 | Residential |  | Trade Secret | 2022 | 2023
20252-215912-02 | Xcel Energy | 85 | 13781 | IOU | 05304396 | 5 | Storage |  |  | Active Application | Trade Secret | Trade | RAM | RAM071 | Residential |  | Trade Secret | 2022
20252-215912-02 | Xcel Energy | 85 | 13781 | IOU | 05304537 | 12.47 | Solar |  |  | Interconnected | Trade Secret | Trade | AFT | AFT314 | Residential |  | Trade Secret | 2022 | 2023
20252-215912-02 | Xcel Energy | 85 | 13781 | IOU | 05304632 | 11.89 | Solar |  |  | Interconnected | Trade Secret | Trade | HUG | HUG312 | Residential |  | Trade Secret | 2022 | 2023
20252-215912-02 | Xcel Energy | 85 | 13781 | IOU | 05304996 | 39.99 | Solar |  |  | Withdrawn | Trade Secret | Trade | MPK | MPK078 | Commercial | Solar*Rewards | Trade Secret | 2022
20252-215912-02 | Xcel Energy | 85 | 13781 | IOU | 05305001 | 3 | Solar |  |  | Interconnected | Trade Secret | Trade | WIL | WIL093 | Residential |  | Trade Secret | 2022 | 2023
20252-215912-02 | Xcel Energy | 85 | 13781 | IOU | 05305188 | 4.188 | Solar |  |  | Withdrawn | Trade Secret | Trade | SOU | SOU064 | Residential | Solar*Rewards | Trade Secret | 2022
20252-215912-02 | Xcel Energy | 85 | 13781 | IOU | 05305488 | 11.6 | Solar |  |  | Interconnected | Trade Secret | Trade | RPO | RPO311 | Residential |  | Trade Secret | 2022 | 2023
20252-215912-02 | Xcel Energy | 85 | 13781 | IOU | 05305499 | 15.08 | Solar |  |  | Interconnected | Trade Secret | Trade | CRL | CRL033 | Residential |  | Trade Secret | 2022 | 2023
20252-215912-02 | Xcel Energy | 85 | 13781 | IOU | 05305548 | 21.6 | Solar |  | X | Interconnected | Trade Secret | Trade | OPK | OPK077 | Residential |  | Trade Secret | 2023 | 2023
20252-215912-02 | Xcel Energy | 85 | 13781 | IOU | 05305570 | 9.28 | Solar |  |  | Interconnected | Trade Secret | Trade | WYO | WYO021 | Residential |  | Trade Secret | 2022 | 2023
20252-215912-02 | Xcel Energy | 85 | 13781 | IOU | 05305616 | 7.5 | Solar |  |  | Interconnected | Trade Secret | Trade | HYL | HYL075 | Residential |  | Trade Secret | 2022 | 2023
20252-215912-02 | Xcel Energy | 85 | 13781 | IOU | 05305633 | 8.99 | Solar |  |  | Interconnected | Trade Secret | Trade | WCS | WCS064 | Residential |  | Trade Secret | 2022 | 2023
20252-215912-02 | Xcel Energy | 85 | 13781 | IOU | 05305992 | 999.999 | Biogas |  |  | Active Application | Trade Secret | Trade | VMR | VMR061 | Commercial |  | Trade Secret | 2023
20252-215912-02 | Xcel Energy | 85 | 13781 | IOU | 05306068 | 7.25 | Solar |  |  | Withdrawn | Trade Secret | Trade | SCL | SCL313 | Residential |  | Trade Secret | 2022
20252-215912-02 | Xcel Energy | 85 | 13781 | IOU | 05306126 | 5.51 | Solar |  |  | Active Application | Trade Secret | Trade | MHW | MHW311 | Residential |  | Trade Secret | 2022
20252-215912-02 | Xcel Energy | 85 | 13781 | IOU | 05306140 | 5.51 | Solar |  |  | Active Application | Trade Secret | Trade | WES | WES076 | Residential |  | Trade Secret | 2022
20252-215912-02 | Xcel Energy | 85 | 13781 | IOU | 05306162 | 3.48 | Solar |  |  | Withdrawn | Trade Secret | Trade | TLK | TLK061 | Residential |  | Trade Secret | 2022
20252-215912-02 | Xcel Energy | 85 | 13781 | IOU | 05306179 | 8.7 | Solar |  |  | Active Application | Trade Secret | Trade | PBE | PBE061 | Residential |  | Trade Secret | 2022
20252-215912-02 | Xcel Energy | 85 | 13781 | IOU | 05306256 |  |  |  |  | Withdrawn | Trade Secret | Trade |  |  | Residential |  | Trade Secret | 2022
20252-215912-02 | Xcel Energy | 85 | 13781 | IOU | 05306695 | 3.84 | Solar |  |  | Withdrawn | Trade Secret | Trade | WIN | WIN033 | Residential | Solar*Rewards | Trade Secret | 2022
20252-215912-02 | Xcel Energy | 85 | 13781 | IOU | 05306697 |  | Solar |  |  | Withdrawn | Trade Secret | Trade |  |  | Residential | Solar*Rewards | Trade Secret | 2022
20252-215912-02 | Xcel Energy | 85 | 13781 | IOU | 05306734 | 7.54 | Solar |  |  | Interconnected | Trade Secret | Trade | GLK | GLK065 | Residential |  | Trade Secret | 2022 | 2023
20252-215912-02 | Xcel Energy | 85 | 13781 | IOU | 05306824 | 2000 | Other |  |  | Active Application | Trade Secret | Trade | MEL | MEL089 | Residential |  | Trade Secret | 2023
20252-215912-02 | Xcel Energy | 85 | 13781 | IOU | 05306863 | 5.76 | Solar |  |  | Active Application | Trade Secret | Trade | WIN | WIN043 | Residential |  | Trade Secret | 2023
20252-215912-02 | Xcel Energy | 85 | 13781 | IOU | 05306920 | 13.34 | Solar |  |  | Interconnected | Trade Secret | Trade | HUG | HUG311 | Residential |  | Trade Secret | 2022 | 2023
20252-215912-02 | Xcel Energy | 85 | 13781 | IOU | 05306970 | 13.92 | Solar |  |  | Interconnected | Trade Secret | Trade | SLP | SLP083 | Residential |  | Trade Secret | 2023 | 2023
20252-215912-02 | Xcel Energy | 85 | 13781 | IOU | 05307082 | 4.64 | Solar |  |  | Withdrawn | Trade Secret | Trade |  |  | Residential |  | Trade Secret | 2022
20252-215912-02 | Xcel Energy | 85 | 13781 | IOU | 05307140 | 10.73 | Solar |  |  | Interconnected | Trade Secret | Trade | SMT | SMT091 | Residential |  | Trade Secret | 2022 | 2023
20252-215912-02 | Xcel Energy | 85 | 13781 | IOU | 05307333 | 9.994 | Solar |  |  | Withdrawn | Trade Secret | Trade | APA | APA067 | Residential |  | Trade Secret | 2022
20252-215912-02 | Xcel Energy | 85 | 13781 | IOU | 05307387 | 9.28 | Solar |  |  | Withdrawn | Trade Secret | Trade | UPP | UPP086 | Residential |  | Trade Secret | 2022
20252-215912-02 | Xcel Energy | 85 | 13781 | IOU | 05307461 | 8.725 | Solar |  |  | Withdrawn | Trade Secret | Trade | AFT | AFT314 | Residential | Solar*Rewards | Trade Secret | 2022
20252-215912-02 | Xcel Energy | 85 | 13781 | IOU | 05307552 | 38.012 | Solar |  |  | Active Application | Trade Secret | Trade | ALT | ALT021 | Commercial |  | Trade Secret | 2023
20252-215912-02 | Xcel Energy | 85 | 13781 | IOU | 05307693 | 5.12 | Solar |  |  | Interconnected | Trade Secret | Trade | CHE | CHE065 | Residential |  | Trade Secret | 2022 | 2023
20252-215912-02 | Xcel Energy | 85 | 13781 | IOU | 05307698 | 3.839 | Solar |  |  | Withdrawn | Trade Secret | Trade | ALD | ALD076 | Residential | Solar*Rewards | Trade Secret | 2022
20252-215912-02 | Xcel Energy | 85 | 13781 | IOU | 05307702 | 11.96 | Storage |  |  | Interconnected | Trade Secret | Trade | GRC | GRC311 | Residential |  | Trade Secret | 2022 | 2023
20252-215912-02 | Xcel Energy | 85 | 13781 | IOU | 05307810 | 7.54 | Solar |  | X | Withdrawn | Trade Secret | Trade | FAP | FAP061 | Residential |  | Trade Secret | 2022
20252-215912-02 | Xcel Energy | 85 | 13781 | IOU | 05307827 | 16.548 | Solar |  |  | Active Application | Trade Secret | Trade | IDA | IDA072 | Commercial |  | Trade Secret | 2022
20252-215912-02 | Xcel Energy | 85 | 13781 | IOU | 05307833 | 7.329 | Solar |  |  | Withdrawn | Trade Secret | Trade | SOU | SOU087 | Residential | Solar*Rewards | Trade Secret | 2022
20252-215912-02 | Xcel Energy | 85 | 13781 | IOU | 05307836 | 10.24 | Solar |  |  | Interconnected | Trade Secret | Trade | HSN | HSN311 | Residential |  | Trade Secret | 2022 | 2023
20252-215912-02 | Xcel Energy | 85 | 13781 | IOU | 05307851 | 10.819 | Solar |  |  | Withdrawn | Trade Secret | Trade | ALK | ALK067 | Residential | Solar*Rewards | Trade Secret | 2022
20252-215912-02 | Xcel Energy | 85 | 13781 | IOU | 05307852 | 11.866 | Solar |  |  | Withdrawn | Trade Secret | Trade | HUG | HUG311 | Residential | Solar*Rewards | Trade Secret | 2022
20252-215912-02 | Xcel Energy | 85 | 13781 | IOU | 05307859 | 10.24 | Solar |  |  | Interconnected | Trade Secret | Trade | LEX | LEX332 | Residential |  | Trade Secret | 2023 | 2022
20252-215912-02 | Xcel Energy | 85 | 13781 | IOU | 05307883 | 5.8 | Solar |  |  | Withdrawn | Trade Secret | Trade | MPK | MPK087 | Residential | Solar*Rewards | Trade Secret | 2022
20252-215912-02 | Xcel Energy | 85 | 13781 | IOU | 05307885 | 6.4 | Solar |  |  | Interconnected | Trade Secret | Trade | WWK | WWK311 | Residential |  | Trade Secret | 2022 | 2023
20252-215912-02 | Xcel Energy | 85 | 13781 | IOU | 05307964 | 4.537 | Solar |  |  | Withdrawn | Trade Secret | Trade | SLP | SLP082 | Residential | Solar*Rewards | Trade Secret | 2022
20252-215912-02 | Xcel Energy | 85 | 13781 | IOU | 05308026 | 4.64 | Solar |  |  | Interconnected | Trade Secret | Trade | HUG | HUG321 | Residential |  | Trade Secret | 2022 | 2024
20252-215912-02 | Xcel Energy | 85 | 13781 | IOU | 05308047 | 15.08 | Solar |  |  | Withdrawn | Trade Secret | Trade | HYL | HYL075 | Residential |  | Trade Secret | 2022
20252-215912-02 | Xcel Energy | 85 | 13781 | IOU | 05308054 | 4.188 | Solar |  |  | Withdrawn | Trade Secret | Trade | SOU | SOU072 | Residential | Solar*Rewards | Trade Secret | 2022
20252-215912-02 | Xcel Energy | 85 | 13781 | IOU | 05308070 | 120 | Solar |  |  | Interconnected | Trade Secret | Trade | UPP | UPP062 | Commercial |  | Trade Secret | 2022 | 2023
20252-215912-02 | Xcel Energy | 85 | 13781 | IOU | 05308111 | 5.76 | Solar |  |  | Interconnected | Trade Secret | Trade | LEX | LEX332 | Residential |  | Trade Secret | 2022 | 2023
20252-215912-02 | Xcel Energy | 85 | 13781 | IOU | 05308515 | 6.96 | Solar |  |  | Withdrawn | Trade Secret | Trade | WIL | WIL061 | Residential | Solar*Rewards | Trade Secret | 2022
20252-215912-02 | Xcel Energy | 85 | 13781 | IOU | 05308562 | 7.83 | Solar |  |  | Withdrawn | Trade Secret | Trade | LEX | LEX333 | Residential | Solar*Rewards | Trade Secret | 2022
20252-215912-02 | Xcel Energy | 85 | 13781 | IOU | 05308597 | 4.93 | Solar |  |  | Interconnected | Trade Secret | Trade | ECK | ECK082 | Residential |  | Trade Secret | 2022 | 2023
20252-215912-02 | Xcel Energy | 85 | 13781 | IOU | 05308618 | 6.09 | Solar |  |  | Interconnected | Trade Secret | Trade | DBL | DBL065 | Residential |  | Trade Secret | 2022 | 2023
20252-215912-02 | Xcel Energy | 85 | 13781 | IOU | 05308629 | 4.35 | Solar |  |  | Withdrawn | Trade Secret | Trade | EDA | EDA067 | Residential | Solar*Rewards | Trade Secret | 2022
20252-215912-02 | Xcel Energy | 85 | 13781 | IOU | 05308644 | 10.44 | Solar |  |  | Interconnected | Trade Secret | Trade | CRL | CRL033 | Residential |  | Trade Secret | 2022 | 2023
20252-215912-02 | Xcel Energy | 85 | 13781 | IOU | 05308645 | 6.67 | Solar |  |  | Interconnected | Trade Secret | Trade | GLK | GLK072 | Residential |  | Trade Secret | 2022 | 2023
20252-215912-02 | Xcel Energy | 85 | 13781 | IOU | 05308663 | 3.48 | Solar |  |  | Interconnected | Trade Secret | Trade | WDY | WDY311 | Residential |  | Trade Secret | 2022 | 2023
20252-215912-02 | Xcel Energy | 85 | 13781 | IOU | 05308682 | 3.77 | Solar |  |  | Interconnected | Trade Secret | Trade | SOU | SOU061 | Residential |  | Trade Secret | 2022 | 2023
20252-215912-02 | Xcel Energy | 85 | 13781 | IOU | 05308697 | 3.19 | Solar |  |  | Withdrawn | Trade Secret | Trade | WIL | WIL073 | Residential | Solar*Rewards | Trade Secret | 2022
20252-215912-02 | Xcel Energy | 85 | 13781 | IOU | 05308708 | 3.77 | Solar |  |  | Active Application | Trade Secret | Trade | TWL | TWL063 | Residential |  | Trade Secret | 2022
20252-215912-02 | Xcel Energy | 85 | 13781 | IOU | 05308721 | 4.35 | Solar |  |  | Interconnected | Trade Secret | Trade | CDV | CDV063 | Residential |  | Trade Secret | 2022 | 2023
20252-215912-02 | Xcel Energy | 85 | 13781 | IOU | 05308733 | 5.51 | Solar |  |  | Interconnected | Trade Secret | Trade | AHI | AHI022 | Residential |  | Trade Secret | 2022 | 2023
20252-215912-02 | Xcel Energy | 85 | 13781 | IOU | 05309049 |  |  |  |  | Active Application | Trade Secret | Trade | EDA | EDA073 | Residential |  | Trade Secret | 2022
20252-215912-02 | Xcel Energy | 85 | 13781 | IOU | 05309079 | 11.168 | Solar |  |  | Withdrawn | Trade Secret | Trade | UPP | UPP082 | Residential | Solar*Rewards | Trade Secret | 2022
20252-215912-02 | Xcel Energy | 85 | 13781 | IOU | 05309099 | 5.584 | Solar |  |  | Withdrawn | Trade Secret | Trade | HWW | HWW074 | Residential | Solar*Rewards | Trade Secret | 2022
20252-215912-02 | Xcel Energy | 85 | 13781 | IOU | 05309112 | 14.21 | Solar |  |  | Interconnected | Trade Secret | Trade | WWK | WWK321 | Residential |  | Trade Secret | 2023 | 2023
20252-215912-02 | Xcel Energy | 85 | 13781 | IOU | 05309117 | 6.282 | Solar |  |  | Withdrawn | Trade Secret | Trade | SLP | SLP074 | Residential | Solar*Rewards | Trade Secret | 2022
20252-215912-02 | Xcel Energy | 85 | 13781 | IOU | 05309152 | 7.678 | Solar |  |  | Withdrawn | Trade Secret | Trade | WSG | WSG071 | Residential | Solar*Rewards | Trade Secret | 2022
20252-215912-02 | Xcel Energy | 85 | 13781 | IOU | 05309204 | 10.121 | Solar |  |  | Withdrawn | Trade Secret | Trade | APA | APA069 | Residential | Solar*Rewards | Trade Secret | 2022
20252-215912-02 | Xcel Energy | 85 | 13781 | IOU | 05309222 | 11.6 |  |  |  | Active Application | Trade Secret | Trade | OSS | OSS073 | Residential |  | Trade Secret | 2022
20252-215912-02 | Xcel Energy | 85 | 13781 | IOU | 05309225 | 6.631 | Solar |  |  | Withdrawn | Trade Secret | Trade | SOU | SOU077 | Residential | Solar*Rewards | Trade Secret | 2022
20252-215912-02 | Xcel Energy | 85 | 13781 | IOU | 05309245 | 15.007 | Solar |  | X | Withdrawn | Trade Secret | Trade | LEX | LEX075 | Residential | Solar*Rewards | Trade Secret | 2022
20252-215912-02 | Xcel Energy | 85 | 13781 | IOU | 05309272 | 4.537 | Solar |  |  | Withdrawn | Trade Secret | Trade | MND | MND061 | Residential | Solar*Rewards | Trade Secret | 2022
20252-215912-02 | Xcel Energy | 85 | 13781 | IOU | 05309348 | 5.8 | Solar |  |  | Withdrawn | Trade Secret | Trade | MPK | MPK063 | Residential | Solar*Rewards | Trade Secret | 2022
20252-215912-02 | Xcel Energy | 85 | 13781 | IOU | 05309474 | 50 | Solar |  |  | Withdrawn | Trade Secret | Trade | UPP | UPP082 | Commercial |  | Trade Secret | 2022
20252-215912-02 | Xcel Energy | 85 | 13781 | IOU | 05309484 | 5.51 | Solar |  |  | Withdrawn | Trade Secret | Trade | SLP | SLP084 | Commercial | Solar*Rewards | Trade Secret | 2022
20252-215912-02 | Xcel Energy | 85 | 13781 | IOU | 05309539 | 3.75 | Solar |  |  | Interconnected | Trade Secret | Trade | EDA | EDA088 | Residential |  | Trade Secret | 2022 | 2023
20252-215912-02 | Xcel Energy | 85 | 13781 | IOU | 05309558 | 4.188 | Solar |  |  | Withdrawn | Trade Secret | Trade | SOU | SOU077 | Residential | Solar*Rewards | Trade Secret | 2022
20252-215912-02 | Xcel Energy | 85 | 13781 | IOU | 05309600 | 5.584 | Solar |  |  | Withdrawn | Trade Secret | Trade | SOU | SOU072 | Residential | Solar*Rewards | Trade Secret | 2022
20252-215912-02 | Xcel Energy | 85 | 13781 | IOU | 05309641 | 2.9 | Solar |  |  | Withdrawn | Trade Secret | Trade | WIN | WIN043 | Residential | Solar*Rewards | Trade Secret | 2022
20252-215912-02 | Xcel Energy | 85 | 13781 | IOU | 05309670 | 8.7 | Solar |  |  | Withdrawn | Trade Secret | Trade | APA | APA068 | Residential | Solar*Rewards | Trade Secret | 2022
20252-215912-02 | Xcel Energy | 85 | 13781 | IOU | 05309967 | 4.06 | Solar |  |  | Interconnected | Trade Secret | Trade | HWW | HWW062 | Residential |  | Trade Secret | 2022 | 2023
20252-215912-02 | Xcel Energy | 85 | 13781 | IOU | 05309970 | 6.38 | Solar |  |  | Active Application | Trade Secret | Trade | KOL | KOL063 | Residential |  | Trade Secret | 2022
20252-215912-02 | Xcel Energy | 85 | 13781 | IOU | 05309972 | 2.32 | Solar |  |  | Active Application | Trade Secret | Trade | DBL | DBL073 | Residential |  | Trade Secret | 2022
20252-215912-02 | Xcel Energy | 85 | 13781 | IOU | 05309976 | 3.48 | Solar |  |  | Interconnected | Trade Secret | Trade | TLK | TLK077 | Residential |  | Trade Secret | 2022 | 2023
20252-215912-02 | Xcel Energy | 85 | 13781 | IOU | 05309981 | 3.19 | Solar |  |  | Withdrawn | Trade Secret | Trade | WES | WES065 | Residential |  | Trade Secret | 2022
20252-215912-02 | Xcel Energy | 85 | 13781 | IOU | 05309984 | 6.38 | Solar |  |  | Interconnected | Trade Secret | Trade | SOU | SOU065 | Residential |  | Trade Secret | 2022 | 2023
20252-215912-02 | Xcel Energy | 85 | 13781 | IOU | 05309998 | 10.44 | Solar |  |  | Active Application | Trade Secret | Trade | TLK | TLK077 | Residential |  | Trade Secret | 2022
20252-215912-02 | Xcel Energy | 85 | 13781 | IOU | 05310000 | 3.19 | Solar |  |  | Interconnected | Trade Secret | Trade | CGR | CGR061 | Residential |  | Trade Secret | 2022 | 2023
20252-215912-02 | Xcel Energy | 85 | 13781 | IOU | 05310004 | 11.31 | Solar |  |  | Interconnected | Trade Secret | Trade | OAD | OAD063 | Residential |  | Trade Secret | 2022 | 2023
20252-215912-02 | Xcel Energy | 85 | 13781 | IOU | 05310005 | 5.22 | Solar |  |  | Interconnected | Trade Secret | Trade | CGR | CGR072 | Residential |  | Trade Secret | 2022 | 2023
20252-215912-02 | Xcel Energy | 85 | 13781 | IOU | 05310217 | 7.04 | Solar |  |  | Interconnected | Trade Secret | Trade | WWK | WWK311 | Residential |  | Trade Secret | 2022 | 2023
20252-215912-02 | Xcel Energy | 85 | 13781 | IOU | 05310232 | 4 | Solar |  |  | Interconnected | Trade Secret | Trade | AHI | AHI063 | Residential |  | Trade Secret | 2022 | 2023
20252-215912-02 | Xcel Energy | 85 | 13781 | IOU | 05310247 | 5.584 | Solar |  |  | Withdrawn | Trade Secret | Trade | TER | TER062 | Residential | Solar*Rewards | Trade Secret | 2022
20252-215912-02 | Xcel Energy | 85 | 13781 | IOU | 05310281 | 6.631 | Solar |  |  | Withdrawn | Trade Secret | Trade | SLP | SLP077 | Residential | Solar*Rewards | Trade Secret | 2022
20252-215912-02 | Xcel Energy | 85 | 13781 | IOU | 05310306 | 7.678 | Solar |  |  | Withdrawn | Trade Secret | Trade | WDY | WDY312 | Residential | Solar*Rewards | Trade Secret | 2022
20252-215912-02 | Xcel Energy | 85 | 13781 | IOU | 05310355 | 7.329 | Solar |  |  | Withdrawn | Trade Secret | Trade | SHP | SHP061 | Residential | Solar*Rewards | Trade Secret | 2022
20252-215912-02 | Xcel Energy | 85 | 13781 | IOU | 05310381 | 12.18 | Solar |  |  | Withdrawn | Trade Secret | Trade | AFT | AFT314 | Residential | Solar*Rewards | Trade Secret | 2022
20252-215912-02 | Xcel Energy | 85 | 13781 | IOU | 05310527 | 9.28 | Solar |  |  | Withdrawn | Trade Secret | Trade | HUG | HUG321 | Residential | Solar*Rewards | Trade Secret | 2022
20252-215912-02 | Xcel Energy | 85 | 13781 | IOU | 05310641 | 5.12 | Solar |  |  | Active Application | Trade Secret | Trade | NOF | NOF061 | Residential |  | Trade Secret | 2022
20252-215912-02 | Xcel Energy | 85 | 13781 | IOU | 05311195 | 5.8 | Solar |  |  | Interconnected | Trade Secret | Trade | TWL | TWL067 | Residential |  | Trade Secret | 2023 | 2023
20252-215912-02 | Xcel Energy | 85 | 13781 | IOU | 05311200 | 9.93 | Solar |  |  | Interconnected | Trade Secret | Trade | ALD | ALD082 | Commercial |  | Trade Secret | 2022 | 2023
20252-215912-02 | Xcel Energy | 85 | 13781 | IOU | 05311909 | 4.06 | Solar |  |  | Withdrawn | Trade Secret | Trade | DBL | DBL073 | Residential | Solar*Rewards | Trade Secret | 2022
20252-215912-02 | Xcel Energy | 85 | 13781 | IOU | 05311916 | 4.48 | Solar |  |  | Interconnected | Trade Secret | Trade | HUG | HUG312 | Residential |  | Trade Secret | 2022 | 2023
20252-215912-02 | Xcel Energy | 85 | 13781 | IOU | 05311932 | 8.96 | Solar |  |  | Interconnected | Trade Secret | Trade | MEL | MEL088 | Residential |  | Trade Secret | 2022 | 2023
20252-215912-02 | Xcel Energy | 85 | 13781 | IOU | 05311936 | 11.168 | Solar |  |  | Withdrawn | Trade Secret | Trade | OAD | OAD073 | Residential | Solar*Rewards | Trade Secret | 2022
20252-215912-02 | Xcel Energy | 85 | 13781 | IOU | 05311969 | 6.98 | Solar |  |  | Withdrawn | Trade Secret | Trade | SOU | SOU087 | Residential | Solar*Rewards | Trade Secret | 2022
20252-215912-02 | Xcel Energy | 85 | 13781 | IOU | 05311978 |  | Solar |  |  | Active Application | Trade Secret | Trade |  |  | Residential | Solar*Rewards | Trade Secret | 2022
20252-215912-02 | Xcel Energy | 85 | 13781 | IOU | 05311979 |  | Solar |  |  | Active Application | Trade Secret | Trade | SLP | SLP082 | Residential | Solar*Rewards | Trade Secret | 2022
20252-215912-02 | Xcel Energy | 85 | 13781 | IOU | 05311993 | 9.6 |  |  |  | Active Application | Trade Secret | Trade | PKL | PKL085 | Residential |  | Trade Secret | 2022
20252-215912-02 | Xcel Energy | 85 | 13781 | IOU | 05311994 | 12.564 | Solar |  |  | Withdrawn | Trade Secret | Trade | GLK | GLK065 | Residential | Solar*Rewards | Trade Secret | 2022
20252-215912-02 | Xcel Energy | 85 | 13781 | IOU | 05312012 | 4.93 | Solar |  |  | Withdrawn | Trade Secret | Trade | WES | WES074 | Residential | Solar*Rewards | Trade Secret | 2022
20252-215912-02 | Xcel Energy | 85 | 13781 | IOU | 05312036 | 7.329 | Solar |  |  | Withdrawn | Trade Secret | Trade | RPO | RPO311 | Residential | Solar*Rewards | Trade Secret | 2022
20252-215912-02 | Xcel Energy | 85 | 13781 | IOU | 05312121 | 12.215 | Solar |  |  | Active Application | Trade Secret | Trade | UPP | UPP063 | Commercial | Solar*Rewards | Trade Secret | 2022
20252-215912-02 | Xcel Energy | 85 | 13781 | IOU | 05312548 | 3.77 | Solar |  |  | Interconnected | Trade Secret | Trade | WES | WES062 | Residential |  | Trade Secret | 2022 | 2023
20252-215912-02 | Xcel Energy | 85 | 13781 | IOU | 05312560 | 5.8 | Solar |  |  | Interconnected | Trade Secret | Trade | RRK | RRK064 | Residential |  | Trade Secret | 2022 | 2023
20252-215912-02 | Xcel Energy | 85 | 13781 | IOU | 05312574 | 4.64 | Solar |  |  | Interconnected | Trade Secret | Trade | HYL | HYL073 | Residential |  | Trade Secret | 2022 | 2023
20252-215912-02 | Xcel Energy | 85 | 13781 | IOU | 05312593 | 4.06 | Solar |  |  | Interconnected | Trade Secret | Trade | STY | STY062 | Residential |  | Trade Secret | 2022 | 2023
20252-215912-02 | Xcel Energy | 85 | 13781 | IOU | 05312601 | 4.06 | Solar |  |  | Interconnected | Trade Secret | Trade | HOL | HOL071 | Residential |  | Trade Secret | 2022 | 2023
20252-215912-02 | Xcel Energy | 85 | 13781 | IOU | 05312619 | 8.45 | Solar |  |  | Interconnected | Trade Secret | Trade | PKL | PKL083 | Residential |  | Trade Secret | 2022 | 2023
20252-215912-02 | Xcel Energy | 85 | 13781 | IOU | 05313125 | 4.35 | Solar |  |  | Interconnected | Trade Secret | Trade | WCR | WCR321 | Residential |  | Trade Secret | 2022 | 2023
20252-215912-02 | Xcel Energy | 85 | 13781 | IOU | 05313294 | 5.8 | Solar |  |  | Withdrawn | Trade Secret | Trade | SHP | SHP061 | Residential | Solar*Rewards | Trade Secret | 2022
20252-215912-02 | Xcel Energy | 85 | 13781 | IOU | 05313558 | 6.631 | Solar |  |  | Interconnected | Trade Secret | Trade | SHP | SHP061 | Commercial |  | Trade Secret | 2022 | 2023
20252-215912-02 | Xcel Energy | 85 | 13781 | IOU | 05313795 | 10.44 | Solar |  |  | Interconnected | Trade Secret | Trade | BLC | BLC062 | Residential |  | Trade Secret | 2022 | 2022
20252-215912-02 | Xcel Energy | 85 | 13781 | IOU | 05315041 |  |  |  |  | Active Application | Trade Secret | Trade |  |  | Residential |  | Trade Secret | 2022
20252-215912-02 | Xcel Energy | 85 | 13781 | IOU | 05315154 | 7.04 | Solar |  |  | Interconnected | Trade Secret | Trade | VMR | VMR061 | Residential |  | Trade Secret | 2022 | 2023
20252-215912-02 | Xcel Energy | 85 | 13781 | IOU | 05315199 | 11.39 | Solar |  |  | Interconnected | Trade Secret | Trade | LEX | LEX331 | Residential |  | Trade Secret | 2022 | 2023
20252-215912-02 | Xcel Energy | 85 | 13781 | IOU | 05315204 | 4.06 | Solar |  |  | Withdrawn | Trade Secret | Trade | WDY | WDY312 | Residential |  | Trade Secret | 2022
20252-215912-02 | Xcel Energy | 85 | 13781 | IOU | 05315205 | 2.32 | Solar |  |  | Interconnected | Trade Secret | Trade | LOK | LOK062 | Residential |  | Trade Secret | 2022 | 2023
20252-215912-02 | Xcel Energy | 85 | 13781 | IOU | 05315227 | 10.44 | Solar |  |  | Interconnected | Trade Secret | Trade | AFT | AFT322 | Residential |  | Trade Secret | 2022 | 2023
20252-215912-02 | Xcel Energy | 85 | 13781 | IOU | 05315286 | 2.61 | Solar |  |  | Active Application | Trade Secret | Trade | MPK | MPK082 | Residential |  | Trade Secret | 2022
20252-215912-02 | Xcel Energy | 85 | 13781 | IOU | 05315296 | 3.48 | Solar |  |  | Interconnected | Trade Secret | Trade | EBL | EBL084 | Residential |  | Trade Secret | 2023 | 2023
20252-215912-02 | Xcel Energy | 85 | 13781 | IOU | 05315304 | 5.22 | Solar |  |  | Interconnected | Trade Secret | Trade | RPL | RPL063 | Residential |  | Trade Secret | 2022 | 2023
20252-215912-02 | Xcel Energy | 85 | 13781 | IOU | 05315316 | 4.35 | Solar |  |  | Interconnected | Trade Secret | Trade | RAM | RAM071 | Residential |  | Trade Secret | 2022 | 2023
20252-215912-02 | Xcel Energy | 85 | 13781 | IOU | 05315323 | 3.19 | Solar |  |  | Active Application | Trade Secret | Trade | CHE | CHE076 | Residential |  | Trade Secret | 2022
20252-215912-02 | Xcel Energy | 85 | 13781 | IOU | 05315566 | 11.02 | Solar |  |  | Interconnected | Trade Secret | Trade | RRK | RRK063 | Residential |  | Trade Secret | 2022 | 2023
20252-215912-02 | Xcel Energy | 85 | 13781 | IOU | 05315765 | 4.93 | Solar |  |  | Interconnected | Trade Secret | Trade | HUG | HUG311 | Residential |  | Trade Secret | 2022 | 2023
20252-215912-02 | Xcel Energy | 85 | 13781 | IOU | 05315785 | 4.06 | Solar |  |  | Interconnected | Trade Secret | Trade | ALK | ALK072 | Residential |  | Trade Secret | 2022 | 2023
20252-215912-02 | Xcel Energy | 85 | 13781 | IOU | 05315831 | 3.75 | Solar |  |  | Interconnected | Trade Secret | Trade | WCR | WCR322 | Residential |  | Trade Secret | 2022 | 2023
20252-215912-02 | Xcel Energy | 85 | 13781 | IOU | 05315861 | 7.25 | Solar |  |  | Interconnected | Trade Secret | Trade | GLK | GLK074 | Residential |  | Trade Secret | 2022 | 2023
20252-215912-02 | Xcel Energy | 85 | 13781 | IOU | 05315897 | 5.052 | Solar |  |  | Interconnected | Trade Secret | Trade | SLP | SLP092 | Residential |  | Trade Secret | 2022 | 2023
20252-215912-02 | Xcel Energy | 85 | 13781 | IOU | 05315916 | 5.052 | Solar |  |  | Interconnected | Trade Secret | Trade | OSS | OSS076 | Residential |  | Trade Secret | 2022 | 2023
20252-215912-02 | Xcel Energy | 85 | 13781 | IOU | 05316071 | 11.6 | Solar |  |  | Interconnected | Trade Secret | Trade | OSS | OSS073 | Residential |  | Trade Secret | 2022 | 2023
20252-215912-02 | Xcel Energy | 85 | 13781 | IOU | 05316074 |  |  |  |  | Active Application | Trade Secret | Trade |  |  | Residential |  | Trade Secret | 2022
20252-215912-02 | Xcel Energy | 85 | 13781 | IOU | 05320543 | 29.316 | Solar |  |  | Interconnected | Trade Secret | Trade | BCH | BCH311 | Residential |  | Trade Secret | 2023 | 2023
20252-215912-02 | Xcel Energy | 85 | 13781 | IOU | 05320571 | 7.25 | Solar |  |  | Interconnected | Trade Secret | Trade | SCL | SCL313 | Residential |  | Trade Secret | 2022 | 2023
20252-215912-02 | Xcel Energy | 85 | 13781 | IOU | 05320723 | 29.02 | Solar |  |  | Interconnected | Trade Secret | Trade | WWK | WWK311 | Commercial |  | Trade Secret | 2023 | 2024
20252-215912-02 | Xcel Energy | 85 | 13781 | IOU | 05320731 | 6.282 | Solar |  |  | Interconnected | Trade Secret | Trade | PBE | PBE061 | Residential |  | Trade Secret | 2022 | 2023
20252-215912-02 | Xcel Energy | 85 | 13781 | IOU | 05320752 | 86.4 | Solar |  |  | Interconnected | Trade Secret | Trade | STY | STY063 | Commercial |  | Trade Secret | 2023 | 2024
20252-215912-02 | Xcel Energy | 85 | 13781 | IOU | 05320805 | 1500 | Other |  |  | Active Application | Trade Secret | Trade | BCR | BCR083 | Residential |  | Trade Secret | 2023
20252-215912-02 | Xcel Energy | 85 | 13781 | IOU | 05320828 | 39.99 | Solar |  |  | Interconnected | Trade Secret | Trade | PKL | PKL064 | Commercial |  | Trade Secret | 2023 | 2023
20252-215912-02 | Xcel Energy | 85 | 13781 | IOU | 05320841 | 75 | Solar |  |  | Interconnected | Trade Secret | Trade | STY | STY063 | Commercial |  | Trade Secret | 2023 | 2023
20252-215912-02 | Xcel Energy | 85 | 13781 | IOU | 05320914 | 9.772 | Solar |  |  | Interconnected | Trade Secret | Trade | AFT | AFT322 | Residential |  | Trade Secret | 2023 | 2023
20252-215912-02 | Xcel Energy | 85 | 13781 | IOU | 05321011 | 1000 | Solar |  |  | Withdrawn | Trade Secret | Trade |  |  | Residential | Other | Trade Secret | 2022
20252-215912-02 | Xcel Energy | 85 | 13781 | IOU | 05321068 | 5.22 | Solar |  |  | Interconnected | Trade Secret | Trade | DOC | DOC021 | Residential |  | Trade Secret | 2022 | 2023
20252-215912-02 | Xcel Energy | 85 | 13781 | IOU | 05321120 | 4.48 | Solar |  |  | Withdrawn | Trade Secret | Trade | DBL | DBL073 | Residential |  | Trade Secret | 2022
20252-215912-02 | Xcel Energy | 85 | 13781 | IOU | 05321438 | 5.76 | Solar |  |  | Interconnected | Trade Secret | Trade | HUG | HUG312 | Residential |  | Trade Secret | 2022 | 2023
20252-215912-02 | Xcel Energy | 85 | 13781 | IOU | 05321475 | 8.12 | Solar |  |  | Interconnected | Trade Secret | Trade | CGR | CGR064 | Residential |  | Trade Secret | 2023 | 2023
20252-215912-02 | Xcel Energy | 85 | 13781 | IOU | 05321540 |  | Solar |  |  | Withdrawn | Trade Secret | Trade |  |  | Community Solar Garden | Solar*Rewards Community | Trade Secret | 2022
20252-215912-02 | Xcel Energy | 85 | 13781 | IOU | 05321892 | 6.046 | Solar |  |  | Interconnected | Trade Secret | Trade | SOU | SOU079 | Residential |  | Trade Secret | 2022 | 2023
20252-215912-02 | Xcel Energy | 85 | 13781 | IOU | 05321994 | 7.616 | Solar |  |  | Interconnected | Trade Secret | Trade | GLK | GLK071 | Residential |  | Trade Secret | 2022 | 2023
20252-215912-02 | Xcel Energy | 85 | 13781 | IOU | 05322604 | 6.96 |  |  |  | Active Application | Trade Secret | Trade | WDY | WDY312 | Residential |  | Trade Secret | 2022
20252-215912-02 | Xcel Energy | 85 | 13781 | IOU | 05322718 | 29.982 | Solar |  |  | Withdrawn | Trade Secret | Trade | DND | DND071 | Commercial | Solar*Rewards | Trade Secret | 2022
20252-215912-02 | Xcel Energy | 85 | 13781 | IOU | 05323828 |  |  |  |  | Withdrawn | Trade Secret | Trade | LLK | LLK061 | Residential |  | Trade Secret | 2022
20252-215912-02 | Xcel Energy | 85 | 13781 | IOU | 05328701 |  |  |  |  | Withdrawn | Trade Secret | Trade |  |  | Residential |  | Trade Secret | 2022
20252-215912-02 | Xcel Energy | 85 | 13781 | IOU | 05328955 | 7.68 | Solar |  |  | Interconnected | Trade Secret | Trade | LEX | LEX332 | Residential |  | Trade Secret | 2022 | 2023
20252-215912-02 | Xcel Energy | 85 | 13781 | IOU | 05329284 | 7.54 | Solar |  |  | Interconnected | Trade Secret | Trade | BCR | BCR063 | Residential |  | Trade Secret | 2022 | 2023
20252-215912-02 | Xcel Energy | 85 | 13781 | IOU | 05329741 | 6.38 | Solar |  |  | Interconnected | Trade Secret | Trade | STY | STY071 | Residential |  | Trade Secret | 2023 | 2023
20252-215912-02 | Xcel Energy | 85 | 13781 | IOU | 05329763 | 8.7 | Solar |  |  | Interconnected | Trade Secret | Trade | LAB | LAB312 | Residential |  | Trade Secret | 2023 | 2023
20252-215912-02 | Xcel Energy | 85 | 13781 | IOU | 05329965 |  |  |  |  | Active Application | Trade Secret | Trade |  |  | Residential |  | Trade Secret | 2022
20252-215912-02 | Xcel Energy | 85 | 13781 | IOU | 05330076 | 12.6 | Solar |  | X | Interconnected | Trade Secret | Trade | FSL | FSL311 | Residential |  | Trade Secret | 2023 | 2023
20252-215912-02 | Xcel Energy | 85 | 13781 | IOU | 05330100 | 3.19 | Solar |  |  | Interconnected | Trade Secret | Trade | SOU | SOU081 | Residential |  | Trade Secret | 2022 | 2023
20252-215912-02 | Xcel Energy | 85 | 13781 | IOU | 05330133 | 5.8 | Solar |  |  | Interconnected | Trade Secret | Trade | LLK | LLK072 | Residential |  | Trade Secret | 2022 | 2023
20252-215912-02 | Xcel Energy | 85 | 13781 | IOU | 05330141 | 12.76 | Solar |  |  | Interconnected | Trade Secret | Trade | COK | COK061 | Residential |  | Trade Secret | 2022 | 2024
20252-215912-02 | Xcel Energy | 85 | 13781 | IOU | 05330170 | 4.93 | Solar |  |  | Withdrawn | Trade Secret | Trade | SOU | SOU069 | Residential |  | Trade Secret | 2022
20252-215912-02 | Xcel Energy | 85 | 13781 | IOU | 05330224 | 7.25 | Solar |  |  | Interconnected | Trade Secret | Trade | AFT | AFT322 | Residential |  | Trade Secret | 2022 | 2023
20252-215912-02 | Xcel Energy | 85 | 13781 | IOU | 05330279 | 127.16 | Solar |  |  | Withdrawn | Trade Secret | Trade | KAN | KAN031 | Commercial |  | Trade Secret | 2023
20252-215912-02 | Xcel Energy | 85 | 13781 | IOU | 05330331 | 4.93 | Solar |  |  | Interconnected | Trade Secret | Trade | OAD | OAD071 | Residential |  | Trade Secret | 2022 | 2023
20252-215912-02 | Xcel Energy | 85 | 13781 | IOU | 05330368 | 9.57 | Solar |  |  | Interconnected | Trade Secret | Trade | CDV | CDV063 | Residential |  | Trade Secret | 2022 | 2023
20252-215912-02 | Xcel Energy | 85 | 13781 | IOU | 05330405 | 2.61 | Solar |  |  | Interconnected | Trade Secret | Trade | STY | STY075 | Residential |  | Trade Secret | 2022 | 2023
20252-215912-02 | Xcel Energy | 85 | 13781 | IOU | 05330421 | 5.22 | Solar |  |  | Interconnected | Trade Secret | Trade | AFT | AFT321 | Residential |  | Trade Secret | 2022 | 2023
20252-215912-02 | Xcel Energy | 85 | 13781 | IOU | 05330429 | 4.93 | Solar |  |  | Active Application | Trade Secret | Trade | MHW | MHW311 | Residential |  | Trade Secret | 2022
20252-215912-02 | Xcel Energy | 85 | 13781 | IOU | 05330965 | 9.86 | Solar |  |  | Interconnected | Trade Secret | Trade | OAD | OAD071 | Residential |  | Trade Secret | 2022 | 2023
20252-215912-02 | Xcel Energy | 85 | 13781 | IOU | 05331041 | 1000 | Solar |  |  | Active Application | Trade Secret | Trade |  |  | Community Solar Garden | Solar*Rewards Community | Trade Secret | 2022
20252-215912-02 | Xcel Energy | 85 | 13781 | IOU | 05331072 | 6.67 | Solar |  |  | Interconnected | Trade Secret | Trade | WDY | WDY321 | Residential |  | Trade Secret | 2022 | 2023
20252-215912-02 | Xcel Energy | 85 | 13781 | IOU | 05331107 | 5.22 | Solar |  |  | Interconnected | Trade Secret | Trade | KOL | KOL062 | Residential |  | Trade Secret | 2022 | 2023
20252-215912-02 | Xcel Energy | 85 | 13781 | IOU | 05331116 | 4.93 | Solar |  |  | Interconnected | Trade Secret | Trade | SHP | SHP062 | Residential |  | Trade Secret | 2022 | 2023
20252-215912-02 | Xcel Energy | 85 | 13781 | IOU | 05331166 | 3.19 | Solar |  |  | Interconnected | Trade Secret | Trade | WIL | WIL089 | Residential |  | Trade Secret | 2022 | 2023
20252-215912-02 | Xcel Energy | 85 | 13781 | IOU | 05331183 | 4.35 | Solar |  |  | Interconnected | Trade Secret | Trade | WES | WES074 | Residential |  | Trade Secret | 2022 | 2023
20252-215912-02 | Xcel Energy | 85 | 13781 | IOU | 05331209 | 6.67 | Solar |  |  | Interconnected | Trade Secret | Trade | CHE | CHE064 | Residential |  | Trade Secret | 2022 | 2023
20252-215912-02 | Xcel Energy | 85 | 13781 | IOU | 05331242 | 8.7 | Solar |  |  | Interconnected | Trade Secret | Trade | HUG | HUG322 | Residential |  | Trade Secret | 2022 | 2023
20252-215912-02 | Xcel Energy | 85 | 13781 | IOU | 05331258 | 39.976 | Solar |  |  | Withdrawn | Trade Secret | Trade | DND | DND071 | Commercial |  | Trade Secret | 2022
20252-215912-02 | Xcel Energy | 85 | 13781 | IOU | 05331292 | 8.12 | Solar |  |  | Interconnected | Trade Secret | Trade | OPK | OPK077 | Residential |  | Trade Secret | 2022 | 2023
20252-215912-02 | Xcel Energy | 85 | 13781 | IOU | 05331325 | 3.48 | Solar |  |  | Withdrawn | Trade Secret | Trade | TLK | TLK071 | Residential |  | Trade Secret | 2022
20252-215912-02 | Xcel Energy | 85 | 13781 | IOU | 05331359 | 3.19 | Solar |  |  | Interconnected | Trade Secret | Trade | TWL | TWL066 | Residential |  | Trade Secret | 2022 | 2023
20252-215912-02 | Xcel Energy | 85 | 13781 | IOU | 05331372 | 3.77 | Solar |  |  | Interconnected | Trade Secret | Trade | PBE | PBE061 | Residential |  | Trade Secret | 2022 | 2023
20252-215912-02 | Xcel Energy | 85 | 13781 | IOU | 05331399 | 4.93 | Solar |  |  | Withdrawn | Trade Secret | Trade | LAP | LAP311 | Residential |  | Trade Secret | 2022
20252-215912-02 | Xcel Energy | 85 | 13781 | IOU | 05331449 | 4.35 | Solar |  |  | Interconnected | Trade Secret | Trade | GLK | GLK073 | Residential |  | Trade Secret | 2022 | 2023
20252-215912-02 | Xcel Energy | 85 | 13781 | IOU | 05331464 | 4.06 | Solar |  |  | Withdrawn | Trade Secret | Trade | WES | WES061 | Residential |  | Trade Secret | 2022
20252-215912-02 | Xcel Energy | 85 | 13781 | IOU | 05331478 | 2.9 | Solar |  |  | Interconnected | Trade Secret | Trade | MPK | MPK063 | Residential |  | Trade Secret | 2022 | 2023
20252-215912-02 | Xcel Energy | 85 | 13781 | IOU | 05331559 | 3.77 | Solar |  |  | Withdrawn | Trade Secret | Trade | SLP | SLP082 | Residential |  | Trade Secret | 2023
20252-215912-02 | Xcel Energy | 85 | 13781 | IOU | 05331570 | 3.48 | Solar |  |  | Interconnected | Trade Secret | Trade | SOU | SOU081 | Residential |  | Trade Secret | 2022 | 2023
20252-215912-02 | Xcel Energy | 85 | 13781 | IOU | 05331577 | 2.32 | Solar |  |  | Withdrawn | Trade Secret | Trade | OAD | OAD062 | Residential |  | Trade Secret | 2022
20252-215912-02 | Xcel Energy | 85 | 13781 | IOU | 05331581 |  |  |  |  | Withdrawn | Trade Secret | Trade |  |  | Residential |  | Trade Secret | 2022
20252-215912-02 | Xcel Energy | 85 | 13781 | IOU | 05331584 | 8.41 | Solar |  |  | Interconnected | Trade Secret | Trade | BRP | BRP061 | Residential |  | Trade Secret | 2022 | 2023
20252-215912-02 | Xcel Energy | 85 | 13781 | IOU | 05331593 | 2.9 | Solar |  |  | Interconnected | Trade Secret | Trade | RMT | RMT321 | Residential |  | Trade Secret | 2022 | 2023
20252-215912-02 | Xcel Energy | 85 | 13781 | IOU | 05331597 | 14.21 | Solar |  |  | Interconnected | Trade Secret | Trade | ANN | ANN021 | Residential |  | Trade Secret | 2022 | 2024
20252-215912-02 | Xcel Energy | 85 | 13781 | IOU | 05331801 | 1000 | Solar |  |  | Withdrawn | Trade Secret | Trade | REW | REW023 | Community Solar Garden | Solar*Rewards Community | Trade Secret | 2022
20252-215912-02 | Xcel Energy | 85 | 13781 | IOU | 05331811 | 10.88 | Solar |  |  | Active Application | Trade Secret | Trade | LAP | LAP311 | Residential |  | Trade Secret | 2022
20252-215912-02 | Xcel Energy | 85 | 13781 | IOU | 05331880 | 1000 | Solar |  |  | Active Application | Trade Secret | Trade |  |  | Community Solar Garden | Solar*Rewards Community | Trade Secret | 2022
20252-215912-02 | Xcel Energy | 85 | 13781 | IOU | 05331970 | 3.19 | Solar |  |  | Interconnected | Trade Secret | Trade | MPK | MPK063 | Residential |  | Trade Secret | 2022 | 2023
20252-215912-02 | Xcel Energy | 85 | 13781 | IOU | 05332059 |  |  |  |  | Active Application | Trade Secret | Trade |  |  | Residential |  | Trade Secret | 2022
20252-215912-02 | Xcel Energy | 85 | 13781 | IOU | 05332131 | 7.25 | Solar |  |  | Interconnected | Trade Secret | Trade | RMT | RMT321 | Residential |  | Trade Secret | 2023 | 2023
20252-215912-02 | Xcel Energy | 85 | 13781 | IOU | 05332232 | 3.19 | Solar |  |  | Interconnected | Trade Secret | Trade | IDA | IDA074 | Residential |  | Trade Secret | 2022 | 2023
20252-215912-02 | Xcel Energy | 85 | 13781 | IOU | 05332311 | 9.28 | Solar |  |  | Interconnected | Trade Secret | Trade | SAV | SAV063 | Residential |  | Trade Secret | 2022 | 2023
20252-215912-02 | Xcel Energy | 85 | 13781 | IOU | 05332314 | 3.19 | Solar |  |  | Interconnected | Trade Secret | Trade | CHE | CHE065 | Residential |  | Trade Secret | 2022 | 2023
20252-215912-02 | Xcel Energy | 85 | 13781 | IOU | 05332320 |  | Solar |  |  | Active Application | Trade Secret | Trade |  |  | Residential | Solar*Rewards | Trade Secret | 2022
20252-215912-02 | Xcel Energy | 85 | 13781 | IOU | 05332333 | 4.64 | Solar |  |  | Interconnected | Trade Secret | Trade | HOL | HOL071 | Residential |  | Trade Secret | 2022 | 2023
20252-215912-02 | Xcel Energy | 85 | 13781 | IOU | 05332357 | 3.19 | Solar |  |  | Interconnected | Trade Secret | Trade | SOU | SOU087 | Residential |  | Trade Secret | 2022 | 2023
20252-215912-02 | Xcel Energy | 85 | 13781 | IOU | 05332359 | 4.93 | Solar |  |  | Active Application | Trade Secret | Trade | CGR | CGR063 | Residential |  | Trade Secret | 2022
20252-215912-02 | Xcel Energy | 85 | 13781 | IOU | 05332369 | 12.902 | Solar |  |  | Active Application | Trade Secret | Trade | LCR | LCR311 | Commercial |  | Trade Secret | 2022
20252-215912-02 | Xcel Energy | 85 | 13781 | IOU | 05332379 | 16.054 | Solar |  |  | Interconnected | Trade Secret | Trade | CRL | CRL065 | Residential |  | Trade Secret | 2022 | 2023
20252-215912-02 | Xcel Energy | 85 | 13781 | IOU | 05332468 | 8.12 | Solar |  |  | Interconnected | Trade Secret | Trade | MDT | MDT062 | Residential |  | Trade Secret | 2022 | 2023
20252-215912-02 | Xcel Energy | 85 | 13781 | IOU | 05332603 | 6.67 | Solar |  |  | Interconnected | Trade Secret | Trade | HWW | HWW074 | Residential |  | Trade Secret | 2022 | 2023
20252-215912-02 | Xcel Energy | 85 | 13781 | IOU | 05332632 | 4.06 | Solar |  |  | Interconnected | Trade Secret | Trade | CHE | CHE065 | Residential |  | Trade Secret | 2022 | 2023
20252-215912-02 | Xcel Energy | 85 | 13781 | IOU | 05332642 | 3.77 | Solar |  |  | Interconnected | Trade Secret | Trade | SOU | SOU081 | Residential |  | Trade Secret | 2022 | 2023
20252-215912-02 | Xcel Energy | 85 | 13781 | IOU | 05332998 | 3.48 | Solar |  |  | Interconnected | Trade Secret | Trade | CNC | CNC072 | Residential |  | Trade Secret | 2022 | 2023
20252-215912-02 | Xcel Energy | 85 | 13781 | IOU | 05333016 | 3 |  |  |  | Active Application | Trade Secret | Trade | OAD | OAD063 | Residential |  | Trade Secret | 2022
20252-215912-02 | Xcel Energy | 85 | 13781 | IOU | 05333029 | 6.38 | Solar |  |  | Interconnected | Trade Secret | Trade | CHE | CHE065 | Residential |  | Trade Secret | 2022 | 2023
20252-215912-02 | Xcel Energy | 85 | 13781 | IOU | 05333057 | 4.93 | Solar |  |  | Interconnected | Trade Secret | Trade | FSL | FSL311 | Residential |  | Trade Secret | 2022 | 2023
20252-215912-02 | Xcel Energy | 85 | 13781 | IOU | 05333061 | 5.22 | Solar |  |  | Interconnected | Trade Secret | Trade | LEX | LEX332 | Residential |  | Trade Secret | 2022 | 2023
20252-215912-02 | Xcel Energy | 85 | 13781 | IOU | 05333090 | 3.19 | Solar |  |  | Interconnected | Trade Secret | Trade | DBL | DBL073 | Residential |  | Trade Secret | 2022 | 2023
20252-215912-02 | Xcel Energy | 85 | 13781 | IOU | 05333098 | 6.96 | Solar |  |  | Active Application | Trade Secret | Trade | WIL | WIL071 | Residential |  | Trade Secret | 2022
20252-215912-02 | Xcel Energy | 85 | 13781 | IOU | 05333141 |  |  |  |  | Active Application | Trade Secret | Trade |  |  | Residential |  | Trade Secret | 2022
20252-215912-02 | Xcel Energy | 85 | 13781 | IOU | 05333142 | 4.64 | Solar |  |  | Interconnected | Trade Secret | Trade | WDY | WDY322 | Residential |  | Trade Secret | 2022 | 2023
20252-215912-02 | Xcel Energy | 85 | 13781 | IOU | 05333166 | 9.57 | Solar |  |  | Active Application | Trade Secret | Trade | CDV | CDV063 | Residential |  | Trade Secret | 2022
20252-215912-02 | Xcel Energy | 85 | 13781 | IOU | 05333208 | 6.67 | Solar |  |  | Interconnected | Trade Secret | Trade | CHE | CHE076 | Residential |  | Trade Secret | 2022 | 2023
20252-215912-02 | Xcel Energy | 85 | 13781 | IOU | 05333942 | 8.96 | Solar |  |  | Interconnected | Trade Secret | Trade | LEX | LEX332 | Residential |  | Trade Secret | 2022 | 2023
20252-215912-02 | Xcel Energy | 85 | 13781 | IOU | 05334018 | 10.44 | Solar |  |  | Interconnected | Trade Secret | Trade | DBL | DBL060 | Residential |  | Trade Secret | 2023 | 2023
20252-215912-02 | Xcel Energy | 85 | 13781 | IOU | 05334092 | 7.54 | Solar |  |  | Interconnected | Trade Secret | Trade | SHP | SHP072 | Residential |  | Trade Secret | 2022 | 2023
20252-215912-02 | Xcel Energy | 85 | 13781 | IOU | 05334124 | 7.54 | Solar |  |  | Interconnected | Trade Secret | Trade | CGR | CGR071 | Residential |  | Trade Secret | 2022 | 2023
20252-215912-02 | Xcel Energy | 85 | 13781 | IOU | 05334153 | 3.48 | Solar |  |  | Interconnected | Trade Secret | Trade | SOU | SOU082 | Residential |  | Trade Secret | 2022 | 2023
20252-215912-02 | Xcel Energy | 85 | 13781 | IOU | 05334218 | 3 | Solar |  |  | Interconnected | Trade Secret | Trade | OAD | OAD063 | Residential |  | Trade Secret | 2022 | 2023
20252-215912-02 | Xcel Energy | 85 | 13781 | IOU | 05334260 | 11.02 | Solar |  |  | Interconnected | Trade Secret | Trade | FRM | FRM071 | Residential |  | Trade Secret | 2022 | 2023
20252-215912-02 | Xcel Energy | 85 | 13781 | IOU | 05334266 | 11.02 | Solar |  |  | Withdrawn | Trade Secret | Trade | WES | WES073 | Residential | Solar*Rewards | Trade Secret | 2022
20252-215912-02 | Xcel Energy | 85 | 13781 | IOU | 05334465 | 11.02 | Solar |  |  | Interconnected | Trade Secret | Trade | EDA | EDA075 | Residential |  | Trade Secret | 2023 | 2023
20252-215912-02 | Xcel Energy | 85 | 13781 | IOU | 05334686 | 6.5 | Solar |  |  | Interconnected | Trade Secret | Trade | BRP | BRP061 | Residential |  | Trade Secret | 2023 | 2023
20252-215912-02 | Xcel Energy | 85 | 13781 | IOU | 05334692 | 4.64 | Solar |  |  | Active Application | Trade Secret | Trade | GLK | GLK071 | Residential |  | Trade Secret | 2022
20252-215912-02 | Xcel Energy | 85 | 13781 | IOU | 05334702 | 12.47 | Solar |  |  | Interconnected | Trade Secret | Trade | MPK | MPK064 | Commercial |  | Trade Secret | 2023 | 2024
20252-215912-02 | Xcel Energy | 85 | 13781 | IOU | 05335062 | 6.38 | Solar |  |  | Withdrawn | Trade Secret | Trade | HUG | HUG322 | Residential | Solar*Rewards | Trade Secret | 2022
20252-215912-02 | Xcel Energy | 85 | 13781 | IOU | 05335169 | 29 | Solar |  |  | Active Application | Trade Secret | Trade | SCA | SCA021 | Residential |  | Trade Secret | 2023
20252-215912-02 | Xcel Energy | 85 | 13781 | IOU | 05335370 |  | Solar |  |  | Active Application | Trade Secret | Trade |  |  | Residential | Solar*Rewards | Trade Secret | 2022
20252-215912-02 | Xcel Energy | 85 | 13781 | IOU | 05335420 |  |  |  |  | Withdrawn | Trade Secret | Trade |  |  | Residential |  | Trade Secret | 2022
20252-215912-02 | Xcel Energy | 85 | 13781 | IOU | 05335653 | 200 | Solar |  |  | Active Application | Trade Secret | Trade | HAS | HAS032 | Commercial |  | Trade Secret | 2023
20252-215912-02 | Xcel Energy | 85 | 13781 | IOU | 05335876 | 11.6 | Solar |  |  | Interconnected | Trade Secret | Trade | WSG | WSG352 | Residential |  | Trade Secret | 2023 | 2023
20252-215912-02 | Xcel Energy | 85 | 13781 | IOU | 05336216 | 12.16 | Solar |  |  | Withdrawn | Trade Secret | Trade |  |  | Residential |  | Trade Secret | 2022
20252-215912-02 | Xcel Energy | 85 | 13781 | IOU | 05336228 | 7.616 | Solar |  |  | Withdrawn | Trade Secret | Trade | ECK | ECK322 | Residential |  | Trade Secret | 2022
20252-215912-02 | Xcel Energy | 85 | 13781 | IOU | 05336423 | 7.54 | Solar |  | X | Withdrawn | Trade Secret | Trade | VES | VES021 | Residential |  | Trade Secret | 2023
20252-215912-02 | Xcel Energy | 85 | 13781 | IOU | 05336443 |  |  |  |  | Withdrawn | Trade Secret | Trade | KAN | KAN031 | Commercial |  | Trade Secret | 2022
20252-215912-02 | Xcel Energy | 85 | 13781 | IOU | 05336557 | 6.387 | Solar |  |  | Active Application | Trade Secret | Trade | KAN | KAN031 | Residential | Solar*Rewards | Trade Secret | 2023
20252-215912-02 | Xcel Energy | 85 | 13781 | IOU | 05336581 |  | Solar |  |  | Active Application | Trade Secret | Trade |  |  | Residential | Solar*Rewards | Trade Secret | 2022
20252-215912-02 | Xcel Energy | 85 | 13781 | IOU | 05336857 | 17.3 | Solar |  |  | Interconnected | Trade Secret | Trade | SLP | SLP076 | Commercial |  | Trade Secret | 2023 | 2024
20252-215912-02 | Xcel Energy | 85 | 13781 | IOU | 05336907 | 7.616 | Solar |  |  | Interconnected | Trade Secret | Trade | RRK | RRK064 | Residential |  | Trade Secret | 2023 | 2023
20252-215912-02 | Xcel Energy | 85 | 13781 | IOU | 05337545 | 50 | Solar |  |  | Interconnected | Trade Secret | Trade | NOF | NOF072 | Commercial |  | Trade Secret | 2023 | 2024
20252-215912-02 | Xcel Energy | 85 | 13781 | IOU | 05337671 | 5 | Solar |  |  | Withdrawn | Trade Secret | Trade | MOL | MOL079 | Residential |  | Trade Secret | 2022
20252-215912-02 | Xcel Energy | 85 | 13781 | IOU | 05338129 | 50 | Solar |  |  | Active Application | Trade Secret | Trade | HAS | HAS021 | Commercial |  | Trade Secret | 2023
20252-215912-02 | Xcel Energy | 85 | 13781 | IOU | 05338312 | 6.96 | Solar |  |  | Interconnected | Trade Secret | Trade | CHE | CHE076 | Residential |  | Trade Secret | 2022 | 2023
20252-215912-02 | Xcel Energy | 85 | 13781 | IOU | 05338358 | 3.19 | Solar |  |  | Active Application | Trade Secret | Trade | IDA | IDA074 | Residential |  | Trade Secret | 2022
20252-215912-02 | Xcel Energy | 85 | 13781 | IOU | 05338362 | 3.19 | Solar |  |  | Interconnected | Trade Secret | Trade | TWL | TWL063 | Residential |  | Trade Secret | 2022 | 2023
20252-215912-02 | Xcel Energy | 85 | 13781 | IOU | 05338364 | 2.9 | Solar |  |  | Interconnected | Trade Secret | Trade | UPP | UPP084 | Residential |  | Trade Secret | 2022 | 2023
20252-215912-02 | Xcel Energy | 85 | 13781 | IOU | 05338367 | 4.35 | Solar |  |  | Interconnected | Trade Secret | Trade | SOU | SOU069 | Residential |  | Trade Secret | 2022 | 2023
20252-215912-02 | Xcel Energy | 85 | 13781 | IOU | 05338370 | 2.61 | Solar |  |  | Interconnected | Trade Secret | Trade | ECK | ECK322 | Residential |  | Trade Secret | 2023 | 2023
20252-215912-02 | Xcel Energy | 85 | 13781 | IOU | 05338373 | 7.25 | Solar |  |  | Interconnected | Trade Secret | Trade | TER | TER071 | Residential |  | Trade Secret | 2022 | 2023
20252-215912-02 | Xcel Energy | 85 | 13781 | IOU | 05338888 | 8.7 | Solar |  |  | Interconnected | Trade Secret | Trade | EDA | EDA065 | Residential |  | Trade Secret | 2022 | 2023
20252-215912-02 | Xcel Energy | 85 | 13781 | IOU | 05339004 | 5.8 | Solar |  |  | Withdrawn | Trade Secret | Trade | LAP | LAP311 | Residential |  | Trade Secret | 2022
20252-215912-02 | Xcel Energy | 85 | 13781 | IOU | 05339328 |  |  |  |  | Withdrawn | Trade Secret | Trade |  |  | Residential |  | Trade Secret | 2022
20252-215912-02 | Xcel Energy | 85 | 13781 | IOU | 05339331 | 400 | Solar |  |  | Active Application | Trade Secret | Trade | TER | TER085 | Commercial |  | Trade Secret | 2023
20252-215912-02 | Xcel Energy | 85 | 13781 | IOU | 05339875 | 39 | Solar |  |  | Active Application | Trade Secret | Trade | MTR | MTR021 | Commercial |  | Trade Secret | 2022
20252-215912-02 | Xcel Energy | 85 | 13781 | IOU | 05340009 | 3.77 | Solar |  |  | Interconnected | Trade Secret | Trade | CGR | CGR072 | Residential |  | Trade Secret | 2023 | 2023
20252-215912-02 | Xcel Energy | 85 | 13781 | IOU | 05340103 | 11.89 | Solar |  |  | Interconnected | Trade Secret | Trade | ECK | ECK063 | Residential |  | Trade Secret | 2023 | 2023
20252-215912-02 | Xcel Energy | 85 | 13781 | IOU | 05340123 |  |  |  |  | Active Application | Trade Secret | Trade |  |  | Residential |  | Trade Secret | 2022
20252-215912-02 | Xcel Energy | 85 | 13781 | IOU | 05340126 | 15.37 | Solar |  |  | Interconnected | Trade Secret | Trade | RAM | RAM077 | Residential |  | Trade Secret | 2022 | 2023
20252-215912-02 | Xcel Energy | 85 | 13781 | IOU | 05340150 |  |  |  |  | Active Application | Trade Secret | Trade |  |  | Residential |  | Trade Secret | 2022
20252-215912-02 | Xcel Energy | 85 | 13781 | IOU | 05340169 | 7.54 | Solar |  |  | Interconnected | Trade Secret | Trade | STY | STY065 | Residential |  | Trade Secret | 2022 | 2023
20252-215912-02 | Xcel Energy | 85 | 13781 | IOU | 05341747 | 12.215 | Solar |  |  | Interconnected | Trade Secret | Trade | RPO | RPO311 | Residential |  | Trade Secret | 2023 | 2023
20252-215912-02 | Xcel Energy | 85 | 13781 | IOU | 05342096 | 8.96 | Solar |  |  | Interconnected | Trade Secret | Trade | GLK | GLK074 | Residential |  | Trade Secret | 2022 | 2023
20252-215912-02 | Xcel Energy | 85 | 13781 | IOU | 05342184 |  | Solar |  |  | Active Application | Trade Secret | Trade |  |  | Residential | Solar*Rewards | Trade Secret | 2022
20252-215912-02 | Xcel Energy | 85 | 13781 | IOU | 05342829 | 11.72 | Storage |  |  | Interconnected | Trade Secret | Trade | AFT | AFT315 | Residential |  | Trade Secret | 2023 | 2023
20252-215912-02 | Xcel Energy | 85 | 13781 | IOU | 05342962 | 9.86 | Solar |  |  | Interconnected | Trade Secret | Trade | VMR | VMR062 | Residential |  | Trade Secret | 2022 | 2023
20252-215912-02 | Xcel Energy | 85 | 13781 | IOU | 05343020 | 8.99 | Solar |  |  | Withdrawn | Trade Secret | Trade | AFT | AFT321 | Residential |  | Trade Secret | 2022
20252-215912-02 | Xcel Energy | 85 | 13781 | IOU | 05343054 | 7.83 | Solar |  |  | Interconnected | Trade Secret | Trade | ALK | ALK072 | Residential |  | Trade Secret | 2022 | 2023
20252-215912-02 | Xcel Energy | 85 | 13781 | IOU | 05343098 | 5.76 | Solar |  |  | Interconnected | Trade Secret | Trade | SAK | SAK312 | Residential |  | Trade Secret | 2022 | 2024
20252-215912-02 | Xcel Energy | 85 | 13781 | IOU | 05343149 | 66.6 | Solar |  |  | Withdrawn | Trade Secret | Trade | WDY | WDY312 | Commercial |  | Trade Secret | 2023
20252-215912-02 | Xcel Energy | 85 | 13781 | IOU | 05343251 | 24.36 | Solar |  |  | Active Application | Trade Secret | Trade |  |  | Commercial |  | Trade Secret | 2022
20252-215912-02 | Xcel Energy | 85 | 13781 | IOU | 05343367 | 9.772 | Solar |  |  | Interconnected | Trade Secret | Trade | MDT | MDT073 | Commercial |  | Trade Secret | 2023 | 2024
20252-215912-02 | Xcel Energy | 85 | 13781 | IOU | 05343923 |  | Solar |  |  | Active Application | Trade Secret | Trade |  |  | Residential | Solar*Rewards | Trade Secret | 2022
20252-215912-02 | Xcel Energy | 85 | 13781 | IOU | 05343959 | 66.6 | Solar |  |  | Interconnected | Trade Secret | Trade | SAK | SAK311 | Commercial |  | Trade Secret | 2023 | 2024
20252-215912-02 | Xcel Energy | 85 | 13781 | IOU | 05344059 | 33.3 | Solar |  |  | Interconnected | Trade Secret | Trade | STY | STY065 | Commercial |  | Trade Secret | 2023 | 2023
20252-215912-02 | Xcel Energy | 85 | 13781 | IOU | 05344079 | 4.06 | Solar |  |  | Interconnected | Trade Secret | Trade | HYL | HYL064 | Residential |  | Trade Secret | 2022 | 2023
20252-215912-02 | Xcel Energy | 85 | 13781 | IOU | 05344080 | 4.64 | Solar |  |  | Interconnected | Trade Secret | Trade | RIV | RIV064 | Residential |  | Trade Secret | 2023 | 2023
20252-215912-02 | Xcel Energy | 85 | 13781 | IOU | 05344108 | 3.19 | Solar |  |  | Interconnected | Trade Secret | Trade | RMT | RMT321 | Residential |  | Trade Secret | 2022 | 2023
20252-215912-02 | Xcel Energy | 85 | 13781 | IOU | 05344223 | 3.75 | Solar |  |  | Interconnected | Trade Secret | Trade | AFT | AFT321 | Residential |  | Trade Secret | 2022 | 2023
20252-215912-02 | Xcel Energy | 85 | 13781 | IOU | 05344229 | 7.04 | Solar |  |  | Interconnected | Trade Secret | Trade | ECK | ECK322 | Residential |  | Trade Secret | 2022 | 2023
20252-215912-02 | Xcel Energy | 85 | 13781 | IOU | 05344390 | 3.75 | Solar |  |  | Active Application | Trade Secret | Trade | TLK | TLK075 | Residential |  | Trade Secret | 2022
20252-215912-02 | Xcel Energy | 85 | 13781 | IOU | 05344421 | 7.68 | Solar |  |  | Interconnected | Trade Secret | Trade | ECK | ECK322 | Residential |  | Trade Secret | 2022 | 2023
20252-215912-02 | Xcel Energy | 85 | 13781 | IOU | 05344423 | 5.76 | Solar |  |  | Interconnected | Trade Secret | Trade | ECK | ECK322 | Residential |  | Trade Secret | 2022 | 2023
20252-215912-02 | Xcel Energy | 85 | 13781 | IOU | 05344460 | 7.448 | Solar |  |  | Interconnected | Trade Secret | Trade | MDT | MDT077 | Residential |  | Trade Secret | 2023 | 2023
20252-215912-02 | Xcel Energy | 85 | 13781 | IOU | 05344528 |  | Solar |  |  | Active Application | Trade Secret | Trade |  |  | Community Solar Garden | Solar*Rewards Community | Trade Secret | 2022
20252-215912-02 | Xcel Energy | 85 | 13781 | IOU | 05344548 | 1000 | Solar |  |  | Withdrawn | Trade Secret | Trade |  |  | Residential | Other | Trade Secret | 2022
20252-215912-02 | Xcel Energy | 85 | 13781 | IOU | 05344593 | 5.22 | Solar |  |  | Interconnected | Trade Secret | Trade | ALK | ALK072 | Residential |  | Trade Secret | 2023 | 2023
20252-215912-02 | Xcel Energy | 85 | 13781 | IOU | 05344608 | 9.28 | Solar |  |  | Interconnected | Trade Secret | Trade | DBL | DBL068 | Residential |  | Trade Secret | 2022 | 2023
20252-215912-02 | Xcel Energy | 85 | 13781 | IOU | 05344662 | 4.06 | Solar |  |  | Withdrawn | Trade Secret | Trade | WES | WES061 | Residential |  | Trade Secret | 2022
20252-215912-02 | Xcel Energy | 85 | 13781 | IOU | 05344713 | 12.18 | Solar |  |  | Interconnected | Trade Secret | Trade | UPP | UPP084 | Residential |  | Trade Secret | 2023 | 2023
20252-215912-02 | Xcel Energy | 85 | 13781 | IOU | 05344724 | 6.09 | Solar |  |  | Interconnected | Trade Secret | Trade | RAM | RAM072 | Residential |  | Trade Secret | 2022 | 2023
20252-215912-02 | Xcel Energy | 85 | 13781 | IOU | 05344817 | 5.052 | Solar |  |  | Interconnected | Trade Secret | Trade | SLP | SLP092 | Residential |  | Trade Secret | 2022 | 2023
20252-215912-02 | Xcel Energy | 85 | 13781 | IOU | 05344829 | 4.06 | Solar |  |  | Interconnected | Trade Secret | Trade | TWL | TWL089 | Residential |  | Trade Secret | 2022 | 2023
20252-215912-02 | Xcel Energy | 85 | 13781 | IOU | 05344888 | 4.64 | Solar |  |  | Interconnected | Trade Secret | Trade | ECK | ECK322 | Residential |  | Trade Secret | 2022 | 2023
20252-215912-02 | Xcel Energy | 85 | 13781 | IOU | 05344912 | 7.54 | Solar |  |  | Withdrawn | Trade Secret | Trade | TLK | TLK064 | Residential |  | Trade Secret | 2022
20252-215912-02 | Xcel Energy | 85 | 13781 | IOU | 05344938 | 15.08 | Solar |  |  | Interconnected | Trade Secret | Trade | BLC | BLC062 | Residential |  | Trade Secret | 2023 | 2023
20252-215912-02 | Xcel Energy | 85 | 13781 | IOU | 05345072 | 6.09 | Solar |  |  | Withdrawn | Trade Secret | Trade | OAD | OAD072 | Residential |  | Trade Secret | 2022
20252-215912-02 | Xcel Energy | 85 | 13781 | IOU | 05345478 | 5.584 | Solar |  |  | Interconnected | Trade Secret | Trade | WAB | WAB031 | Residential | Solar*Rewards | Trade Secret | 2023 | 2023
20252-215912-02 | Xcel Energy | 85 | 13781 | IOU | 05345769 | 5.8 | Solar |  |  | Interconnected | Trade Secret | Trade | RIV | RIV063 | Residential |  | Trade Secret | 2023 | 2023
20252-215912-02 | Xcel Energy | 85 | 13781 | IOU | 05345943 | 5.8 | Solar |  |  | Interconnected | Trade Secret | Trade | SLP | SLP081 | Residential |  | Trade Secret | 2023 | 2023
20252-215912-02 | Xcel Energy | 85 | 13781 | IOU | 05346046 | 7.25 | Solar |  |  | Withdrawn | Trade Secret | Trade | AFT | AFT315 | Residential |  | Trade Secret | 2022
20252-215912-02 | Xcel Energy | 85 | 13781 | IOU | 05346069 | 8.7 | Solar |  |  | Interconnected | Trade Secret | Trade | FSL | FSL311 | Residential |  | Trade Secret | 2022 | 2023
20252-215912-02 | Xcel Energy | 85 | 13781 | IOU | 05346131 |  |  |  |  | Active Application | Trade Secret | Trade |  |  | Residential |  | Trade Secret | 2022
20252-215912-02 | Xcel Energy | 85 | 13781 | IOU | 05346162 |  |  |  |  | Active Application | Trade Secret | Trade |  |  | Residential |  | Trade Secret | 2022
20252-215912-02 | Xcel Energy | 85 | 13781 | IOU | 05346167 | 5.22 | Solar |  |  | Interconnected | Trade Secret | Trade | RRK | RRK082 | Residential |  | Trade Secret | 2022 | 2023
20252-215912-02 | Xcel Energy | 85 | 13781 | IOU | 05346198 | 2.32 | Solar |  |  | Interconnected | Trade Secret | Trade | MEL | MEL088 | Residential |  | Trade Secret | 2022 | 2023
20252-215912-02 | Xcel Energy | 85 | 13781 | IOU | 05346226 | 4.93 | Solar |  |  | Interconnected | Trade Secret | Trade | WES | WES076 | Residential |  | Trade Secret | 2023 | 2023
20252-215912-02 | Xcel Energy | 85 | 13781 | IOU | 05346261 | 2.9 | Solar |  |  | Interconnected | Trade Secret | Trade | WES | WES076 | Residential |  | Trade Secret | 2022 | 2023
20252-215912-02 | Xcel Energy | 85 | 13781 | IOU | 05346311 | 7.625 | Solar |  |  | Interconnected | Trade Secret | Trade | TWL | TWL062 | Residential |  | Trade Secret | 2023 | 2023
20252-215912-02 | Xcel Energy | 85 | 13781 | IOU | 05346343 |  |  |  |  | Active Application | Trade Secret | Trade |  |  | Residential |  | Trade Secret | 2022
20252-215912-02 | Xcel Energy | 85 | 13781 | IOU | 05346349 |  | Solar |  |  | Withdrawn | Trade Secret | Trade | HYL | HYL071 | Residential | Solar*Rewards | Trade Secret | 2022
20252-215912-02 | Xcel Energy | 85 | 13781 | IOU | 05346353 | 3.77 | Solar |  |  | Interconnected | Trade Secret | Trade | RMT | RMT321 | Residential |  | Trade Secret | 2022 | 2023
20252-215912-02 | Xcel Energy | 85 | 13781 | IOU | 05346652 | 5.12 | Solar |  |  | Interconnected | Trade Secret | Trade | WTN | WTN062 | Residential |  | Trade Secret | 2023 | 2023
20252-215912-02 | Xcel Energy | 85 | 13781 | IOU | 05346713 | 2.61 | Solar |  |  | Withdrawn | Trade Secret | Trade | IDA | IDA074 | Residential |  | Trade Secret | 2022
20252-215912-02 | Xcel Energy | 85 | 13781 | IOU | 05346716 | 2.61 | Solar |  |  | Interconnected | Trade Secret | Trade | IDA | IDA074 | Residential |  | Trade Secret | 2022 | 2023
20252-215912-02 | Xcel Energy | 85 | 13781 | IOU | 05346753 | 7.83 | Solar |  |  | Interconnected | Trade Secret | Trade | HEN | HEN021 | Residential |  | Trade Secret | 2023 | 2023
20252-215912-02 | Xcel Energy | 85 | 13781 | IOU | 05346867 |  | Solar |  |  | Active Application | Trade Secret | Trade | RRK | RRK082 | Residential | Solar*Rewards | Trade Secret | 2022
20252-215912-02 | Xcel Energy | 85 | 13781 | IOU | 05346879 | 4.93 | Solar |  |  | Withdrawn | Trade Secret | Trade | WDY | WDY311 | Residential | Solar*Rewards | Trade Secret | 2022
20252-215912-02 | Xcel Energy | 85 | 13781 | IOU | 05346928 | 4.93 | Solar |  |  | Interconnected | Trade Secret | Trade | SOU | SOU079 | Residential |  | Trade Secret | 2022 | 2023
20252-215912-02 | Xcel Energy | 85 | 13781 | IOU | 05347222 | 3.19 | Solar |  |  | Interconnected | Trade Secret | Trade | RAM | RAM064 | Residential |  | Trade Secret | 2022 | 2023
20252-215912-02 | Xcel Energy | 85 | 13781 | IOU | 05347331 | 6.67 | Solar |  |  | Interconnected | Trade Secret | Trade | UPP | UPP066 | Residential |  | Trade Secret | 2023 | 2023
20252-215912-02 | Xcel Energy | 85 | 13781 | IOU | 05348402 | 5.22 | Solar |  |  | Active Application | Trade Secret | Trade | MHW | MHW311 | Residential |  | Trade Secret | 2022
20252-215912-02 | Xcel Energy | 85 | 13781 | IOU | 05348616 | 7.68 | Solar |  |  | Interconnected | Trade Secret | Trade | PBE | PBE061 | Residential |  | Trade Secret | 2022 | 2023
20252-215912-02 | Xcel Energy | 85 | 13781 | IOU | 05348779 | 7.04 | Solar |  |  | Interconnected | Trade Secret | Trade | WCR | WCR322 | Residential |  | Trade Secret | 2023 | 2023
20252-215912-02 | Xcel Energy | 85 | 13781 | IOU | 05348950 |  |  |  |  | Active Application | Trade Secret | Trade |  |  | Residential |  | Trade Secret | 2022
20252-215912-02 | Xcel Energy | 85 | 13781 | IOU | 05348973 | 7.68 | Solar |  |  | Interconnected | Trade Secret | Trade | WCR | WCR322 | Residential |  | Trade Secret | 2022 | 2023
20252-215912-02 | Xcel Energy | 85 | 13781 | IOU | 05348997 | 4.06 | Solar |  |  | Interconnected | Trade Secret | Trade | WIL | WIL081 | Residential |  | Trade Secret | 2022 | 2023
20252-215912-02 | Xcel Energy | 85 | 13781 | IOU | 05349033 | 5.22 | Solar |  |  | Active Application | Trade Secret | Trade | MHW | MHW311 | Residential |  | Trade Secret | 2023
20252-215912-02 | Xcel Energy | 85 | 13781 | IOU | 05349073 | 5.8 | Solar |  |  | Interconnected | Trade Secret | Trade | MPK | MPK083 | Residential |  | Trade Secret | 2022 | 2023
20252-215912-02 | Xcel Energy | 85 | 13781 | IOU | 05349104 | 4.35 | Solar |  |  | Interconnected | Trade Secret | Trade | CHE | CHE076 | Residential |  | Trade Secret | 2023 | 2023
20252-215912-02 | Xcel Energy | 85 | 13781 | IOU | 05349116 | 2.61 | Solar |  |  | Interconnected | Trade Secret | Trade | WIL | WIL063 | Residential |  | Trade Secret | 2023 | 2023
20252-215912-02 | Xcel Energy | 85 | 13781 | IOU | 05349505 | 39.705 | Solar |  |  | Interconnected | Trade Secret | Trade | AFT | AFT314 | Residential |  | Trade Secret | 2022 | 2024
20252-215912-02 | Xcel Energy | 85 | 13781 | IOU | 05349602 |  | Solar |  |  | Withdrawn | Trade Secret | Trade |  |  | Residential | Solar*Rewards | Trade Secret | 2022
20252-215912-02 | Xcel Energy | 85 | 13781 | IOU | 05350325 |  | Solar |  |  | Withdrawn | Trade Secret | Trade |  |  | Residential | Solar*Rewards | Trade Secret | 2022
20252-215912-02 | Xcel Energy | 85 | 13781 | IOU | 05350978 | 4.93 |  |  |  | Active Application | Trade Secret | Trade | SOU | SOU069 | Residential |  | Trade Secret | 2022
20252-215912-02 | Xcel Energy | 85 | 13781 | IOU | 05351019 |  |  |  |  | Active Application | Trade Secret | Trade |  |  | Residential |  | Trade Secret | 2022
20252-215912-02 | Xcel Energy | 85 | 13781 | IOU | 05351092 | 10.24 | Solar |  |  | Interconnected | Trade Secret | Trade | WCR | WCR322 | Residential |  | Trade Secret | 2023 | 2023
20252-215912-02 | Xcel Energy | 85 | 13781 | IOU | 05351574 | 8.12 | Solar |  |  | Interconnected | Trade Secret | Trade | HSN | HSN321 | Residential |  | Trade Secret | 2023 | 2023
20252-215912-02 | Xcel Energy | 85 | 13781 | IOU | 05351860 | 4.64 | Solar |  |  | Withdrawn | Trade Secret | Trade | SAV | SAV063 | Residential |  | Trade Secret | 2022
20252-215912-02 | Xcel Energy | 85 | 13781 | IOU | 05351946 | 13.44 | Solar |  |  | Interconnected | Trade Secret | Trade | STY | STY072 | Residential |  | Trade Secret | 2023 | 2023
20252-215912-02 | Xcel Energy | 85 | 13781 | IOU | 05352052 | 5.8 | Solar |  |  | Withdrawn | Trade Secret | Trade | ECK | ECK062 | Residential | Solar*Rewards | Trade Secret | 2022
20252-215912-02 | Xcel Energy | 85 | 13781 | IOU | 05352601 | 3.19 |  |  |  | Active Application | Trade Secret | Trade | SOU | SOU083 | Residential |  | Trade Secret | 2022
20252-215912-02 | Xcel Energy | 85 | 13781 | IOU | 05352603 | 8.99 | Solar |  |  | Active Application | Trade Secret | Trade | CGR | CGR063 | Residential |  | Trade Secret | 2023
20252-215912-02 | Xcel Energy | 85 | 13781 | IOU | 05352850 | 11.05 | Solar |  |  | Interconnected | Trade Secret | Trade | HSN | HSN322 | Residential |  | Trade Secret | 2023 | 2023
20252-215912-02 | Xcel Energy | 85 | 13781 | IOU | 05352893 | 9.57 | Solar |  |  | Active Application | Trade Secret | Trade | CHE | CHE065 | Residential |  | Trade Secret | 2022
20252-215912-02 | Xcel Energy | 85 | 13781 | IOU | 05352990 | 5.8 | Solar |  |  | Active Application | Trade Secret | Trade | CHE | CHE065 | Residential |  | Trade Secret | 2022
20252-215912-02 | Xcel Energy | 85 | 13781 | IOU | 05352995 | 15.2 | Solar |  |  | Interconnected | Trade Secret | Trade | YAM | YAM031 | Residential | Solar*Rewards | Trade Secret | 2023 | 2023
20252-215912-02 | Xcel Energy | 85 | 13781 | IOU | 05353048 | 14.21 | Solar |  |  | Active Application | Trade Secret | Trade | STY | STY061 | Residential |  | Trade Secret | 2022
20252-215912-02 | Xcel Energy | 85 | 13781 | IOU | 05353135 | 11.02 | Solar |  |  | Withdrawn | Trade Secret | Trade | FRM | FRM071 | Residential |  | Trade Secret | 2023
20252-215912-02 | Xcel Energy | 85 | 13781 | IOU | 05353178 | 5.51 | Solar |  |  | Interconnected | Trade Secret | Trade | WES | WES076 | Residential |  | Trade Secret | 2023 | 2023
20252-215912-02 | Xcel Energy | 85 | 13781 | IOU | 05353613 |  | Solar |  |  | Active Application | Trade Secret | Trade |  |  | Residential | Solar*Rewards | Trade Secret | 2022
20252-215912-02 | Xcel Energy | 85 | 13781 | IOU | 05353876 | 8.99 | Solar |  |  | Interconnected | Trade Secret | Trade | AFT | AFT321 | Residential |  | Trade Secret | 2023 | 2023
20252-215912-02 | Xcel Energy | 85 | 13781 | IOU | 05353911 | 5.51 | Solar |  |  | Interconnected | Trade Secret | Trade | HYL | HYL063 | Residential |  | Trade Secret | 2023 | 2023
20252-215912-02 | Xcel Energy | 85 | 13781 | IOU | 05353913 | 3.19 | Solar |  |  | Interconnected | Trade Secret | Trade | CHE | CHE076 | Residential |  | Trade Secret | 2023 | 2023
20252-215912-02 | Xcel Energy | 85 | 13781 | IOU | 05353914 | 80 | Solar |  |  | Interconnected | Trade Secret | Trade | RVA | RVA062 | Commercial |  | Trade Secret | 2023 | 2023
20252-215912-02 | Xcel Energy | 85 | 13781 | IOU | 05353921 | 4.93 | Solar |  |  | Interconnected | Trade Secret | Trade | RRK | RRK082 | Residential |  | Trade Secret | 2023 | 2023
20252-215912-02 | Xcel Energy | 85 | 13781 | IOU | 05353939 | 4.35 | Solar |  |  | Withdrawn | Trade Secret | Trade | WAV | WAV021 | Residential |  | Trade Secret | 2023
20252-215912-02 | Xcel Energy | 85 | 13781 | IOU | 05353944 | 10.44 | Solar |  |  | Active Application | Trade Secret | Trade | AFT | AFT322 | Residential |  | Trade Secret | 2022
20252-215912-02 | Xcel Energy | 85 | 13781 | IOU | 05353964 | 3.19 | Solar |  |  | Interconnected | Trade Secret | Trade | SOU | SOU079 | Residential |  | Trade Secret | 2023 | 2023
20252-215912-02 | Xcel Energy | 85 | 13781 | IOU | 05353983 | 7.616 | Solar |  |  | Interconnected | Trade Secret | Trade | RAM | RAM071 | Residential |  | Trade Secret | 2023 | 2023
20252-215912-02 | Xcel Energy | 85 | 13781 | IOU | 05354003 | 7.54 |  |  |  | Active Application | Trade Secret | Trade | RRK | RRK064 | Residential |  | Trade Secret | 2022
20252-215912-02 | Xcel Energy | 85 | 13781 | IOU | 05354008 | 3.77 | Solar |  |  | Interconnected | Trade Secret | Trade | RRK | RRK064 | Residential |  | Trade Secret | 2023 | 2023
20252-215912-02 | Xcel Energy | 85 | 13781 | IOU | 05354090 | 4.64 | Solar |  |  | Interconnected | Trade Secret | Trade | SLP | SLP073 | Residential |  | Trade Secret | 2023 | 2023
20252-215912-02 | Xcel Energy | 85 | 13781 | IOU | 05354094 | 2.9 |  |  |  | Active Application | Trade Secret | Trade | SOU | SOU083 | Residential |  | Trade Secret | 2022
20252-215912-02 | Xcel Energy | 85 | 13781 | IOU | 05354147 | 3.48 | Solar |  |  | Interconnected | Trade Secret | Trade | OAD | OAD061 | Residential |  | Trade Secret | 2023 | 2023
20252-215912-02 | Xcel Energy | 85 | 13781 | IOU | 05356454 | 5.22 | Solar |  |  | Interconnected | Trade Secret | Trade | CGR | CGR061 | Residential | Solar*Rewards | Trade Secret | 2023 | 2023
20252-215912-02 | Xcel Energy | 85 | 13781 | IOU | 05356470 | 39.976 | Solar |  |  | Interconnected | Trade Secret | Trade | WEF | WEF071 | Residential | Solar*Rewards | Trade Secret | 2023 | 2024
20252-215912-02 | Xcel Energy | 85 | 13781 | IOU | 05356472 | 9.994 | Solar |  |  | Interconnected | Trade Secret | Trade | OAD | OAD063 | Residential | Solar*Rewards | Trade Secret | 2023 | 2023
20252-215912-02 | Xcel Energy | 85 | 13781 | IOU | 05356473 | 6.046 | Solar |  |  | Interconnected | Trade Secret | Trade | UPP | UPP084 | Residential | Solar*Rewards | Trade Secret | 2023 | 2023
20252-215912-02 | Xcel Energy | 85 | 13781 | IOU | 05356475 | 11.39 | Solar |  |  | Interconnected | Trade Secret | Trade | WYO | WYO031 | Residential | Solar*Rewards | Trade Secret | 2023 | 2023
20252-215912-02 | Xcel Energy | 85 | 13781 | IOU | 05356476 | 5.052 | Solar |  |  | Interconnected | Trade Secret | Trade | ALD | ALD084 | Residential | Solar*Rewards | Trade Secret | 2023 | 2023
20252-215912-02 | Xcel Energy | 85 | 13781 | IOU | 05356482 | 2.962 | Solar |  |  | Interconnected | Trade Secret | Trade | ALD | ALD072 | Residential | Solar*Rewards | Trade Secret | 2023 | 2023
20252-215912-02 | Xcel Energy | 85 | 13781 | IOU | 05356483 | 3.75 | Solar |  |  | Interconnected | Trade Secret | Trade | ALD | ALD084 | Residential | Solar*Rewards | Trade Secret | 2023 | 2023
20252-215912-02 | Xcel Energy | 85 | 13781 | IOU | 05356485 | 39.976 | Solar |  |  | Withdrawn | Trade Secret | Trade | DND | DND071 | Commercial |  | Trade Secret | 2023
20252-215912-02 | Xcel Energy | 85 | 13781 | IOU | 05356486 | 9.994 | Solar |  |  | Interconnected | Trade Secret | Trade | WSG | WSG076 | Residential | Solar*Rewards | Trade Secret | 2023 | 2023
20252-215912-02 | Xcel Energy | 85 | 13781 | IOU | 05356487 | 7.616 | Solar |  |  | Interconnected | Trade Secret | Trade | APA | APA071 | Residential | Solar*Rewards | Trade Secret | 2023 | 2023
20252-215912-02 | Xcel Energy | 85 | 13781 | IOU | 05356493 | 9.994 | Solar |  |  | Interconnected | Trade Secret | Trade | SAV | SAV069 | Residential | Solar*Rewards | Trade Secret | 2023 | 2023
20252-215912-02 | Xcel Energy | 85 | 13781 | IOU | 05356497 | 6.046 | Solar |  |  | Interconnected | Trade Secret | Trade | ECK | ECK322 | Residential | Solar*Rewards | Trade Secret | 2023 | 2023
20252-215912-02 | Xcel Energy | 85 | 13781 | IOU | 05356501 | 5.052 | Solar |  |  | Interconnected | Trade Secret | Trade | WDY | WDY311 | Residential | Solar*Rewards | Trade Secret | 2023 | 2023
20252-215912-02 | Xcel Energy | 85 | 13781 | IOU | 05356506 | 6.046 | Solar |  |  | Interconnected | Trade Secret | Trade | RAM | RAM073 | Residential | Solar*Rewards | Trade Secret | 2023 | 2023
20252-215912-02 | Xcel Energy | 85 | 13781 | IOU | 05356541 | 11.4 | Solar |  |  | Withdrawn | Trade Secret | Trade | SMT | SMT061 | Commercial | Solar*Rewards | Trade Secret | 2023
20252-215912-02 | Xcel Energy | 85 | 13781 | IOU | 05356547 | 6.09 | Solar |  |  | Interconnected | Trade Secret | Trade | MPK | MPK074 | Residential | Solar*Rewards | Trade Secret | 2023 | 2023
20252-215912-02 | Xcel Energy | 85 | 13781 | IOU | 05356556 | 7.616 | Solar |  |  | Interconnected | Trade Secret | Trade | AHI | AHI025 | Residential | Solar*Rewards | Trade Secret | 2023 | 2023
20252-215912-02 | Xcel Energy | 85 | 13781 | IOU | 05356557 |  | Solar |  |  | Withdrawn | Trade Secret | Trade |  |  | Residential | Solar*Rewards | Trade Secret | 2023
20252-215912-02 | Xcel Energy | 85 | 13781 | IOU | 05356559 | 9.994 | Solar |  |  | Interconnected | Trade Secret | Trade | HUG | HUG322 | Residential | Solar*Rewards | Trade Secret | 2023 | 2023
20252-215912-02 | Xcel Energy | 85 | 13781 | IOU | 05356566 | 9.28 | Solar |  |  | Interconnected | Trade Secret | Trade | MOL | MOL068 | Residential | Solar*Rewards | Trade Secret | 2023 | 2023
20252-215912-02 | Xcel Energy | 85 | 13781 | IOU | 05356567 | 39.99 | Solar |  |  | Interconnected | Trade Secret | Trade | MPK | MPK078 | Commercial | Solar*Rewards | Trade Secret | 2023 | 2024
20252-215912-02 | Xcel Energy | 85 | 13781 | IOU | 05356569 | 13.05 | Solar |  | X | Interconnected | Trade Secret | Trade | LEX | LEX332 | Residential | Solar*Rewards | Trade Secret | 2023 | 2024
20252-215912-02 | Xcel Energy | 85 | 13781 | IOU | 05356570 | 4.35 | Solar |  |  | Interconnected | Trade Secret | Trade | MPK | MPK063 | Residential | Solar*Rewards | Trade Secret | 2023 | 2023
20252-215912-02 | Xcel Energy | 85 | 13781 | IOU | 05356572 |  | Solar |  |  | Withdrawn | Trade Secret | Trade |  |  | Residential | Solar*Rewards | Trade Secret | 2023
20252-215912-02 | Xcel Energy | 85 | 13781 | IOU | 05356573 | 6.38 | Solar |  |  | Interconnected | Trade Secret | Trade | AFT | AFT321 | Residential | Solar*Rewards | Trade Secret | 2023 | 2023
20252-215912-02 | Xcel Energy | 85 | 13781 | IOU | 05356574 | 4.188 | Solar |  |  | Withdrawn | Trade Secret | Trade | SOU | SOU072 | Residential | Solar*Rewards | Trade Secret | 2023
20252-215912-02 | Xcel Energy | 85 | 13781 | IOU | 05356575 | 8.376 | Solar |  |  | Interconnected | Trade Secret | Trade | AFT | AFT322 | Residential | Solar*Rewards | Trade Secret | 2023 | 2023
20252-215912-02 | Xcel Energy | 85 | 13781 | IOU | 05356576 | 11.866 | Solar |  |  | Interconnected | Trade Secret | Trade | RAM | RAM062 | Residential | Solar*Rewards | Trade Secret | 2023 | 2023
20252-215912-02 | Xcel Energy | 85 | 13781 | IOU | 05356577 | 6.38 | Solar |  |  | Interconnected | Trade Secret | Trade | BCR | BCR083 | Residential | Solar*Rewards | Trade Secret | 2023 | 2023
20252-215912-02 | Xcel Energy | 85 | 13781 | IOU | 05356578 | 6.96 | Solar |  |  | Interconnected | Trade Secret | Trade | WES | WES073 | Residential | Solar*Rewards | Trade Secret | 2023 | 2023
20252-215912-02 | Xcel Energy | 85 | 13781 | IOU | 05356580 | 5.584 | Solar |  |  | Interconnected | Trade Secret | Trade | TER | TER062 | Residential | Solar*Rewards | Trade Secret | 2023 | 2025
20252-215912-02 | Xcel Energy | 85 | 13781 | IOU | 05356581 | 11.39 | Solar |  |  | Interconnected | Trade Secret | Trade | GLK | GLK063 | Residential | Solar*Rewards | Trade Secret | 2023 | 2023
20252-215912-02 | Xcel Energy | 85 | 13781 | IOU | 05356582 | 9.772 | Solar |  |  | Interconnected | Trade Secret | Trade | APA | APA069 | Residential | Solar*Rewards | Trade Secret | 2023 | 2023
20252-215912-02 | Xcel Energy | 85 | 13781 | IOU | 05356584 | 8.12 | Solar |  |  | Withdrawn | Trade Secret | Trade | LLK | LLK071 | Commercial | Solar*Rewards | Trade Secret | 2023
20252-215912-02 | Xcel Energy | 85 | 13781 | IOU | 05356585 | 6.3 | Solar |  |  | Active Application | Trade Secret | Trade | DAS | DAS061 | Residential | Solar*Rewards | Trade Secret | 2023
20252-215912-02 | Xcel Energy | 85 | 13781 | IOU | 05356587 | 5.584 | Solar |  |  | Interconnected | Trade Secret | Trade | WES | WES073 | Residential | Solar*Rewards | Trade Secret | 2023 | 2023
20252-215912-02 | Xcel Energy | 85 | 13781 | IOU | 05356589 | 23.04 | Solar |  |  | Withdrawn | Trade Secret | Trade | WTB | WTB021 | Residential | Solar*Rewards | Trade Secret | 2023
20252-215912-02 | Xcel Energy | 85 | 13781 | IOU | 05356591 | 5.91 | Solar |  |  | Interconnected | Trade Secret | Trade | LAC | LAC063 | Residential | Solar*Rewards | Trade Secret | 2023 | 2023
20252-215912-02 | Xcel Energy | 85 | 13781 | IOU | 05356592 | 29.982 | Solar |  |  | Withdrawn | Trade Secret | Trade | RPO | RPO312 | Residential | Solar*Rewards | Trade Secret | 2023
20252-215912-02 | Xcel Energy | 85 | 13781 | IOU | 05356599 | 39.75 | Solar |  |  | Interconnected | Trade Secret | Trade | WIL | WIL093 | Commercial | Solar*Rewards | Trade Secret | 2023 | 2024
20252-215912-02 | Xcel Energy | 85 | 13781 | IOU | 05356600 | 4.93 | Solar |  |  | Interconnected | Trade Secret | Trade | WIL | WIL073 | Residential | Solar*Rewards | Trade Secret | 2023 | 2023
20252-215912-02 | Xcel Energy | 85 | 13781 | IOU | 05356601 | 22.95 | Solar |  |  | Withdrawn | Trade Secret | Trade | MPK | MPK087 | Residential | Solar*Rewards | Trade Secret | 2023
20252-215912-02 | Xcel Energy | 85 | 13781 | IOU | 05356604 | 15.66 | Solar |  | X | Active Application | Trade Secret | Trade | SCA | SCA021 | Residential | Solar*Rewards | Trade Secret | 2023
20252-215912-02 | Xcel Energy | 85 | 13781 | IOU | 05356612 | 8.7 | Solar |  |  | Interconnected | Trade Secret | Trade | OPK | OPK077 | Residential | Solar*Rewards | Trade Secret | 2023 | 2023
20252-215912-02 | Xcel Energy | 85 | 13781 | IOU | 05356613 | 7.616 | Solar |  |  | Interconnected | Trade Secret | Trade | EDA | EDA073 | Residential | Solar*Rewards | Trade Secret | 2023 | 2023
20252-215912-02 | Xcel Energy | 85 | 13781 | IOU | 05356623 | 9.135 | Solar |  |  | Interconnected | Trade Secret | Trade | GLK | GLK061 | Residential | Solar*Rewards | Trade Secret | 2023 | 2023
20252-215912-02 | Xcel Energy | 85 | 13781 | IOU | 05356624 | 6.96 | Solar |  |  | Interconnected | Trade Secret | Trade | WIL | WIL061 | Residential | Solar*Rewards | Trade Secret | 2023 | 2023
20252-215912-02 | Xcel Energy | 85 | 13781 | IOU | 05356629 | 13.34 | Solar |  |  | Interconnected | Trade Secret | Trade | LEX | LEX061 | Residential | Solar*Rewards | Trade Secret | 2023 | 2023
20252-215912-02 | Xcel Energy | 85 | 13781 | IOU | 05356630 | 39.5 | Solar |  |  | Interconnected | Trade Secret | Trade | ECK | ECK341 | Commercial | Solar*Rewards | Trade Secret | 2023 | 2024
20252-215912-02 | Xcel Energy | 85 | 13781 | IOU | 05356631 | 9.994 | Solar |  |  | Interconnected | Trade Secret | Trade | UPP | UPP082 | Residential | Solar*Rewards | Trade Secret | 2023 | 2023
20252-215912-02 | Xcel Energy | 85 | 13781 | IOU | 05356632 | 6.96 | Solar |  |  | Interconnected | Trade Secret | Trade | ALD | ALD085 | Residential | Solar*Rewards | Trade Secret | 2023 | 2023
20252-215912-02 | Xcel Energy | 85 | 13781 | IOU | 05356635 | 6.98 | Solar |  |  | Interconnected | Trade Secret | Trade | SOU | SOU087 | Residential | Solar*Rewards | Trade Secret | 2023 | 2023
20252-215912-02 | Xcel Energy | 85 | 13781 | IOU | 05356636 | 11.6 | Solar |  |  | Interconnected | Trade Secret | Trade | GLK | GLK074 | Residential | Solar*Rewards | Trade Secret | 2023 | 2023
20252-215912-02 | Xcel Energy | 85 | 13781 | IOU | 05356638 | 5.99 | Solar |  |  | Interconnected | Trade Secret | Trade | OAD | OAD075 | Residential | Solar*Rewards | Trade Secret | 2023 | 2023
20252-215912-02 | Xcel Energy | 85 | 13781 | IOU | 05356645 | 16.455 | Solar |  | X | Active Application | Trade Secret | Trade | HAS | HAS033 | Residential | Solar*Rewards | Trade Secret | 2023
20252-215912-02 | Xcel Energy | 85 | 13781 | IOU | 05356647 | 8.725 | Solar |  |  | Interconnected | Trade Secret | Trade | AFT | AFT314 | Residential | Solar*Rewards | Trade Secret | 2023 | 2023
20252-215912-02 | Xcel Energy | 85 | 13781 | IOU | 05356648 | 12.564 | Solar |  |  | Interconnected | Trade Secret | Trade | AFT | AFT315 | Residential |  | Trade Secret | 2023 | 2023
20252-215912-02 | Xcel Energy | 85 | 13781 | IOU | 05356650 | 4.188 | Solar |  |  | Interconnected | Trade Secret | Trade | MND | MND061 | Residential | Solar*Rewards | Trade Secret | 2023 | 2023
20252-215912-02 | Xcel Energy | 85 | 13781 | IOU | 05356652 | 9.86 | Solar |  |  | Interconnected | Trade Secret | Trade | HOL | HOL072 | Residential | Solar*Rewards | Trade Secret | 2023 | 2023
20252-215912-02 | Xcel Energy | 85 | 13781 | IOU | 05356653 | 10.08 | Solar |  |  | Interconnected | Trade Secret | Trade | SOU | SOU064 | Residential | Solar*Rewards | Trade Secret | 2023 | 2023
20252-215912-02 | Xcel Energy | 85 | 13781 | IOU | 05356654 | 9.135 | Solar |  |  | Interconnected | Trade Secret | Trade | SLP | SLP082 | Residential | Solar*Rewards | Trade Secret | 2023 | 2023
20252-215912-02 | Xcel Energy | 85 | 13781 | IOU | 05356655 | 9.216 | Solar |  |  | Interconnected | Trade Secret | Trade | ALD | ALD073 | Residential | Solar*Rewards | Trade Secret | 2023 | 2023
20252-215912-02 | Xcel Energy | 85 | 13781 | IOU | 05356656 | 2.61 | Solar |  |  | Interconnected | Trade Secret | Trade | SOU | SOU083 | Residential | Solar*Rewards | Trade Secret | 2023 | 2023
20252-215912-02 | Xcel Energy | 85 | 13781 | IOU | 05356658 | 7.296 | Solar |  |  | Interconnected | Trade Secret | Trade | SOU | SOU063 | Residential | Solar*Rewards | Trade Secret | 2023 | 2023
20252-215912-02 | Xcel Energy | 85 | 13781 | IOU | 05356663 | 9.86 | Solar |  |  | Interconnected | Trade Secret | Trade | CTR | CTR031 | Residential | Solar*Rewards | Trade Secret | 2023 | 2023
20252-215912-02 | Xcel Energy | 85 | 13781 | IOU | 05356668 | 12.564 | Solar |  |  | Withdrawn | Trade Secret | Trade | ECK | ECK062 | Residential | Solar*Rewards | Trade Secret | 2023
20252-215912-02 | Xcel Energy | 85 | 13781 | IOU | 05356672 | 6.3 | Solar |  |  | Interconnected | Trade Secret | Trade | MPK | MPK074 | Residential | Solar*Rewards | Trade Secret | 2023 | 2025
20252-215912-02 | Xcel Energy | 85 | 13781 | IOU | 05356673 | 9.28 | Solar |  |  | Interconnected | Trade Secret | Trade | MPK | MPK085 | Residential | Solar*Rewards | Trade Secret | 2023 | 2023
20252-215912-02 | Xcel Energy | 85 | 13781 | IOU | 05356674 | 12.47 | Solar |  |  | Interconnected | Trade Secret | Trade | RPO | RPO311 | Residential | Solar*Rewards | Trade Secret | 2023 | 2023
20252-215912-02 | Xcel Energy | 85 | 13781 | IOU | 05356677 | 7.56 | Solar |  |  | Interconnected | Trade Secret | Trade | RLK | RLK071 | Residential | Solar*Rewards | Trade Secret | 2023 | 2023
20252-215912-02 | Xcel Energy | 85 | 13781 | IOU | 05356679 | 5.235 | Solar |  |  | Interconnected | Trade Secret | Trade | HUG | HUG321 | Residential | Solar*Rewards | Trade Secret | 2023 | 2023
20252-215912-02 | Xcel Energy | 85 | 13781 | IOU | 05356680 | 17.61 | Solar |  |  | Withdrawn | Trade Secret | Trade | ALD | ALD082 | Commercial | Solar*Rewards | Trade Secret | 2023
20252-215912-02 | Xcel Energy | 85 | 13781 | IOU | 05356681 | 12.564 | Solar |  |  | Interconnected | Trade Secret | Trade | GLK | GLK065 | Residential | Solar*Rewards | Trade Secret | 2023 | 2023
20252-215912-02 | Xcel Energy | 85 | 13781 | IOU | 05356682 | 17.3 | Solar |  |  | Interconnected | Trade Secret | Trade | SHP | SHP071 | Commercial | Solar*Rewards | Trade Secret | 2023 | 2024
20252-215912-02 | Xcel Energy | 85 | 13781 | IOU | 05356685 | 4.188 | Solar |  |  | Interconnected | Trade Secret | Trade | SOU | SOU064 | Residential | Solar*Rewards | Trade Secret | 2023 | 2023
20252-215912-02 | Xcel Energy | 85 | 13781 | IOU | 05356687 | 44.928 | Solar |  |  | Interconnected | Trade Secret | Trade | WSG | WSG076 | Residential | Solar*Rewards | Trade Secret | 2023 | 2023
20252-215912-02 | Xcel Energy | 85 | 13781 | IOU | 05356688 | 9.423 | Solar |  |  | Interconnected | Trade Secret | Trade | CGR | CGR072 | Residential | Solar*Rewards | Trade Secret | 2023 | 2023
20252-215912-02 | Xcel Energy | 85 | 13781 | IOU | 05356692 | 6.09 | Solar |  |  | Interconnected | Trade Secret | Trade | MPK | MPK063 | Residential | Solar*Rewards | Trade Secret | 2023 | 2023
20252-215912-02 | Xcel Energy | 85 | 13781 | IOU | 05356693 | 7.616 | Solar |  |  | Interconnected | Trade Secret | Trade | LLK | LLK072 | Residential | Solar*Rewards | Trade Secret | 2023 | 2023
20252-215912-02 | Xcel Energy | 85 | 13781 | IOU | 05356697 | 8.19 | Solar |  | X | Interconnected | Trade Secret | Trade | IDA | IDA071 | Residential | Solar*Rewards | Trade Secret | 2023 | 2023
20252-215912-02 | Xcel Energy | 85 | 13781 | IOU | 05356702 | 6.96 | Solar |  |  | Interconnected | Trade Secret | Trade | RLK | RLK071 | Residential | Solar*Rewards | Trade Secret | 2023 | 2023
20252-215912-02 | Xcel Energy | 85 | 13781 | IOU | 05356705 | 6.96 | Solar |  |  | Active Application | Trade Secret | Trade | RSP | RSP061 | Residential | Solar*Rewards | Trade Secret | 2023
20252-215912-02 | Xcel Energy | 85 | 13781 | IOU | 05356708 | 39.75 | Solar |  |  | Withdrawn | Trade Secret | Trade |  |  | Commercial | Solar*Rewards | Trade Secret | 2023
20252-215912-02 | Xcel Energy | 85 | 13781 | IOU | 05356709 | 7.54 | Solar |  |  | Withdrawn | Trade Secret | Trade | PKL | PKL063 | Residential | Solar*Rewards | Trade Secret | 2023
20252-215912-02 | Xcel Energy | 85 | 13781 | IOU | 05356710 | 5.052 | Solar |  |  | Interconnected | Trade Secret | Trade | GLK | GLK074 | Commercial | Solar*Rewards | Trade Secret | 2023 | 2023
20252-215912-02 | Xcel Energy | 85 | 13781 | IOU | 05356715 | 4.725 | Solar |  |  | Interconnected | Trade Secret | Trade | WES | WES062 | Residential | Solar*Rewards | Trade Secret | 2023 | 2023
20252-215912-02 | Xcel Energy | 85 | 13781 | IOU | 05356716 | 2.792 | Solar |  |  | Interconnected | Trade Secret | Trade | MPK | MPK074 | Residential | Solar*Rewards | Trade Secret | 2023 | 2023
20252-215912-02 | Xcel Energy | 85 | 13781 | IOU | 05356718 | 17.61 | Solar |  |  | Interconnected | Trade Secret | Trade | ALD | ALD076 | Commercial | Solar*Rewards | Trade Secret | 2023 | 2024
20252-215912-02 | Xcel Energy | 85 | 13781 | IOU | 05356720 | 13.96 | Solar |  |  | Interconnected | Trade Secret | Trade | RAM | RAM077 | Residential | Solar*Rewards | Trade Secret | 2023 | 2023
20252-215912-02 | Xcel Energy | 85 | 13781 | IOU | 05356722 | 8.99 | Solar |  |  | Interconnected | Trade Secret | Trade | RRK | RRK064 | Residential | Solar*Rewards | Trade Secret | 2023 | 2023
20252-215912-02 | Xcel Energy | 85 | 13781 | IOU | 05356723 | 13.265 | Solar |  | X | Interconnected | Trade Secret | Trade | HUG | HUG312 | Residential | Solar*Rewards | Trade Secret | 2023 | 2023
20252-215912-02 | Xcel Energy | 85 | 13781 | IOU | 05356725 | 10.121 | Solar |  |  | Interconnected | Trade Secret | Trade | EDP | EDP091 | Residential | Solar*Rewards | Trade Secret | 2023 | 2023
20252-215912-02 | Xcel Energy | 85 | 13781 | IOU | 05356726 | 3.141 | Solar |  |  | Withdrawn | Trade Secret | Trade | ALD | ALD076 | Residential | Solar*Rewards | Trade Secret | 2023
20252-215912-02 | Xcel Energy | 85 | 13781 | IOU | 05356729 | 3.747 | Solar |  |  | Interconnected | Trade Secret | Trade | SOU | SOU063 | Residential | Solar*Rewards | Trade Secret | 2023 | 2023
20252-215912-02 | Xcel Energy | 85 | 13781 | IOU | 05356732 | 4.35 | Solar |  |  | Interconnected | Trade Secret | Trade | HWW | HWW062 | Residential | Solar*Rewards | Trade Secret | 2023 | 2023
20252-215912-02 | Xcel Energy | 85 | 13781 | IOU | 05356733 | 2.205 | Solar |  |  | Withdrawn | Trade Secret | Trade | MPK | MPK074 | Residential | Solar*Rewards | Trade Secret | 2023
20252-215912-02 | Xcel Energy | 85 | 13781 | IOU | 05356737 | 9.28 | Solar |  |  | Interconnected | Trade Secret | Trade | AFT | AFT322 | Residential | Solar*Rewards | Trade Secret | 2023 | 2023
20252-215912-02 | Xcel Energy | 85 | 13781 | IOU | 05356741 | 7.678 | Solar |  |  | Interconnected | Trade Secret | Trade | APA | APA076 | Residential | Solar*Rewards | Trade Secret | 2023 | 2023
20252-215912-02 | Xcel Energy | 85 | 13781 | IOU | 05356742 | 23 | Solar |  |  | Interconnected | Trade Secret | Trade | SOU | SOU084 | Commercial | Solar*Rewards | Trade Secret | 2023 | 2024
20252-215912-02 | Xcel Energy | 85 | 13781 | IOU | 05356743 | 8.7 | Solar |  |  | Withdrawn | Trade Secret | Trade | APA | APA068 | Residential | Solar*Rewards | Trade Secret | 2023
20252-215912-02 | Xcel Energy | 85 | 13781 | IOU | 05356748 | 4.93 | Solar |  |  | Withdrawn | Trade Secret | Trade | WES | WES074 | Residential | Solar*Rewards | Trade Secret | 2023
20252-215912-02 | Xcel Energy | 85 | 13781 | IOU | 05356751 | 3.48 | Solar |  |  | Interconnected | Trade Secret | Trade | MPK | MPK074 | Residential | Solar*Rewards | Trade Secret | 2023 | 2023
20252-215912-02 | Xcel Energy | 85 | 13781 | IOU | 05356754 | 11.34 | Solar |  |  | Interconnected | Trade Secret | Trade | RLK | RLK071 | Residential | Solar*Rewards | Trade Secret | 2023 | 2023
20252-215912-02 | Xcel Energy | 85 | 13781 | IOU | 05356755 | 8.376 | Solar |  |  | Interconnected | Trade Secret | Trade | WSG | WSG071 | Residential | Solar*Rewards | Trade Secret | 2023 | 2023
20252-215912-02 | Xcel Energy | 85 | 13781 | IOU | 05356756 | 9.994 | Solar |  |  | Withdrawn | Trade Secret | Trade | APA | APA061 | Residential | Solar*Rewards | Trade Secret | 2023
20252-215912-02 | Xcel Energy | 85 | 13781 | IOU | 05356757 | 4.64 | Solar |  |  | Active Application | Trade Secret | Trade | DBL | DBL060 | Commercial | Solar*Rewards | Trade Secret | 2023
20252-215912-02 | Xcel Energy | 85 | 13781 | IOU | 05356762 | 6.615 | Solar |  |  | Interconnected | Trade Secret | Trade | WDY | WDY322 | Residential | Solar*Rewards | Trade Secret | 2023 | 2023
20252-215912-02 | Xcel Energy | 85 | 13781 | IOU | 05356766 | 10.44 | Solar |  |  | Interconnected | Trade Secret | Trade | GSL | GSL061 | Residential | Solar*Rewards | Trade Secret | 2023 | 2023
20252-215912-02 | Xcel Energy | 85 | 13781 | IOU | 05356768 | 19.38 | Solar |  | X | Interconnected | Trade Secret | Trade | GNL | GNL072 | Residential | Solar*Rewards | Trade Secret | 2023 | 2023
20252-215912-02 | Xcel Energy | 85 | 13781 | IOU | 05356771 | 12.47 | Solar |  |  | Interconnected | Trade Secret | Trade | CGR | CGR071 | Residential | Solar*Rewards | Trade Secret | 2023 | 2023
20252-215912-02 | Xcel Energy | 85 | 13781 | IOU | 05356773 | 6.046 | Solar |  |  | Interconnected | Trade Secret | Trade | EXC | EXC061 | Residential | Solar*Rewards | Trade Secret | 2023 | 2023
20252-215912-02 | Xcel Energy | 85 | 13781 | IOU | 05356776 | 5.584 | Solar |  |  | Interconnected | Trade Secret | Trade | SOU | SOU072 | Residential | Solar*Rewards | Trade Secret | 2023 | 2023
20252-215912-02 | Xcel Energy | 85 | 13781 | IOU | 05356781 | 6.67 | Solar |  |  | Interconnected | Trade Secret | Trade | EXC | EXC061 | Residential | Solar*Rewards | Trade Secret | 2023 | 2023
20252-215912-02 | Xcel Energy | 85 | 13781 | IOU | 05356789 | 4.35 | Solar |  |  | Interconnected | Trade Secret | Trade | OPK | OPK077 | Residential | Solar*Rewards | Trade Secret | 2023 | 2024
20252-215912-02 | Xcel Energy | 85 | 13781 | IOU | 05356790 | 6.38 | Solar |  |  | Interconnected | Trade Secret | Trade | SLP | SLP092 | Residential | Solar*Rewards | Trade Secret | 2023 | 2023
20252-215912-02 | Xcel Energy | 85 | 13781 | IOU | 05356793 | 14.225 | Solar |  | X | Withdrawn | Trade Secret | Trade | RLK | RLK072 | Residential | Solar*Rewards | Trade Secret | 2023
20252-215912-02 | Xcel Energy | 85 | 13781 | IOU | 05356800 | 2.094 | Solar |  |  | Interconnected | Trade Secret | Trade | SOU | SOU072 | Residential | Solar*Rewards | Trade Secret | 2023 | 2024
20252-215912-02 | Xcel Energy | 85 | 13781 | IOU | 05356802 | 11.168 | Solar |  |  | Interconnected | Trade Secret | Trade | OAD | OAD073 | Residential | Solar*Rewards | Trade Secret | 2023 | 2023
20252-215912-02 | Xcel Energy | 85 | 13781 | IOU | 05356805 | 7.329 | Solar |  |  | Interconnected | Trade Secret | Trade | SOU | SOU087 | Residential | Solar*Rewards | Trade Secret | 2023 | 2023
20252-215912-02 | Xcel Energy | 85 | 13781 | IOU | 05356808 | 7.25 | Solar |  |  | Withdrawn | Trade Secret | Trade | WIL | WIL073 | Residential | Solar*Rewards | Trade Secret | 2023
20252-215912-02 | Xcel Energy | 85 | 13781 | IOU | 05356811 | 5.8 | Solar |  |  | Interconnected | Trade Secret | Trade | TER | TER062 | Residential | Solar*Rewards | Trade Secret | 2023 | 2023
20252-215912-02 | Xcel Energy | 85 | 13781 | IOU | 05356814 | 6.09 | Solar |  |  | Withdrawn | Trade Secret | Trade | WSG | WSG362 | Residential | Solar*Rewards | Trade Secret | 2023
20252-215912-02 | Xcel Energy | 85 | 13781 | IOU | 05356815 | 13.611 | Solar |  |  | Withdrawn | Trade Secret | Trade | AFT | AFT314 | Residential | Solar*Rewards | Trade Secret | 2023
20252-215912-02 | Xcel Energy | 85 | 13781 | IOU | 05356817 | 3.75 | Solar |  |  | Interconnected | Trade Secret | Trade | WIL | WIL074 | Residential | Solar*Rewards | Trade Secret | 2023 | 2023
20252-215912-02 | Xcel Energy | 85 | 13781 | IOU | 05356819 | 15.007 | Solar |  | X | Interconnected | Trade Secret | Trade | LEX | LEX075 | Residential | Solar*Rewards | Trade Secret | 2023 | 2024
20252-215912-02 | Xcel Energy | 85 | 13781 | IOU | 05356820 | 5.376 | Solar |  |  | Interconnected | Trade Secret | Trade | OAD | OAD072 | Residential | Solar*Rewards | Trade Secret | 2023 | 2023
20252-215912-02 | Xcel Energy | 85 | 13781 | IOU | 05356821 | 1.923 | Solar |  |  | Withdrawn | Trade Secret | Trade | WIL | WIL073 | Residential | Solar*Rewards | Trade Secret | 2023
20252-215912-02 | Xcel Energy | 85 | 13781 | IOU | 05356824 | 8.99 | Solar |  |  | Interconnected | Trade Secret | Trade | RPO | RPO311 | Residential | Solar*Rewards | Trade Secret | 2023 | 2023
20252-215912-02 | Xcel Energy | 85 | 13781 | IOU | 05356829 | 12.668 | Solar |  |  | Interconnected | Trade Secret | Trade | AFT | AFT315 | Residential | Solar*Rewards | Trade Secret | 2023 | 2023
20252-215912-02 | Xcel Energy | 85 | 13781 | IOU | 05356830 | 3.072 | Solar |  |  | Interconnected | Trade Secret | Trade | WSG | WSG061 | Residential | Solar*Rewards | Trade Secret | 2023 | 2023
20252-215912-02 | Xcel Energy | 85 | 13781 | IOU | 05356832 | 4.35 | Solar |  |  | Active Application | Trade Secret | Trade | ALD | ALD088 | Residential | Solar*Rewards | Trade Secret | 2023
20252-215912-02 | Xcel Energy | 85 | 13781 | IOU | 05356833 | 5.04 | Solar |  |  | Interconnected | Trade Secret | Trade | OAD | OAD063 | Residential | Solar*Rewards | Trade Secret | 2023 | 2023
20252-215912-02 | Xcel Energy | 85 | 13781 | IOU | 05356836 | 7.329 | Solar |  |  | Interconnected | Trade Secret | Trade | WDY | WDY312 | Residential | Solar*Rewards | Trade Secret | 2023 | 2023
20252-215912-02 | Xcel Energy | 85 | 13781 | IOU | 05356838 | 5.67 | Solar |  |  | Interconnected | Trade Secret | Trade | CNC | CNC072 | Residential | Solar*Rewards | Trade Secret | 2023 | 2023
20252-215912-02 | Xcel Energy | 85 | 13781 | IOU | 05356841 | 5.355 | Solar |  |  | Interconnected | Trade Secret | Trade | MPK | MPK082 | Residential | Solar*Rewards | Trade Secret | 2023 | 2023
20252-215912-02 | Xcel Energy | 85 | 13781 | IOU | 05356846 | 3.84 | Solar |  |  | Interconnected | Trade Secret | Trade | BLC | BLC062 | Residential | Solar*Rewards | Trade Secret | 2023 | 2023
20252-215912-02 | Xcel Energy | 85 | 13781 | IOU | 05356851 | 11.168 | Solar |  |  | Interconnected | Trade Secret | Trade | BRP | BRP061 | Residential | Solar*Rewards | Trade Secret | 2023 | 2024
20252-215912-02 | Xcel Energy | 85 | 13781 | IOU | 05356855 | 7.329 | Solar |  |  | Withdrawn | Trade Secret | Trade | SHP | SHP061 | Residential | Solar*Rewards | Trade Secret | 2023
20252-215912-02 | Xcel Energy | 85 | 13781 | IOU | 05356856 | 4.188 | Solar |  |  | Interconnected | Trade Secret | Trade | UPP | UPP085 | Residential | Solar*Rewards | Trade Secret | 2023 | 2023
20252-215912-02 | Xcel Energy | 85 | 13781 | IOU | 05356857 | 3.48 | Solar |  |  | Interconnected | Trade Secret | Trade | WES | WES074 | Residential | Solar*Rewards | Trade Secret | 2023 | 2023
20252-215912-02 | Xcel Energy | 85 | 13781 | IOU | 05356859 | 5.933 | Solar |  |  | Interconnected | Trade Secret | Trade | STY | STY062 | Residential | Solar*Rewards | Trade Secret | 2023 | 2023
20252-215912-02 | Xcel Energy | 85 | 13781 | IOU | 05356864 | 5.584 | Solar |  |  | Withdrawn | Trade Secret | Trade | APA | APA064 | Residential | Solar*Rewards | Trade Secret | 2023
20252-215912-02 | Xcel Energy | 85 | 13781 | IOU | 05356866 | 8.12 | Solar |  |  | Interconnected | Trade Secret | Trade | OAD | OAD073 | Residential | Solar*Rewards | Trade Secret | 2023 | 2023
20252-215912-02 | Xcel Energy | 85 | 13781 | IOU | 05356868 | 2.52 | Solar |  |  | Withdrawn | Trade Secret | Trade | GNL | GNL071 | Residential | Solar*Rewards | Trade Secret | 2023
20252-215912-02 | Xcel Energy | 85 | 13781 | IOU | 05356869 | 8.82 | Solar |  |  | Interconnected | Trade Secret | Trade | OPK | OPK073 | Residential | Solar*Rewards | Trade Secret | 2023 | 2023
20252-215912-02 | Xcel Energy | 85 | 13781 | IOU | 05356870 | 4.35 | Solar |  |  | Interconnected | Trade Secret | Trade | WES | WES073 | Residential | Solar*Rewards | Trade Secret | 2023 | 2023
20252-215912-02 | Xcel Energy | 85 | 13781 | IOU | 05356871 | 6.282 | Solar |  |  | Interconnected | Trade Secret | Trade | SLP | SLP077 | Residential | Solar*Rewards | Trade Secret | 2023 | 2023
20252-215912-02 | Xcel Energy | 85 | 13781 | IOU | 05356875 | 9.64 | Solar |  | X | Interconnected | Trade Secret | Trade | APA | APA075 | Residential | Solar*Rewards | Trade Secret | 2023 | 2023
20252-215912-02 | Xcel Energy | 85 | 13781 | IOU | 05356876 | 5.584 | Solar |  |  | Interconnected | Trade Secret | Trade | WIL | WIL098 | Residential | Solar*Rewards | Trade Secret | 2023 | 2023
20252-215912-02 | Xcel Energy | 85 | 13781 | IOU | 05356878 | 19 | Solar |  |  | Interconnected | Trade Secret | Trade | SOU | SOU084 | Commercial | Solar*Rewards | Trade Secret | 2023 | 2024
20252-215912-02 | Xcel Energy | 85 | 13781 | IOU | 05356879 | 5.22 | Solar |  |  | Interconnected | Trade Secret | Trade | MPK | MPK087 | Residential | Solar*Rewards | Trade Secret | 2023 | 2023
20252-215912-02 | Xcel Energy | 85 | 13781 | IOU | 05356880 | 7.54 | Solar |  |  | Interconnected | Trade Secret | Trade | WIN | WIN021 | Residential | Solar*Rewards | Trade Secret | 2023 | 2023
20252-215912-02 | Xcel Energy | 85 | 13781 | IOU | 05356881 | 12.913 | Solar |  |  | Withdrawn | Trade Secret | Trade | EDA | EDA067 | Residential | Solar*Rewards | Trade Secret | 2023
20252-215912-02 | Xcel Energy | 85 | 13781 | IOU | 05356883 | 11.02 | Solar |  |  | Interconnected | Trade Secret | Trade | WES | WES073 | Residential | Solar*Rewards | Trade Secret | 2023 | 2023
20252-215912-02 | Xcel Energy | 85 | 13781 | IOU | 05356884 | 15.6 | Solar |  |  | Interconnected | Trade Secret | Trade | DPN | DPN061 | Residential | Solar*Rewards | Trade Secret | 2023 | 2023
20252-215912-02 | Xcel Energy | 85 | 13781 | IOU | 05356888 | 6.96 | Solar |  |  | Interconnected | Trade Secret | Trade | SHP | SHP072 | Residential | Solar*Rewards | Trade Secret | 2023 | 2023
20252-215912-02 | Xcel Energy | 85 | 13781 | IOU | 05356890 | 8.41 | Solar |  |  | Interconnected | Trade Secret | Trade | WDY | WDY311 | Residential | Solar*Rewards | Trade Secret | 2023 | 2023
20252-215912-02 | Xcel Energy | 85 | 13781 | IOU | 05356891 | 2.61 | Solar |  |  | Active Application | Trade Secret | Trade | MPK | MPK086 | Residential | Solar*Rewards | Trade Secret | 2023
20252-215912-02 | Xcel Energy | 85 | 13781 | IOU | 05356893 | 4.06 | Solar |  |  | Active Application | Trade Secret | Trade | DBL | DBL073 | Residential | Solar*Rewards | Trade Secret | 2023
20252-215912-02 | Xcel Energy | 85 | 13781 | IOU | 05356897 | 2.835 | Solar |  |  | Interconnected | Trade Secret | Trade | SOU | SOU075 | Residential | Solar*Rewards | Trade Secret | 2023 | 2023
20252-215912-02 | Xcel Energy | 85 | 13781 | IOU | 05356898 | 4.06 | Solar |  |  | Interconnected | Trade Secret | Trade | MEL | MEL087 | Residential | Solar*Rewards | Trade Secret | 2023 | 2023
20252-215912-02 | Xcel Energy | 85 | 13781 | IOU | 05356899 | 4.992 | Solar |  |  | Interconnected | Trade Secret | Trade | TWL | TWL064 | Residential | Solar*Rewards | Trade Secret | 2023 | 2023
20252-215912-02 | Xcel Energy | 85 | 13781 | IOU | 05356900 | 3.141 | Solar |  |  | Active Application | Trade Secret | Trade | SLP | SLP082 | Residential | Solar*Rewards | Trade Secret | 2023
20252-215912-02 | Xcel Energy | 85 | 13781 | IOU | 05356905 | 4.55 | Solar |  |  | Withdrawn | Trade Secret | Trade | SOU | SOU065 | Residential | Solar*Rewards | Trade Secret | 2023
20252-215912-02 | Xcel Energy | 85 | 13781 | IOU | 05356906 | 8.7 | Solar |  |  | Interconnected | Trade Secret | Trade | OPK | OPK077 | Residential | Solar*Rewards | Trade Secret | 2023 | 2023
20252-215912-02 | Xcel Energy | 85 | 13781 | IOU | 05356909 | 3.747 | Solar |  |  | Interconnected | Trade Secret | Trade | SLP | SLP081 | Residential | Solar*Rewards | Trade Secret | 2023 | 2023
20252-215912-02 | Xcel Energy | 85 | 13781 | IOU | 05356914 | 11.6 | Solar |  |  | Interconnected | Trade Secret | Trade | ECK | ECK321 | Residential | Solar*Rewards | Trade Secret | 2023 | 2023
20252-215912-02 | Xcel Energy | 85 | 13781 | IOU | 05356917 | 8.12 | Solar |  |  | Withdrawn | Trade Secret | Trade | MOL | MOL068 | Residential | Solar*Rewards | Trade Secret | 2023
20252-215912-02 | Xcel Energy | 85 | 13781 | IOU | 05356918 | 13.92 | Solar |  |  | Interconnected | Trade Secret | Trade | AFT | AFT314 | Residential | Solar*Rewards | Trade Secret | 2023 | 2023
20252-215912-02 | Xcel Energy | 85 | 13781 | IOU | 05356919 | 5.8 | Solar |  |  | Withdrawn | Trade Secret | Trade | IDA | IDA064 | Residential | Solar*Rewards | Trade Secret | 2023
20252-215912-02 | Xcel Energy | 85 | 13781 | IOU | 05356920 | 10.44 | Solar |  |  | Interconnected | Trade Secret | Trade | WYO | WYO021 | Residential | Solar*Rewards | Trade Secret | 2023 | 2023
20252-215912-02 | Xcel Energy | 85 | 13781 | IOU | 05356923 | 10.22 | Solar |  | X | Interconnected | Trade Secret | Trade | BYT | BYT061 | Residential | Solar*Rewards | Trade Secret | 2023 | 2023
20252-215912-02 | Xcel Energy | 85 | 13781 | IOU | 05356926 | 6.98 | Solar |  |  | Withdrawn | Trade Secret | Trade | UPP | UPP068 | Residential | Solar*Rewards | Trade Secret | 2023
20252-215912-02 | Xcel Energy | 85 | 13781 | IOU | 05356928 | 5.22 | Solar |  |  | Withdrawn | Trade Secret | Trade | WIL | WIL061 | Residential | Solar*Rewards | Trade Secret | 2023
20252-215912-02 | Xcel Energy | 85 | 13781 | IOU | 05356930 | 2.03 | Solar |  |  | Interconnected | Trade Secret | Trade | SLP | SLP084 | Residential | Solar*Rewards | Trade Secret | 2023 | 2023
20252-215912-02 | Xcel Energy | 85 | 13781 | IOU | 05356932 | 2.835 | Solar |  |  | Withdrawn | Trade Secret | Trade | WES | WES062 | Residential | Solar*Rewards | Trade Secret | 2023
20252-215912-02 | Xcel Energy | 85 | 13781 | IOU | 05356936 | 11.517 | Solar |  |  | Interconnected | Trade Secret | Trade | UPP | UPP082 | Residential | Solar*Rewards | Trade Secret | 2023 | 2023
20252-215912-02 | Xcel Energy | 85 | 13781 | IOU | 05356937 | 21.46 | Solar |  |  | Active Application | Trade Secret | Trade | SAV | SAV069 | Residential | Solar*Rewards | Trade Secret | 2023
20252-215912-02 | Xcel Energy | 85 | 13781 | IOU | 05356940 | 3.78 | Solar |  |  | Interconnected | Trade Secret | Trade | STY | STY073 | Residential | Solar*Rewards | Trade Secret | 2023 | 2023
20252-215912-02 | Xcel Energy | 85 | 13781 | IOU | 05356941 | 2.61 | Solar |  |  | Interconnected | Trade Secret | Trade | SOU | SOU060 | Residential | Solar*Rewards | Trade Secret | 2023 | 2023
20252-215912-02 | Xcel Energy | 85 | 13781 | IOU | 05356944 | 8.82 | Solar |  |  | Interconnected | Trade Secret | Trade | DLO | DLO021 | Residential | Solar*Rewards | Trade Secret | 2023 | 2023
20252-215912-02 | Xcel Energy | 85 | 13781 | IOU | 05356946 | 11.375 | Solar |  |  | Interconnected | Trade Secret | Trade | YAM | YAM021 | Residential | Solar*Rewards | Trade Secret | 2023 | 2023
20252-215912-02 | Xcel Energy | 85 | 13781 | IOU | 05356950 | 5.8 | Solar |  |  | Interconnected | Trade Secret | Trade | MPK | MPK087 | Residential | Solar*Rewards | Trade Secret | 2023 | 2023
20252-215912-02 | Xcel Energy | 85 | 13781 | IOU | 05356954 | 4.886 | Solar |  |  | Interconnected | Trade Secret | Trade | WIL | WIL074 | Residential | Solar*Rewards | Trade Secret | 2023 | 2023
20252-215912-02 | Xcel Energy | 85 | 13781 | IOU | 05356958 | 7.616 | Solar |  |  | Interconnected | Trade Secret | Trade | BLC | BLC062 | Residential | Solar*Rewards | Trade Secret | 2023 | 2023
20252-215912-02 | Xcel Energy | 85 | 13781 | IOU | 05356959 | 4.93 | Solar |  |  | Active Application | Trade Secret | Trade | AFT | AFT314 | Residential | Solar*Rewards | Trade Secret | 2023
20252-215912-02 | Xcel Energy | 85 | 13781 | IOU | 05356960 | 8.82 | Solar |  |  | Withdrawn | Trade Secret | Trade | DLO | DLO021 | Residential | Solar*Rewards | Trade Secret | 2023
20252-215912-02 | Xcel Energy | 85 | 13781 | IOU | 05356962 | 23.05 | Solar |  | X | Interconnected | Trade Secret | Trade | HUG | HUG311 | Residential | Solar*Rewards | Trade Secret | 2023 | 2024
20252-215912-02 | Xcel Energy | 85 | 13781 | IOU | 05356963 | 6.98 | Solar |  |  | Interconnected | Trade Secret | Trade | RLK | RLK071 | Residential | Solar*Rewards | Trade Secret | 2023 | 2023
20252-215912-02 | Xcel Energy | 85 | 13781 | IOU | 05356970 | 5.22 | Solar |  |  | Withdrawn | Trade Secret | Trade | SLP | SLP092 | Residential | Solar*Rewards | Trade Secret | 2023
20252-215912-02 | Xcel Energy | 85 | 13781 | IOU | 05356971 | 1.89 | Solar |  |  | Interconnected | Trade Secret | Trade | WES | WES074 | Residential | Solar*Rewards | Trade Secret | 2023 | 2023
20252-215912-02 | Xcel Energy | 85 | 13781 | IOU | 05356972 | 7.15 | Solar |  |  | Withdrawn | Trade Secret | Trade | RMT | RMT321 | Residential | Solar*Rewards | Trade Secret | 2023
20252-215912-02 | Xcel Energy | 85 | 13781 | IOU | 05356977 | 5.22 | Solar |  |  | Withdrawn | Trade Secret | Trade | LEX | LEX061 | Residential | Solar*Rewards | Trade Secret | 2023
20252-215912-02 | Xcel Energy | 85 | 13781 | IOU | 05356980 | 6.631 | Solar |  |  | Interconnected | Trade Secret | Trade | SOU | SOU077 | Residential | Solar*Rewards | Trade Secret | 2023 | 2023
20252-215912-02 | Xcel Energy | 85 | 13781 | IOU | 05356981 | 9.994 | Solar |  |  | Interconnected | Trade Secret | Trade | SHP | SHP062 | Residential | Solar*Rewards | Trade Secret | 2023 | 2023
20252-215912-02 | Xcel Energy | 85 | 13781 | IOU | 05356985 | 4.64 | Solar |  |  | Interconnected | Trade Secret | Trade | WIL | WIL079 | Residential | Solar*Rewards | Trade Secret | 2023 | 2023
20252-215912-02 | Xcel Energy | 85 | 13781 | IOU | 05356987 | 49.692 | Solar |  |  | Withdrawn | Trade Secret | Trade | UPP | UPP081 | Residential | Solar*Rewards | Trade Secret | 2023
20252-215912-02 | Xcel Energy | 85 | 13781 | IOU | 05356989 | 6.38 | Solar |  |  | Interconnected | Trade Secret | Trade | SLP | SLP095 | Residential | Solar*Rewards | Trade Secret | 2023 | 2023
20252-215912-02 | Xcel Energy | 85 | 13781 | IOU | 05356992 | 6.98 | Solar |  |  | Interconnected | Trade Secret | Trade | LLK | LLK061 | Residential | Solar*Rewards | Trade Secret | 2023 | 2023
20252-215912-02 | Xcel Energy | 85 | 13781 | IOU | 05356994 | 10.819 | Solar |  |  | Interconnected | Trade Secret | Trade | ALK | ALK067 | Residential | Solar*Rewards | Trade Secret | 2023 | 2023
20252-215912-02 | Xcel Energy | 85 | 13781 | IOU | 05356997 | 5.584 | Solar |  |  | Interconnected | Trade Secret | Trade | HWW | HWW074 | Residential | Solar*Rewards | Trade Secret | 2023 | 2024
20252-215912-02 | Xcel Energy | 85 | 13781 | IOU | 05357000 | 13.23 | Solar |  |  | Interconnected | Trade Secret | Trade | RAM | RAM071 | Residential |  | Trade Secret | 2023 | 2024
20252-215912-02 | Xcel Energy | 85 | 13781 | IOU | 05357003 | 8.376 | Solar |  |  | Interconnected | Trade Secret | Trade | HSN | HSN321 | Residential | Solar*Rewards | Trade Secret | 2023 | 2023
20252-215912-02 | Xcel Energy | 85 | 13781 | IOU | 05357005 | 6.282 | Solar |  |  | Interconnected | Trade Secret | Trade | SLP | SLP074 | Residential | Solar*Rewards | Trade Secret | 2023 | 2023
20252-215912-02 | Xcel Energy | 85 | 13781 | IOU | 05357012 | 4.188 | Solar |  |  | Interconnected | Trade Secret | Trade | MPK | MPK063 | Residential | Solar*Rewards | Trade Secret | 2023 | 2023
20252-215912-02 | Xcel Energy | 85 | 13781 | IOU | 05357019 | 5.054 | Solar |  |  | Interconnected | Trade Secret | Trade | GNL | GNL062 | Residential | Solar*Rewards | Trade Secret | 2023 | 2023
20252-215912-02 | Xcel Energy | 85 | 13781 | IOU | 05357020 | 39.69 | Solar |  | X | Interconnected | Trade Secret | Trade | MND | MND062 | Residential | Solar*Rewards | Trade Secret | 2023 | 2023
20252-215912-02 | Xcel Energy | 85 | 13781 | IOU | 05357021 | 6.175 | Solar |  |  | Interconnected | Trade Secret | Trade | APA | APA075 | Residential | Solar*Rewards | Trade Secret | 2023 | 2023
20252-215912-02 | Xcel Energy | 85 | 13781 | IOU | 05357022 | 7.54 | Solar |  |  | Withdrawn | Trade Secret | Trade | MPK | MPK064 | Residential | Solar*Rewards | Trade Secret | 2023
20252-215912-02 | Xcel Energy | 85 | 13781 | IOU | 05357023 | 9.772 | Solar |  |  | Interconnected | Trade Secret | Trade | WYO | WYO021 | Residential | Solar*Rewards | Trade Secret | 2023 | 2023
20252-215912-02 | Xcel Energy | 85 | 13781 | IOU | 05357024 | 4.188 | Solar |  |  | Interconnected | Trade Secret | Trade | MPK | MPK074 | Residential | Solar*Rewards | Trade Secret | 2023 | 2023
20252-215912-02 | Xcel Energy | 85 | 13781 | IOU | 05357030 | 6.631 | Solar |  |  | Withdrawn | Trade Secret | Trade | WSG | WSG071 | Residential | Solar*Rewards | Trade Secret | 2023
20252-215912-02 | Xcel Energy | 85 | 13781 | IOU | 05357031 | 17.55 | Solar |  |  | Interconnected | Trade Secret | Trade | HSN | HSN312 | Residential | Solar*Rewards | Trade Secret | 2023 | 2023
20252-215912-02 | Xcel Energy | 85 | 13781 | IOU | 05357032 | 6.09 | Solar |  |  | Interconnected | Trade Secret | Trade | ECK | ECK322 | Residential | Solar*Rewards | Trade Secret | 2023 | 2023
20252-215912-02 | Xcel Energy | 85 | 13781 | IOU | 05357038 | 9.994 | Solar |  |  | Interconnected | Trade Secret | Trade | APA | APA077 | Residential | Solar*Rewards | Trade Secret | 2023 | 2023
20252-215912-02 | Xcel Energy | 85 | 13781 | IOU | 05357039 | 34.17 | Solar |  |  | Interconnected | Trade Secret | Trade | ELP | ELP062 | Commercial | Solar*Rewards | Trade Secret | 2023 | 2024
20252-215912-02 | Xcel Energy | 85 | 13781 | IOU | 05357041 | 4.06 | Solar |  |  | Interconnected | Trade Secret | Trade | SOU | SOU075 | Residential | Solar*Rewards | Trade Secret | 2023 | 2023
20252-215912-02 | Xcel Energy | 85 | 13781 | IOU | 05357047 | 8.41 | Solar |  |  | Interconnected | Trade Secret | Trade | WSG | WSG071 | Residential | Solar*Rewards | Trade Secret | 2023 | 2023
20252-215912-02 | Xcel Energy | 85 | 13781 | IOU | 05357059 | 6.38 | Solar |  |  | Active Application | Trade Secret | Trade | SCL | SCL323 | Residential | Solar*Rewards | Trade Secret | 2023
20252-215912-02 | Xcel Energy | 85 | 13781 | IOU | 05357062 | 11.7 | Solar |  |  | Interconnected | Trade Secret | Trade | EDA | EDA061 | Residential | Solar*Rewards | Trade Secret | 2023 | 2023
20252-215912-02 | Xcel Energy | 85 | 13781 | IOU | 05357063 | 4.725 | Solar |  |  | Interconnected | Trade Secret | Trade | MPK | MPK063 | Residential | Solar*Rewards | Trade Secret | 2023 | 2023
20252-215912-02 | Xcel Energy | 85 | 13781 | IOU | 05357067 | 9.725 | Solar |  | X | Interconnected | Trade Secret | Trade | ECK | ECK062 | Residential | Solar*Rewards | Trade Secret | 2023 | 2023
20252-215912-02 | Xcel Energy | 85 | 13781 | IOU | 05357073 | 11.31 | Solar |  |  | Interconnected | Trade Secret | Trade | AFT | AFT321 | Residential | Solar*Rewards | Trade Secret | 2023 | 2023
20252-215912-02 | Xcel Energy | 85 | 13781 | IOU | 05357075 | 9.772 | Solar |  |  | Interconnected | Trade Secret | Trade | MOL | MOL066 | Residential | Solar*Rewards | Trade Secret | 2023 | 2023
20252-215912-02 | Xcel Energy | 85 | 13781 | IOU | 05357076 | 5.67 | Solar |  |  | Withdrawn | Trade Secret | Trade | WDY | WDY311 | Residential | Solar*Rewards | Trade Secret | 2023
20252-215912-02 | Xcel Energy | 85 | 13781 | IOU | 05357078 | 7.329 | Solar |  |  | Interconnected | Trade Secret | Trade | LIN | LIN031 | Residential | Solar*Rewards | Trade Secret | 2023 | 2023
20252-215912-02 | Xcel Energy | 85 | 13781 | IOU | 05357082 | 3.141 | Solar |  |  | Interconnected | Trade Secret | Trade | MPK | MPK086 | Residential | Solar*Rewards | Trade Secret | 2023 | 2023
20252-215912-02 | Xcel Energy | 85 | 13781 | IOU | 05357089 | 2.692 | Solar |  |  | Withdrawn | Trade Secret | Trade | EDA | EDA074 | Residential | Solar*Rewards | Trade Secret | 2023
20252-215912-02 | Xcel Energy | 85 | 13781 | IOU | 05357091 | 6.93 | Solar |  |  | Interconnected | Trade Secret | Trade | BRP | BRP072 | Residential | Solar*Rewards | Trade Secret | 2023 | 2023
20252-215912-02 | Xcel Energy | 85 | 13781 | IOU | 05357096 | 10.47 | Solar |  |  | Interconnected | Trade Secret | Trade | WCR | WCR322 | Residential | Solar*Rewards | Trade Secret | 2023 | 2023
20252-215912-02 | Xcel Energy | 85 | 13781 | IOU | 05357098 | 4.095 | Solar |  |  | Interconnected | Trade Secret | Trade | PKL | PKL065 | Residential | Solar*Rewards | Trade Secret | 2023 | 2023
20252-215912-02 | Xcel Energy | 85 | 13781 | IOU | 05357119 | 3.78 | Solar |  |  | Withdrawn | Trade Secret | Trade | SOU | SOU072 | Residential | Solar*Rewards | Trade Secret | 2023
20252-215912-02 | Xcel Energy | 85 | 13781 | IOU | 05357123 | 2.9 | Solar |  |  | Interconnected | Trade Secret | Trade | HWW | HWW074 | Residential | Solar*Rewards | Trade Secret | 2023 | 2024
20252-215912-02 | Xcel Energy | 85 | 13781 | IOU | 05357127 | 4.537 | Solar |  |  | Interconnected | Trade Secret | Trade | SLP | SLP082 | Residential | Solar*Rewards | Trade Secret | 2023 | 2023
20252-215912-02 | Xcel Energy | 85 | 13781 | IOU | 05357130 | 11.6 | Solar |  |  | Interconnected | Trade Secret | Trade | WIL | WIL092 | Residential | Solar*Rewards | Trade Secret | 2023 | 2023
20252-215912-02 | Xcel Energy | 85 | 13781 | IOU | 05357131 | 5.584 | Solar |  |  | Interconnected | Trade Secret | Trade | HYL | HYL063 | Residential | Solar*Rewards | Trade Secret | 2023 | 2023
20252-215912-02 | Xcel Energy | 85 | 13781 | IOU | 05357134 | 4.64 | Solar |  |  | Interconnected | Trade Secret | Trade | ALD | ALD093 | Residential | Solar*Rewards | Trade Secret | 2023 | 2023
20252-215912-02 | Xcel Energy | 85 | 13781 | IOU | 05357136 | 8.7 | Solar |  |  | Interconnected | Trade Secret | Trade | CNC | CNC063 | Residential | Solar*Rewards | Trade Secret | 2023 | 2023
20252-215912-02 | Xcel Energy | 85 | 13781 | IOU | 05357138 | 5.355 | Solar |  |  | Withdrawn | Trade Secret | Trade | TLK | TLK067 | Residential | Solar*Rewards | Trade Secret | 2023
20252-215912-02 | Xcel Energy | 85 | 13781 | IOU | 05357139 | 4.64 | Solar |  |  | Interconnected | Trade Secret | Trade | SOU | SOU061 | Residential | Solar*Rewards | Trade Secret | 2023 | 2024
20252-215912-02 | Xcel Energy | 85 | 13781 | IOU | 05357141 | 6.93 | Solar |  |  | Interconnected | Trade Secret | Trade | LOK | LOK093 | Residential | Solar*Rewards | Trade Secret | 2023 | 2023
20252-215912-02 | Xcel Energy | 85 | 13781 | IOU | 05357142 | 8.41 | Solar |  |  | Interconnected | Trade Secret | Trade | WDY | WDY312 | Residential | Solar*Rewards | Trade Secret | 2023 | 2023
20252-215912-02 | Xcel Energy | 85 | 13781 | IOU | 05357143 | 3.78 | Solar |  |  | Interconnected | Trade Secret | Trade | AFT | AFT321 | Residential | Solar*Rewards | Trade Secret | 2023 | 2023
20252-215912-02 | Xcel Energy | 85 | 13781 | IOU | 05357148 | 11.517 | Solar |  |  | Withdrawn | Trade Secret | Trade | RLK | RLK069 | Residential | Solar*Rewards | Trade Secret | 2023
20252-215912-02 | Xcel Energy | 85 | 13781 | IOU | 05357151 | 9.28 | Solar |  |  | Interconnected | Trade Secret | Trade | UPP | UPP086 | Residential | Solar*Rewards | Trade Secret | 2023 | 2023
20252-215912-02 | Xcel Energy | 85 | 13781 | IOU | 05357152 | 7.68 | Solar |  |  | Interconnected | Trade Secret | Trade | TER | TER071 | Residential | Solar*Rewards | Trade Secret | 2023 | 2023
20252-215912-02 | Xcel Energy | 85 | 13781 | IOU | 05357156 | 11.96 | Solar |  | X | Interconnected | Trade Secret | Trade | GSL | GSL341 | Residential | Solar*Rewards | Trade Secret | 2023 | 2024
20252-215912-02 | Xcel Energy | 85 | 13781 | IOU | 05357157 | 6.96 | Solar |  |  | Interconnected | Trade Secret | Trade | WSG | WSG066 | Residential | Solar*Rewards | Trade Secret | 2023 | 2023
20252-215912-02 | Xcel Energy | 85 | 13781 | IOU | 05357160 | 3.9 | Solar |  |  | Interconnected | Trade Secret | Trade | SLP | SLP097 | Residential | Solar*Rewards | Trade Secret | 2023 | 2023
20252-215912-02 | Xcel Energy | 85 | 13781 | IOU | 05357162 | 8.49 | Solar |  | X | Interconnected | Trade Secret | Trade | SOU | SOU086 | Residential | Solar*Rewards | Trade Secret | 2023 | 2023
20252-215912-02 | Xcel Energy | 85 | 13781 | IOU | 05357164 | 6.046 | Solar |  |  | Interconnected | Trade Secret | Trade | CHE | CHE075 | Residential | Solar*Rewards | Trade Secret | 2023 | 2023
20252-215912-02 | Xcel Energy | 85 | 13781 | IOU | 05357172 | 8.12 | Solar |  |  | Interconnected | Trade Secret | Trade | BLC | BLC062 | Residential | Solar*Rewards | Trade Secret | 2023 | 2023
20252-215912-02 | Xcel Energy | 85 | 13781 | IOU | 05357173 | 11.517 | Solar |  |  | Interconnected | Trade Secret | Trade | ECK | ECK062 | Residential | Solar*Rewards | Trade Secret | 2023 | 2023
20252-215912-02 | Xcel Energy | 85 | 13781 | IOU | 05357174 | 9.074 | Solar |  |  | Interconnected | Trade Secret | Trade | LLK | LLK061 | Residential | Solar*Rewards | Trade Secret | 2023 | 2023
20252-215912-02 | Xcel Energy | 85 | 13781 | IOU | 05357183 | 4.64 | Solar |  |  | Interconnected | Trade Secret | Trade | MEL | MEL078 | Residential | Solar*Rewards | Trade Secret | 2023 | 2023
20252-215912-02 | Xcel Energy | 85 | 13781 | IOU | 05357186 | 8.45 | Solar |  |  | Interconnected | Trade Secret | Trade | WSG | WSG061 | Residential | Solar*Rewards | Trade Secret | 2023 | 2023
20252-215912-02 | Xcel Energy | 85 | 13781 | IOU | 05357195 | 9.994 | Solar |  |  | Interconnected | Trade Secret | Trade | HSN | HSN322 | Residential | Solar*Rewards | Trade Secret | 2023 | 2023
20252-215912-02 | Xcel Energy | 85 | 13781 | IOU | 05357196 |  | Solar |  |  | Active Application | Trade Secret | Trade |  |  | Residential | Solar*Rewards | Trade Secret | 2023
20252-215912-02 | Xcel Energy | 85 | 13781 | IOU | 05357205 | 9.1 | Solar |  | X | Active Application | Trade Secret | Trade | NOF | NOF061 | Residential | Solar*Rewards | Trade Secret | 2023
20252-215912-02 | Xcel Energy | 85 | 13781 | IOU | 05357210 | 4.06 | Solar |  |  | Interconnected | Trade Secret | Trade | SOU | SOU076 | Residential | Solar*Rewards | Trade Secret | 2023 | 2023
20252-215912-02 | Xcel Energy | 85 | 13781 | IOU | 05357212 | 5.052 | Solar |  |  | Interconnected | Trade Secret | Trade | LEX | LEX063 | Residential | Solar*Rewards | Trade Secret | 2023 | 2023
20252-215912-02 | Xcel Energy | 85 | 13781 | IOU | 05357221 | 9.994 | Solar |  |  | Interconnected | Trade Secret | Trade | LLK | LLK061 | Residential | Solar*Rewards | Trade Secret | 2023 | 2023
20252-215912-02 | Xcel Energy | 85 | 13781 | IOU | 05357222 |  | Solar |  |  | Withdrawn | Trade Secret | Trade |  |  | Residential | Solar*Rewards | Trade Secret | 2023
20252-215912-02 | Xcel Energy | 85 | 13781 | IOU | 05357230 | 13.05 | Solar |  |  | Interconnected | Trade Secret | Trade | MND | MND062 | Residential | Solar*Rewards | Trade Secret | 2023 | 2023
20252-215912-02 | Xcel Energy | 85 | 13781 | IOU | 05357236 | 7.6 | Solar |  | X | Interconnected | Trade Secret | Trade | MND | MND062 | Residential | Solar*Rewards | Trade Secret | 2023 | 2023
20252-215912-02 | Xcel Energy | 85 | 13781 | IOU | 05357242 | 5.8 | Solar |  | X | Active Application | Trade Secret | Trade | SLP | SLP084 | Commercial | Solar*Rewards | Trade Secret | 2023
20252-215912-02 | Xcel Energy | 85 | 13781 | IOU | 05357263 | 4.64 |  |  |  | Active Application | Trade Secret | Trade | PBE | PBE061 | Residential |  | Trade Secret | 2023
20252-215912-02 | Xcel Energy | 85 | 13781 | IOU | 05357268 | 14.21 | Solar |  |  | Interconnected | Trade Secret | Trade | AFT | AFT314 | Residential | Solar*Rewards | Trade Secret | 2023 | 2023
20252-215912-02 | Xcel Energy | 85 | 13781 | IOU | 05357273 | 4.64 | Solar |  |  | Interconnected | Trade Secret | Trade | PBE | PBE061 | Residential |  | Trade Secret | 2023 | 2023
20252-215912-02 | Xcel Energy | 85 | 13781 | IOU | 05357278 | 4.35 | Solar |  |  | Interconnected | Trade Secret | Trade | HWW | HWW062 | Residential |  | Trade Secret | 2023 | 2023
20252-215912-02 | Xcel Energy | 85 | 13781 | IOU | 05357306 | 5.052 | Solar |  |  | Interconnected | Trade Secret | Trade | SOU | SOU072 | Residential | Solar*Rewards | Trade Secret | 2023 | 2023
20252-215912-02 | Xcel Energy | 85 | 13781 | IOU | 05357307 | 13.92 | Solar |  |  | Withdrawn | Trade Secret | Trade | AFT | AFT321 | Residential |  | Trade Secret | 2023
20252-215912-02 | Xcel Energy | 85 | 13781 | IOU | 05357319 | 8.99 | Solar |  | X | Interconnected | Trade Secret | Trade | GSL | GSL341 | Residential | Solar*Rewards | Trade Secret | 2023 | 2023
20252-215912-02 | Xcel Energy | 85 | 13781 | IOU | 05357355 | 2.9 | Solar |  |  | Interconnected | Trade Secret | Trade | PBE | PBE061 | Residential |  | Trade Secret | 2023 | 2023
20252-215912-02 | Xcel Energy | 85 | 13781 | IOU | 05357357 | 2.9 | Solar |  |  | Interconnected | Trade Secret | Trade | EBL | EBL084 | Residential |  | Trade Secret | 2023 | 2023
20252-215912-02 | Xcel Energy | 85 | 13781 | IOU | 05357360 | 4.64 | Solar |  |  | Interconnected | Trade Secret | Trade | SOU | SOU065 | Residential | Solar*Rewards | Trade Secret | 2023 | 2023
20252-215912-02 | Xcel Energy | 85 | 13781 | IOU | 05357362 | 2.61 | Solar |  |  | Interconnected | Trade Secret | Trade | OAD | OAD063 | Residential |  | Trade Secret | 2023 | 2023
20252-215912-02 | Xcel Energy | 85 | 13781 | IOU | 05357386 | 11.31 | Solar |  |  | Interconnected | Trade Secret | Trade | RPO | RPO311 | Residential | Solar*Rewards | Trade Secret | 2023 | 2023
20252-215912-02 | Xcel Energy | 85 | 13781 | IOU | 05357405 | 39.75 | Solar |  |  | Interconnected | Trade Secret | Trade | SLP | SLP086 | Commercial | Solar*Rewards | Trade Secret | 2023 | 2024
20252-215912-02 | Xcel Energy | 85 | 13781 | IOU | 05357407 | 9.994 | Solar |  |  | Interconnected | Trade Secret | Trade | HUG | HUG321 | Residential | Solar*Rewards | Trade Secret | 2023 | 2023
20252-215912-02 | Xcel Energy | 85 | 13781 | IOU | 05357424 | 9.994 | Solar |  |  | Interconnected | Trade Secret | Trade | AHI | AHI025 | Residential | Solar*Rewards | Trade Secret | 2023 | 2023
20252-215912-02 | Xcel Energy | 85 | 13781 | IOU | 05357429 | 5.51 | Solar |  |  | Interconnected | Trade Secret | Trade | ECK | ECK321 | Residential | Solar*Rewards | Trade Secret | 2023 | 2023
20252-215912-02 | Xcel Energy | 85 | 13781 | IOU | 05357454 | 10.15 | Solar |  |  | Interconnected | Trade Secret | Trade | GLK | GLK074 | Residential | Solar*Rewards | Trade Secret | 2023 | 2023
20252-215912-02 | Xcel Energy | 85 | 13781 | IOU | 05357469 | 3.75 | Solar |  |  | Withdrawn | Trade Secret | Trade | WES | WES074 | Residential | Solar*Rewards | Trade Secret | 2023
20252-215912-02 | Xcel Energy | 85 | 13781 | IOU | 05357472 | 2.9 | Solar |  |  | Interconnected | Trade Secret | Trade | SOU | SOU083 | Residential |  | Trade Secret | 2023 | 2023
20252-215912-02 | Xcel Energy | 85 | 13781 | IOU | 05357498 | 6.67 | Solar |  |  | Interconnected | Trade Secret | Trade | EDA | EDA074 | Residential |  | Trade Secret | 2023 | 2023
20252-215912-02 | Xcel Energy | 85 | 13781 | IOU | 05357512 | 5.584 | Solar |  |  | Interconnected | Trade Secret | Trade | LAC | LAC062 | Residential | Solar*Rewards | Trade Secret | 2023 | 2023
20252-215912-02 | Xcel Energy | 85 | 13781 | IOU | 05357547 | 3.48 | Solar |  |  | Interconnected | Trade Secret | Trade | SAV | SAV063 | Residential |  | Trade Secret | 2023 | 2023
20252-215912-02 | Xcel Energy | 85 | 13781 | IOU | 05357557 | 7.616 | Solar |  |  | Interconnected | Trade Secret | Trade | HYL | HYL074 | Residential | Solar*Rewards | Trade Secret | 2023 | 2023
20252-215912-02 | Xcel Energy | 85 | 13781 | IOU | 05357566 | 5.584 | Solar |  |  | Withdrawn | Trade Secret | Trade | MPK | MPK071 | Residential | Solar*Rewards | Trade Secret | 2023
20252-215912-02 | Xcel Energy | 85 | 13781 | IOU | 05357573 | 15.232 | Solar |  |  | Interconnected | Trade Secret | Trade | WDY | WDY312 | Residential | Solar*Rewards | Trade Secret | 2023 | 2023
20252-215912-02 | Xcel Energy | 85 | 13781 | IOU | 05357629 | 11.39 | Solar |  |  | Interconnected | Trade Secret | Trade | WES | WES073 | Residential | Solar*Rewards | Trade Secret | 2023 | 2023
20252-215912-02 | Xcel Energy | 85 | 13781 | IOU | 05357653 | 39.75 | Solar |  |  | Interconnected | Trade Secret | Trade | LLK | LLK061 | Commercial | Solar*Rewards | Trade Secret | 2023 | 2024
20252-215912-02 | Xcel Energy | 85 | 13781 | IOU | 05357667 | 11.39 | Solar |  |  | Interconnected | Trade Secret | Trade | HUG | HUG322 | Residential | Solar*Rewards | Trade Secret | 2023 | 2023
20252-215912-02 | Xcel Energy | 85 | 13781 | IOU | 05357713 | 9.994 | Solar |  |  | Interconnected | Trade Secret | Trade | AFT | AFT315 | Residential | Solar*Rewards | Trade Secret | 2023 | 2023
20252-215912-02 | Xcel Energy | 85 | 13781 | IOU | 05357812 | 9.9 | Solar |  |  | Active Application | Trade Secret | Trade | HYL | HYL071 | Residential | Solar*Rewards | Trade Secret | 2023
20252-215912-02 | Xcel Energy | 85 | 13781 | IOU | 05357815 | 5.584 | Solar |  |  | Withdrawn | Trade Secret | Trade | GSL | GSL341 | Residential | Solar*Rewards | Trade Secret | 2023
20252-215912-02 | Xcel Energy | 85 | 13781 | IOU | 05357817 | 3.19 | Solar |  |  | Active Application | Trade Secret | Trade | SOU | SOU065 | Residential | Solar*Rewards | Trade Secret | 2023
20252-215912-02 | Xcel Energy | 85 | 13781 | IOU | 05357818 | 16.753 | Solar |  | X | Withdrawn | Trade Secret | Trade | RRK | RRK082 | Residential | Solar*Rewards | Trade Secret | 2023
20252-215912-02 | Xcel Energy | 85 | 13781 | IOU | 05357820 | 3.48 | Solar |  |  | Interconnected | Trade Secret | Trade | WES | WES076 | Residential | Solar*Rewards | Trade Secret | 2023 | 2023
20252-215912-02 | Xcel Energy | 85 | 13781 | IOU | 05357822 | 3.49 | Solar |  |  | Withdrawn | Trade Secret | Trade | IDA | IDA064 | Residential | Solar*Rewards | Trade Secret | 2023
20252-215912-02 | Xcel Energy | 85 | 13781 | IOU | 05357823 | 9.45 | Solar |  |  | Interconnected | Trade Secret | Trade | RPO | RPO311 | Residential | Solar*Rewards | Trade Secret | 2023 | 2023
20252-215912-02 | Xcel Energy | 85 | 13781 | IOU | 05357831 | 9.35 | Solar |  | X | Interconnected | Trade Secret | Trade | EDA | EDA088 | Residential | Solar*Rewards | Trade Secret | 2023 | 2023
20252-215912-02 | Xcel Energy | 85 | 13781 | IOU | 05357832 | 5.235 | Solar |  |  | Interconnected | Trade Secret | Trade | RPL | RPL064 | Residential | Solar*Rewards | Trade Secret | 2023 | 2023
20252-215912-02 | Xcel Energy | 85 | 13781 | IOU | 05357958 | 9.423 | Solar |  |  | Withdrawn | Trade Secret | Trade | STY | STY061 | Residential | Solar*Rewards | Trade Secret | 2023
20252-215912-02 | Xcel Energy | 85 | 13781 | IOU | 05357963 |  | Solar |  |  | Active Application | Trade Secret | Trade |  |  | Residential | Solar*Rewards | Trade Secret | 2023
20252-215912-02 | Xcel Energy | 85 | 13781 | IOU | 05357970 | 9.423 | Solar |  |  | Interconnected | Trade Secret | Trade | STY | STY061 | Residential |  | Trade Secret | 2023 | 2023
20252-215912-02 | Xcel Energy | 85 | 13781 | IOU | 05357978 | 17.92 | Solar |  |  | Interconnected | Trade Secret | Trade | WES | WES073 | Residential |  | Trade Secret | 2023 | 2023
20252-215912-02 | Xcel Energy | 85 | 13781 | IOU | 05357985 | 9.074 | Solar |  |  | Withdrawn | Trade Secret | Trade | WIL | WIL071 | Residential | Solar*Rewards | Trade Secret | 2023
20252-215912-02 | Xcel Energy | 85 | 13781 | IOU | 05358008 | 5.235 | Solar |  |  | Interconnected | Trade Secret | Trade | MPK | MPK062 | Residential | Solar*Rewards | Trade Secret | 2023 | 2023
20252-215912-02 | Xcel Energy | 85 | 13781 | IOU | 05358119 | 6.67 | Solar |  |  | Active Application | Trade Secret | Trade | SHP | SHP061 | Residential | Solar*Rewards | Trade Secret | 2023
20252-215912-02 | Xcel Energy | 85 | 13781 | IOU | 05358263 | 39.75 | Solar |  |  | Interconnected | Trade Secret | Trade | TER | TER075 | Commercial | Solar*Rewards | Trade Secret | 2023 | 2024
20252-215912-02 | Xcel Energy | 85 | 13781 | IOU | 05358289 | 29.982 | Solar |  |  | Interconnected | Trade Secret | Trade | AFT | AFT314 | Residential | Solar*Rewards | Trade Secret | 2023 | 2023
20252-215912-02 | Xcel Energy | 85 | 13781 | IOU | 05358304 | 6.282 | Solar |  |  | Withdrawn | Trade Secret | Trade | DHL | DHL061 | Residential | Solar*Rewards | Trade Secret | 2023
20252-215912-02 | Xcel Energy | 85 | 13781 | IOU | 05358314 | 9.86 | Solar |  |  | Active Application | Trade Secret | Trade | LAP | LAP311 | Residential | Solar*Rewards | Trade Secret | 2023
20252-215912-02 | Xcel Energy | 85 | 13781 | IOU | 05358355 | 4.06 | Solar |  |  | Interconnected | Trade Secret | Trade | EDA | EDA074 | Residential | Solar*Rewards | Trade Secret | 2023 | 2023
20252-215912-02 | Xcel Energy | 85 | 13781 | IOU | 05358382 | 9.994 | Solar |  |  | Interconnected | Trade Secret | Trade | MPK | MPK087 | Residential | Solar*Rewards | Trade Secret | 2023 | 2023
20252-215912-02 | Xcel Energy | 85 | 13781 | IOU | 05358397 | 5.99 | Solar |  |  | Interconnected | Trade Secret | Trade | LEX | LEX074 | Residential | Solar*Rewards | Trade Secret | 2023 | 2023
20252-215912-02 | Xcel Energy | 85 | 13781 | IOU | 05358413 | 9.994 | Solar |  |  | Interconnected | Trade Secret | Trade | KOL | KOL073 | Residential | Solar*Rewards | Trade Secret | 2023 | 2023
20252-215912-02 | Xcel Energy | 85 | 13781 | IOU | 05358438 | 3.19 |  |  |  | Active Application | Trade Secret | Trade | SOU | SOU083 | Residential |  | Trade Secret | 2023
20252-215912-02 | Xcel Energy | 85 | 13781 | IOU | 05358461 | 4.93 | Solar |  |  | Interconnected | Trade Secret | Trade | SOU | SOU069 | Residential |  | Trade Secret | 2023 | 2023
20252-215912-02 | Xcel Energy | 85 | 13781 | IOU | 05358483 |  | Solar |  |  | Active Application | Trade Secret | Trade | HYL | HYL063 | Residential | Solar*Rewards | Trade Secret | 2023
20252-215912-02 | Xcel Energy | 85 | 13781 | IOU | 05358486 | 2.9 | Solar |  |  | Interconnected | Trade Secret | Trade | HWW | HWW072 | Residential | Solar*Rewards | Trade Secret | 2023 | 2023
20252-215912-02 | Xcel Energy | 85 | 13781 | IOU | 05358492 | 10.44 | Solar |  |  | Active Application | Trade Secret | Trade | AFT | AFT322 | Residential |  | Trade Secret | 2023
20252-215912-02 | Xcel Energy | 85 | 13781 | IOU | 05358494 |  |  |  |  | Active Application | Trade Secret | Trade |  |  | Residential |  | Trade Secret | 2023
20252-215912-02 | Xcel Energy | 85 | 13781 | IOU | 05358513 | 6.96 | Solar |  |  | Interconnected | Trade Secret | Trade | RAM | RAM077 | Residential |  | Trade Secret | 2023 | 2023
20252-215912-02 | Xcel Energy | 85 | 13781 | IOU | 05358523 | 6.98 | Solar |  |  | Withdrawn | Trade Secret | Trade | MEL | MEL089 | Residential | Solar*Rewards | Trade Secret | 2023
20252-215912-02 | Xcel Energy | 85 | 13781 | IOU | 05358531 | 10.47 | Solar |  |  | Withdrawn | Trade Secret | Trade | HSN | HSN321 | Residential | Solar*Rewards | Trade Secret | 2023
20252-215912-02 | Xcel Energy | 85 | 13781 | IOU | 05358546 | 7.54 | Solar |  |  | Interconnected | Trade Secret | Trade | RPO | RPO311 | Residential |  | Trade Secret | 2023 | 2023
20252-215912-02 | Xcel Energy | 85 | 13781 | IOU | 05358568 | 9.074 | Solar |  |  | Interconnected | Trade Secret | Trade | MEL | MEL089 | Residential |  | Trade Secret | 2023 | 2023
20252-215912-02 | Xcel Energy | 85 | 13781 | IOU | 05358579 | 9.423 | Solar |  |  | Interconnected | Trade Secret | Trade | DHL | DHL061 | Residential |  | Trade Secret | 2023 | 2023
20252-215912-02 | Xcel Energy | 85 | 13781 | IOU | 05358601 | 6.98 | Solar |  |  | Active Application | Trade Secret | Trade | MTR | MTR021 | Residential | Solar*Rewards | Trade Secret | 2023
20252-215912-02 | Xcel Energy | 85 | 13781 | IOU | 05358605 | 2.32 | Solar |  |  | Interconnected | Trade Secret | Trade | SOU | SOU083 | Residential |  | Trade Secret | 2023 | 2023
20252-215912-02 | Xcel Energy | 85 | 13781 | IOU | 05358630 | 5.235 | Solar |  |  | Withdrawn | Trade Secret | Trade | REW | REW023 | Residential | Solar*Rewards | Trade Secret | 2023
20252-215912-02 | Xcel Energy | 85 | 13781 | IOU | 05358662 | 13.24 | Solar |  | X | Interconnected | Trade Secret | Trade | MPK | MPK083 | Residential | Solar*Rewards | Trade Secret | 2023 | 2023
20252-215912-02 | Xcel Energy | 85 | 13781 | IOU | 05358710 | 6.282 | Solar |  |  | Interconnected | Trade Secret | Trade | HUG | HUG321 | Residential | Solar*Rewards | Trade Secret | 2023 | 2023
20252-215912-02 | Xcel Energy | 85 | 13781 | IOU | 05358732 | 1.74 | Solar |  |  | Interconnected | Trade Secret | Trade | DPN | DPN071 | Residential | Solar*Rewards | Trade Secret | 2023 | 2023
20252-215912-02 | Xcel Energy | 85 | 13781 | IOU | 05358742 | 4.188 | Solar |  |  | Withdrawn | Trade Secret | Trade | SHP | SHP072 | Residential | Solar*Rewards | Trade Secret | 2023
20252-215912-02 | Xcel Energy | 85 | 13781 | IOU | 05358788 | 6.96 | Solar |  |  | Active Application | Trade Secret | Trade | WRR | WRR075 | Residential | Solar*Rewards | Trade Secret | 2023
20252-215912-02 | Xcel Energy | 85 | 13781 | IOU | 05358795 | 6.282 | Solar |  |  | Interconnected | Trade Secret | Trade | SMT | SMT061 | Residential | Solar*Rewards | Trade Secret | 2023 | 2023
20252-215912-02 | Xcel Energy | 85 | 13781 | IOU | 05358807 | 9.188 | Solar |  | X | Interconnected | Trade Secret | Trade | HUG | HUG311 | Residential | Solar*Rewards | Trade Secret | 2023 | 2023
20252-215912-02 | Xcel Energy | 85 | 13781 | IOU | 05358813 | 7.875 | Solar |  |  | Interconnected | Trade Secret | Trade | ECK | ECK061 | Residential | Solar*Rewards | Trade Secret | 2023 | 2023
20252-215912-02 | Xcel Energy | 85 | 13781 | IOU | 05358816 | 5.8 | Solar |  |  | Interconnected | Trade Secret | Trade | APA | APA075 | Residential | Solar*Rewards | Trade Secret | 2023 | 2023
20252-215912-02 | Xcel Energy | 85 | 13781 | IOU | 05358820 | 9.074 | Solar |  |  | Withdrawn | Trade Secret | Trade | MPK | MPK084 | Residential | Solar*Rewards | Trade Secret | 2023
20252-215912-02 | Xcel Energy | 85 | 13781 | IOU | 05358823 | 6.38 | Solar |  |  | Interconnected | Trade Secret | Trade | DBL | DBL063 | Residential | Solar*Rewards | Trade Secret | 2023 | 2023
20252-215912-02 | Xcel Energy | 85 | 13781 | IOU | 05358831 | 9.772 | Solar |  | X | Interconnected | Trade Secret | Trade | APA | APA068 | Residential | Solar*Rewards | Trade Secret | 2023 | 2023
20252-215912-02 | Xcel Energy | 85 | 13781 | IOU | 05358834 | 6.09 | Solar |  |  | Active Application | Trade Secret | Trade | MEL | MEL069 | Residential |  | Trade Secret | 2023
20252-215912-02 | Xcel Energy | 85 | 13781 | IOU | 05358836 | 7.56 | Solar |  | X | Interconnected | Trade Secret | Trade | HYL | HYL061 | Residential | Solar*Rewards | Trade Secret | 2023 | 2023
20252-215912-02 | Xcel Energy | 85 | 13781 | IOU | 05358850 | 12.6 | Solar |  | X | Withdrawn | Trade Secret | Trade | EDA | EDA081 | Residential | Solar*Rewards | Trade Secret | 2023
20252-215912-02 | Xcel Energy | 85 | 13781 | IOU | 05359263 | 13.55 | Solar |  |  | Interconnected | Trade Secret | Trade | LOK | LOK061 | Residential | Solar*Rewards | Trade Secret | 2023 | 2024
20252-215912-02 | Xcel Energy | 85 | 13781 | IOU | 05359274 | 6.3 | Solar |  |  | Interconnected | Trade Secret | Trade | TLK | TLK067 | Residential | Solar*Rewards | Trade Secret | 2023 | 2023
20252-215912-02 | Xcel Energy | 85 | 13781 | IOU | 05359312 | 8.376 |  |  |  | Withdrawn | Trade Secret | Trade | HWW | HWW073 | Residential |  | Trade Secret | 2023
20252-215912-02 | Xcel Energy | 85 | 13781 | IOU | 05359319 | 7.56 | Solar |  |  | Interconnected | Trade Secret | Trade | WSG | WSG361 | Residential | Solar*Rewards | Trade Secret | 2023 | 2023
20252-215912-02 | Xcel Energy | 85 | 13781 | IOU | 05359348 | 8.19 | Solar |  |  | Interconnected | Trade Secret | Trade | RRK | RRK082 | Residential | Solar*Rewards | Trade Secret | 2023 | 2023
20252-215912-02 | Xcel Energy | 85 | 13781 | IOU | 05359362 | 5.8 | Solar |  |  | Withdrawn | Trade Secret | Trade | MPK | MPK074 | Residential | Solar*Rewards | Trade Secret | 2023
20252-215912-02 | Xcel Energy | 85 | 13781 | IOU | 05359363 | 3.19 | Solar |  |  | Interconnected | Trade Secret | Trade | SOU | SOU083 | Residential |  | Trade Secret | 2023 | 2023
20252-215912-02 | Xcel Energy | 85 | 13781 | IOU | 05359384 | 6.96 | Solar |  |  | Active Application | Trade Secret | Trade | EDA | EDA067 | Residential | Solar*Rewards | Trade Secret | 2023
20252-215912-02 | Xcel Energy | 85 | 13781 | IOU | 05359402 |  | Solar |  |  | Withdrawn | Trade Secret | Trade |  |  | Residential | Solar*Rewards | Trade Secret | 2023
20252-215912-02 | Xcel Energy | 85 | 13781 | IOU | 05359408 |  | Solar |  |  | Active Application | Trade Secret | Trade | HSN | HSN312 | Residential | Solar*Rewards | Trade Secret | 2023
20252-215912-02 | Xcel Energy | 85 | 13781 | IOU | 05359509 | 4.06 | Solar |  |  | Interconnected | Trade Secret | Trade | HUG | HUG321 | Residential |  | Trade Secret | 2023 | 2023
20252-215912-02 | Xcel Energy | 85 | 13781 | IOU | 05359517 |  | Solar |  |  | Active Application | Trade Secret | Trade | WYO | WYO021 | Residential | Solar*Rewards | Trade Secret | 2023
20252-215912-02 | Xcel Energy | 85 | 13781 | IOU | 05359555 | 2.75 | Solar |  |  | Withdrawn | Trade Secret | Trade | PBE | PBE061 | Residential | Solar*Rewards | Trade Secret | 2023
20252-215912-02 | Xcel Energy | 85 | 13781 | IOU | 05359568 | 4.93 | Solar |  |  | Active Application | Trade Secret | Trade | UPP | UPP082 | Residential |  | Trade Secret | 2023
20252-215912-02 | Xcel Energy | 85 | 13781 | IOU | 05359959 |  |  |  |  | Withdrawn | Trade Secret | Trade | GNL | GNL071 | Residential |  | Trade Secret | 2023
20252-215912-02 | Xcel Energy | 85 | 13781 | IOU | 05359984 | 34.6 | Solar |  |  | Active Application | Trade Secret | Trade | DBL | DBL069 | Commercial | Solar*Rewards | Trade Secret | 2023
20252-215912-02 | Xcel Energy | 85 | 13781 | IOU | 05360034 | 3.49 | Solar |  |  | Active Application | Trade Secret | Trade | SOU | SOU086 | Residential | Solar*Rewards | Trade Secret | 2023
20252-215912-02 | Xcel Energy | 85 | 13781 | IOU | 05360044 | 8.376 | Solar |  |  | Withdrawn | Trade Secret | Trade | HWW | HWW073 | Residential | Solar*Rewards | Trade Secret | 2023
20252-215912-02 | Xcel Energy | 85 | 13781 | IOU | 05360123 | 2.9 | Solar |  |  | Active Application | Trade Secret | Trade | UPP | UPP063 | Residential |  | Trade Secret | 2023
20252-215912-02 | Xcel Energy | 85 | 13781 | IOU | 05360391 | 9.6 | Solar |  |  | Interconnected | Trade Secret | Trade | BEL | BEL062 | Residential |  | Trade Secret | 2023 | 2023
20252-215912-02 | Xcel Energy | 85 | 13781 | IOU | 05360394 | 6.631 | Solar |  |  | Withdrawn | Trade Secret | Trade | MOL | MOL073 | Residential | Solar*Rewards | Trade Secret | 2023
20252-215912-02 | Xcel Energy | 85 | 13781 | IOU | 05360411 | 7.56 | Solar |  |  | Interconnected | Trade Secret | Trade | WSG | WSG066 | Residential | Solar*Rewards | Trade Secret | 2023 | 2023
20252-215912-02 | Xcel Energy | 85 | 13781 | IOU | 05360444 | 3.5 | Solar |  |  | Interconnected | Trade Secret | Trade | GAY | GAY001 | Residential |  | Trade Secret | 2023 | 2023
20252-215912-02 | Xcel Energy | 85 | 13781 | IOU | 05360449 | 6.93 | Solar |  |  | Interconnected | Trade Secret | Trade | TWL | TWL063 | Residential | Solar*Rewards | Trade Secret | 2023 | 2023
20252-215912-02 | Xcel Energy | 85 | 13781 | IOU | 05360511 | 4.41 | Solar |  |  | Withdrawn | Trade Secret | Trade | REW | REW031 | Residential | Solar*Rewards | Trade Secret | 2023
20252-215912-02 | Xcel Energy | 85 | 13781 | IOU | 05360523 | 6.38 | Solar |  |  | Withdrawn | Trade Secret | Trade | RLK | RLK072 | Residential | Solar*Rewards | Trade Secret | 2023
20252-215912-02 | Xcel Energy | 85 | 13781 | IOU | 05360532 | 6.631 | Solar |  |  | Withdrawn | Trade Secret | Trade | WCR | WCR063 | Residential | Solar*Rewards | Trade Secret | 2023
20252-215912-02 | Xcel Energy | 85 | 13781 | IOU | 05360539 | 7.56 | Solar |  |  | Interconnected | Trade Secret | Trade | SHP | SHP062 | Residential | Solar*Rewards | Trade Secret | 2023 | 2023
20252-215912-02 | Xcel Energy | 85 | 13781 | IOU | 05360694 | 3.78 | Solar |  |  | Interconnected | Trade Secret | Trade | SLP | SLP072 | Residential | Solar*Rewards | Trade Secret | 2023 | 2023
20252-215912-02 | Xcel Energy | 85 | 13781 | IOU | 05360695 | 7.25 | Solar |  |  | Withdrawn | Trade Secret | Trade | LEX | LEX332 | Residential | Solar*Rewards | Trade Secret | 2023
20252-215912-02 | Xcel Energy | 85 | 13781 | IOU | 05360696 | 3.15 | Solar |  |  | Withdrawn | Trade Secret | Trade | MPK | MPK087 | Residential | Solar*Rewards | Trade Secret | 2023
20252-215912-02 | Xcel Energy | 85 | 13781 | IOU | 05360697 | 4.725 | Solar |  |  | Active Application | Trade Secret | Trade | SCL | SCL311 | Residential | Solar*Rewards | Trade Secret | 2023
20252-215912-02 | Xcel Energy | 85 | 13781 | IOU | 05360997 | 13.48 | Solar |  | X | Interconnected | Trade Secret | Trade | SHP | SHP061 | Residential | Solar*Rewards | Trade Secret | 2023 | 2023
20252-215912-02 | Xcel Energy | 85 | 13781 | IOU | 05362008 | 3000 | Other |  |  | Active Application | Trade Secret | Trade | RLK | RLK068 | Commercial |  | Trade Secret | 2023
20252-215912-02 | Xcel Energy | 85 | 13781 | IOU | 05362281 |  |  |  |  | Withdrawn | Trade Secret | Trade |  |  | Residential |  | Trade Secret | 2023
20252-215912-02 | Xcel Energy | 85 | 13781 | IOU | 05362316 | 19.99 | Solar |  |  | Interconnected | Trade Secret | Trade | ALD | ALD072 | Commercial |  | Trade Secret | 2023 | 2023
20252-215912-02 | Xcel Energy | 85 | 13781 | IOU | 05362327 | 38.28 | Solar |  |  | Interconnected | Trade Secret | Trade | ALD | ALD091 | Commercial |  | Trade Secret | 2023 | 2023
20252-215912-02 | Xcel Energy | 85 | 13781 | IOU | 05362346 | 8.12 | Solar |  |  | Interconnected | Trade Secret | Trade | MOL | MOL068 | Residential |  | Trade Secret | 2023 | 2023
20252-215912-02 | Xcel Energy | 85 | 13781 | IOU | 05362536 | 13.44 | Solar |  |  | Interconnected | Trade Secret | Trade | NWA | NWA021 | Residential |  | Trade Secret | 2023 | 2023
20252-215912-02 | Xcel Energy | 85 | 13781 | IOU | 05362657 | 4.64 | Solar |  |  | Interconnected | Trade Secret | Trade | GLK | GLK071 | Residential | Solar*Rewards | Trade Secret | 2023 | 2023
20252-215912-02 | Xcel Energy | 85 | 13781 | IOU | 05362662 | 12.8 | Solar |  |  | Interconnected | Trade Secret | Trade | CHE | CHE076 | Residential |  | Trade Secret | 2023 | 2023
20252-215912-02 | Xcel Energy | 85 | 13781 | IOU | 05362797 | 5.933 | Solar |  |  | Interconnected | Trade Secret | Trade | SOU | SOU077 | Residential |  | Trade Secret | 2023 | 2023
20252-215912-02 | Xcel Energy | 85 | 13781 | IOU | 05362825 | 9.28 | Solar |  |  | Interconnected | Trade Secret | Trade | APA | APA068 | Residential | Solar*Rewards | Trade Secret | 2023 | 2024
20252-215912-02 | Xcel Energy | 85 | 13781 | IOU | 05362829 | 12.18 | Solar |  |  | Withdrawn | Trade Secret | Trade | AFT | AFT322 | Residential |  | Trade Secret | 2023
20252-215912-02 | Xcel Energy | 85 | 13781 | IOU | 05362862 | 9.423 | Solar |  |  | Interconnected | Trade Secret | Trade | ANN | ANN021 | Commercial |  | Trade Secret | 2023 | 2023
20252-215912-02 | Xcel Energy | 85 | 13781 | IOU | 05362864 | 3.839 | Solar |  |  | Interconnected | Trade Secret | Trade | UPP | UPP068 | Residential | Solar*Rewards | Trade Secret | 2023 | 2023
20252-215912-02 | Xcel Energy | 85 | 13781 | IOU | 05362888 | 6.96 | Solar |  |  | Withdrawn | Trade Secret | Trade | GNL | GNL063 | Residential | Solar*Rewards | Trade Secret | 2023
20252-215912-02 | Xcel Energy | 85 | 13781 | IOU | 05362908 | 2.03 | Solar |  |  | Withdrawn | Trade Secret | Trade | TWL | TWL075 | Residential | Solar*Rewards | Trade Secret | 2023
20252-215912-02 | Xcel Energy | 85 | 13781 | IOU | 05362911 | 3.48 | Solar |  |  | Interconnected | Trade Secret | Trade | RAM | RAM071 | Residential | Solar*Rewards | Trade Secret | 2023 | 2023
20252-215912-02 | Xcel Energy | 85 | 13781 | IOU | 05362980 | 7.83 | Solar |  |  | Active Application | Trade Secret | Trade | SCL | SCL322 | Residential | Solar*Rewards | Trade Secret | 2023
20252-215912-02 | Xcel Energy | 85 | 13781 | IOU | 05363115 | 9.423 | Solar |  |  | Withdrawn | Trade Secret | Trade | FRM | FRM062 | Residential | Solar*Rewards | Trade Secret | 2023
20252-215912-02 | Xcel Energy | 85 | 13781 | IOU | 05363120 | 4.64 | Solar |  |  | Interconnected | Trade Secret | Trade | APA | APA075 | Residential |  | Trade Secret | 2023 | 2023
20252-215912-02 | Xcel Energy | 85 | 13781 | IOU | 05363311 | 7.83 | Solar |  |  | Interconnected | Trade Secret | Trade | LEX | LEX333 | Residential | Solar*Rewards | Trade Secret | 2023 | 2023
20252-215912-02 | Xcel Energy | 85 | 13781 | IOU | 05363327 | 9.28 | Solar |  |  | Interconnected | Trade Secret | Trade | HUG | HUG321 | Residential | Solar*Rewards | Trade Secret | 2023 | 2023
20252-215912-02 | Xcel Energy | 85 | 13781 | IOU | 05363349 | 6.38 | Solar |  |  | Interconnected | Trade Secret | Trade | HUG | HUG322 | Residential | Solar*Rewards | Trade Secret | 2023 | 2023
20252-215912-02 | Xcel Energy | 85 | 13781 | IOU | 05363359 | 8.12 | Solar |  |  | Interconnected | Trade Secret | Trade | TER | TER071 | Residential |  | Trade Secret | 2023 | 2023
20252-215912-02 | Xcel Energy | 85 | 13781 | IOU | 05363363 | 4.93 | Solar |  |  | Interconnected | Trade Secret | Trade | WDY | WDY311 | Residential | Solar*Rewards | Trade Secret | 2023 | 2023
20252-215912-02 | Xcel Energy | 85 | 13781 | IOU | 05363372 | 5.8 | Solar |  |  | Interconnected | Trade Secret | Trade | ECK | ECK062 | Residential | Solar*Rewards | Trade Secret | 2023 | 2023
20252-215912-02 | Xcel Energy | 85 | 13781 | IOU | 05363410 | 28.119 | Solar |  |  | Withdrawn | Trade Secret | Trade | FAP | FAP061 | Residential |  | Trade Secret | 2023
20252-215912-02 | Xcel Energy | 85 | 13781 | IOU | 05363416 | 6.98 | Solar |  |  | Interconnected | Trade Secret | Trade | TWL | TWL062 | Residential | Solar*Rewards | Trade Secret | 2023 | 2023
20252-215912-02 | Xcel Energy | 85 | 13781 | IOU | 05363431 | 4.725 | Solar |  |  | Interconnected | Trade Secret | Trade | SCL | SCL311 | Residential | Solar*Rewards | Trade Secret | 2023 | 2023
20252-215912-02 | Xcel Energy | 85 | 13781 | IOU | 05363445 | 5.985 | Solar |  |  | Withdrawn | Trade Secret | Trade | MPK | MPK074 | Residential | Solar*Rewards | Trade Secret | 2023
20252-215912-02 | Xcel Energy | 85 | 13781 | IOU | 05363469 | 17.61 | Solar |  |  | Interconnected | Trade Secret | Trade | MDT | MDT061 | Commercial | Solar*Rewards | Trade Secret | 2023 | 2024
20252-215912-02 | Xcel Energy | 85 | 13781 | IOU | 05363493 | 17.61 | Solar |  |  | Interconnected | Trade Secret | Trade | MDT | MDT061 | Commercial | Solar*Rewards | Trade Secret | 2023 | 2024
20252-215912-02 | Xcel Energy | 85 | 13781 | IOU | 05363500 | 17.61 | Solar |  |  | Interconnected | Trade Secret | Trade | HWW | HWW061 | Commercial | Solar*Rewards | Trade Secret | 2023 | 2024
20252-215912-02 | Xcel Energy | 85 | 13781 | IOU | 05363551 | 3.48 | Solar |  |  | Interconnected | Trade Secret | Trade | TWL | TWL063 | Residential | Solar*Rewards | Trade Secret | 2023 | 2024
20252-215912-02 | Xcel Energy | 85 | 13781 | IOU | 05363573 | 9.994 | Solar |  |  | Interconnected | Trade Secret | Trade | WYO | WYO021 | Residential | Solar*Rewards | Trade Secret | 2023 | 2023
20252-215912-02 | Xcel Energy | 85 | 13781 | IOU | 05363582 | 17.61 | Solar |  |  | Interconnected | Trade Secret | Trade | HWW | HWW063 | Commercial | Solar*Rewards | Trade Secret | 2023 | 2024
20252-215912-02 | Xcel Energy | 85 | 13781 | IOU | 05363588 | 17.61 | Solar |  |  | Interconnected | Trade Secret | Trade | HWW | HWW061 | Commercial | Solar*Rewards | Trade Secret | 2023 | 2024
20252-215912-02 | Xcel Energy | 85 | 13781 | IOU | 05363606 | 17.61 | Solar |  |  | Interconnected | Trade Secret | Trade | TER | TER083 | Commercial | Solar*Rewards | Trade Secret | 2023 | 2024
20252-215912-02 | Xcel Energy | 85 | 13781 | IOU | 05363618 | 17.61 | Solar |  |  | Interconnected | Trade Secret | Trade | SLP | SLP082 | Commercial | Solar*Rewards | Trade Secret | 2023 | 2024
20252-215912-02 | Xcel Energy | 85 | 13781 | IOU | 05363631 | 17.61 | Solar |  |  | Interconnected | Trade Secret | Trade | WRR | WRR064 | Commercial | Solar*Rewards | Trade Secret | 2023 | 2024
20252-215912-02 | Xcel Energy | 85 | 13781 | IOU | 05363643 | 17.61 | Solar |  |  | Interconnected | Trade Secret | Trade | APA | APA075 | Commercial | Solar*Rewards | Trade Secret | 2023 | 2024
20252-215912-02 | Xcel Energy | 85 | 13781 | IOU | 05363646 | 17.61 | Solar |  |  | Interconnected | Trade Secret | Trade | ALD | ALD076 | Commercial | Solar*Rewards | Trade Secret | 2023 | 2024
20252-215912-02 | Xcel Energy | 85 | 13781 | IOU | 05363648 | 17.61 | Solar |  |  | Interconnected | Trade Secret | Trade | SOU | SOU077 | Residential | Solar*Rewards | Trade Secret | 2023 | 2024
20252-215912-02 | Xcel Energy | 85 | 13781 | IOU | 05363751 | 17.61 | Solar |  |  | Interconnected | Trade Secret | Trade | SOU | SOU061 | Commercial | Solar*Rewards | Trade Secret | 2023 | 2024
20252-215912-02 | Xcel Energy | 85 | 13781 | IOU | 05363764 | 10.15 | Solar |  |  | Interconnected | Trade Secret | Trade | KOL | KOL065 | Residential |  | Trade Secret | 2023 | 2024
20252-215912-02 | Xcel Energy | 85 | 13781 | IOU | 05363842 | 17.61 | Solar |  |  | Interconnected | Trade Secret | Trade | ALD | ALD076 | Commercial | Solar*Rewards | Trade Secret | 2023 | 2024
20252-215912-02 | Xcel Energy | 85 | 13781 | IOU | 05363862 | 17.61 | Solar |  |  | Interconnected | Trade Secret | Trade | HWW | HWW073 | Commercial | Solar*Rewards | Trade Secret | 2023 | 2024
20252-215912-02 | Xcel Energy | 85 | 13781 | IOU | 05363872 | 17.61 | Solar |  |  | Interconnected | Trade Secret | Trade | TWL | TWL062 | Commercial | Solar*Rewards | Trade Secret | 2023 | 2024
20252-215912-02 | Xcel Energy | 85 | 13781 | IOU | 05363953 |  |  |  |  | Withdrawn | Trade Secret | Trade |  |  | Residential |  | Trade Secret | 2023
20252-215912-02 | Xcel Energy | 85 | 13781 | IOU | 05363965 |  |  |  |  | Active Application | Trade Secret | Trade |  |  | Residential |  | Trade Secret | 2023
20252-215912-02 | Xcel Energy | 85 | 13781 | IOU | 05364214 | 5.22 | Solar |  |  | Interconnected | Trade Secret | Trade | SOU | SOU088 | Residential |  | Trade Secret | 2023 | 2023
20252-215912-02 | Xcel Energy | 85 | 13781 | IOU | 05364239 | 4.35 | Solar |  |  | Interconnected | Trade Secret | Trade | STY | STY062 | Residential |  | Trade Secret | 2023 | 2023
20252-215912-02 | Xcel Energy | 85 | 13781 | IOU | 05364261 | 12.6 | Solar |  | X | Interconnected | Trade Secret | Trade | ECK | ECK341 | Residential | Solar*Rewards | Trade Secret | 2023 | 2023
20252-215912-02 | Xcel Energy | 85 | 13781 | IOU | 05364263 | 3.75 | Solar |  |  | Interconnected | Trade Secret | Trade | SOU | SOU060 | Residential | Solar*Rewards | Trade Secret | 2023 | 2023
20252-215912-02 | Xcel Energy | 85 | 13781 | IOU | 05364265 | 7.6 | Solar |  |  | Withdrawn | Trade Secret | Trade | MND | MND062 | Residential |  | Trade Secret | 2023
20252-215912-02 | Xcel Energy | 85 | 13781 | IOU | 05364269 | 8.7 | Solar |  |  | Interconnected | Trade Secret | Trade | EXC | EXC062 | Residential | Solar*Rewards | Trade Secret | 2023 | 2023
20252-215912-02 | Xcel Energy | 85 | 13781 | IOU | 05364271 | 3.19 | Solar |  |  | Active Application | Trade Secret | Trade | WIL | WIL089 | Residential |  | Trade Secret | 2023
20252-215912-02 | Xcel Energy | 85 | 13781 | IOU | 05364284 | 4.64 | Solar |  |  | Interconnected | Trade Secret | Trade | WIN | WIN043 | Residential |  | Trade Secret | 2023 | 2023
20252-215912-02 | Xcel Energy | 85 | 13781 | IOU | 05364292 |  | Solar |  |  | Withdrawn | Trade Secret | Trade | TER | TER071 | Residential | Solar*Rewards | Trade Secret | 2023
20252-215912-02 | Xcel Energy | 85 | 13781 | IOU | 05364297 | 2.61 | Solar |  |  | Interconnected | Trade Secret | Trade | EDA | EDA067 | Residential |  | Trade Secret | 2023 | 2023
20252-215912-02 | Xcel Energy | 85 | 13781 | IOU | 05364324 | 6.4 | Solar |  |  | Interconnected | Trade Secret | Trade | SOU | SOU060 | Residential |  | Trade Secret | 2023 | 2023
20252-215912-02 | Xcel Energy | 85 | 13781 | IOU | 05364325 | 4.06 | Solar |  |  | Withdrawn | Trade Secret | Trade | ALK | ALK072 | Residential |  | Trade Secret | 2023
20252-215912-02 | Xcel Energy | 85 | 13781 | IOU | 05364361 | 5.22 | Solar |  |  | Interconnected | Trade Secret | Trade | SLP | SLP092 | Residential |  | Trade Secret | 2023 | 2023
20252-215912-02 | Xcel Energy | 85 | 13781 | IOU | 05364417 | 6.96 | Solar |  |  | Interconnected | Trade Secret | Trade | WDY | WDY312 | Residential | Solar*Rewards | Trade Secret | 2023 | 2023
20252-215912-02 | Xcel Energy | 85 | 13781 | IOU | 05364437 | 6.09 | Solar |  |  | Interconnected | Trade Secret | Trade | WSG | WSG362 | Residential |  | Trade Secret | 2023 | 2023
20252-215912-02 | Xcel Energy | 85 | 13781 | IOU | 05364459 | 16.24 | Solar |  |  | Withdrawn | Trade Secret | Trade |  |  | Residential | Solar*Rewards | Trade Secret | 2023
20252-215912-02 | Xcel Energy | 85 | 13781 | IOU | 05364462 | 3.84 | Solar |  |  | Interconnected | Trade Secret | Trade | HYL | HYL063 | Residential | Solar*Rewards | Trade Secret | 2023 | 2023
20252-215912-02 | Xcel Energy | 85 | 13781 | IOU | 05364496 | 4.35 | Solar |  |  | Active Application | Trade Secret | Trade | CDV | CDV063 | Residential |  | Trade Secret | 2023
20252-215912-02 | Xcel Energy | 85 | 13781 | IOU | 05364508 | 4.188 | Solar |  |  | Interconnected | Trade Secret | Trade | MPK | MPK087 | Commercial |  | Trade Secret | 2023 | 2023
20252-215912-02 | Xcel Energy | 85 | 13781 | IOU | 05364592 | 9.994 | Solar |  |  | Withdrawn | Trade Secret | Trade | SOU | SOU079 | Residential | Solar*Rewards | Trade Secret | 2023
20252-215912-02 | Xcel Energy | 85 | 13781 | IOU | 05364620 | 9.994 | Solar |  |  | Interconnected | Trade Secret | Trade | SOU | SOU079 | Residential |  | Trade Secret | 2023 | 2023
20252-215912-02 | Xcel Energy | 85 | 13781 | IOU | 05364625 | 5.235 | Solar |  |  | Interconnected | Trade Secret | Trade | WIN | WIN042 | Residential | Solar*Rewards | Trade Secret | 2023 | 2023
20252-215912-02 | Xcel Energy | 85 | 13781 | IOU | 05364704 | 4.886 | Solar |  |  | Interconnected | Trade Secret | Trade | IDA | IDA064 | Residential |  | Trade Secret | 2023 | 2023
20252-215912-02 | Xcel Energy | 85 | 13781 | IOU | 05364719 | 4.537 | Solar |  |  | Interconnected | Trade Secret | Trade | MPK | MPK063 | Residential |  | Trade Secret | 2023 | 2023
20252-215912-02 | Xcel Energy | 85 | 13781 | IOU | 05364728 | 16.752 | Solar |  |  | Withdrawn | Trade Secret | Trade | AFT | AFT314 | Residential | Solar*Rewards | Trade Secret | 2023
20252-215912-02 | Xcel Energy | 85 | 13781 | IOU | 05364772 | 398 | Solar |  |  | Active Application | Trade Secret | Trade | MPK | MPK068 | Commercial |  | Trade Secret | 2023
20252-215912-02 | Xcel Energy | 85 | 13781 | IOU | 05364824 |  | Solar |  |  | Active Application | Trade Secret | Trade | CHI | CHI311 | Residential | Solar*Rewards | Trade Secret | 2023
20252-215912-02 | Xcel Energy | 85 | 13781 | IOU | 05364984 | 15.437 | Solar |  |  | Active Application | Trade Secret | Trade | HAS | HAS032 | Residential | Solar*Rewards | Trade Secret | 2023
20252-215912-02 | Xcel Energy | 85 | 13781 | IOU | 05365029 | 4.48 | Solar |  |  | Interconnected | Trade Secret | Trade | HYL | HYL064 | Residential | Solar*Rewards | Trade Secret | 2023 | 2023
20252-215912-02 | Xcel Energy | 85 | 13781 | IOU | 05365063 | 5.12 | Solar |  |  | Interconnected | Trade Secret | Trade | NMC | NMC082 | Residential | Solar*Rewards | Trade Secret | 2023 | 2023
20252-215912-02 | Xcel Energy | 85 | 13781 | IOU | 05365076 | 8.99 | Solar |  |  | Interconnected | Trade Secret | Trade | HUG | HUG321 | Residential | Solar*Rewards | Trade Secret | 2023 | 2023
20252-215912-02 | Xcel Energy | 85 | 13781 | IOU | 05365110 | 8.32 | Solar |  |  | Interconnected | Trade Secret | Trade | HUG | HUG311 | Residential | Solar*Rewards | Trade Secret | 2023 | 2023
20252-215912-02 | Xcel Energy | 85 | 13781 | IOU | 05365168 | 17.799 | Solar |  |  | Interconnected | Trade Secret | Trade | EDA | EDA067 | Residential |  | Trade Secret | 2023 | 2023
20252-215912-02 | Xcel Energy | 85 | 13781 | IOU | 05365195 | 8.376 | Solar |  |  | Interconnected | Trade Secret | Trade | SHP | SHP061 | Residential |  | Trade Secret | 2023 | 2023
20252-215912-02 | Xcel Energy | 85 | 13781 | IOU | 05365204 | 6.96 | Solar |  |  | Interconnected | Trade Secret | Trade | WES | WES074 | Residential |  | Trade Secret | 2023 | 2023
20252-215912-02 | Xcel Energy | 85 | 13781 | IOU | 05365229 | 49.692 | Solar |  |  | Interconnected | Trade Secret | Trade | MPK | MPK071 | Commercial |  | Trade Secret | 2023 | 2023
20252-215912-02 | Xcel Energy | 85 | 13781 | IOU | 05365550 | 6.96 | Solar |  |  | Interconnected | Trade Secret | Trade | BYT | BYT061 | Residential |  | Trade Secret | 2023 | 2023
20252-215912-02 | Xcel Energy | 85 | 13781 | IOU | 05365672 | 11.39 | Solar |  |  | Interconnected | Trade Secret | Trade | LEX | LEX074 | Residential | Solar*Rewards | Trade Secret | 2023 | 2023
20252-215912-02 | Xcel Energy | 85 | 13781 | IOU | 05365678 |  |  |  |  | Withdrawn | Trade Secret | Trade |  |  | Residential |  | Trade Secret | 2023
20252-215912-02 | Xcel Energy | 85 | 13781 | IOU | 05365762 |  |  |  |  | Active Application | Trade Secret | Trade | SOU | SOU087 | Residential |  | Trade Secret | 2023
20252-215912-02 | Xcel Energy | 85 | 13781 | IOU | 05365786 | 10.44 | Solar |  |  | Interconnected | Trade Secret | Trade | CTR | CTR021 | Residential |  | Trade Secret | 2023 | 2023
20252-215912-02 | Xcel Energy | 85 | 13781 | IOU | 05365877 | 5.8 | Solar |  |  | Active Application | Trade Secret | Trade | NOF | NOF061 | Residential | Solar*Rewards | Trade Secret | 2023
20252-215912-02 | Xcel Energy | 85 | 13781 | IOU | 05366036 |  | Solar |  |  | Active Application | Trade Secret | Trade |  |  | Residential | Solar*Rewards | Trade Secret | 2023
20252-215912-02 | Xcel Energy | 85 | 13781 | IOU | 05366097 | 5.8 | Solar |  |  | Withdrawn | Trade Secret | Trade | HUG | HUG311 | Residential | Solar*Rewards | Trade Secret | 2023
20252-215912-02 | Xcel Energy | 85 | 13781 | IOU | 05366113 | 6.09 | Solar |  |  | Interconnected | Trade Secret | Trade | HUG | HUG311 | Residential | Solar*Rewards | Trade Secret | 2023 | 2023
20252-215912-02 | Xcel Energy | 85 | 13781 | IOU | 05366175 |  | Solar |  |  | Active Application | Trade Secret | Trade | SLP | SLP071 | Commercial | Solar*Rewards | Trade Secret | 2023
20252-215912-02 | Xcel Energy | 85 | 13781 | IOU | 05366184 | 7.616 | Solar |  |  | Interconnected | Trade Secret | Trade | APA | APA075 | Residential | Solar*Rewards | Trade Secret | 2023 | 2023
20252-215912-02 | Xcel Energy | 85 | 13781 | IOU | 05366233 | 13.606 | Solar |  |  | Interconnected | Trade Secret | Trade | HUG | HUG321 | Residential | Solar*Rewards | Trade Secret | 2023 | 2023
20252-215912-02 | Xcel Energy | 85 | 13781 | IOU | 05366246 | 8.376 | Solar |  |  | Interconnected | Trade Secret | Trade | MOL | MOL073 | Residential |  | Trade Secret | 2023 | 2023
20252-215912-02 | Xcel Energy | 85 | 13781 | IOU | 05366287 | 6.282 | Solar |  |  | Interconnected | Trade Secret | Trade | UPP | UPP063 | Residential |  | Trade Secret | 2023 | 2023
20252-215912-02 | Xcel Energy | 85 | 13781 | IOU | 05366398 | 23.1 | Solar |  |  | Interconnected | Trade Secret | Trade | SOH | SOH001 | Commercial |  | Trade Secret | 2023 | 2023
20252-215912-02 | Xcel Energy | 85 | 13781 | IOU | 05366424 | 11.52 | Solar |  |  | Interconnected | Trade Secret | Trade | HYL | HYL061 | Residential |  | Trade Secret | 2023 | 2023
20252-215912-02 | Xcel Energy | 85 | 13781 | IOU | 05366433 | 15.08 | Solar |  |  | Interconnected | Trade Secret | Trade | SCL | SCL313 | Residential |  | Trade Secret | 2023 | 2023
20252-215912-02 | Xcel Energy | 85 | 13781 | IOU | 05366452 | 4.06 | Solar |  |  | Interconnected | Trade Secret | Trade | SOU | SOU083 | Residential |  | Trade Secret | 2023 | 2023
20252-215912-02 | Xcel Energy | 85 | 13781 | IOU | 05366464 | 12.564 | Solar |  |  | Interconnected | Trade Secret | Trade | GRI | GRI001 | Residential |  | Trade Secret | 2023 | 2023
20252-215912-02 | Xcel Energy | 85 | 13781 | IOU | 05366465 | 34.6 | Solar |  |  | Withdrawn | Trade Secret | Trade | SOU | SOU065 | Commercial | Solar*Rewards | Trade Secret | 2023
20252-215912-02 | Xcel Energy | 85 | 13781 | IOU | 05366471 | 11.89 | Solar |  |  | Interconnected | Trade Secret | Trade | CGR | CGR071 | Residential |  | Trade Secret | 2023 | 2023
20252-215912-02 | Xcel Energy | 85 | 13781 | IOU | 05366599 | 9.994 | Solar |  |  | Interconnected | Trade Secret | Trade | MPK | MPK062 | Commercial |  | Trade Secret | 2023 | 2023
20252-215912-02 | Xcel Energy | 85 | 13781 | IOU | 05366606 | 4.537 | Solar |  |  | Interconnected | Trade Secret | Trade | ALD | ALD076 | Residential |  | Trade Secret | 2023 | 2023
20252-215912-02 | Xcel Energy | 85 | 13781 | IOU | 05366614 | 3.78 | Solar |  |  | Interconnected | Trade Secret | Trade | GNL | GNL071 | Residential |  | Trade Secret | 2023 | 2023
20252-215912-02 | Xcel Energy | 85 | 13781 | IOU | 05366620 | 5.76 | Solar |  |  | Interconnected | Trade Secret | Trade | NMC | NMC082 | Residential | Solar*Rewards | Trade Secret | 2023 | 2023
20252-215912-02 | Xcel Energy | 85 | 13781 | IOU | 05366637 | 7.68 | Solar |  |  | Interconnected | Trade Secret | Trade | WCS | WCS062 | Residential | Solar*Rewards | Trade Secret | 2023 | 2023
20252-215912-02 | Xcel Energy | 85 | 13781 | IOU | 05366657 | 16.24 | Solar |  |  | Active Application | Trade Secret | Trade | SCA | SCA021 | Residential |  | Trade Secret | 2023
20252-215912-02 | Xcel Energy | 85 | 13781 | IOU | 05366774 | 8.725 | Solar |  |  | Interconnected | Trade Secret | Trade | GSL | GSL341 | Residential |  | Trade Secret | 2023 | 2023
20252-215912-02 | Xcel Energy | 85 | 13781 | IOU | 05366974 |  | Solar |  |  | Active Application | Trade Secret | Trade |  |  | Residential | Solar*Rewards | Trade Secret | 2023
20252-215912-02 | Xcel Energy | 85 | 13781 | IOU | 05366975 | 13 | Solar |  |  | Withdrawn | Trade Secret | Trade | AFT | AFT315 | Residential |  | Trade Secret | 2023
20252-215912-02 | Xcel Energy | 85 | 13781 | IOU | 05366980 | 5.12 | Solar |  |  | Interconnected | Trade Secret | Trade | HYL | HYL064 | Residential | Solar*Rewards | Trade Secret | 2023 | 2023
20252-215912-02 | Xcel Energy | 85 | 13781 | IOU | 05366997 | 4.48 | Solar |  |  | Interconnected | Trade Secret | Trade | SOU | SOU087 | Residential |  | Trade Secret | 2023 | 2023
20252-215912-02 | Xcel Energy | 85 | 13781 | IOU | 05367058 | 7.25 | Solar |  |  | Interconnected | Trade Secret | Trade | GSL | GSL076 | Residential |  | Trade Secret | 2023 | 2023
20252-215912-02 | Xcel Energy | 85 | 13781 | IOU | 05367165 | 39.75 | Solar |  |  | Active Application | Trade Secret | Trade | EDA | EDA071 | Commercial | Solar*Rewards | Trade Secret | 2023
20252-215912-02 | Xcel Energy | 85 | 13781 | IOU | 05367189 | 6.3 | Solar |  |  | Interconnected | Trade Secret | Trade | WDY | WDY311 | Residential |  | Trade Secret | 2023 | 2023
20252-215912-02 | Xcel Energy | 85 | 13781 | IOU | 05367201 | 5.51 | Solar |  |  | Interconnected | Trade Secret | Trade | LEX | LEX061 | Residential |  | Trade Secret | 2023 | 2023
20252-215912-02 | Xcel Energy | 85 | 13781 | IOU | 05367208 | 5.04 | Solar |  |  | Interconnected | Trade Secret | Trade | REW | REW031 | Residential |  | Trade Secret | 2023 | 2023
20252-215912-02 | Xcel Energy | 85 | 13781 | IOU | 05367236 | 3.84 | Solar |  |  | Interconnected | Trade Secret | Trade | HYL | HYL064 | Residential | Solar*Rewards | Trade Secret | 2023 | 2023
20252-215912-02 | Xcel Energy | 85 | 13781 | IOU | 05367269 | 39 | Solar |  |  | Withdrawn | Trade Secret | Trade |  |  | Residential | Other | Trade Secret | 2023
20252-215912-02 | Xcel Energy | 85 | 13781 | IOU | 05367279 | 5.12 | Solar |  |  | Interconnected | Trade Secret | Trade | HUG | HUG311 | Residential | Solar*Rewards | Trade Secret | 2023 | 2023
20252-215912-02 | Xcel Energy | 85 | 13781 | IOU | 05367286 | 3.84 | Solar |  |  | Interconnected | Trade Secret | Trade | HUG | HUG311 | Residential | Solar*Rewards | Trade Secret | 2023 | 2023
20252-215912-02 | Xcel Energy | 85 | 13781 | IOU | 05367293 |  | Solar |  |  | Active Application | Trade Secret | Trade |  |  | Residential | Solar*Rewards | Trade Secret | 2023
20252-215912-02 | Xcel Energy | 85 | 13781 | IOU | 05367310 | 7.04 | Solar |  |  | Interconnected | Trade Secret | Trade | HUG | HUG321 | Residential | Solar*Rewards | Trade Secret | 2023 | 2023
20252-215912-02 | Xcel Energy | 85 | 13781 | IOU | 05367675 | 8.32 | Solar |  |  | Interconnected | Trade Secret | Trade | NMC | NMC083 | Residential | Solar*Rewards | Trade Secret | 2023 | 2023
20252-215912-02 | Xcel Energy | 85 | 13781 | IOU | 05367688 | 4.48 | Solar |  |  | Interconnected | Trade Secret | Trade | HYL | HYL064 | Residential | Solar*Rewards | Trade Secret | 2023 | 2023
20252-215912-02 | Xcel Energy | 85 | 13781 | IOU | 05367702 | 14.309 | Solar |  |  | Interconnected | Trade Secret | Trade | GSL | GSL061 | Residential | Solar*Rewards | Trade Secret | 2023 | 2023
20252-215912-02 | Xcel Energy | 85 | 13781 | IOU | 05367730 | 3.8 | Solar |  |  | Withdrawn | Trade Secret | Trade | CGR | CGR063 | Commercial |  | Trade Secret | 2023
20252-215912-02 | Xcel Energy | 85 | 13781 | IOU | 05367776 | 7.68 | Solar |  |  | Interconnected | Trade Secret | Trade | HUG | HUG321 | Residential | Solar*Rewards | Trade Secret | 2023 | 2023
20252-215912-02 | Xcel Energy | 85 | 13781 | IOU | 05367847 | 9.6 | Solar |  |  | Interconnected | Trade Secret | Trade | HUG | HUG311 | Residential | Solar*Rewards | Trade Secret | 2023 | 2023
20252-215912-02 | Xcel Energy | 85 | 13781 | IOU | 05367980 | 7.68 | Solar |  |  | Interconnected | Trade Secret | Trade | WIL | WIL082 | Residential | Solar*Rewards | Trade Secret | 2023 | 2023
20252-215912-02 | Xcel Energy | 85 | 13781 | IOU | 05367993 |  |  |  |  | Active Application | Trade Secret | Trade |  |  | Residential |  | Trade Secret | 2023
20252-215912-02 | Xcel Energy | 85 | 13781 | IOU | 05368037 | 3.48 | Solar |  |  | Active Application | Trade Secret | Trade | SOU | SOU087 | Residential |  | Trade Secret | 2023
20252-215912-02 | Xcel Energy | 85 | 13781 | IOU | 05368074 | 10.15 | Solar |  |  | Active Application | Trade Secret | Trade | TWL | TWL062 | Residential |  | Trade Secret | 2023
20252-215912-02 | Xcel Energy | 85 | 13781 | IOU | 05368203 | 4.93 | Solar |  |  | Interconnected | Trade Secret | Trade | SOU | SOU081 | Residential | Solar*Rewards | Trade Secret | 2023 | 2023
20252-215912-02 | Xcel Energy | 85 | 13781 | IOU | 05368221 | 17.22 | Solar |  |  | Withdrawn | Trade Secret | Trade |  |  | Residential | Other | Trade Secret | 2023
20252-215912-02 | Xcel Energy | 85 | 13781 | IOU | 05368269 |  | Solar |  |  | Active Application | Trade Secret | Trade |  |  | Residential | Solar*Rewards | Trade Secret | 2023
20252-215912-02 | Xcel Energy | 85 | 13781 | IOU | 05368465 |  | Solar |  |  | Active Application | Trade Secret | Trade | HSN | HSN322 | Residential | Solar*Rewards | Trade Secret | 2023
20252-215912-02 | Xcel Energy | 85 | 13781 | IOU | 05368470 |  |  |  |  | Active Application | Trade Secret | Trade |  |  | Residential |  | Trade Secret | 2023
20252-215912-02 | Xcel Energy | 85 | 13781 | IOU | 05368503 | 6.4 | Solar |  |  | Interconnected | Trade Secret | Trade | WIL | WIL089 | Residential | Solar*Rewards | Trade Secret | 2023 | 2023
20252-215912-02 | Xcel Energy | 85 | 13781 | IOU | 05368556 | 4.48 | Solar |  |  | Interconnected | Trade Secret | Trade | WIL | WIL089 | Residential | Solar*Rewards | Trade Secret | 2023 | 2023
20252-215912-02 | Xcel Energy | 85 | 13781 | IOU | 05368577 | 80 | Solar |  |  | Interconnected | Trade Secret | Trade | GPH | GPH061 | Commercial |  | Trade Secret | 2023 | 2023
20252-215912-02 | Xcel Energy | 85 | 13781 | IOU | 05368617 | 4.48 | Solar |  |  | Interconnected | Trade Secret | Trade | HUG | HUG311 | Residential | Solar*Rewards | Trade Secret | 2023 | 2023
20252-215912-02 | Xcel Energy | 85 | 13781 | IOU | 05368632 | 5.76 | Solar |  |  | Interconnected | Trade Secret | Trade | HUG | HUG311 | Residential | Solar*Rewards | Trade Secret | 2023 | 2023
20252-215912-02 | Xcel Energy | 85 | 13781 | IOU | 05368648 |  | Solar |  |  | Active Application | Trade Secret | Trade |  |  | Residential | Solar*Rewards | Trade Secret | 2023
20252-215912-02 | Xcel Energy | 85 | 13781 | IOU | 05368703 | 3.78 | Solar |  |  | Interconnected | Trade Secret | Trade | DPN | DPN072 | Residential |  | Trade Secret | 2023 | 2023
20252-215912-02 | Xcel Energy | 85 | 13781 | IOU | 05368849 |  | Solar |  |  | Active Application | Trade Secret | Trade |  |  | Community Solar Garden | Solar*Rewards Community | Trade Secret | 2023
20252-215912-02 | Xcel Energy | 85 | 13781 | IOU | 05368927 | 6.98 | Solar |  |  | Interconnected | Trade Secret | Trade | RMT | RMT321 | Residential |  | Trade Secret | 2023 | 2023
20252-215912-02 | Xcel Energy | 85 | 13781 | IOU | 05368936 | 9.074 | Solar |  |  | Interconnected | Trade Secret | Trade | RPO | RPO311 | Residential |  | Trade Secret | 2023 | 2023
20252-215912-02 | Xcel Energy | 85 | 13781 | IOU | 05368951 | 3.15 | Solar |  |  | Withdrawn | Trade Secret | Trade | MPK | MPK074 | Residential |  | Trade Secret | 2023 | 2023
20252-215912-02 | Xcel Energy | 85 | 13781 | IOU | 05368985 | 6.98 | Solar |  |  | Interconnected | Trade Secret | Trade | WIL | WIL098 | Residential |  | Trade Secret | 2023 | 2023
20252-215912-02 | Xcel Energy | 85 | 13781 | IOU | 05369102 | 10.08 | Solar |  |  | Interconnected | Trade Secret | Trade | RRK | RRK064 | Residential |  | Trade Secret | 2023 | 2023
20252-215912-02 | Xcel Energy | 85 | 13781 | IOU | 05369149 | 1.1 | Solar |  |  | Withdrawn | Trade Secret | Trade | ECK | ECK322 | Residential | Solar*Rewards | Trade Secret | 2023
20252-215912-02 | Xcel Energy | 85 | 13781 | IOU | 05369151 | 5.51 | Solar |  |  | Interconnected | Trade Secret | Trade | WIL | WIL061 | Residential |  | Trade Secret | 2023 | 2023
20252-215912-02 | Xcel Energy | 85 | 13781 | IOU | 05371194 |  | Solar |  |  | Active Application | Trade Secret | Trade | WCR | WCR321 | Residential | Solar*Rewards | Trade Secret | 2023
20252-215912-02 | Xcel Energy | 85 | 13781 | IOU | 05371360 | 6.4 | Solar |  |  | Interconnected | Trade Secret | Trade | HUG | HUG311 | Residential | Solar*Rewards | Trade Secret | 2023 | 2023
20252-215912-02 | Xcel Energy | 85 | 13781 | IOU | 05371367 | 4.48 | Solar |  |  | Interconnected | Trade Secret | Trade | WIL | WIL082 | Residential | Solar*Rewards | Trade Secret | 2023 | 2023
20252-215912-02 | Xcel Energy | 85 | 13781 | IOU | 05371378 | 7.54 | Solar |  |  | Interconnected | Trade Secret | Trade | CRL | CRL033 | Residential |  | Trade Secret | 2023 | 2023
20252-215912-02 | Xcel Energy | 85 | 13781 | IOU | 05371429 | 3.84 | Solar |  |  | Interconnected | Trade Secret | Trade | HYL | HYL075 | Residential | Solar*Rewards | Trade Secret | 2023 | 2023
20252-215912-02 | Xcel Energy | 85 | 13781 | IOU | 05371493 | 16.25 | Solar |  | X | Active Application | Trade Secret | Trade | FRM | FRM071 | Residential |  | Trade Secret | 2023
20252-215912-02 | Xcel Energy | 85 | 13781 | IOU | 05371556 | 5.76 | Solar |  |  | Interconnected | Trade Secret | Trade | WIL | WIL089 | Residential | Solar*Rewards | Trade Secret | 2023 | 2023
20252-215912-02 | Xcel Energy | 85 | 13781 | IOU | 05371626 |  | Solar |  |  | Active Application | Trade Secret | Trade |  |  | Residential | Solar*Rewards | Trade Secret | 2023
20252-215912-02 | Xcel Energy | 85 | 13781 | IOU | 05371735 | 15.705 | Solar |  |  | Interconnected | Trade Secret | Trade | AFT | AFT314 | Residential |  | Trade Secret | 2023 | 2021
20252-215912-02 | Xcel Energy | 85 | 13781 | IOU | 05371944 | 99.9 | Solar |  |  | Interconnected | Trade Secret | Trade | BCR | BCR063 | Commercial |  | Trade Secret | 2023 | 2024
20252-215912-02 | Xcel Energy | 85 | 13781 | IOU | 05371950 | 3.84 | Solar |  |  | Interconnected | Trade Secret | Trade | MEL | MEL072 | Residential | Solar*Rewards | Trade Secret | 2023 | 2023
20252-215912-02 | Xcel Energy | 85 | 13781 | IOU | 05371969 | 480 | Solar |  |  | Active Application | Trade Secret | Trade | ALD | ALD097 | Commercial |  | Trade Secret | 2023
20252-215912-02 | Xcel Energy | 85 | 13781 | IOU | 05371972 |  | Solar |  |  | Active Application | Trade Secret | Trade |  |  | Residential | Solar*Rewards | Trade Secret | 2023
20252-215912-02 | Xcel Energy | 85 | 13781 | IOU | 05371984 |  |  |  |  | Active Application | Trade Secret | Trade | UPP | UPP005 | Commercial |  | Trade Secret | 2023
20252-215912-02 | Xcel Energy | 85 | 13781 | IOU | 05372269 |  | Solar |  |  | Withdrawn | Trade Secret | Trade |  |  | Residential | Solar*Rewards | Trade Secret | 2023
20252-215912-02 | Xcel Energy | 85 | 13781 | IOU | 05372270 | 9.8 | Solar |  |  | Withdrawn | Trade Secret | Trade | RVA | RVA061 | Residential | Solar*Rewards | Trade Secret | 2023
20252-215912-02 | Xcel Energy | 85 | 13781 | IOU | 05372271 | 999.375 | Solar |  |  | Interconnected | Trade Secret | Trade | HSN | HSN312 | Commercial |  | Trade Secret | 2023 | 2024
20252-215912-02 | Xcel Energy | 85 | 13781 | IOU | 05372305 | 12.54 | Solar |  | X | Interconnected | Trade Secret | Trade | GPH | GPH061 | Residential |  | Trade Secret | 2023 | 2024
20252-215912-02 | Xcel Energy | 85 | 13781 | IOU | 05372404 | 298.125 | Solar |  |  | Withdrawn | Trade Secret | Trade | AFT | AFT315 | Commercial |  | Trade Secret | 2023
20252-215912-02 | Xcel Energy | 85 | 13781 | IOU | 05372652 | 5.12 | Solar |  |  | Interconnected | Trade Secret | Trade | WIL | WIL079 | Residential | Solar*Rewards | Trade Secret | 2023 | 2023
20252-215912-02 | Xcel Energy | 85 | 13781 | IOU | 05372706 | 5.76 | Solar |  |  | Interconnected | Trade Secret | Trade | HUG | HUG321 | Residential | Solar*Rewards | Trade Secret | 2023 | 2023
20252-215912-02 | Xcel Energy | 85 | 13781 | IOU | 05372839 | 7.68 | Solar |  |  | Interconnected | Trade Secret | Trade | HUG | HUG311 | Residential | Solar*Rewards | Trade Secret | 2023 | 2023
20252-215912-02 | Xcel Energy | 85 | 13781 | IOU | 05372863 | 5.12 | Solar |  |  | Interconnected | Trade Secret | Trade | HUG | HUG311 | Residential | Solar*Rewards | Trade Secret | 2023 | 2023
20252-215912-02 | Xcel Energy | 85 | 13781 | IOU | 05372878 | 4.48 | Solar |  |  | Interconnected | Trade Secret | Trade | HUG | HUG311 | Residential | Solar*Rewards | Trade Secret | 2023 | 2023
20252-215912-02 | Xcel Energy | 85 | 13781 | IOU | 05372948 | 1000 | Solar |  |  | Active Application | Trade Secret | Trade | PRR | PRR062 | Community Solar Garden | Solar*Rewards Community | Trade Secret | 2024
20252-215912-02 | Xcel Energy | 85 | 13781 | IOU | 05372982 | 720 | Solar |  |  | Active Application | Trade Secret | Trade | TLK | TLK073 | Community Solar Garden | Solar*Rewards Community | Trade Secret | 2024
20252-215912-02 | Xcel Energy | 85 | 13781 | IOU | 05372988 | 960 | Solar |  |  | Active Application | Trade Secret | Trade | TLK | TLK062 | Community Solar Garden | Solar*Rewards Community | Trade Secret | 2024
20252-215912-02 | Xcel Energy | 85 | 13781 | IOU | 05372994 | 960 | Solar |  |  | Active Application | Trade Secret | Trade |  |  | Community Solar Garden | Solar*Rewards Community | Trade Secret | 2023
20252-215912-02 | Xcel Energy | 85 | 13781 | IOU | 05373010 | 4.93 | Solar |  |  | Interconnected | Trade Secret | Trade | WSG | WSG361 | Residential |  | Trade Secret | 2023 | 2023
20252-215912-02 | Xcel Energy | 85 | 13781 | IOU | 05373020 | 5.51 | Solar |  |  | Interconnected | Trade Secret | Trade | DBL | DBL081 | Residential |  | Trade Secret | 2023 | 2023
20252-215912-02 | Xcel Energy | 85 | 13781 | IOU | 05373089 | 2.9 | Solar |  |  | Active Application | Trade Secret | Trade | CHE | CHE076 | Residential |  | Trade Secret | 2023
20252-215912-02 | Xcel Energy | 85 | 13781 | IOU | 05373100 | 8.725 | Solar |  |  | Interconnected | Trade Secret | Trade | TER | TER075 | Residential | Solar*Rewards | Trade Secret | 2023 | 2023
20252-215912-02 | Xcel Energy | 85 | 13781 | IOU | 05373122 | 2.9 | Solar |  |  | Interconnected | Trade Secret | Trade | CHE | CHE064 | Residential |  | Trade Secret | 2023 | 2023
20252-215912-02 | Xcel Energy | 85 | 13781 | IOU | 05373145 | 2.61 | Solar |  |  | Interconnected | Trade Secret | Trade | SOU | SOU073 | Residential |  | Trade Secret | 2023 | 2023
20252-215912-02 | Xcel Energy | 85 | 13781 | IOU | 05373158 | 4.188 | Solar |  |  | Interconnected | Trade Secret | Trade | SHP | SHP072 | Residential |  | Trade Secret | 2023 | 2023
20252-215912-02 | Xcel Energy | 85 | 13781 | IOU | 05373223 | 21.987 | Solar |  |  | Interconnected | Trade Secret | Trade | UPP | UPP066 | Residential | Solar*Rewards | Trade Secret | 2023 | 2024
20252-215912-02 | Xcel Energy | 85 | 13781 | IOU | 05373289 | 39.75 | Solar |  |  | Interconnected | Trade Secret | Trade | UPP | UPP082 | Commercial |  | Trade Secret | 2023 | 2023
20252-215912-02 | Xcel Energy | 85 | 13781 | IOU | 05373305 | 11.168 | Solar |  |  | Interconnected | Trade Secret | Trade | PKL | PKL085 | Residential | Solar*Rewards | Trade Secret | 2023 | 2023
20252-215912-02 | Xcel Energy | 85 | 13781 | IOU | 05373612 | 8.376 | Solar |  |  | Interconnected | Trade Secret | Trade | WCR | WCR063 | Residential |  | Trade Secret | 2023 | 2023
20252-215912-02 | Xcel Energy | 85 | 13781 | IOU | 05373677 | 5.76 | Solar |  |  | Interconnected | Trade Secret | Trade | WIL | WIL082 | Residential | Solar*Rewards | Trade Secret | 2023 | 2023
20252-215912-02 | Xcel Energy | 85 | 13781 | IOU | 05373683 | 3.84 | Solar |  |  | Interconnected | Trade Secret | Trade | HUG | HUG311 | Residential | Solar*Rewards | Trade Secret | 2023 | 2023
20252-215912-02 | Xcel Energy | 85 | 13781 | IOU | 05373689 | 7.68 | Solar |  |  | Interconnected | Trade Secret | Trade | WIL | WIL093 | Residential | Solar*Rewards | Trade Secret | 2023 | 2023
20252-215912-02 | Xcel Energy | 85 | 13781 | IOU | 05373740 | 5.76 | Solar |  |  | Interconnected | Trade Secret | Trade | HUG | HUG311 | Residential | Solar*Rewards | Trade Secret | 2023 | 2023
20252-215912-02 | Xcel Energy | 85 | 13781 | IOU | 05373887 | 5.76 | Storage |  |  | Interconnected | Trade Secret | Trade | SOU | SOU072 | Residential |  | Trade Secret | 2023 | 2023
20252-215912-02 | Xcel Energy | 85 | 13781 | IOU | 05373904 | 10.47 | Solar |  |  | Withdrawn | Trade Secret | Trade | RPO | RPO312 | Residential | Solar*Rewards | Trade Secret | 2023
20252-215912-02 | Xcel Energy | 85 | 13781 | IOU | 05373948 | 8.8 | Storage |  |  | Interconnected | Trade Secret | Trade | UPP | UPP063 | Residential |  | Trade Secret | 2023 | 2023
20252-215912-02 | Xcel Energy | 85 | 13781 | IOU | 05374069 | 11.168 | Solar |  |  | Withdrawn | Trade Secret | Trade | RPO | RPO312 | Residential |  | Trade Secret | 2023
20252-215912-02 | Xcel Energy | 85 | 13781 | IOU | 05374079 | 10.47 | Solar |  |  | Interconnected | Trade Secret | Trade | WSG | WSG065 | Residential |  | Trade Secret | 2023 | 2023
20252-215912-02 | Xcel Energy | 85 | 13781 | IOU | 05374127 | 4.64 | Solar |  |  | Interconnected | Trade Secret | Trade | HWW | HWW062 | Residential |  | Trade Secret | 2023 | 2023
20252-215912-02 | Xcel Energy | 85 | 13781 | IOU | 05374171 | 6.98 | Solar |  |  | Active Application | Trade Secret | Trade | MDT | MDT074 | Residential | Solar*Rewards | Trade Secret | 2023
20252-215912-02 | Xcel Energy | 85 | 13781 | IOU | 05374191 | 10.47 | Solar |  |  | Interconnected | Trade Secret | Trade | MPK | MPK063 | Residential |  | Trade Secret | 2023 | 2023
20252-215912-02 | Xcel Energy | 85 | 13781 | IOU | 05376312 | 5.76 | Solar |  |  | Interconnected | Trade Secret | Trade | WYO | WYO032 | Residential | Solar*Rewards | Trade Secret | 2023 | 2023
20252-215912-02 | Xcel Energy | 85 | 13781 | IOU | 05376324 | 6.4 | Solar |  |  | Interconnected | Trade Secret | Trade | WIL | WIL079 | Residential | Solar*Rewards | Trade Secret | 2023 | 2023
20252-215912-02 | Xcel Energy | 85 | 13781 | IOU | 05376332 | 7.04 | Solar |  |  | Interconnected | Trade Secret | Trade | WIL | WIL082 | Residential | Solar*Rewards | Trade Secret | 2023 | 2023
20252-215912-02 | Xcel Energy | 85 | 13781 | IOU | 05376445 | 6.4 | Solar |  |  | Interconnected | Trade Secret | Trade | HUG | HUG311 | Residential | Solar*Rewards | Trade Secret | 2023 | 2023
20252-215912-02 | Xcel Energy | 85 | 13781 | IOU | 05376462 | 5.12 | Solar |  |  | Interconnected | Trade Secret | Trade | WYO | WYO032 | Residential | Solar*Rewards | Trade Secret | 2023 | 2023
20252-215912-02 | Xcel Energy | 85 | 13781 | IOU | 05376479 | 39.75 | Solar |  |  | Withdrawn | Trade Secret | Trade | SOU | SOU078 | Commercial | Solar*Rewards | Trade Secret | 2023
20252-215912-02 | Xcel Energy | 85 | 13781 | IOU | 05376677 |  | Solar |  |  | Active Application | Trade Secret | Trade | HAD | HAD022 | Residential | Solar*Rewards | Trade Secret | 2023
20252-215912-02 | Xcel Energy | 85 | 13781 | IOU | 05376680 |  | Solar |  |  | Active Application | Trade Secret | Trade |  |  | Residential | Solar*Rewards | Trade Secret | 2023
20252-215912-02 | Xcel Energy | 85 | 13781 | IOU | 05376713 | 2.9 | Solar |  |  | Interconnected | Trade Secret | Trade | SOU | SOU081 | Residential |  | Trade Secret | 2023 | 2023
20252-215912-02 | Xcel Energy | 85 | 13781 | IOU | 05376843 | 4.5 | Solar |  |  | Interconnected | Trade Secret | Trade | APA | APA061 | Residential |  | Trade Secret | 2023 | 2023
20252-215912-02 | Xcel Energy | 85 | 13781 | IOU | 05376940 | 8.376 | Solar |  |  | Interconnected | Trade Secret | Trade | RPL | RPL064 | Residential |  | Trade Secret | 2023 | 2023
20252-215912-02 | Xcel Energy | 85 | 13781 | IOU | 05376943 | 3.78 | Solar |  |  | Interconnected | Trade Secret | Trade | SOU | SOU072 | Residential |  | Trade Secret | 2023 | 2023
20252-215912-02 | Xcel Energy | 85 | 13781 | IOU | 05376944 | 3.575 | Solar |  |  | Withdrawn | Trade Secret | Trade | SOU | SOU083 | Residential |  | Trade Secret | 2023
20252-215912-02 | Xcel Energy | 85 | 13781 | IOU | 05377226 | 9.074 | Solar |  |  | Interconnected | Trade Secret | Trade | WSG | WSG071 | Residential |  | Trade Secret | 2023 | 2023
20252-215912-02 | Xcel Energy | 85 | 13781 | IOU | 05377228 | 6.09 | Solar |  |  | Interconnected | Trade Secret | Trade | MEL | MEL069 | Residential |  | Trade Secret | 2023 | 2023
20252-215912-02 | Xcel Energy | 85 | 13781 | IOU | 05377232 | 6.09 | Solar |  |  | Interconnected | Trade Secret | Trade | MPK | MPK085 | Residential |  | Trade Secret | 2023 | 2023
20252-215912-02 | Xcel Energy | 85 | 13781 | IOU | 05377235 | 6.09 | Solar |  |  | Interconnected | Trade Secret | Trade | WIL | WIL073 | Residential |  | Trade Secret | 2023 | 2023
20252-215912-02 | Xcel Energy | 85 | 13781 | IOU | 05377249 | 6.4 | Solar |  |  | Interconnected | Trade Secret | Trade | WIL | WIL073 | Residential | Solar*Rewards | Trade Secret | 2023 | 2023
20252-215912-02 | Xcel Energy | 85 | 13781 | IOU | 05377480 | 3.84 | Solar |  |  | Interconnected | Trade Secret | Trade | HUG | HUG311 | Residential | Solar*Rewards | Trade Secret | 2023 | 2023
20252-215912-02 | Xcel Energy | 85 | 13781 | IOU | 05377684 | 7.83 | Solar |  |  | Interconnected | Trade Secret | Trade | WDY | WDY321 | Residential |  | Trade Secret | 2023 | 2023
20252-215912-02 | Xcel Energy | 85 | 13781 | IOU | 05377773 | 7.329 | Solar |  |  | Interconnected | Trade Secret | Trade | SLP | SLP075 | Residential |  | Trade Secret | 2023 | 2023
20252-215912-02 | Xcel Energy | 85 | 13781 | IOU | 05377807 | 9.074 | Solar |  |  | Interconnected | Trade Secret | Trade | MPK | MPK084 | Residential |  | Trade Secret | 2023 | 2023
20252-215912-02 | Xcel Energy | 85 | 13781 | IOU | 05377827 | 5.67 | Solar |  |  | Interconnected | Trade Secret | Trade | SLP | SLP092 | Residential |  | Trade Secret | 2023 | 2023
20252-215912-02 | Xcel Energy | 85 | 13781 | IOU | 05377835 | 7.56 | Solar |  |  | Interconnected | Trade Secret | Trade | NMC | NMC083 | Residential |  | Trade Secret | 2023 | 2023
20252-215912-02 | Xcel Energy | 85 | 13781 | IOU | 05377848 | 13.34 | Solar |  |  | Active Application | Trade Secret | Trade | CGR | CGR064 | Residential |  | Trade Secret | 2023
20252-215912-02 | Xcel Energy | 85 | 13781 | IOU | 05377873 | 9.772 | Solar |  |  | Interconnected | Trade Secret | Trade | APA | APA075 | Residential |  | Trade Secret | 2023 | 2023
20252-215912-02 | Xcel Energy | 85 | 13781 | IOU | 05377883 | 10.395 | Solar |  |  | Interconnected | Trade Secret | Trade | APA | APA071 | Residential |  | Trade Secret | 2023 | 2023
20252-215912-02 | Xcel Energy | 85 | 13781 | IOU | 05377884 | 1000 | Solar |  |  | Withdrawn | Trade Secret | Trade | VIL | VIL021 | Community Solar Garden | Solar*Rewards Community | Trade Secret | 2023
20252-215912-02 | Xcel Energy | 85 | 13781 | IOU | 05377899 | 7.8 | Solar |  |  | Active Application | Trade Secret | Trade | SLP | SLP071 | Residential | Solar*Rewards | Trade Secret | 2023
20252-215912-02 | Xcel Energy | 85 | 13781 | IOU | 05377909 |  |  |  |  | Active Application | Trade Secret | Trade |  |  | Residential |  | Trade Secret | 2023
20252-215912-02 | Xcel Energy | 85 | 13781 | IOU | 05377913 | 3.9 | Solar |  |  | Interconnected | Trade Secret | Trade | SOU | SOU083 | Residential | Solar*Rewards | Trade Secret | 2023 | 2023
20252-215912-02 | Xcel Energy | 85 | 13781 | IOU | 05377942 | 1.89 | Solar |  |  | Interconnected | Trade Secret | Trade | WES | WES064 | Residential |  | Trade Secret | 2023 | 2023
20252-215912-02 | Xcel Energy | 85 | 13781 | IOU | 05377962 | 4.886 | Solar |  |  | Interconnected | Trade Secret | Trade | SLP | SLP086 | Residential |  | Trade Secret | 2023 | 2023
20252-215912-02 | Xcel Energy | 85 | 13781 | IOU | 05377972 | 5.67 | Solar |  | X | Interconnected | Trade Secret | Trade | RLK | RLK073 | Residential | Solar*Rewards | Trade Secret | 2023 | 2023
20252-215912-02 | Xcel Energy | 85 | 13781 | IOU | 05377988 | 11.168 | Solar |  |  | Withdrawn | Trade Secret | Trade | AFT | AFT314 | Residential |  | Trade Secret | 2023
20252-215912-02 | Xcel Energy | 85 | 13781 | IOU | 05378192 | 3.84 | Solar |  |  | Interconnected | Trade Secret | Trade | HUG | HUG311 | Residential | Solar*Rewards | Trade Secret | 2023 | 2023
20252-215912-02 | Xcel Energy | 85 | 13781 | IOU | 05378198 | 4.48 | Solar |  |  | Interconnected | Trade Secret | Trade | HUG | HUG311 | Residential | Solar*Rewards | Trade Secret | 2023 | 2023
20252-215912-02 | Xcel Energy | 85 | 13781 | IOU | 05378215 |  | Solar |  |  | Withdrawn | Trade Secret | Trade |  |  | Residential | Solar*Rewards | Trade Secret | 2023
20252-215912-02 | Xcel Energy | 85 | 13781 | IOU | 05378235 | 4.35 | Solar |  |  | Interconnected | Trade Secret | Trade | WIL | WIL073 | Residential |  | Trade Secret | 2023 | 2023
20252-215912-02 | Xcel Energy | 85 | 13781 | IOU | 05378264 | 4.5 | Solar |  |  | Interconnected | Trade Secret | Trade | SIP | SIP073 | Residential |  | Trade Secret | 2023 | 2023
20252-215912-02 | Xcel Energy | 85 | 13781 | IOU | 05379142 |  |  |  |  | Active Application | Trade Secret | Trade |  |  | Residential |  | Trade Secret | 2023
20252-215912-02 | Xcel Energy | 85 | 13781 | IOU | 05379164 |  | Solar |  |  | Withdrawn | Trade Secret | Trade |  |  | Residential | Solar*Rewards | Trade Secret | 2023
20252-215912-02 | Xcel Energy | 85 | 13781 | IOU | 05379244 | 4.93 | Solar |  |  | Interconnected | Trade Secret | Trade | WIL | WIL091 | Residential |  | Trade Secret | 2023 | 2023
20252-215912-02 | Xcel Energy | 85 | 13781 | IOU | 05379315 | 3.77 | Solar |  |  | Interconnected | Trade Secret | Trade | CGR | CGR072 | Residential |  | Trade Secret | 2023 | 2023
20252-215912-02 | Xcel Energy | 85 | 13781 | IOU | 05379389 |  | Solar |  |  | Active Application | Trade Secret | Trade | WIN | WIN032 | Residential | Solar*Rewards | Trade Secret | 2023
20252-215912-02 | Xcel Energy | 85 | 13781 | IOU | 05379542 |  | Solar |  |  | Active Application | Trade Secret | Trade |  |  | Residential | Solar*Rewards | Trade Secret | 2023
20252-215912-02 | Xcel Energy | 85 | 13781 | IOU | 05379892 | 7.6 | Solar |  | X | Interconnected | Trade Secret | Trade | ALK | ALK072 | Residential |  | Trade Secret | 2023 | 2023
20252-215912-02 | Xcel Energy | 85 | 13781 | IOU | 05379903 | 3.6 | Solar |  |  | Interconnected | Trade Secret | Trade | WIL | WIL079 | Residential |  | Trade Secret | 2023 | 2023
20252-215912-02 | Xcel Energy | 85 | 13781 | IOU | 05379932 |  | Solar |  |  | Active Application | Trade Secret | Trade | DOC | DOC211 | Residential | Solar*Rewards | Trade Secret | 2023
20252-215912-02 | Xcel Energy | 85 | 13781 | IOU | 05379963 | 11.89 | Solar |  |  | Interconnected | Trade Secret | Trade | HSN | HSN312 | Residential | Solar*Rewards | Trade Secret | 2023 | 2023
20252-215912-02 | Xcel Energy | 85 | 13781 | IOU | 05379966 | 38 | Solar |  |  | Active Application | Trade Secret | Trade | DOC | DOC211 | Residential | Solar*Rewards | Trade Secret | 2023
20252-215912-02 | Xcel Energy | 85 | 13781 | IOU | 05379970 | 9.86 | Solar |  |  | Interconnected | Trade Secret | Trade | GRC | GRC312 | Residential |  | Trade Secret | 2023 | 2023
20252-215912-02 | Xcel Energy | 85 | 13781 | IOU | 05380122 | 9.994 | Solar |  |  | Interconnected | Trade Secret | Trade | WDY | WDY312 | Residential |  | Trade Secret | 2023 | 2023
20252-215912-02 | Xcel Energy | 85 | 13781 | IOU | 05380268 | 9.994 | Solar |  |  | Interconnected | Trade Secret | Trade | ECK | ECK322 | Residential | Solar*Rewards | Trade Secret | 2023 | 2023
20252-215912-02 | Xcel Energy | 85 | 13781 | IOU | 05380299 | 6.615 | Solar |  |  | Interconnected | Trade Secret | Trade | RLK | RLK066 | Residential |  | Trade Secret | 2023 | 2023
20252-215912-02 | Xcel Energy | 85 | 13781 | IOU | 05380385 | 999.005 | Solar |  |  | Withdrawn | Trade Secret | Trade | HUG | HUG311 | Community Solar Garden | Solar*Rewards Community | Trade Secret | 2023
20252-215912-02 | Xcel Energy | 85 | 13781 | IOU | 05380390 | 2.9 | Solar |  |  | Active Application | Trade Secret | Trade | WES | WES074 | Residential |  | Trade Secret | 2023
20252-215912-02 | Xcel Energy | 85 | 13781 | IOU | 05380486 | 3.48 | Solar |  |  | Interconnected | Trade Secret | Trade | SOU | SOU083 | Residential |  | Trade Secret | 2023 | 2023
20252-215912-02 | Xcel Energy | 85 | 13781 | IOU | 05380514 | 9.994 | Solar |  |  | Interconnected | Trade Secret | Trade | MPK | MPK063 | Residential |  | Trade Secret | 2023 | 2023
20252-215912-02 | Xcel Energy | 85 | 13781 | IOU | 05380570 | 5.22 | Solar |  |  | Interconnected | Trade Secret | Trade | CTF | CTF021 | Residential | Solar*Rewards | Trade Secret | 2023 | 2023
20252-215912-02 | Xcel Energy | 85 | 13781 | IOU | 05380855 |  |  |  |  | Active Application | Trade Secret | Trade |  |  | Residential |  | Trade Secret | 2023
20252-215912-02 | Xcel Energy | 85 | 13781 | IOU | 05380857 | 8.12 | Solar |  |  | Interconnected | Trade Secret | Trade | RRK | RRK064 | Residential |  | Trade Secret | 2023 | 2023
20252-215912-02 | Xcel Energy | 85 | 13781 | IOU | 05380924 | 5.12 | Solar |  |  | Interconnected | Trade Secret | Trade | HYL | HYL064 | Residential | Solar*Rewards | Trade Secret | 2023 | 2023
20252-215912-02 | Xcel Energy | 85 | 13781 | IOU | 05380929 |  | Solar |  |  | Active Application | Trade Secret | Trade |  |  | Residential | Solar*Rewards | Trade Secret | 2023
20252-215912-02 | Xcel Energy | 85 | 13781 | IOU | 05380956 | 1000 | Solar |  |  | Active Application | Trade Secret | Trade | NOF | NOF071 | Community Solar Garden | Solar*Rewards Community | Trade Secret | 2024
20252-215912-02 | Xcel Energy | 85 | 13781 | IOU | 05380981 | 5.76 | Solar |  |  | Interconnected | Trade Secret | Trade | WIL | WIL097 | Residential | Solar*Rewards | Trade Secret | 2023 | 2023
20252-215912-02 | Xcel Energy | 85 | 13781 | IOU | 05381044 | 8.12 | Solar |  |  | Interconnected | Trade Secret | Trade | OPK | OPK077 | Residential |  | Trade Secret | 2023 | 2023
20252-215912-02 | Xcel Energy | 85 | 13781 | IOU | 05381072 | 4.188 | Solar |  |  | Withdrawn | Trade Secret | Trade | IDA | IDA073 | Residential | Solar*Rewards | Trade Secret | 2023
20252-215912-02 | Xcel Energy | 85 | 13781 | IOU | 05381081 | 14.06 | Solar |  | X | Interconnected | Trade Secret | Trade | MPK | MPK063 | Residential |  | Trade Secret | 2023 | 2023
20252-215912-02 | Xcel Energy | 85 | 13781 | IOU | 05381163 | 1000 | Solar |  |  | Withdrawn | Trade Secret | Trade | WAS | WAS091 | Community Solar Garden | Solar*Rewards Community | Trade Secret | 2023
20252-215912-02 | Xcel Energy | 85 | 13781 | IOU | 05381172 |  | Solar |  |  | Active Application | Trade Secret | Trade |  |  | Residential | Solar*Rewards | Trade Secret | 2023
20252-215912-02 | Xcel Energy | 85 | 13781 | IOU | 05381211 | 4.93 | Solar |  |  | Interconnected | Trade Secret | Trade | SLP | SLP084 | Residential | Solar*Rewards | Trade Secret | 2023 | 2023
20252-215912-02 | Xcel Energy | 85 | 13781 | IOU | 05381212 | 13.44 | Solar |  |  | Interconnected | Trade Secret | Trade | VMR | VMR062 | Residential |  | Trade Secret | 2023 | 2024
20252-215912-02 | Xcel Energy | 85 | 13781 | IOU | 05381330 | 11.31 | Solar |  |  | Active Application | Trade Secret | Trade | MPK | MPK064 | Residential |  | Trade Secret | 2023
20252-215912-02 | Xcel Energy | 85 | 13781 | IOU | 05381384 | 24.25 | Storage |  |  | Interconnected | Trade Secret | Trade | MEL | MEL078 | Residential |  | Trade Secret | 2023 | 2023
20252-215912-02 | Xcel Energy | 85 | 13781 | IOU | 05381406 | 4.725 | Solar |  |  | Interconnected | Trade Secret | Trade | TWL | TWL072 | Residential |  | Trade Secret | 2024 | 2024
20252-215912-02 | Xcel Energy | 85 | 13781 | IOU | 05381413 | 2.9 | Solar |  |  | Interconnected | Trade Secret | Trade | DPN | DPN061 | Residential |  | Trade Secret | 2023 | 2023
20252-215912-02 | Xcel Energy | 85 | 13781 | IOU | 05381416 | 10.15 | Solar |  |  | Active Application | Trade Secret | Trade | MPK | MPK074 | Residential |  | Trade Secret | 2023
20252-215912-02 | Xcel Energy | 85 | 13781 | IOU | 05381426 | 2.61 | Solar |  |  | Interconnected | Trade Secret | Trade | TWL | TWL075 | Residential |  | Trade Secret | 2023 | 2023
20252-215912-02 | Xcel Energy | 85 | 13781 | IOU | 05381430 | 2.835 | Solar |  |  | Withdrawn | Trade Secret | Trade | WSG | WSG361 | Residential |  | Trade Secret | 2023
20252-215912-02 | Xcel Energy | 85 | 13781 | IOU | 05381434 | 2.835 | Solar |  |  | Withdrawn | Trade Secret | Trade | WES | WES062 | Residential |  | Trade Secret | 2023
20252-215912-02 | Xcel Energy | 85 | 13781 | IOU | 05381535 | 5.04 | Solar |  |  | Interconnected | Trade Secret | Trade | UPP | UPP082 | Residential | Solar*Rewards | Trade Secret | 2023 | 2023
20252-215912-02 | Xcel Energy | 85 | 13781 | IOU | 05381540 | 5.2 | Solar |  |  | Interconnected | Trade Secret | Trade | EDA | EDA067 | Residential | Solar*Rewards | Trade Secret | 2023 | 2024
20252-215912-02 | Xcel Energy | 85 | 13781 | IOU | 05381542 | 160 | Solar |  |  | Active Application | Trade Secret | Trade |  |  | Commercial |  | Trade Secret | 2023
20252-215912-02 | Xcel Energy | 85 | 13781 | IOU | 05381693 | 5.76 | Solar |  |  | Interconnected | Trade Secret | Trade | HUG | HUG321 | Residential | Solar*Rewards | Trade Secret | 2023 | 2023
20252-215912-02 | Xcel Energy | 85 | 13781 | IOU | 05381712 | 6.4 | Solar |  |  | Interconnected | Trade Secret | Trade | WYO | WYO032 | Residential | Solar*Rewards | Trade Secret | 2023 | 2023
20252-215912-02 | Xcel Energy | 85 | 13781 | IOU | 05382066 | 22.6 | Solar |  |  | Withdrawn | Trade Secret | Trade |  |  | Residential | Other | Trade Secret | 2023
20252-215912-02 | Xcel Energy | 85 | 13781 | IOU | 05382499 | 8.99 | Solar |  |  | Interconnected | Trade Secret | Trade | EDA | EDA089 | Residential | Solar*Rewards | Trade Secret | 2023 | 2023
20252-215912-02 | Xcel Energy | 85 | 13781 | IOU | 05382585 | 2.9 | Solar |  |  | Interconnected | Trade Secret | Trade | LEX | LEX332 | Residential |  | Trade Secret | 2023 | 2023
20252-215912-02 | Xcel Energy | 85 | 13781 | IOU | 05382587 | 2.32 | Solar |  |  | Interconnected | Trade Secret | Trade | TLK | TLK064 | Residential |  | Trade Secret | 2023 | 2023
20252-215912-02 | Xcel Energy | 85 | 13781 | IOU | 05382589 | 2.61 | Solar |  |  | Interconnected | Trade Secret | Trade | HWW | HWW062 | Residential |  | Trade Secret | 2023 | 2023
20252-215912-02 | Xcel Energy | 85 | 13781 | IOU | 05382590 | 3.77 | Solar |  |  | Interconnected | Trade Secret | Trade | OAD | OAD073 | Residential |  | Trade Secret | 2023 | 2023
20252-215912-02 | Xcel Energy | 85 | 13781 | IOU | 05382697 |  | Solar |  |  | Active Application | Trade Secret | Trade |  |  | Residential | Solar*Rewards | Trade Secret | 2023
20252-215912-02 | Xcel Energy | 85 | 13781 | IOU | 05382701 | 7.04 | Solar |  |  | Interconnected | Trade Secret | Trade | HUG | HUG321 | Residential | Solar*Rewards | Trade Secret | 2023 | 2023
20252-215912-02 | Xcel Energy | 85 | 13781 | IOU | 05382768 | 9.6 | Solar |  |  | Interconnected | Trade Secret | Trade | FSL | FSL311 | Residential | Solar*Rewards | Trade Secret | 2023 | 2023
20252-215912-02 | Xcel Energy | 85 | 13781 | IOU | 05382809 |  |  |  |  | Active Application | Trade Secret | Trade |  |  | Residential |  | Trade Secret | 2023
20252-215912-02 | Xcel Energy | 85 | 13781 | IOU | 05382811 | 10.15 | Solar |  |  | Interconnected | Trade Secret | Trade | TWL | TWL062 | Residential |  | Trade Secret | 2023 | 2023
20252-215912-02 | Xcel Energy | 85 | 13781 | IOU | 05382844 | 8.32 | Solar |  |  | Interconnected | Trade Secret | Trade | WDY | WDY311 | Residential |  | Trade Secret | 2023 | 2023
20252-215912-02 | Xcel Energy | 85 | 13781 | IOU | 05382978 | 12.54 | Solar |  | X | Interconnected | Trade Secret | Trade | GLK | GLK064 | Residential | Solar*Rewards | Trade Secret | 2023 | 2023
20252-215912-02 | Xcel Energy | 85 | 13781 | IOU | 05383418 | 6.615 | Solar |  |  | Interconnected | Trade Secret | Trade | MPK | MPK074 | Residential |  | Trade Secret | 2023 | 2023
20252-215912-02 | Xcel Energy | 85 | 13781 | IOU | 05383437 | 6.825 | Solar |  |  | Interconnected | Trade Secret | Trade | AFT | AFT314 | Residential |  | Trade Secret | 2023 | 2023
20252-215912-02 | Xcel Energy | 85 | 13781 | IOU | 05383443 | 10.075 | Solar |  |  | Interconnected | Trade Secret | Trade | SLP | SLP071 | Residential | Solar*Rewards | Trade Secret | 2023 | 2023
20252-215912-02 | Xcel Energy | 85 | 13781 | IOU | 05383460 | 7.68 | Solar |  |  | Interconnected | Trade Secret | Trade | WCR | WCR322 | Residential |  | Trade Secret | 2023 | 2023
20252-215912-02 | Xcel Energy | 85 | 13781 | IOU | 05383461 |  |  |  |  | Withdrawn | Trade Secret | Trade |  |  | Residential |  | Trade Secret | 2023
20252-215912-02 | Xcel Energy | 85 | 13781 | IOU | 05383580 | 7.8 | Solar |  |  | Interconnected | Trade Secret | Trade | RMT | RMT321 | Residential |  | Trade Secret | 2023 | 2023
20252-215912-02 | Xcel Energy | 85 | 13781 | IOU | 05383773 |  | Solar |  |  | Active Application | Trade Secret | Trade | BLC | BLC062 | Residential | Solar*Rewards | Trade Secret | 2023
20252-215912-02 | Xcel Energy | 85 | 13781 | IOU | 05383779 | 13.824 | Solar |  |  | Interconnected | Trade Secret | Trade | GSL | GSL074 | Residential | Solar*Rewards | Trade Secret | 2023 | 2023
20252-215912-02 | Xcel Energy | 85 | 13781 | IOU | 05383997 | 6.175 | Solar |  |  | Interconnected | Trade Secret | Trade | ALD | ALD083 | Residential | Solar*Rewards | Trade Secret | 2023 | 2023
20252-215912-02 | Xcel Energy | 85 | 13781 | IOU | 05384046 | 4.48 | Solar |  |  | Interconnected | Trade Secret | Trade | RLK | RLK072 | Residential | Solar*Rewards | Trade Secret | 2023 | 2023
20252-215912-02 | Xcel Energy | 85 | 13781 | IOU | 05384183 | 49.692 | Solar |  |  | Interconnected | Trade Secret | Trade | RAM | RAM072 | Commercial |  | Trade Secret | 2023 | 2023
20252-215912-02 | Xcel Energy | 85 | 13781 | IOU | 05384242 | 1000 | Solar |  |  | Active Application | Trade Secret | Trade | FAB | FAB063 | Community Solar Garden | Solar*Rewards Community | Trade Secret | 2024
20252-215912-02 | Xcel Energy | 85 | 13781 | IOU | 05384557 | 38 | Solar |  |  | Active Application | Trade Secret | Trade | WAS | WAS092 | Commercial | Solar*Rewards | Trade Secret | 2023
20252-215912-02 | Xcel Energy | 85 | 13781 | IOU | 05384809 | 14.352 | Solar |  |  | Withdrawn | Trade Secret | Trade | HUG | HUG321 | Residential | Solar*Rewards | Trade Secret | 2023
20252-215912-02 | Xcel Energy | 85 | 13781 | IOU | 05384904 | 10.73 | Solar |  |  | Interconnected | Trade Secret | Trade | CGR | CGR072 | Residential |  | Trade Secret | 2023 | 2023
20252-215912-02 | Xcel Energy | 85 | 13781 | IOU | 05385001 | 7.04 | Solar |  |  | Interconnected | Trade Secret | Trade | HUG | HUG311 | Residential | Solar*Rewards | Trade Secret | 2023 | 2023
20252-215912-02 | Xcel Energy | 85 | 13781 | IOU | 05385179 | 5.12 | Solar |  |  | Interconnected | Trade Secret | Trade | STY | STY071 | Residential | Solar*Rewards | Trade Secret | 2023 | 2023
20252-215912-02 | Xcel Energy | 85 | 13781 | IOU | 05385202 | 10.24 | Solar |  |  | Interconnected | Trade Secret | Trade | STY | STY075 | Residential | Solar*Rewards | Trade Secret | 2023 | 2023
20252-215912-02 | Xcel Energy | 85 | 13781 | IOU | 05385375 | 13.262 | Solar |  |  | Withdrawn | Trade Secret | Trade | LLK | LLK071 | Residential | Solar*Rewards | Trade Secret | 2023
20252-215912-02 | Xcel Energy | 85 | 13781 | IOU | 05385396 | 10.88 | Solar |  |  | Interconnected | Trade Secret | Trade | DND | DND071 | Residential |  | Trade Secret | 2023 | 2024
20252-215912-02 | Xcel Energy | 85 | 13781 | IOU | 05385508 |  |  |  |  | Active Application | Trade Secret | Trade |  |  | Residential |  | Trade Secret | 2023
20252-215912-02 | Xcel Energy | 85 | 13781 | IOU | 05385711 | 10.4 | Solar |  |  | Withdrawn | Trade Secret | Trade | IDA | IDA073 | Residential | Solar*Rewards | Trade Secret | 2023
20252-215912-02 | Xcel Energy | 85 | 13781 | IOU | 05386087 |  |  |  |  | Active Application | Trade Secret | Trade | SOU | SOU061 | Commercial |  | Trade Secret | 2023
20252-215912-02 | Xcel Energy | 85 | 13781 | IOU | 05386121 | 4.48 | Solar |  |  | Interconnected | Trade Secret | Trade | STY | STY072 | Residential | Solar*Rewards | Trade Secret | 2023 | 2023
20252-215912-02 | Xcel Energy | 85 | 13781 | IOU | 05386138 | 6.4 | Solar |  |  | Interconnected | Trade Secret | Trade | STY | STY071 | Residential | Solar*Rewards | Trade Secret | 2023 | 2023
20252-215912-02 | Xcel Energy | 85 | 13781 | IOU | 05386168 |  | Solar |  |  | Withdrawn | Trade Secret | Trade |  |  | Residential | Solar*Rewards | Trade Secret | 2023
20252-215912-02 | Xcel Energy | 85 | 13781 | IOU | 05386243 | 1000 | Solar |  |  | Withdrawn | Trade Secret | Trade | FAP | FAP061 | Community Solar Garden | Solar*Rewards Community | Trade Secret | 2023
20252-215912-02 | Xcel Energy | 85 | 13781 | IOU | 05386247 | 12.16 | Solar |  |  | Interconnected | Trade Secret | Trade | RED | RED091 | Residential |  | Trade Secret | 2023 | 2023
20252-215912-02 | Xcel Energy | 85 | 13781 | IOU | 05386274 | 2.835 | Solar |  |  | Interconnected | Trade Secret | Trade | WSG | WSG361 | Residential | Solar*Rewards | Trade Secret | 2023 | 2023
20252-215912-02 | Xcel Energy | 85 | 13781 | IOU | 05386275 | 10.47 | Solar |  |  | Interconnected | Trade Secret | Trade | WIL | WIL073 | Residential | Solar*Rewards | Trade Secret | 2023 | 2023
20252-215912-02 | Xcel Energy | 85 | 13781 | IOU | 05386285 | 4.93 | Solar |  |  | Interconnected | Trade Secret | Trade | SAV | SAV063 | Residential |  | Trade Secret | 2023 | 2023
20252-215912-02 | Xcel Energy | 85 | 13781 | IOU | 05386329 | 39.75 | Solar |  |  | Interconnected | Trade Secret | Trade | RIV | RIV061 | Commercial | Solar*Rewards | Trade Secret | 2023 | 2024
20252-215912-02 | Xcel Energy | 85 | 13781 | IOU | 05386453 | 99 | Solar |  |  | Interconnected | Trade Secret | Trade | RIV | RIV061 | Commercial |  | Trade Secret | 2023 | 2025
20252-215912-02 | Xcel Energy | 85 | 13781 | IOU | 05386508 | 5.22 | Solar |  |  | Interconnected | Trade Secret | Trade | HUG | HUG321 | Residential |  | Trade Secret | 2023 | 2023
20252-215912-02 | Xcel Energy | 85 | 13781 | IOU | 05386670 |  | Solar |  |  | Active Application | Trade Secret | Trade |  |  | Residential | Solar*Rewards | Trade Secret | 2023
20252-215912-02 | Xcel Energy | 85 | 13781 | IOU | 05387065 |  | Solar |  |  | Active Application | Trade Secret | Trade | PBE | PBE061 | Residential | Solar*Rewards | Trade Secret | 2023
20252-215912-02 | Xcel Energy | 85 | 13781 | IOU | 05387395 | 5.76 | Solar |  |  | Interconnected | Trade Secret | Trade | HUG | HUG311 | Residential | Solar*Rewards | Trade Secret | 2023 | 2023
20252-215912-02 | Xcel Energy | 85 | 13781 | IOU | 05387600 | 5.76 | Solar |  |  | Interconnected | Trade Secret | Trade | WYO | WYO031 | Residential | Solar*Rewards | Trade Secret | 2023 | 2023
20252-215912-02 | Xcel Energy | 85 | 13781 | IOU | 05387622 | 999 | Solar |  |  | Active Application | Trade Secret | Trade | MDF | MDF021 | Community Solar Garden | Solar*Rewards Community | Trade Secret | 2024
20252-215912-02 | Xcel Energy | 85 | 13781 | IOU | 05387659 | 6.4 | Solar |  |  | Interconnected | Trade Secret | Trade | STY | STY071 | Residential | Solar*Rewards | Trade Secret | 2023 | 2023
20252-215912-02 | Xcel Energy | 85 | 13781 | IOU | 05387680 | 5.76 | Solar |  |  | Interconnected | Trade Secret | Trade | RRK | RRK064 | Residential | Solar*Rewards | Trade Secret | 2023 | 2023
20252-215912-02 | Xcel Energy | 85 | 13781 | IOU | 05387815 | 5.22 | Solar |  |  | Interconnected | Trade Secret | Trade | VMR | VMR061 | Residential |  | Trade Secret | 2023 | 2023
20252-215912-02 | Xcel Energy | 85 | 13781 | IOU | 05387822 | 3.19 | Solar |  |  | Active Application | Trade Secret | Trade | LLK | LLK072 | Residential |  | Trade Secret | 2023
20252-215912-02 | Xcel Energy | 85 | 13781 | IOU | 05387845 | 4.06 | Solar |  |  | Interconnected | Trade Secret | Trade | UPP | UPP081 | Residential |  | Trade Secret | 2023 | 2023
20252-215912-02 | Xcel Energy | 85 | 13781 | IOU | 05388408 | 17.268 | Solar |  |  | Active Application | Trade Secret | Trade | HSN | HSN322 | Residential |  | Trade Secret | 2023
20252-215912-02 | Xcel Energy | 85 | 13781 | IOU | 05388484 | 49.692 | Solar |  |  | Interconnected | Trade Secret | Trade | SHP | SHP072 | Commercial |  | Trade Secret | 2023 | 2023
20252-215912-02 | Xcel Energy | 85 | 13781 | IOU | 05388507 | 80 | Solar |  |  | Interconnected | Trade Secret | Trade | RRK | RRK062 | Commercial |  | Trade Secret | 2023 | 2023
20252-215912-02 | Xcel Energy | 85 | 13781 | IOU | 05388538 | 299.7 | Solar |  |  | Interconnected | Trade Secret | Trade | WSG | WSG065 | Commercial |  | Trade Secret | 2023 | 2024
20252-215912-02 | Xcel Energy | 85 | 13781 | IOU | 05388565 |  | Solar |  |  | Withdrawn | Trade Secret | Trade |  |  | Residential | Solar*Rewards | Trade Secret | 2023
20252-215912-02 | Xcel Energy | 85 | 13781 | IOU | 05388570 | 360 | Solar |  |  | Interconnected | Trade Secret | Trade | WSG | WSG352 | Commercial |  | Trade Secret | 2023 | 2024
20252-215912-02 | Xcel Energy | 85 | 13781 | IOU | 05388579 | 3.48 | Solar |  |  | Withdrawn | Trade Secret | Trade | RAM | RAM064 | Residential |  | Trade Secret | 2023
20252-215912-02 | Xcel Energy | 85 | 13781 | IOU | 05388989 | 18.12 | Storage |  |  | Interconnected | Trade Secret | Trade | EDP | EDP073 | Residential |  | Trade Secret | 2023 | 2023
20252-215912-02 | Xcel Energy | 85 | 13781 | IOU | 05389001 | 10.075 | Solar |  |  | Interconnected | Trade Secret | Trade | GLK | GLK063 | Residential |  | Trade Secret | 2023 | 2023
20252-215912-02 | Xcel Energy | 85 | 13781 | IOU | 05389007 | 360 | Solar |  |  | Interconnected | Trade Secret | Trade | LEX | LEX074 | Commercial |  | Trade Secret | 2023 | 2023
20252-215912-02 | Xcel Energy | 85 | 13781 | IOU | 05389032 | 3.9 | Solar |  |  | Interconnected | Trade Secret | Trade | PRR | PRR062 | Residential | Solar*Rewards | Trade Secret | 2023 | 2023
20252-215912-02 | Xcel Energy | 85 | 13781 | IOU | 05389045 | 5.22 | Solar |  |  | Interconnected | Trade Secret | Trade | UPP | UPP063 | Residential |  | Trade Secret | 2023 | 2023
20252-215912-02 | Xcel Energy | 85 | 13781 | IOU | 05389132 | 15.08 | Solar |  |  | Interconnected | Trade Secret | Trade | HWW | HWW075 | Commercial |  | Trade Secret | 2023 | 2023
20252-215912-02 | Xcel Energy | 85 | 13781 | IOU | 05389295 | 4.48 | Solar |  |  | Interconnected | Trade Secret | Trade | RPO | RPO311 | Residential | Solar*Rewards | Trade Secret | 2023 | 2023
20252-215912-02 | Xcel Energy | 85 | 13781 | IOU | 05389302 | 8.96 | Solar |  |  | Interconnected | Trade Secret | Trade | WEF | WEF071 | Residential |  | Trade Secret | 2023 | 2023
20252-215912-02 | Xcel Energy | 85 | 13781 | IOU | 05389333 | 3.48 | Solar |  |  | Interconnected | Trade Secret | Trade | ALD | ALD073 | Residential |  | Trade Secret | 2023 | 2023
20252-215912-02 | Xcel Energy | 85 | 13781 | IOU | 05389359 | 3.575 | Solar |  |  | Withdrawn | Trade Secret | Trade | MOL | MOL078 | Residential | Solar*Rewards | Trade Secret | 2023
20252-215912-02 | Xcel Energy | 85 | 13781 | IOU | 05389578 | 4.35 | Solar |  |  | Interconnected | Trade Secret | Trade | SOU | SOU083 | Residential |  | Trade Secret | 2023 | 2023
20252-215912-02 | Xcel Energy | 85 | 13781 | IOU | 05389587 | 3.19 | Solar |  |  | Interconnected | Trade Secret | Trade | APA | APA075 | Residential |  | Trade Secret | 2023 | 2023
20252-215912-02 | Xcel Energy | 85 | 13781 | IOU | 05389601 | 7.54 | Solar |  |  | Interconnected | Trade Secret | Trade | CGR | CGR071 | Residential |  | Trade Secret | 2023 | 2023
20252-215912-02 | Xcel Energy | 85 | 13781 | IOU | 05389753 | 9.75 | Solar |  |  | Interconnected | Trade Secret | Trade | CTR | CTR031 | Residential | Solar*Rewards | Trade Secret | 2023 | 2023
20252-215912-02 | Xcel Energy | 85 | 13781 | IOU | 05389793 | 7.8 | Solar |  |  | Interconnected | Trade Secret | Trade | ALD | ALD083 | Residential | Solar*Rewards | Trade Secret | 2023 | 2023
20252-215912-02 | Xcel Energy | 85 | 13781 | IOU | 05389877 | 3.77 | Solar |  |  | Interconnected | Trade Secret | Trade | SOU | SOU060 | Residential |  | Trade Secret | 2023 | 2023
20252-215912-02 | Xcel Energy | 85 | 13781 | IOU | 05390053 | 6.38 | Solar |  |  | Interconnected | Trade Secret | Trade | OSS | OSS065 | Residential |  | Trade Secret | 2023 | 2023
20252-215912-02 | Xcel Energy | 85 | 13781 | IOU | 05390062 | 3.19 | Solar |  |  | Interconnected | Trade Secret | Trade | STY | STY072 | Residential |  | Trade Secret | 2023 | 2023
20252-215912-02 | Xcel Energy | 85 | 13781 | IOU | 05390076 | 67.7 | Solar |  |  | Interconnected | Trade Secret | Trade | WSD | WSD061 | Commercial |  | Trade Secret | 2023 | 2024
20252-215912-02 | Xcel Energy | 85 | 13781 | IOU | 05390080 | 4.35 | Solar |  |  | Interconnected | Trade Secret | Trade | APA | APA068 | Residential |  | Trade Secret | 2023 | 2023
20252-215912-02 | Xcel Energy | 85 | 13781 | IOU | 05390357 | 4.35 | Solar |  |  | Interconnected | Trade Secret | Trade | SLP | SLP082 | Residential |  | Trade Secret | 2023 | 2023
20252-215912-02 | Xcel Energy | 85 | 13781 | IOU | 05390363 | 14.5 | Solar |  |  | Active Application | Trade Secret | Trade | ALB | ALB021 | Residential |  | Trade Secret | 2023
20252-215912-02 | Xcel Energy | 85 | 13781 | IOU | 05390402 | 6.96 | Solar |  |  | Withdrawn | Trade Secret | Trade | RMT | RMT321 | Residential |  | Trade Secret | 2023
20252-215912-02 | Xcel Energy | 85 | 13781 | IOU | 05390434 |  | Solar |  |  | Withdrawn | Trade Secret | Trade | WSG | WSG362 | Residential | Solar*Rewards | Trade Secret | 2023
20252-215912-02 | Xcel Energy | 85 | 13781 | IOU | 05390550 | 7.83 | Solar |  |  | Withdrawn | Trade Secret | Trade | RLK | RLK072 | Residential |  | Trade Secret | 2023
20252-215912-02 | Xcel Energy | 85 | 13781 | IOU | 05390558 | 38 | Solar |  |  | Active Application | Trade Secret | Trade | MTW | MTW021 | Residential | Solar*Rewards | Trade Secret | 2023
20252-215912-02 | Xcel Energy | 85 | 13781 | IOU | 05390594 | 14.21 | Solar |  |  | Interconnected | Trade Secret | Trade | WSG | WSG362 | Residential |  | Trade Secret | 2023 | 2023
20252-215912-02 | Xcel Energy | 85 | 13781 | IOU | 05390616 | 4.35 | Solar |  |  | Interconnected | Trade Secret | Trade | CGR | CGR071 | Residential |  | Trade Secret | 2023 | 2023
20252-215912-02 | Xcel Energy | 85 | 13781 | IOU | 05390737 | 2.5 | Solar |  |  | Active Application | Trade Secret | Trade | SLP | SLP076 | Residential |  | Trade Secret | 2023
20252-215912-02 | Xcel Energy | 85 | 13781 | IOU | 05390927 | 5.76 | Solar |  |  | Interconnected | Trade Secret | Trade | RPO | RPO311 | Residential | Solar*Rewards | Trade Secret | 2023 | 2023
20252-215912-02 | Xcel Energy | 85 | 13781 | IOU | 05390934 |  | Solar |  |  | Withdrawn | Trade Secret | Trade |  |  | Residential | Solar*Rewards | Trade Secret | 2023
20252-215912-02 | Xcel Energy | 85 | 13781 | IOU | 05390963 | 8.96 | Solar |  |  | Interconnected | Trade Secret | Trade | GLK | GLK074 | Residential | Solar*Rewards | Trade Secret | 2023 | 2023
20252-215912-02 | Xcel Energy | 85 | 13781 | IOU | 05390976 | 7.15 | Solar |  |  | Withdrawn | Trade Secret | Trade | MPK | MPK065 | Residential | Solar*Rewards | Trade Secret | 2023
20252-215912-02 | Xcel Energy | 85 | 13781 | IOU | 05390998 |  | Solar |  |  | Active Application | Trade Secret | Trade |  |  | Residential | Solar*Rewards | Trade Secret | 2023
20252-215912-02 | Xcel Energy | 85 | 13781 | IOU | 05391024 | 3.84 | Solar |  |  | Interconnected | Trade Secret | Trade | RPO | RPO311 | Residential | Solar*Rewards | Trade Secret | 2023 | 2023
20252-215912-02 | Xcel Energy | 85 | 13781 | IOU | 05391033 | 10.88 | Solar |  |  | Interconnected | Trade Secret | Trade | HUG | HUG311 | Residential | Solar*Rewards | Trade Secret | 2023 | 2023
20252-215912-02 | Xcel Energy | 85 | 13781 | IOU | 05391042 | 8.96 | Solar |  |  | Interconnected | Trade Secret | Trade | RPO | RPO311 | Residential | Solar*Rewards | Trade Secret | 2023 | 2023
20252-215912-02 | Xcel Energy | 85 | 13781 | IOU | 05391153 | 11.39 | Solar |  |  | Interconnected | Trade Secret | Trade | APA | APA061 | Residential |  | Trade Secret | 2023 | 2023
20252-215912-02 | Xcel Energy | 85 | 13781 | IOU | 05391198 | 2.32 | Solar |  |  | Interconnected | Trade Secret | Trade | GLK | GLK071 | Residential |  | Trade Secret | 2023 | 2023
20252-215912-02 | Xcel Energy | 85 | 13781 | IOU | 05393201 | 5.12 | Solar |  |  | Interconnected | Trade Secret | Trade | RPO | RPO311 | Residential | Solar*Rewards | Trade Secret | 2023 | 2023
20252-215912-02 | Xcel Energy | 85 | 13781 | IOU | 05393213 | 6.4 | Solar |  |  | Interconnected | Trade Secret | Trade | GLK | GLK074 | Residential | Solar*Rewards | Trade Secret | 2023 | 2023
20252-215912-02 | Xcel Energy | 85 | 13781 | IOU | 05393217 |  | Solar |  |  | Active Application | Trade Secret | Trade | ELP | ELP062 | Residential | Solar*Rewards | Trade Secret | 2023
20252-215912-02 | Xcel Energy | 85 | 13781 | IOU | 05393344 | 18.34 | Solar |  | X | Interconnected | Trade Secret | Trade | ANN | ANN021 | Residential | Solar*Rewards | Trade Secret | 2023 | 2023
20252-215912-02 | Xcel Energy | 85 | 13781 | IOU | 05393566 | 8.12 | Solar |  |  | Interconnected | Trade Secret | Trade | MPK | MPK064 | Residential |  | Trade Secret | 2023 | 2023
20252-215912-02 | Xcel Energy | 85 | 13781 | IOU | 05393614 | 15 | Solar |  |  | Interconnected | Trade Secret | Trade | RPO | RPO311 | Residential |  | Trade Secret | 2023 | 2023
20252-215912-02 | Xcel Energy | 85 | 13781 | IOU | 05393680 | 11.517 | Solar |  |  | Active Application | Trade Secret | Trade | LLK | LLK061 | Residential | Solar*Rewards | Trade Secret | 2023
20252-215912-02 | Xcel Energy | 85 | 13781 | IOU | 05393681 | 133.984 | Solar |  |  | Active Application | Trade Secret | Trade | DBL | DBL067 | Commercial |  | Trade Secret | 2023
20252-215912-02 | Xcel Energy | 85 | 13781 | IOU | 05393811 | 5.76 | Solar |  |  | Interconnected | Trade Secret | Trade | STY | STY072 | Residential | Solar*Rewards | Trade Secret | 2023 | 2023
20252-215912-02 | Xcel Energy | 85 | 13781 | IOU | 05394030 | 5.76 | Solar |  |  | Interconnected | Trade Secret | Trade | GLK | GLK074 | Residential | Solar*Rewards | Trade Secret | 2023 | 2023
20252-215912-02 | Xcel Energy | 85 | 13781 | IOU | 05394087 |  |  |  |  | Active Application | Trade Secret | Trade |  |  | Residential |  | Trade Secret | 2023
20252-215912-02 | Xcel Energy | 85 | 13781 | IOU | 05394101 |  | Solar |  |  | Active Application | Trade Secret | Trade |  |  | Residential | Solar*Rewards | Trade Secret | 2023
20252-215912-02 | Xcel Energy | 85 | 13781 | IOU | 05394182 | 3 | Solar |  |  | Interconnected | Trade Secret | Trade | UPP | UPP063 | Residential |  | Trade Secret | 2023 | 2023
20252-215912-02 | Xcel Energy | 85 | 13781 | IOU | 05394261 |  |  |  |  | Active Application | Trade Secret | Trade |  |  | Residential |  | Trade Secret | 2023
20252-215912-02 | Xcel Energy | 85 | 13781 | IOU | 05394377 | 7.04 | Solar |  |  | Interconnected | Trade Secret | Trade | EDA | EDA067 | Residential |  | Trade Secret | 2023 | 2023
20252-215912-02 | Xcel Energy | 85 | 13781 | IOU | 05394542 | 13.34 |  |  |  | Active Application | Trade Secret | Trade | SOU | SOU087 | Residential |  | Trade Secret | 2023
20252-215912-02 | Xcel Energy | 85 | 13781 | IOU | 05394576 | 5.85 | Solar |  |  | Interconnected | Trade Secret | Trade | MND | MND072 | Residential |  | Trade Secret | 2023 | 2023
20252-215912-02 | Xcel Energy | 85 | 13781 | IOU | 05394583 | 11.05 | Solar |  |  | Interconnected | Trade Secret | Trade | HUG | HUG321 | Residential | Solar*Rewards | Trade Secret | 2023 | 2023
20252-215912-02 | Xcel Energy | 85 | 13781 | IOU | 05394594 | 10.4 | Solar |  |  | Interconnected | Trade Secret | Trade | LAC | LAC062 | Residential | Solar*Rewards | Trade Secret | 2023 | 2023
20252-215912-02 | Xcel Energy | 85 | 13781 | IOU | 05394602 | 6.175 | Solar |  |  | Withdrawn | Trade Secret | Trade | BCH | BCH311 | Residential | Solar*Rewards | Trade Secret | 2023
20252-215912-02 | Xcel Energy | 85 | 13781 | IOU | 05394614 | 2.6 | Solar |  |  | Interconnected | Trade Secret | Trade | WES | WES062 | Residential | Solar*Rewards | Trade Secret | 2023 | 2023
20252-215912-02 | Xcel Energy | 85 | 13781 | IOU | 05394621 | 6.825 | Solar |  |  | Interconnected | Trade Secret | Trade | LEX | LEX071 | Residential | Solar*Rewards | Trade Secret | 2023 | 2023
20252-215912-02 | Xcel Energy | 85 | 13781 | IOU | 05394941 |  |  |  |  | Active Application | Trade Secret | Trade |  |  | Residential |  | Trade Secret | 2023
20252-215912-02 | Xcel Energy | 85 | 13781 | IOU | 05394950 |  |  |  |  | Active Application | Trade Secret | Trade |  |  | Residential |  | Trade Secret | 2023
20252-215912-02 | Xcel Energy | 85 | 13781 | IOU | 05394958 | 13.12 | Solar |  | X | Interconnected | Trade Secret | Trade | CGR | CGR063 | Residential |  | Trade Secret | 2023 | 2023
20252-215912-02 | Xcel Energy | 85 | 13781 | IOU | 05394977 | 7.68 | Solar |  |  | Interconnected | Trade Secret | Trade | ALD | ALD084 | Residential |  | Trade Secret | 2023 | 2023
20252-215912-02 | Xcel Energy | 85 | 13781 | IOU | 05395093 | 6.4 | Solar |  |  | Interconnected | Trade Secret | Trade | AFT | AFT314 | Residential | Solar*Rewards | Trade Secret | 2023 | 2023
20252-215912-02 | Xcel Energy | 85 | 13781 | IOU | 05395248 | 8.32 | Solar |  |  | Interconnected | Trade Secret | Trade | HUG | HUG311 | Residential | Solar*Rewards | Trade Secret | 2023 | 2023
20252-215912-02 | Xcel Energy | 85 | 13781 | IOU | 05395327 | 11.6 | Solar |  |  | Interconnected | Trade Secret | Trade | MPK | MPK068 | Residential | Solar*Rewards | Trade Secret | 2023 | 2023
20252-215912-02 | Xcel Energy | 85 | 13781 | IOU | 05395402 | 8.41 | Solar |  |  | Interconnected | Trade Secret | Trade | WIL | WIL061 | Residential |  | Trade Secret | 2023 | 2023
20252-215912-02 | Xcel Energy | 85 | 13781 | IOU | 05395410 | 9.75 | Solar |  |  | Interconnected | Trade Secret | Trade | MPK | MPK074 | Residential |  | Trade Secret | 2023 | 2023
20252-215912-02 | Xcel Energy | 85 | 13781 | IOU | 05395419 | 9.68 | Solar |  |  | Interconnected | Trade Secret | Trade | TWL | TWL074 | Residential |  | Trade Secret | 2023 | 2023
20252-215912-02 | Xcel Energy | 85 | 13781 | IOU | 05395421 | 10.51 | Storage |  |  | Interconnected | Trade Secret | Trade | SLP | SLP073 | Residential |  | Trade Secret | 2023 | 2023
20252-215912-02 | Xcel Energy | 85 | 13781 | IOU | 05395439 | 8.16 | Storage |  |  | Interconnected | Trade Secret | Trade | OPK | OPK077 | Residential |  | Trade Secret | 2023 | 2023
20252-215912-02 | Xcel Energy | 85 | 13781 | IOU | 05395445 | 7.54 | Solar |  |  | Interconnected | Trade Secret | Trade | RVA | RVA061 | Residential | Solar*Rewards | Trade Secret | 2023 | 2023
20252-215912-02 | Xcel Energy | 85 | 13781 | IOU | 05395467 | 3.9 | Solar |  |  | Interconnected | Trade Secret | Trade | SOU | SOU073 | Residential | Solar*Rewards | Trade Secret | 2023 | 2023
20252-215912-02 | Xcel Energy | 85 | 13781 | IOU | 05395483 | 5.2 | Solar |  |  | Withdrawn | Trade Secret | Trade | SLP | SLP071 | Residential | Solar*Rewards | Trade Secret | 2023
20252-215912-02 | Xcel Energy | 85 | 13781 | IOU | 05395485 | 6.5 | Solar |  |  | Interconnected | Trade Secret | Trade | UPP | UPP086 | Residential | Solar*Rewards | Trade Secret | 2023 | 2025
20252-215912-02 | Xcel Energy | 85 | 13781 | IOU | 05395504 | 3.78 | Solar |  |  | Withdrawn | Trade Secret | Trade | TER | TER081 | Residential | Solar*Rewards | Trade Secret | 2023
20252-215912-02 | Xcel Energy | 85 | 13781 | IOU | 05395515 | 8.505 | Solar |  |  | Withdrawn | Trade Secret | Trade | LEX | LEX332 | Residential | Solar*Rewards | Trade Secret | 2023
20252-215912-02 | Xcel Energy | 85 | 13781 | IOU | 05395534 | 5.85 | Solar |  |  | Interconnected | Trade Secret | Trade | HSN | HSN322 | Residential | Solar*Rewards | Trade Secret | 2023 | 2023
20252-215912-02 | Xcel Energy | 85 | 13781 | IOU | 05395632 | 15 | Solar |  |  | Active Application | Trade Secret | Trade | OPK | OPK077 | Residential |  | Trade Secret | 2023
20252-215912-02 | Xcel Energy | 85 | 13781 | IOU | 05395943 | 3.15 | Solar |  |  | Interconnected | Trade Secret | Trade | TER | TER071 | Residential | Solar*Rewards | Trade Secret | 2023 | 2023
20252-215912-02 | Xcel Energy | 85 | 13781 | IOU | 05396033 | 4.93 | Solar |  |  | Interconnected | Trade Secret | Trade | SOU | SOU063 | Residential |  | Trade Secret | 2023 | 2023
20252-215912-02 | Xcel Energy | 85 | 13781 | IOU | 05396048 | 5.51 | Solar |  |  | Interconnected | Trade Secret | Trade | OAD | OAD073 | Residential |  | Trade Secret | 2023 | 2023
20252-215912-02 | Xcel Energy | 85 | 13781 | IOU | 05396062 | 10.15 | Solar |  |  | Interconnected | Trade Secret | Trade | BCR | BCR082 | Residential |  | Trade Secret | 2023 | 2023
20252-215912-02 | Xcel Energy | 85 | 13781 | IOU | 05396072 | 6.09 | Solar |  |  | Interconnected | Trade Secret | Trade | STY | STY075 | Residential |  | Trade Secret | 2023 | 2023
20252-215912-02 | Xcel Energy | 85 | 13781 | IOU | 05396087 | 4.64 | Solar |  |  | Interconnected | Trade Secret | Trade | TLK | TLK064 | Residential |  | Trade Secret | 2023 | 2023
20252-215912-02 | Xcel Energy | 85 | 13781 | IOU | 05396136 | 2.32 | Solar |  |  | Interconnected | Trade Secret | Trade | SOU | SOU060 | Residential |  | Trade Secret | 2023 | 2023
20252-215912-02 | Xcel Energy | 85 | 13781 | IOU | 05396477 | 2.61 | Solar |  |  | Interconnected | Trade Secret | Trade | HWW | HWW062 | Residential | Solar*Rewards | Trade Secret | 2023 | 2025
20252-215912-02 | Xcel Energy | 85 | 13781 | IOU | 05396671 |  |  |  |  | Active Application | Trade Secret | Trade |  |  | Residential |  | Trade Secret | 2023
20252-215912-02 | Xcel Energy | 85 | 13781 | IOU | 05396720 | 9.425 | Solar |  |  | Interconnected | Trade Secret | Trade | APA | APA077 | Residential | Solar*Rewards | Trade Secret | 2023 | 2023
20252-215912-02 | Xcel Energy | 85 | 13781 | IOU | 05396728 | 360 |  |  |  | Active Application | Trade Secret | Trade | AHI | AHI025 | Commercial |  | Trade Secret | 2023
20252-215912-02 | Xcel Energy | 85 | 13781 | IOU | 05396729 | 50 | Solar |  |  | Interconnected | Trade Secret | Trade | FSL | FSL311 | Commercial |  | Trade Secret | 2023 | 2024
20252-215912-02 | Xcel Energy | 85 | 13781 | IOU | 05396736 | 10.4 | Solar |  |  | Interconnected | Trade Secret | Trade | CHE | CHE076 | Residential | Solar*Rewards | Trade Secret | 2023 | 2023
20252-215912-02 | Xcel Energy | 85 | 13781 | IOU | 05396776 | 3.9 | Solar |  |  | Interconnected | Trade Secret | Trade | HUG | HUG311 | Residential | Solar*Rewards | Trade Secret | 2023 | 2023
20252-215912-02 | Xcel Energy | 85 | 13781 | IOU | 05396782 | 8.775 | Solar |  |  | Interconnected | Trade Secret | Trade | KOL | KOL061 | Residential |  | Trade Secret | 2023 | 2023
20252-215912-02 | Xcel Energy | 85 | 13781 | IOU | 05396785 |  | Solar |  |  | Withdrawn | Trade Secret | Trade |  |  | Residential | Solar*Rewards | Trade Secret | 2023
20252-215912-02 | Xcel Energy | 85 | 13781 | IOU | 05396788 | 999 | Solar |  |  | Active Application | Trade Secret | Trade | GRC | GRC312 | Community Solar Garden | Solar*Rewards Community | Trade Secret | 2024
20252-215912-02 | Xcel Energy | 85 | 13781 | IOU | 05396790 | 10.471 | Solar |  | X | Interconnected | Trade Secret | Trade | MPK | MPK084 | Residential | Solar*Rewards | Trade Secret | 2023 | 2023
20252-215912-02 | Xcel Energy | 85 | 13781 | IOU | 05396859 | 750 | Solar |  |  | Interconnected | Trade Secret | Trade | MEL | MEL074 | Commercial |  | Trade Secret | 2023 | 2024
20252-215912-02 | Xcel Energy | 85 | 13781 | IOU | 05396919 | 6 | Solar |  |  | Interconnected | Trade Secret | Trade | APA | APA067 | Residential | Solar*Rewards | Trade Secret | 2023 | 2023
20252-215912-02 | Xcel Energy | 85 | 13781 | IOU | 05396927 | 3.9 | Solar |  |  | Active Application | Trade Secret | Trade | MHW | MHW311 | Residential | Solar*Rewards | Trade Secret | 2023
20252-215912-02 | Xcel Energy | 85 | 13781 | IOU | 05396957 | 9.6 | Solar |  |  | Interconnected | Trade Secret | Trade | EWI | EWI022 | Commercial |  | Trade Secret | 2023 | 2024
20252-215912-02 | Xcel Energy | 85 | 13781 | IOU | 05397060 | 360 | Solar |  |  | Withdrawn | Trade Secret | Trade | AHI | AHI025 | Commercial |  | Trade Secret | 2023
20252-215912-02 | Xcel Energy | 85 | 13781 | IOU | 05397175 |  |  |  |  | Active Application | Trade Secret | Trade |  |  | Residential |  | Trade Secret | 2023
20252-215912-02 | Xcel Energy | 85 | 13781 | IOU | 05397180 | 25.04 | Solar |  |  | Active Application | Trade Secret | Trade | SOU | SOU061 | Commercial |  | Trade Secret | 2023
20252-215912-02 | Xcel Energy | 85 | 13781 | IOU | 05397189 | 10 | Solar |  |  | Active Application | Trade Secret | Trade | CRL | CRL031 | Commercial |  | Trade Secret | 2023
20252-215912-02 | Xcel Energy | 85 | 13781 | IOU | 05397191 | 14.4 | Solar |  |  | Active Application | Trade Secret | Trade | CRL | CRL031 | Residential |  | Trade Secret | 2023
20252-215912-02 | Xcel Energy | 85 | 13781 | IOU | 05397194 | 14.4 | Solar |  |  | Withdrawn | Trade Secret | Trade | CRL | CRL031 | Commercial |  | Trade Secret | 2023
20252-215912-02 | Xcel Energy | 85 | 13781 | IOU | 05397196 | 14.51 |  |  |  | Withdrawn | Trade Secret | Trade | CRL | CRL031 | Commercial |  | Trade Secret | 2023
20252-215912-02 | Xcel Energy | 85 | 13781 | IOU | 05397204 | 3.75 | Solar |  |  | Interconnected | Trade Secret | Trade | ECK | ECK321 | Residential |  | Trade Secret | 2023 | 2023
20252-215912-02 | Xcel Energy | 85 | 13781 | IOU | 05397208 | 5.052 | Solar |  |  | Interconnected | Trade Secret | Trade | SLP | SLP072 | Residential |  | Trade Secret | 2023 | 2023
20252-215912-02 | Xcel Energy | 85 | 13781 | IOU | 05397435 |  | Solar |  |  | Active Application | Trade Secret | Trade |  |  | Residential | Solar*Rewards | Trade Secret | 2023
20252-215912-02 | Xcel Energy | 85 | 13781 | IOU | 05397462 | 6.4 | Solar |  |  | Withdrawn | Trade Secret | Trade | HUG | HUG321 | Residential | Solar*Rewards | Trade Secret | 2023
20252-215912-02 | Xcel Energy | 85 | 13781 | IOU | 05397518 | 5.12 | Solar |  |  | Interconnected | Trade Secret | Trade | HUG | HUG311 | Residential | Solar*Rewards | Trade Secret | 2023 | 2023
20252-215912-02 | Xcel Energy | 85 | 13781 | IOU | 05397761 | 38.08 | Solar |  |  | Withdrawn | Trade Secret | Trade | HAS | HAS021 | Residential |  | Trade Secret | 2023
20252-215912-02 | Xcel Energy | 85 | 13781 | IOU | 05397762 | 4.48 | Solar |  |  | Interconnected | Trade Secret | Trade | AFT | AFT314 | Residential | Solar*Rewards | Trade Secret | 2023 | 2023
20252-215912-02 | Xcel Energy | 85 | 13781 | IOU | 05397898 | 7.54 | Solar |  |  | Interconnected | Trade Secret | Trade | PIP | PIP061 | Residential |  | Trade Secret | 2023 | 2023
20252-215912-02 | Xcel Energy | 85 | 13781 | IOU | 05397905 | 3.84 | Solar |  |  | Interconnected | Trade Secret | Trade | BYT | BYT061 | Residential | Solar*Rewards | Trade Secret | 2023 | 2023
20252-215912-02 | Xcel Energy | 85 | 13781 | IOU | 05397912 | 31.61 | Solar |  |  | Interconnected | Trade Secret | Trade | UPP | UPP083 | Commercial | Solar*Rewards | Trade Secret | 2023 | 2024
20252-215912-02 | Xcel Energy | 85 | 13781 | IOU | 05397920 | 7.68 | Solar |  |  | Withdrawn | Trade Secret | Trade | RPO | RPO311 | Residential | Solar*Rewards | Trade Secret | 2023
20252-215912-02 | Xcel Energy | 85 | 13781 | IOU | 05397925 |  | Solar |  |  | Active Application | Trade Secret | Trade |  |  | Residential | Solar*Rewards | Trade Secret | 2023
20252-215912-02 | Xcel Energy | 85 | 13781 | IOU | 05397957 | 7.8 | Solar |  |  | Active Application | Trade Secret | Trade | MHW | MHW311 | Residential | Solar*Rewards | Trade Secret | 2023
20252-215912-02 | Xcel Energy | 85 | 13781 | IOU | 05398056 | 1.3 | Solar |  |  | Withdrawn | Trade Secret | Trade | HUG | HUG311 | Residential |  | Trade Secret | 2023
20252-215912-02 | Xcel Energy | 85 | 13781 | IOU | 05398247 | 1000 | Solar |  |  | Withdrawn | Trade Secret | Trade | KIM | KIM021 | Community Solar Garden | Solar*Rewards Community | Trade Secret | 2023
20252-215912-02 | Xcel Energy | 85 | 13781 | IOU | 05398251 | 1000 | Solar |  |  | Withdrawn | Trade Secret | Trade | KIM | KIM021 | Community Solar Garden | Solar*Rewards Community | Trade Secret | 2023
20252-215912-02 | Xcel Energy | 85 | 13781 | IOU | 05398266 | 10.819 | Solar |  |  | Withdrawn | Trade Secret | Trade | PBE | PBE061 | Residential | Solar*Rewards | Trade Secret | 2023
20252-215912-02 | Xcel Energy | 85 | 13781 | IOU | 05398775 | 12.18 | Solar |  |  | Interconnected | Trade Secret | Trade | BLC | BLC062 | Residential | Solar*Rewards | Trade Secret | 2023 | 2023
20252-215912-02 | Xcel Energy | 85 | 13781 | IOU | 05398822 | 8.32 | Solar |  |  | Interconnected | Trade Secret | Trade | BYT | BYT061 | Residential | Solar*Rewards | Trade Secret | 2023 | 2023
20252-215912-02 | Xcel Energy | 85 | 13781 | IOU | 05398837 | 3.84 | Solar |  |  | Interconnected | Trade Secret | Trade | RPO | RPO311 | Residential | Solar*Rewards | Trade Secret | 2023 | 2023
20252-215912-02 | Xcel Energy | 85 | 13781 | IOU | 05398929 |  |  |  |  | Active Application | Trade Secret | Trade |  |  | Residential |  | Trade Secret | 2023
20252-215912-02 | Xcel Energy | 85 | 13781 | IOU | 05398960 | 999 | Solar |  |  | Active Application | Trade Secret | Trade | RNV | RNV021 | Community Solar Garden | Solar*Rewards Community | Trade Secret | 2024
20252-215912-02 | Xcel Energy | 85 | 13781 | IOU | 05398992 | 80 | Solar |  |  | Interconnected | Trade Secret | Trade | CNC | CNC063 | Commercial | Solar*Rewards | Trade Secret | 2023 | 2023
20252-215912-02 | Xcel Energy | 85 | 13781 | IOU | 05399065 | 6.38 | Solar |  |  | Interconnected | Trade Secret | Trade | RLK | RLK072 | Residential | Solar*Rewards | Trade Secret | 2023 | 2023
20252-215912-02 | Xcel Energy | 85 | 13781 | IOU | 05399200 | 5.85 | Solar |  |  | Withdrawn | Trade Secret | Trade | HSN | HSN322 | Residential | Solar*Rewards | Trade Secret | 2023
20252-215912-02 | Xcel Energy | 85 | 13781 | IOU | 05399204 | 33.3 | Solar |  |  | Interconnected | Trade Secret | Trade | TWL | TWL064 | Commercial |  | Trade Secret | 2023 | 2023
20252-215912-02 | Xcel Energy | 85 | 13781 | IOU | 05399245 | 19.006 | Solar |  |  | Interconnected | Trade Secret | Trade | UPP | UPP066 | Commercial |  | Trade Secret | 2023 | 2023
20252-215912-02 | Xcel Energy | 85 | 13781 | IOU | 05399452 | 4.64 | Solar |  |  | Interconnected | Trade Secret | Trade | TWL | TWL074 | Residential |  | Trade Secret | 2023 | 2024
20252-215912-02 | Xcel Energy | 85 | 13781 | IOU | 05399472 | 1000 | Solar |  |  | Withdrawn | Trade Secret | Trade | FAP | FAP061 | Community Solar Garden | Solar*Rewards Community | Trade Secret | 2023
20252-215912-02 | Xcel Energy | 85 | 13781 | IOU | 05399718 | 11.97 | Solar |  |  | Interconnected | Trade Secret | Trade | LEX | LEX332 | Residential |  | Trade Secret | 2023 | 2023
20252-215912-02 | Xcel Energy | 85 | 13781 | IOU | 05399729 | 6.3 | Solar |  |  | Interconnected | Trade Secret | Trade | SOU | SOU083 | Residential | Solar*Rewards | Trade Secret | 2023 | 2023
20252-215912-02 | Xcel Energy | 85 | 13781 | IOU | 05399737 | 9.57 | Solar |  |  | Interconnected | Trade Secret | Trade | LEX | LEX332 | Residential |  | Trade Secret | 2023 | 2023
20252-215912-02 | Xcel Energy | 85 | 13781 | IOU | 05399741 | 5.76 | Solar |  |  | Interconnected | Trade Secret | Trade | HUG | HUG321 | Residential | Solar*Rewards | Trade Secret | 2023 | 2023
20252-215912-02 | Xcel Energy | 85 | 13781 | IOU | 05399744 | 7.68 | Solar |  |  | Interconnected | Trade Secret | Trade | WDY | WDY311 | Residential | Solar*Rewards | Trade Secret | 2023 | 2023
20252-215912-02 | Xcel Energy | 85 | 13781 | IOU | 05400067 | 29.02 | Solar |  |  | Active Application | Trade Secret | Trade | WSG | WSG361 | Residential |  | Trade Secret | 2023
20252-215912-02 | Xcel Energy | 85 | 13781 | IOU | 05400108 | 6.67 | Solar |  |  | Interconnected | Trade Secret | Trade | SOU | SOU083 | Residential | Solar*Rewards | Trade Secret | 2023 | 2023
20252-215912-02 | Xcel Energy | 85 | 13781 | IOU | 05400360 | 3.75 | Solar |  |  | Interconnected | Trade Secret | Trade | CTR | CTR031 | Residential | Solar*Rewards | Trade Secret | 2023 | 2023
20252-215912-02 | Xcel Energy | 85 | 13781 | IOU | 05400369 | 6.67 | Solar |  |  | Interconnected | Trade Secret | Trade | BYT | BYT071 | Residential | Solar*Rewards | Trade Secret | 2023 | 2023
20252-215912-02 | Xcel Energy | 85 | 13781 | IOU | 05400517 | 3.75 | Solar |  |  | Withdrawn | Trade Secret | Trade | EDA | EDA079 | Residential | Solar*Rewards | Trade Secret | 2023
20252-215912-02 | Xcel Energy | 85 | 13781 | IOU | 05400560 | 1000 | Solar |  |  | Withdrawn | Trade Secret | Trade | GLD | GLD021 | Community Solar Garden | Solar*Rewards Community | Trade Secret | 2023
20252-215912-02 | Xcel Energy | 85 | 13781 | IOU | 05400563 | 1000 | Solar |  |  | Withdrawn | Trade Secret | Trade | GLD | GLD021 | Community Solar Garden | Solar*Rewards Community | Trade Secret | 2023
20252-215912-02 | Xcel Energy | 85 | 13781 | IOU | 05400838 |  | Solar |  |  | Withdrawn | Trade Secret | Trade |  |  | Community Solar Garden | Solar*Rewards Community | Trade Secret | 2023
20252-215912-02 | Xcel Energy | 85 | 13781 | IOU | 05400993 | 1000 | Solar |  |  | Withdrawn | Trade Secret | Trade | GRC | GRC311 | Community Solar Garden | Solar*Rewards Community | Trade Secret | 2023
20252-215912-02 | Xcel Energy | 85 | 13781 | IOU | 05401046 | 3.19 | Solar |  |  | Interconnected | Trade Secret | Trade | APA | APA068 | Residential |  | Trade Secret | 2023 | 2023
20252-215912-02 | Xcel Energy | 85 | 13781 | IOU | 05401241 | 6.4 | Solar |  |  | Interconnected | Trade Secret | Trade | OPK | OPK077 | Residential | Solar*Rewards | Trade Secret | 2023 | 2023
20252-215912-02 | Xcel Energy | 85 | 13781 | IOU | 05401254 |  | Solar |  |  | Active Application | Trade Secret | Trade |  |  | Residential | Solar*Rewards | Trade Secret | 2023
20252-215912-02 | Xcel Energy | 85 | 13781 | IOU | 05401331 | 7.04 | Solar |  |  | Interconnected | Trade Secret | Trade | BYT | BYT072 | Residential | Solar*Rewards | Trade Secret | 2023 | 2023
20252-215912-02 | Xcel Energy | 85 | 13781 | IOU | 05401544 | 3.465 | Solar |  |  | Interconnected | Trade Secret | Trade | RAM | RAM064 | Residential | Solar*Rewards | Trade Secret | 2023 | 2023
20252-215912-02 | Xcel Energy | 85 | 13781 | IOU | 05401608 | 900 | Solar |  |  | Active Application | Trade Secret | Trade | EDP | EDP082 | Commercial |  | Trade Secret | 2023
20252-215912-02 | Xcel Energy | 85 | 13781 | IOU | 05401635 | 8.376 | Solar |  |  | Interconnected | Trade Secret | Trade | MND | MND062 | Residential | Solar*Rewards | Trade Secret | 2023 | 2023
20252-215912-02 | Xcel Energy | 85 | 13781 | IOU | 05401636 | 3.77 | Solar |  |  | Interconnected | Trade Secret | Trade | SOU | SOU077 | Residential | Solar*Rewards | Trade Secret | 2023 | 2023
20252-215912-02 | Xcel Energy | 85 | 13781 | IOU | 05402036 | 9.425 | Solar |  |  | Withdrawn | Trade Secret | Trade | MEL | MEL068 | Residential | Solar*Rewards | Trade Secret | 2023
20252-215912-02 | Xcel Energy | 85 | 13781 | IOU | 05402039 | 4.55 | Solar |  |  | Withdrawn | Trade Secret | Trade | SOU | SOU063 | Residential | Solar*Rewards | Trade Secret | 2023
20252-215912-02 | Xcel Energy | 85 | 13781 | IOU | 05402041 | 11.375 | Solar |  |  | Interconnected | Trade Secret | Trade | AHI | AHI025 | Residential |  | Trade Secret | 2023 | 2023
20252-215912-02 | Xcel Energy | 85 | 13781 | IOU | 05402215 | 900 | Solar |  |  | Active Application | Trade Secret | Trade | EDP | EDP082 | Commercial |  | Trade Secret | 2023
20252-215912-02 | Xcel Energy | 85 | 13781 | IOU | 05402246 | 840 | Solar |  |  | Active Application | Trade Secret | Trade | EDP | EDP095 | Commercial |  | Trade Secret | 2023
20252-215912-02 | Xcel Energy | 85 | 13781 | IOU | 05402260 | 67.032 |  |  |  | Withdrawn | Trade Secret | Trade | WSD | WSD061 | Commercial |  | Trade Secret | 2023
20252-215912-02 | Xcel Energy | 85 | 13781 | IOU | 05402299 | 840 | Solar |  |  | Active Application | Trade Secret | Trade | EDP | EDP095 | Commercial |  | Trade Secret | 2023
20252-215912-02 | Xcel Energy | 85 | 13781 | IOU | 05402360 | 5.525 | Solar |  |  | Interconnected | Trade Secret | Trade | MPK | MPK065 | Residential |  | Trade Secret | 2023 | 2023
20252-215912-02 | Xcel Energy | 85 | 13781 | IOU | 05402367 | 6.825 | Solar |  |  | Interconnected | Trade Secret | Trade | UPP | UPP082 | Residential |  | Trade Secret | 2023 | 2023
20252-215912-02 | Xcel Energy | 85 | 13781 | IOU | 05402403 | 19.988 | Solar |  |  | Interconnected | Trade Secret | Trade | ALD | ALD088 | Residential |  | Trade Secret | 2023 | 2024
20252-215912-02 | Xcel Energy | 85 | 13781 | IOU | 05402543 | 5.22 | Solar |  |  | Interconnected | Trade Secret | Trade | SHP | SHP061 | Residential |  | Trade Secret | 2023 | 2023
20252-215912-02 | Xcel Energy | 85 | 13781 | IOU | 05402576 | 5.8 | Solar |  |  | Interconnected | Trade Secret | Trade | TWL | TWL066 | Residential |  | Trade Secret | 2023 | 2023
20252-215912-02 | Xcel Energy | 85 | 13781 | IOU | 05402652 | 4.06 | Solar |  |  | Interconnected | Trade Secret | Trade | TWL | TWL062 | Residential |  | Trade Secret | 2023 | 2023
20252-215912-02 | Xcel Energy | 85 | 13781 | IOU | 05402665 |  | Solar |  |  | Withdrawn | Trade Secret | Trade |  |  | Residential | Solar*Rewards | Trade Secret | 2023
20252-215912-02 | Xcel Energy | 85 | 13781 | IOU | 05402712 | 2.32 | Solar |  |  | Interconnected | Trade Secret | Trade | RPL | RPL063 | Residential |  | Trade Secret | 2023 | 2023
20252-215912-02 | Xcel Energy | 85 | 13781 | IOU | 05402727 | 3.77 | Solar |  |  | Interconnected | Trade Secret | Trade | ALK | ALK072 | Residential |  | Trade Secret | 2023 | 2023
20252-215912-02 | Xcel Energy | 85 | 13781 | IOU | 05402788 | 420 | Solar |  |  | Active Application | Trade Secret | Trade | BLC | BLC072 | Commercial |  | Trade Secret | 2023
20252-215912-02 | Xcel Energy | 85 | 13781 | IOU | 05402799 | 8.7 | Solar |  |  | Interconnected | Trade Secret | Trade | EXC | EXC062 | Residential |  | Trade Secret | 2023 | 2023
20252-215912-02 | Xcel Energy | 85 | 13781 | IOU | 05402809 | 13.65 | Solar |  |  | Interconnected | Trade Secret | Trade | EDA | EDA081 | Residential |  | Trade Secret | 2023 | 2024
20252-215912-02 | Xcel Energy | 85 | 13781 | IOU | 05402827 | 43.2 | Solar |  |  | Active Application | Trade Secret | Trade | HWW | HWW071 | Commercial |  | Trade Secret | 2023
20252-215912-02 | Xcel Energy | 85 | 13781 | IOU | 05402852 | 960 | Solar |  |  | Active Application | Trade Secret | Trade | STY | STY065 | Commercial |  | Trade Secret | 2023
20252-215912-02 | Xcel Energy | 85 | 13781 | IOU | 05402862 | 53.2 | Solar |  |  | Interconnected | Trade Secret | Trade | WSD | WSD061 | Commercial |  | Trade Secret | 2023 | 2024
20252-215912-02 | Xcel Energy | 85 | 13781 | IOU | 05402880 | 40.135 | Solar |  |  | Interconnected | Trade Secret | Trade | UPP | UPP083 | Commercial |  | Trade Secret | 2023 | 2024
20252-215912-02 | Xcel Energy | 85 | 13781 | IOU | 05402886 | 720 | Solar |  |  | Withdrawn | Trade Secret | Trade | ECK | ECK081 | Commercial |  | Trade Secret | 2023
20252-215912-02 | Xcel Energy | 85 | 13781 | IOU | 05402891 | 720 | Solar |  |  | Interconnected | Trade Secret | Trade | EDA | EDA066 | Commercial |  | Trade Secret | 2023 | 2025
20252-215912-02 | Xcel Energy | 85 | 13781 | IOU | 05402952 | 150 | Solar |  |  | Interconnected | Trade Secret | Trade | KOL | KOL063 | Commercial |  | Trade Secret | 2023 | 2024
20252-215912-02 | Xcel Energy | 85 | 13781 | IOU | 05403219 |  | Solar |  |  | Withdrawn | Trade Secret | Trade |  |  | Residential | Solar*Rewards | Trade Secret | 2023
20252-215912-02 | Xcel Energy | 85 | 13781 | IOU | 05403232 | 9.423 | Solar |  |  | Interconnected | Trade Secret | Trade | LLK | LLK071 | Residential | Solar*Rewards | Trade Secret | 2023 | 2023
20252-215912-02 | Xcel Energy | 85 | 13781 | IOU | 05403293 |  | Solar |  |  | Withdrawn | Trade Secret | Trade |  |  | Residential | Solar*Rewards | Trade Secret | 2023
20252-215912-02 | Xcel Energy | 85 | 13781 | IOU | 05403311 | 7.83 | Solar |  |  | Interconnected | Trade Secret | Trade | MOL | MOL078 | Residential | Solar*Rewards | Trade Secret | 2023 | 2023
20252-215912-02 | Xcel Energy | 85 | 13781 | IOU | 05403382 |  | Solar |  |  | Withdrawn | Trade Secret | Trade |  |  | Residential | Solar*Rewards | Trade Secret | 2023
20252-215912-02 | Xcel Energy | 85 | 13781 | IOU | 05403386 |  | Solar |  |  | Withdrawn | Trade Secret | Trade |  |  | Residential | Solar*Rewards | Trade Secret | 2023
20252-215912-02 | Xcel Energy | 85 | 13781 | IOU | 05403388 | 6.98 | Solar |  |  | Active Application | Trade Secret | Trade | RLK | RLK071 | Residential |  | Trade Secret | 2023
20252-215912-02 | Xcel Energy | 85 | 13781 | IOU | 05403392 | 6.282 | Solar |  |  | Interconnected | Trade Secret | Trade | WSG | WSG063 | Residential | Solar*Rewards | Trade Secret | 2023 | 2023
20252-215912-02 | Xcel Energy | 85 | 13781 | IOU | 05403398 | 4.225 | Solar |  |  | Interconnected | Trade Secret | Trade | LEX | LEX074 | Residential | Solar*Rewards | Trade Secret | 2023 | 2023
20252-215912-02 | Xcel Energy | 85 | 13781 | IOU | 05403402 | 1000 | Solar |  |  | Withdrawn | Trade Secret | Trade | GLD | GLD021 | Community Solar Garden | Solar*Rewards Community | Trade Secret | 2023
20252-215912-02 | Xcel Energy | 85 | 13781 | IOU | 05403557 | 17.799 | Solar |  |  | Interconnected | Trade Secret | Trade | RPO | RPO312 | Residential |  | Trade Secret | 2023 | 2023
20252-215912-02 | Xcel Energy | 85 | 13781 | IOU | 05403741 | 1.54 | Solar |  |  | Active Application | Trade Secret | Trade | WCR | WCR322 | Residential | Solar*Rewards | Trade Secret | 2023
20252-215912-02 | Xcel Energy | 85 | 13781 | IOU | 05403769 | 37.43 | Solar |  |  | Interconnected | Trade Secret | Trade | NOF | NOF071 | Residential |  | Trade Secret | 2023 | 2023
20252-215912-02 | Xcel Energy | 85 | 13781 | IOU | 05403776 | 7.15 | Solar |  |  | Interconnected | Trade Secret | Trade | BCH | BCH311 | Residential |  | Trade Secret | 2023 | 2023
20252-215912-02 | Xcel Energy | 85 | 13781 | IOU | 05403959 |  | Solar |  |  | Withdrawn | Trade Secret | Trade |  |  | Residential | Solar*Rewards | Trade Secret | 2023
20252-215912-02 | Xcel Energy | 85 | 13781 | IOU | 05403982 | 12.76 | Solar |  |  | Interconnected | Trade Secret | Trade | PKL | PKL063 | Residential | Solar*Rewards | Trade Secret | 2023 | 2024
20252-215912-02 | Xcel Energy | 85 | 13781 | IOU | 05404005 | 1000 | Solar |  |  | Active Application | Trade Secret | Trade | WEF | WEF071 | Community Solar Garden | Solar*Rewards Community | Trade Secret | 2023
20252-215912-02 | Xcel Energy | 85 | 13781 | IOU | 05404019 | 1000 | Solar |  |  | Withdrawn | Trade Secret | Trade | WKN | WKN001 | Community Solar Garden | Solar*Rewards Community | Trade Secret | 2023
20252-215912-02 | Xcel Energy | 85 | 13781 | IOU | 05404202 |  | Solar |  |  | Withdrawn | Trade Secret | Trade |  |  | Residential | Solar*Rewards | Trade Secret | 2023
20252-215912-02 | Xcel Energy | 85 | 13781 | IOU | 05404343 | 1000 | Solar |  |  | Withdrawn | Trade Secret | Trade | LIN | LIN031 | Community Solar Garden | Solar*Rewards Community | Trade Secret | 2023
20252-215912-02 | Xcel Energy | 85 | 13781 | IOU | 05404391 | 8.775 | Solar |  |  | Interconnected | Trade Secret | Trade | HYL | HYL074 | Residential | Solar*Rewards | Trade Secret | 2023 | 2023
20252-215912-02 | Xcel Energy | 85 | 13781 | IOU | 05404403 | 8.41 | Solar |  |  | Interconnected | Trade Secret | Trade | SLP | SLP092 | Residential |  | Trade Secret | 2023 | 2023
20252-215912-02 | Xcel Energy | 85 | 13781 | IOU | 05404422 | 4.06 | Solar |  |  | Interconnected | Trade Secret | Trade | HWW | HWW073 | Residential | Solar*Rewards | Trade Secret | 2023 | 2023
20252-215912-02 | Xcel Energy | 85 | 13781 | IOU | 05404449 | 4.875 | Solar |  |  | Withdrawn | Trade Secret | Trade | STY | STY061 | Residential | Solar*Rewards | Trade Secret | 2023
20252-215912-02 | Xcel Energy | 85 | 13781 | IOU | 05404465 | 7.8 | Solar |  |  | Interconnected | Trade Secret | Trade | SLP | SLP086 | Commercial |  | Trade Secret | 2023 | 2023
20252-215912-02 | Xcel Energy | 85 | 13781 | IOU | 05404654 | 5.85 | Solar |  |  | Interconnected | Trade Secret | Trade | IDA | IDA072 | Residential | Solar*Rewards | Trade Secret | 2023 | 2024
20252-215912-02 | Xcel Energy | 85 | 13781 | IOU | 05404956 | 28.967 | Solar |  |  | Interconnected | Trade Secret | Trade | MST | MST076 | Commercial | Solar*Rewards | Trade Secret | 2023 | 2024
20252-215912-02 | Xcel Energy | 85 | 13781 | IOU | 05404976 | 2.61 | Solar |  |  | Interconnected | Trade Secret | Trade | WSG | WSG361 | Residential |  | Trade Secret | 2023 | 2024
20252-215912-02 | Xcel Energy | 85 | 13781 | IOU | 05404995 | 150 | Solar |  |  | Active Application | Trade Secret | Trade | OSS | OSS065 | Commercial |  | Trade Secret | 2023
20252-215912-02 | Xcel Energy | 85 | 13781 | IOU | 05405009 | 5.22 | Solar |  |  | Interconnected | Trade Secret | Trade | MOL | MOL073 | Residential |  | Trade Secret | 2023 | 2023
20252-215912-02 | Xcel Energy | 85 | 13781 | IOU | 05405036 | 5.8 | Solar |  |  | Interconnected | Trade Secret | Trade | HUG | HUG312 | Residential |  | Trade Secret | 2023 | 2023
20252-215912-02 | Xcel Energy | 85 | 13781 | IOU | 05405080 | 4.93 | Solar |  |  | Interconnected | Trade Secret | Trade | MPK | MPK082 | Residential |  | Trade Secret | 2023 | 2023
20252-215912-02 | Xcel Energy | 85 | 13781 | IOU | 05405081 | 2.9 | Solar |  |  | Interconnected | Trade Secret | Trade | WES | WES076 | Residential |  | Trade Secret | 2023 | 2023
20252-215912-02 | Xcel Energy | 85 | 13781 | IOU | 05405370 |  | Solar |  |  | Withdrawn | Trade Secret | Trade |  |  | Residential | Solar*Rewards | Trade Secret | 2023
20252-215912-02 | Xcel Energy | 85 | 13781 | IOU | 05405455 | 5.85 | Solar |  |  | Withdrawn | Trade Secret | Trade | SLP | SLP084 | Residential |  | Trade Secret | 2023
20252-215912-02 | Xcel Energy | 85 | 13781 | IOU | 05405469 | 14 | Solar |  |  | Interconnected | Trade Secret | Trade | VKG | VKG061 | Residential |  | Trade Secret | 2023 | 2024
20252-215912-02 | Xcel Energy | 85 | 13781 | IOU | 05405530 | 99 | Solar |  |  | Interconnected | Trade Secret | Trade | CDV | CDV061 | Commercial |  | Trade Secret | 2023 | 2024
20252-215912-02 | Xcel Energy | 85 | 13781 | IOU | 05405630 | 21.17 | Solar |  |  | Interconnected | Trade Secret | Trade | ATW | ATW062 | Residential |  | Trade Secret | 2023 | 2023
20252-215912-02 | Xcel Energy | 85 | 13781 | IOU | 05405670 | 1.28 | Solar |  |  | Interconnected | Trade Secret | Trade | WIL | WIL091 | Residential |  | Trade Secret | 2023 | 2021
20252-215912-02 | Xcel Energy | 85 | 13781 | IOU | 05405689 |  | Solar |  |  | Active Application | Trade Secret | Trade |  |  | Residential | Solar*Rewards | Trade Secret | 2023
20252-215912-02 | Xcel Energy | 85 | 13781 | IOU | 05405720 | 10.8 | Solar |  |  | Interconnected | Trade Secret | Trade | RVA | RVA061 | Residential |  | Trade Secret | 2023 | 2024
20252-215912-02 | Xcel Energy | 85 | 13781 | IOU | 05405871 | 3.77 | Solar |  |  | Interconnected | Trade Secret | Trade | ALD | ALD095 | Residential | Solar*Rewards | Trade Secret | 2023 | 2023
20252-215912-02 | Xcel Energy | 85 | 13781 | IOU | 05405890 | 4.64 | Solar |  |  | Interconnected | Trade Secret | Trade | SOU | SOU086 | Residential | Solar*Rewards | Trade Secret | 2023 | 2023
20252-215912-02 | Xcel Energy | 85 | 13781 | IOU | 05408009 | 9.75 | Solar |  |  | Interconnected | Trade Secret | Trade | MEL | MEL068 | Residential |  | Trade Secret | 2023 | 2023
20252-215912-02 | Xcel Energy | 85 | 13781 | IOU | 05408012 | 6.4 | Solar |  |  | Withdrawn | Trade Secret | Trade | TER | TER062 | Residential |  | Trade Secret | 2023
20252-215912-02 | Xcel Energy | 85 | 13781 | IOU | 05408261 | 5.85 | Solar |  |  | Interconnected | Trade Secret | Trade | WDY | WDY311 | Residential |  | Trade Secret | 2023 | 2023
20252-215912-02 | Xcel Energy | 85 | 13781 | IOU | 05408267 |  | Solar |  |  | Withdrawn | Trade Secret | Trade |  |  | Residential | Solar*Rewards | Trade Secret | 2023
20252-215912-02 | Xcel Energy | 85 | 13781 | IOU | 05408279 | 3.9 | Solar |  |  | Interconnected | Trade Secret | Trade | SOU | SOU077 | Residential |  | Trade Secret | 2023 | 2023
20252-215912-02 | Xcel Energy | 85 | 13781 | IOU | 05408291 | 7.8 | Solar |  |  | Interconnected | Trade Secret | Trade | RAM | RAM062 | Residential |  | Trade Secret | 2023 | 2023
20252-215912-02 | Xcel Energy | 85 | 13781 | IOU | 05408492 | 18.148 | Solar |  |  | Active Application | Trade Secret | Trade | MDT | MDT067 | Commercial | Solar*Rewards | Trade Secret | 2023
20252-215912-02 | Xcel Energy | 85 | 13781 | IOU | 05408525 | 7.54 | Solar |  |  | Interconnected | Trade Secret | Trade | MND | MND063 | Residential | Solar*Rewards | Trade Secret | 2023 | 2023
20252-215912-02 | Xcel Energy | 85 | 13781 | IOU | 05408656 | 999 | Solar |  |  | Active Application | Trade Secret | Trade | PAT | PAT314 | Community Solar Garden | Solar*Rewards Community | Trade Secret | 2024
20252-215912-02 | Xcel Energy | 85 | 13781 | IOU | 05408678 | 9.28 | Solar |  |  | Interconnected | Trade Secret | Trade | MEL | MEL088 | Residential | Solar*Rewards | Trade Secret | 2023 | 2023
20252-215912-02 | Xcel Energy | 85 | 13781 | IOU | 05408783 |  | Solar |  |  | Active Application | Trade Secret | Trade |  |  | Residential | Solar*Rewards | Trade Secret | 2023
20252-215912-02 | Xcel Energy | 85 | 13781 | IOU | 05409069 | 10.88 | Solar |  |  | Withdrawn | Trade Secret | Trade | HUG | HUG312 | Residential | Solar*Rewards | Trade Secret | 2023
20252-215912-02 | Xcel Energy | 85 | 13781 | IOU | 05409093 | 6.4 | Solar |  |  | Interconnected | Trade Secret | Trade | AFT | AFT321 | Residential | Solar*Rewards | Trade Secret | 2023 | 2023
20252-215912-02 | Xcel Energy | 85 | 13781 | IOU | 05409106 | 6.175 | Solar |  |  | Withdrawn | Trade Secret | Trade | EDA | EDA073 | Residential | Solar*Rewards | Trade Secret | 2023
20252-215912-02 | Xcel Energy | 85 | 13781 | IOU | 05409110 | 10.08 | Solar |  |  | Withdrawn | Trade Secret | Trade | LEX | LEX332 | Residential | Solar*Rewards | Trade Secret | 2023
20252-215912-02 | Xcel Energy | 85 | 13781 | IOU | 05409123 |  |  |  |  | Withdrawn | Trade Secret | Trade |  |  | Residential |  | Trade Secret | 2023
20252-215912-02 | Xcel Energy | 85 | 13781 | IOU | 05409131 |  | Solar |  |  | Withdrawn | Trade Secret | Trade |  |  | Residential | Solar*Rewards | Trade Secret | 2023
20252-215912-02 | Xcel Energy | 85 | 13781 | IOU | 05409488 | 11.6 | Solar |  |  | Interconnected | Trade Secret | Trade | FSL | FSL312 | Residential |  | Trade Secret | 2023 | 2023
20252-215912-02 | Xcel Energy | 85 | 13781 | IOU | 05409528 | 6.4 | Solar |  |  | Interconnected | Trade Secret | Trade | TWL | TWL078 | Residential | Solar*Rewards | Trade Secret | 2023 | 2023
20252-215912-02 | Xcel Energy | 85 | 13781 | IOU | 05409608 | 4.93 | Solar |  |  | Interconnected | Trade Secret | Trade | OAD | OAD072 | Residential |  | Trade Secret | 2023 | 2023
20252-215912-02 | Xcel Energy | 85 | 13781 | IOU | 05409627 | 3.19 | Solar |  |  | Interconnected | Trade Secret | Trade | IDA | IDA073 | Residential |  | Trade Secret | 2023 | 2023
20252-215912-02 | Xcel Energy | 85 | 13781 | IOU | 05410001 | 9.772 | Solar |  |  | Interconnected | Trade Secret | Trade | BYT | BYT072 | Residential | Solar*Rewards | Trade Secret | 2023 | 2023
20252-215912-02 | Xcel Energy | 85 | 13781 | IOU | 05410169 |  |  |  |  | Active Application | Trade Secret | Trade | MPK | MPK064 | Commercial |  | Trade Secret | 2023
20252-215912-02 | Xcel Energy | 85 | 13781 | IOU | 05410239 | 7.475 | Solar |  |  | Withdrawn | Trade Secret | Trade | WIL | WIL082 | Residential | Solar*Rewards | Trade Secret | 2023
20252-215912-02 | Xcel Energy | 85 | 13781 | IOU | 05410262 | 13.744 | Solar |  |  | Interconnected | Trade Secret | Trade | WSG | WSG063 | Residential | Solar*Rewards | Trade Secret | 2023 | 2023
20252-215912-02 | Xcel Energy | 85 | 13781 | IOU | 05410319 | 3.2 | Solar |  |  | Interconnected | Trade Secret | Trade | STY | STY073 | Residential | Solar*Rewards | Trade Secret | 2023 | 2023
20252-215912-02 | Xcel Energy | 85 | 13781 | IOU | 05410377 | 7.68 | Solar |  |  | Withdrawn | Trade Secret | Trade | KOL | KOL074 | Residential |  | Trade Secret | 2023
20252-215912-02 | Xcel Energy | 85 | 13781 | IOU | 05410553 | 100 | Solar |  |  | Withdrawn | Trade Secret | Trade |  |  | Residential | Other | Trade Secret | 2023
20252-215912-02 | Xcel Energy | 85 | 13781 | IOU | 05410608 | 6.38 | Solar |  |  | Interconnected | Trade Secret | Trade | SOU | SOU075 | Residential |  | Trade Secret | 2023 | 2023
20252-215912-02 | Xcel Energy | 85 | 13781 | IOU | 05410666 | 1000 | Solar |  |  | Withdrawn | Trade Secret | Trade | GLD | GLD021 | Community Solar Garden | Solar*Rewards Community | Trade Secret | 2023
20252-215912-02 | Xcel Energy | 85 | 13781 | IOU | 05410998 | 99 | Solar |  |  | Interconnected | Trade Secret | Trade | SLP | SLP092 | Commercial |  | Trade Secret | 2023 | 2024
20252-215912-02 | Xcel Energy | 85 | 13781 | IOU | 05411037 | 50 | Solar |  |  | Interconnected | Trade Secret | Trade | FSL | FSL311 | Commercial |  | Trade Secret | 2023 | 2024
20252-215912-02 | Xcel Energy | 85 | 13781 | IOU | 05411050 | 3.84 | Solar |  |  | Interconnected | Trade Secret | Trade | HUG | HUG312 | Residential | Solar*Rewards | Trade Secret | 2023 | 2023
20252-215912-02 | Xcel Energy | 85 | 13781 | IOU | 05411068 | 50 | Solar |  |  | Interconnected | Trade Secret | Trade | FSL | FSL311 | Commercial |  | Trade Secret | 2023 | 2024
20252-215912-02 | Xcel Energy | 85 | 13781 | IOU | 05411070 | 5.525 | Solar |  |  | Withdrawn | Trade Secret | Trade | CNC | CNC073 | Residential | Solar*Rewards | Trade Secret | 2023
20252-215912-02 | Xcel Energy | 85 | 13781 | IOU | 05411082 | 5.2 | Solar |  |  | Interconnected | Trade Secret | Trade | SLP | SLP084 | Residential | Solar*Rewards | Trade Secret | 2023 | 2023
20252-215912-02 | Xcel Energy | 85 | 13781 | IOU | 05411088 | 9.1 | Solar |  |  | Interconnected | Trade Secret | Trade | EDA | EDA071 | Residential | Solar*Rewards | Trade Secret | 2023 | 2023
20252-215912-02 | Xcel Energy | 85 | 13781 | IOU | 05411107 | 5.67 | Solar |  |  | Interconnected | Trade Secret | Trade | WDY | WDY311 | Residential |  | Trade Secret | 2023 | 2023
20252-215912-02 | Xcel Energy | 85 | 13781 | IOU | 05411161 | 3.84 | Solar |  |  | Interconnected | Trade Secret | Trade | GRC | GRC312 | Residential | Solar*Rewards | Trade Secret | 2023 | 2023
20252-215912-02 | Xcel Energy | 85 | 13781 | IOU | 05411175 | 6.4 | Solar |  |  | Interconnected | Trade Secret | Trade | AFT | AFT321 | Residential | Solar*Rewards | Trade Secret | 2023 | 2023
20252-215912-02 | Xcel Energy | 85 | 13781 | IOU | 05411236 | 3.84 | Solar |  |  | Interconnected | Trade Secret | Trade | SAK | SAK321 | Residential | Solar*Rewards | Trade Secret | 2023 | 2023
20252-215912-02 | Xcel Energy | 85 | 13781 | IOU | 05411339 | 5.12 | Solar |  |  | Interconnected | Trade Secret | Trade | HSN | HSN321 | Residential | Solar*Rewards | Trade Secret | 2023 | 2023
20252-215912-02 | Xcel Energy | 85 | 13781 | IOU | 05411456 | 9.28 | Solar |  |  | Withdrawn | Trade Secret | Trade | SAV | SAV063 | Residential | Solar*Rewards | Trade Secret | 2023
20252-215912-02 | Xcel Energy | 85 | 13781 | IOU | 05411890 | 3.84 | Solar |  |  | Interconnected | Trade Secret | Trade | GRC | GRC312 | Residential | Solar*Rewards | Trade Secret | 2023 | 2023
20252-215912-02 | Xcel Energy | 85 | 13781 | IOU | 05411972 |  | Solar |  |  | Active Application | Trade Secret | Trade | IDA | IDA072 | Residential | Solar*Rewards | Trade Secret | 2023
20252-215912-02 | Xcel Energy | 85 | 13781 | IOU | 05411975 | 4.875 | Solar |  |  | Withdrawn | Trade Secret | Trade | TWL | TWL063 | Residential | Solar*Rewards | Trade Secret | 2023
20252-215912-02 | Xcel Energy | 85 | 13781 | IOU | 05411978 | 2.925 | Solar |  |  | Withdrawn | Trade Secret | Trade | ALD | ALD076 | Residential | Solar*Rewards | Trade Secret | 2023
20252-215912-02 | Xcel Energy | 85 | 13781 | IOU | 05412076 | 4.48 | Solar |  |  | Interconnected | Trade Secret | Trade | GRC | GRC312 | Residential | Solar*Rewards | Trade Secret | 2023 | 2023
20252-215912-02 | Xcel Energy | 85 | 13781 | IOU | 05412369 |  |  |  |  | Active Application | Trade Secret | Trade |  |  | Residential |  | Trade Secret | 2023
20252-215912-02 | Xcel Energy | 85 | 13781 | IOU | 05412447 | 8.45 | Solar |  |  | Withdrawn | Trade Secret | Trade | RRK | RRK063 | Residential | Solar*Rewards | Trade Secret | 2023
20252-215912-02 | Xcel Energy | 85 | 13781 | IOU | 05412450 | 1000 | Solar |  |  | Withdrawn | Trade Secret | Trade | VIL | VIL021 | Community Solar Garden | Solar*Rewards Community | Trade Secret | 2023
20252-215912-02 | Xcel Energy | 85 | 13781 | IOU | 05412460 | 7.616 | Solar |  |  | Interconnected | Trade Secret | Trade | RPO | RPO311 | Residential | Solar*Rewards | Trade Secret | 2023 | 2023
20252-215912-02 | Xcel Energy | 85 | 13781 | IOU | 05412469 |  | Solar |  |  | Withdrawn | Trade Secret | Trade |  |  | Residential | Solar*Rewards | Trade Secret | 2023
20252-215912-02 | Xcel Energy | 85 | 13781 | IOU | 05412474 | 4.608 | Solar |  |  | Interconnected | Trade Secret | Trade | STY | STY062 | Residential | Solar*Rewards | Trade Secret | 2023 | 2023
20252-215912-02 | Xcel Energy | 85 | 13781 | IOU | 05412475 | 1000 | Solar |  |  | Active Application | Trade Secret | Trade |  |  | Community Solar Garden | Solar*Rewards Community | Trade Secret | 2023
20252-215912-02 | Xcel Energy | 85 | 13781 | IOU | 05412476 | 6.5 | Solar |  |  | Interconnected | Trade Secret | Trade | REW | REW032 | Residential |  | Trade Secret | 2023 | 2023
20252-215912-02 | Xcel Energy | 85 | 13781 | IOU | 05412497 | 1000 | Solar |  |  | Active Application | Trade Secret | Trade |  |  | Community Solar Garden | Solar*Rewards Community | Trade Secret | 2023
20252-215912-02 | Xcel Energy | 85 | 13781 | IOU | 05412564 | 4.875 | Solar |  |  | Active Application | Trade Secret | Trade | TWL | TWL063 | Residential | Solar*Rewards | Trade Secret | 2023
20252-215912-02 | Xcel Energy | 85 | 13781 | IOU | 05412615 | 3.575 | Solar |  |  | Active Application | Trade Secret | Trade | TWL | TWL066 | Residential | Solar*Rewards | Trade Secret | 2023
20252-215912-02 | Xcel Energy | 85 | 13781 | IOU | 05412948 | 9.772 | Solar |  |  | Interconnected | Trade Secret | Trade | HSN | HSN322 | Residential | Solar*Rewards | Trade Secret | 2023 | 2023
20252-215912-02 | Xcel Energy | 85 | 13781 | IOU | 05412964 | 10.15 | Solar |  |  | Withdrawn | Trade Secret | Trade | WCR | WCR322 | Residential | Solar*Rewards | Trade Secret | 2023
20252-215912-02 | Xcel Energy | 85 | 13781 | IOU | 05413019 | 17.46 | Solar |  | X | Interconnected | Trade Secret | Trade | UPP | UPP068 | Residential |  | Trade Secret | 2023 | 2019
20252-215912-02 | Xcel Energy | 85 | 13781 | IOU | 05413037 | 11.375 | Solar |  |  | Interconnected | Trade Secret | Trade | WIL | WIL063 | Residential | Solar*Rewards | Trade Secret | 2023 | 2023
20252-215912-02 | Xcel Energy | 85 | 13781 | IOU | 05413081 | 7.04 | Solar |  |  | Active Application | Trade Secret | Trade | IDA | IDA072 | Residential |  | Trade Secret | 2023
20252-215912-02 | Xcel Energy | 85 | 13781 | IOU | 05413128 | 11.39 | Solar |  |  | Interconnected | Trade Secret | Trade | LLK | LLK061 | Residential |  | Trade Secret | 2023 | 2023
20252-215912-02 | Xcel Energy | 85 | 13781 | IOU | 05413266 | 13.96 | Solar |  |  | Active Application | Trade Secret | Trade | WWK | WWK311 | Residential | Solar*Rewards | Trade Secret | 2023
20252-215912-02 | Xcel Energy | 85 | 13781 | IOU | 05413342 | 35.2 | Solar |  | X | Interconnected | Trade Secret | Trade | RLK | RLK066 | Residential |  | Trade Secret | 2023 | 2023
20252-215912-02 | Xcel Energy | 85 | 13781 | IOU | 05413366 | 40.085 | Solar |  |  | Interconnected | Trade Secret | Trade | SLP | SLP083 | Commercial |  | Trade Secret | 2023 | 2024
20252-215912-02 | Xcel Energy | 85 | 13781 | IOU | 05413559 | 11.39 | Solar |  |  | Active Application | Trade Secret | Trade | LOK | LOK093 | Residential |  | Trade Secret | 2023
20252-215912-02 | Xcel Energy | 85 | 13781 | IOU | 05413835 | 6.98 | Solar |  |  | Active Application | Trade Secret | Trade | SOU | SOU069 | Residential | Solar*Rewards | Trade Secret | 2023
20252-215912-02 | Xcel Energy | 85 | 13781 | IOU | 05414147 | 7.04 | Solar |  |  | Interconnected | Trade Secret | Trade | BYT | BYT061 | Residential | Solar*Rewards | Trade Secret | 2023 | 2023
20252-215912-02 | Xcel Energy | 85 | 13781 | IOU | 05414162 | 3.84 | Solar |  |  | Withdrawn | Trade Secret | Trade | GRC | GRC312 | Residential | Solar*Rewards | Trade Secret | 2023
20252-215912-02 | Xcel Energy | 85 | 13781 | IOU | 05414214 | 5.525 | Solar |  |  | Interconnected | Trade Secret | Trade | OPK | OPK077 | Residential | Solar*Rewards | Trade Secret | 2023 | 2023
20252-215912-02 | Xcel Energy | 85 | 13781 | IOU | 05414227 | 3.465 | Solar |  |  | Interconnected | Trade Secret | Trade | MOL | MOL073 | Residential | Solar*Rewards | Trade Secret | 2023 | 2023
20252-215912-02 | Xcel Energy | 85 | 13781 | IOU | 05414235 | 80 | Solar |  |  | Interconnected | Trade Secret | Trade | DOC | DOC021 | Commercial |  | Trade Secret | 2023 | 2023
20252-215912-02 | Xcel Energy | 85 | 13781 | IOU | 05414238 | 6.825 | Solar |  |  | Interconnected | Trade Secret | Trade | APA | APA069 | Residential | Solar*Rewards | Trade Secret | 2023 | 2023
20252-215912-02 | Xcel Energy | 85 | 13781 | IOU | 05414264 | 13.027 | Storage |  |  | Interconnected | Trade Secret | Trade | WDY | WDY322 | Residential |  | Trade Secret | 2023 | 2023
20252-215912-02 | Xcel Energy | 85 | 13781 | IOU | 05414274 | 4.55 | Solar |  |  | Interconnected | Trade Secret | Trade | SLP | SLP084 | Residential |  | Trade Secret | 2023 | 2023
20252-215912-02 | Xcel Energy | 85 | 13781 | IOU | 05414411 | 7.83 | Solar |  |  | Interconnected | Trade Secret | Trade | MPK | MPK084 | Residential | Solar*Rewards | Trade Secret | 2023 | 2023
20252-215912-02 | Xcel Energy | 85 | 13781 | IOU | 05414515 | 7.475 | Solar |  |  | Interconnected | Trade Secret | Trade | STY | STY061 | Residential |  | Trade Secret | 2023 | 2023
20252-215912-02 | Xcel Energy | 85 | 13781 | IOU | 05414552 | 5.2 | Solar |  |  | Interconnected | Trade Secret | Trade | SLP | SLP071 | Residential |  | Trade Secret | 2023 | 2023
20252-215912-02 | Xcel Energy | 85 | 13781 | IOU | 05414571 |  | Solar |  |  | Active Application | Trade Secret | Trade |  |  | Community Solar Garden | Solar*Rewards Community | Trade Secret | 2023
20252-215912-02 | Xcel Energy | 85 | 13781 | IOU | 05414650 | 7.616 | Solar |  |  | Interconnected | Trade Secret | Trade | SAV | SAV063 | Residential | Solar*Rewards | Trade Secret | 2023 | 2023
20252-215912-02 | Xcel Energy | 85 | 13781 | IOU | 05414701 | 7.15 | Solar |  |  | Interconnected | Trade Secret | Trade | CNC | CNC073 | Residential |  | Trade Secret | 2023 | 2023
20252-215912-02 | Xcel Energy | 85 | 13781 | IOU | 05414718 | 4.41 | Solar |  |  | Interconnected | Trade Secret | Trade | TER | TER081 | Residential |  | Trade Secret | 2023 | 2023
20252-215912-02 | Xcel Energy | 85 | 13781 | IOU | 05414771 | 7.15 | Solar |  |  | Interconnected | Trade Secret | Trade | EDA | EDA073 | Residential |  | Trade Secret | 2023 | 2023
20252-215912-02 | Xcel Energy | 85 | 13781 | IOU | 05414810 | 4.35 | Solar |  |  | Interconnected | Trade Secret | Trade | PBE | PBE061 | Residential |  | Trade Secret | 2023 | 2023
20252-215912-02 | Xcel Energy | 85 | 13781 | IOU | 05414827 | 4.06 | Solar |  |  | Interconnected | Trade Secret | Trade | IDA | IDA072 | Residential |  | Trade Secret | 2023 | 2023
20252-215912-02 | Xcel Energy | 85 | 13781 | IOU | 05414894 | 5.22 | Solar |  |  | Interconnected | Trade Secret | Trade | AFT | AFT321 | Residential |  | Trade Secret | 2023 | 2023
20252-215912-02 | Xcel Energy | 85 | 13781 | IOU | 05414899 |  | Solar |  |  | Active Application | Trade Secret | Trade | HSN | HSN322 | Residential | Solar*Rewards | Trade Secret | 2023
20252-215912-02 | Xcel Energy | 85 | 13781 | IOU | 05414903 | 5.8 | Solar |  |  | Interconnected | Trade Secret | Trade | RWD | RWD081 | Residential |  | Trade Secret | 2023 | 2023
20252-215912-02 | Xcel Energy | 85 | 13781 | IOU | 05414912 | 4.64 | Solar |  |  | Withdrawn | Trade Secret | Trade | LOK | LOK062 | Residential |  | Trade Secret | 2023
20252-215912-02 | Xcel Energy | 85 | 13781 | IOU | 05415050 | 3.2 | Solar |  |  | Interconnected | Trade Secret | Trade | GRC | GRC312 | Residential | Solar*Rewards | Trade Secret | 2023 | 2023
20252-215912-02 | Xcel Energy | 85 | 13781 | IOU | 05415093 | 12.6 | Solar |  |  | Interconnected | Trade Secret | Trade | RWD | RWD063 | Residential |  | Trade Secret | 2023 | 2024
20252-215912-02 | Xcel Energy | 85 | 13781 | IOU | 05415158 | 3.2 | Solar |  |  | Interconnected | Trade Secret | Trade | GRC | GRC312 | Residential | Solar*Rewards | Trade Secret | 2023 | 2023
20252-215912-02 | Xcel Energy | 85 | 13781 | IOU | 05415179 | 14.79 | Solar |  |  | Interconnected | Trade Secret | Trade | RPO | RPO312 | Residential |  | Trade Secret | 2023 | 2023
20252-215912-02 | Xcel Energy | 85 | 13781 | IOU | 05415331 | 66.6 | Solar |  |  | Interconnected | Trade Secret | Trade | VKG | VKG072 | Commercial |  | Trade Secret | 2023 | 2024
20252-215912-02 | Xcel Energy | 85 | 13781 | IOU | 05415592 |  | Solar |  |  | Active Application | Trade Secret | Trade |  |  | Residential | Solar*Rewards | Trade Secret | 2023
20252-215912-02 | Xcel Energy | 85 | 13781 | IOU | 05415971 | 2000 | Other |  | X | Active Application | Trade Secret | Trade | MPK | MPK064 | Residential |  | Trade Secret | 2024
20252-215912-02 | Xcel Energy | 85 | 13781 | IOU | 05416060 |  | Solar |  |  | Withdrawn | Trade Secret | Trade | WAV | WAV021 | Residential | Solar*Rewards | Trade Secret | 2023
20252-215912-02 | Xcel Energy | 85 | 13781 | IOU | 05416354 | 7.83 | Solar |  |  | Interconnected | Trade Secret | Trade | WCR | WCR322 | Residential |  | Trade Secret | 2023 | 2023
20252-215912-02 | Xcel Energy | 85 | 13781 | IOU | 05416366 | 2.32 | Solar |  |  | Active Application | Trade Secret | Trade | MPK | MPK082 | Residential |  | Trade Secret | 2023
20252-215912-02 | Xcel Energy | 85 | 13781 | IOU | 05416390 | 2.9 | Solar |  |  | Interconnected | Trade Secret | Trade | SOU | SOU069 | Residential |  | Trade Secret | 2023 | 2023
20252-215912-02 | Xcel Energy | 85 | 13781 | IOU | 05417112 | 6.4 | Solar |  |  | Withdrawn | Trade Secret | Trade | GRC | GRC312 | Residential | Solar*Rewards | Trade Secret | 2023
20252-215912-02 | Xcel Energy | 85 | 13781 | IOU | 05417442 | 1000 | Solar |  |  | Withdrawn | Trade Secret | Trade | DAS | DAS061 | Community Solar Garden | Solar*Rewards Community | Trade Secret | 2023
20252-215912-02 | Xcel Energy | 85 | 13781 | IOU | 05417446 | 1000 | Solar |  |  | Withdrawn | Trade Secret | Trade |  |  | Community Solar Garden | Solar*Rewards Community | Trade Secret | 2023
20252-215912-02 | Xcel Energy | 85 | 13781 | IOU | 05417452 | 187.5 | Solar |  |  | Active Application | Trade Secret | Trade | MEL | MEL083 | Commercial |  | Trade Secret | 2023
20252-215912-02 | Xcel Energy | 85 | 13781 | IOU | 05417461 | 7.04 | Solar |  |  | Interconnected | Trade Secret | Trade | BUR | BUR032 | Residential |  | Trade Secret | 2023 | 2024
20252-215912-02 | Xcel Energy | 85 | 13781 | IOU | 05417479 | 25 | Solar |  |  | Interconnected | Trade Secret | Trade | CRL | CRL027 | Commercial |  | Trade Secret | 2023 | 2024
20252-215912-02 | Xcel Energy | 85 | 13781 | IOU | 05417562 | 240 | Solar |  |  | Interconnected | Trade Secret | Trade | SLP | SLP096 | Commercial |  | Trade Secret | 2023 | 2024
20252-215912-02 | Xcel Energy | 85 | 13781 | IOU | 05417630 | 1000 | Solar |  |  | Active Application | Trade Secret | Trade | FIC | FIC031 | Community Solar Garden | Solar*Rewards Community | Trade Secret | 2023
20252-215912-02 | Xcel Energy | 85 | 13781 | IOU | 05417658 | 9.86 | Solar |  |  | Withdrawn | Trade Secret | Trade |  |  | Residential | Solar*Rewards | Trade Secret | 2023
20252-215912-02 | Xcel Energy | 85 | 13781 | IOU | 05417744 | 39.75 | Solar |  |  | Interconnected | Trade Secret | Trade | FSL | FSL312 | Commercial |  | Trade Secret | 2023 | 2023
20252-215912-02 | Xcel Energy | 85 | 13781 | IOU | 05418127 | 1000 | Solar |  |  | Withdrawn | Trade Secret | Trade | BEL | BEL061 | Community Solar Garden | Solar*Rewards Community | Trade Secret | 2023
20252-215912-02 | Xcel Energy | 85 | 13781 | IOU | 05418136 |  |  |  |  | Active Application | Trade Secret | Trade |  |  | Residential |  | Trade Secret | 2023
20252-215912-02 | Xcel Energy | 85 | 13781 | IOU | 05418206 | 50 | Solar |  |  | Interconnected | Trade Secret | Trade | SOU | SOU077 | Commercial |  | Trade Secret | 2023 | 2024
20252-215912-02 | Xcel Energy | 85 | 13781 | IOU | 05418257 | 18.12 | Solar |  | X | Interconnected | Trade Secret | Trade | MPK | MPK083 | Residential | Solar*Rewards | Trade Secret | 2023 | 2023
20252-215912-02 | Xcel Energy | 85 | 13781 | IOU | 05418322 | 9.55 | Solar |  | X | Interconnected | Trade Secret | Trade | SOU | SOU072 | Residential | Solar*Rewards | Trade Secret | 2023 | 2023
20252-215912-02 | Xcel Energy | 85 | 13781 | IOU | 05418372 | 5.76 | Solar |  |  | Interconnected | Trade Secret | Trade | AFT | AFT321 | Residential | Solar*Rewards | Trade Secret | 2023 | 2023
20252-215912-02 | Xcel Energy | 85 | 13781 | IOU | 05418391 | 1000 | Solar |  |  | Withdrawn | Trade Secret | Trade | LAE | LAE061 | Community Solar Garden | Solar*Rewards Community | Trade Secret | 2023
20252-215912-02 | Xcel Energy | 85 | 13781 | IOU | 05418424 | 6.67 | Solar |  |  | Withdrawn | Trade Secret | Trade | HSN | HSN321 | Residential | Solar*Rewards | Trade Secret | 2023
20252-215912-02 | Xcel Energy | 85 | 13781 | IOU | 05418454 | 11.39 | Solar |  |  | Interconnected | Trade Secret | Trade | LEX | LEX332 | Residential | Solar*Rewards | Trade Secret | 2023 | 2023
20252-215912-02 | Xcel Energy | 85 | 13781 | IOU | 05418800 | 3.48 | Solar |  |  | Interconnected | Trade Secret | Trade | UPP | UPP063 | Residential |  | Trade Secret | 2023 | 2023
20252-215912-02 | Xcel Energy | 85 | 13781 | IOU | 05418810 | 2.32 | Solar |  |  | Interconnected | Trade Secret | Trade | SDX | SDX312 | Residential |  | Trade Secret | 2023 | 2023
20252-215912-02 | Xcel Energy | 85 | 13781 | IOU | 05418815 | 4.35 | Solar |  |  | Interconnected | Trade Secret | Trade | SOU | SOU060 | Residential |  | Trade Secret | 2023 | 2023
20252-215912-02 | Xcel Energy | 85 | 13781 | IOU | 05418840 | 5.8 | Solar |  |  | Interconnected | Trade Secret | Trade | WSG | WSG063 | Residential |  | Trade Secret | 2023 | 2023
20252-215912-02 | Xcel Energy | 85 | 13781 | IOU | 05419181 | 5.933 | Solar |  |  | Interconnected | Trade Secret | Trade | IDA | IDA064 | Residential | Solar*Rewards | Trade Secret | 2023 | 2023
20252-215912-02 | Xcel Energy | 85 | 13781 | IOU | 05419342 | 5.12 | Solar |  |  | Interconnected | Trade Secret | Trade | GRC | GRC313 | Residential | Solar*Rewards | Trade Secret | 2023 | 2023
20252-215912-02 | Xcel Energy | 85 | 13781 | IOU | 05419351 |  | Solar |  |  | Active Application | Trade Secret | Trade |  |  | Residential | Solar*Rewards | Trade Secret | 2023
20252-215912-02 | Xcel Energy | 85 | 13781 | IOU | 05419507 | 6.38 | Solar |  |  | Active Application | Trade Secret | Trade | EBL | EBL084 | Residential |  | Trade Secret | 2023
20252-215912-02 | Xcel Energy | 85 | 13781 | IOU | 05419719 |  |  |  |  | Active Application | Trade Secret | Trade | CGR | CGR064 | Residential |  | Trade Secret | 2023
20252-215912-02 | Xcel Energy | 85 | 13781 | IOU | 05419748 | 98.75 | Solar |  |  | Interconnected | Trade Secret | Trade | RLK | RLK069 | Commercial |  | Trade Secret | 2023 | 2024
20252-215912-02 | Xcel Energy | 85 | 13781 | IOU | 05419759 | 1.1 | Solar |  |  | Interconnected | Trade Secret | Trade | ECK | ECK322 | Residential |  | Trade Secret | 2023 | 2023
20252-215912-02 | Xcel Energy | 85 | 13781 | IOU | 05419766 | 4.64 | Solar |  |  | Interconnected | Trade Secret | Trade | CGR | CGR072 | Residential |  | Trade Secret | 2023 | 2023
20252-215912-02 | Xcel Energy | 85 | 13781 | IOU | 05419790 | 3.575 | Solar |  |  | Interconnected | Trade Secret | Trade | TWL | TWL064 | Residential | Solar*Rewards | Trade Secret | 2023 | 2023
20252-215912-02 | Xcel Energy | 85 | 13781 | IOU | 05419818 | 4.35 | Solar |  |  | Interconnected | Trade Secret | Trade | WYO | WYO032 | Residential |  | Trade Secret | 2023 | 2023
20252-215912-02 | Xcel Energy | 85 | 13781 | IOU | 05419835 | 4.55 | Solar |  |  | Interconnected | Trade Secret | Trade | SLP | SLP072 | Residential | Solar*Rewards | Trade Secret | 2023 | 2023
20252-215912-02 | Xcel Energy | 85 | 13781 | IOU | 05420218 | 9.6 | Solar |  |  | Withdrawn | Trade Secret | Trade | MHW | MHW311 | Residential | Solar*Rewards | Trade Secret | 2023
20252-215912-02 | Xcel Energy | 85 | 13781 | IOU | 05420227 | 7.68 | Solar |  |  | Interconnected | Trade Secret | Trade | GRC | GRC313 | Residential | Solar*Rewards | Trade Secret | 2023 | 2023
20252-215912-02 | Xcel Energy | 85 | 13781 | IOU | 05420323 | 7.6 | Solar |  | X | Interconnected | Trade Secret | Trade | MND | MND062 | Residential |  | Trade Secret | 2023 | 2023
20252-215912-02 | Xcel Energy | 85 | 13781 | IOU | 05420349 |  |  |  |  | Active Application | Trade Secret | Trade |  |  | Residential |  | Trade Secret | 2023
20252-215912-02 | Xcel Energy | 85 | 13781 | IOU | 05420570 | 1000 | Solar |  |  | Active Application | Trade Secret | Trade | SMT | SMT072 | Community Solar Garden | Solar*Rewards Community | Trade Secret | 2024
20252-215912-02 | Xcel Energy | 85 | 13781 | IOU | 05420578 | 4.06 | Solar |  |  | Interconnected | Trade Secret | Trade | TWL | TWL082 | Residential |  | Trade Secret | 2023 | 2023
20252-215912-02 | Xcel Energy | 85 | 13781 | IOU | 05420705 | 6.96 |  |  |  | Active Application | Trade Secret | Trade | GSL | GSL341 | Residential |  | Trade Secret | 2023
20252-215912-02 | Xcel Energy | 85 | 13781 | IOU | 05420754 | 3.25 | Solar |  |  | Interconnected | Trade Secret | Trade | MPK | MPK064 | Residential | Solar*Rewards | Trade Secret | 2023 | 2023
20252-215912-02 | Xcel Energy | 85 | 13781 | IOU | 05420767 | 13.265 | Solar |  | X | Interconnected | Trade Secret | Trade | RRK | RRK063 | Residential |  | Trade Secret | 2023 | 2023
20252-215912-02 | Xcel Energy | 85 | 13781 | IOU | 05420819 | 5.51 | Solar |  |  | Interconnected | Trade Secret | Trade | WES | WES061 | Residential |  | Trade Secret | 2023 | 2023
20252-215912-02 | Xcel Energy | 85 | 13781 | IOU | 05420930 | 8.7 | Solar |  |  | Interconnected | Trade Secret | Trade | WIL | WIL073 | Residential |  | Trade Secret | 2023 | 2023
20252-215912-02 | Xcel Energy | 85 | 13781 | IOU | 05421119 |  | Solar |  |  | Active Application | Trade Secret | Trade |  |  | Residential | Solar*Rewards | Trade Secret | 2023
20252-215912-02 | Xcel Energy | 85 | 13781 | IOU | 05421131 | 9.6 | Solar |  |  | Interconnected | Trade Secret | Trade | EKO | EKO021 | Residential | Solar*Rewards | Trade Secret | 2023 | 2023
20252-215912-02 | Xcel Energy | 85 | 13781 | IOU | 05421145 | 10.88 | Solar |  |  | Withdrawn | Trade Secret | Trade | MHW | MHW311 | Residential | Solar*Rewards | Trade Secret | 2023
20252-215912-02 | Xcel Energy | 85 | 13781 | IOU | 05421223 | 1000 | Solar |  |  | Withdrawn | Trade Secret | Trade | FRA | FRA211 | Community Solar Garden | Solar*Rewards Community | Trade Secret | 2023
20252-215912-02 | Xcel Energy | 85 | 13781 | IOU | 05421242 |  |  |  |  | Active Application | Trade Secret | Trade | MPK | MPK073 | Commercial |  | Trade Secret | 2023
20252-215912-02 | Xcel Energy | 85 | 13781 | IOU | 05421334 | 7.8 | Solar |  |  | Interconnected | Trade Secret | Trade | MOL | MOL078 | Residential |  | Trade Secret | 2023 | 2023
20252-215912-02 | Xcel Energy | 85 | 13781 | IOU | 05421401 | 5.76 | Solar |  |  | Interconnected | Trade Secret | Trade | GRC | GRC312 | Residential | Solar*Rewards | Trade Secret | 2023 | 2023
20252-215912-02 | Xcel Energy | 85 | 13781 | IOU | 05421423 | 13.44 | Solar |  |  | Interconnected | Trade Secret | Trade | SLP | SLP083 | Residential |  | Trade Secret | 2023 | 2023
20252-215912-02 | Xcel Energy | 85 | 13781 | IOU | 05421424 | 5.12 | Solar |  |  | Withdrawn | Trade Secret | Trade | MHW | MHW311 | Residential | Solar*Rewards | Trade Secret | 2023
20252-215912-02 | Xcel Energy | 85 | 13781 | IOU | 05421481 |  |  |  |  | Withdrawn | Trade Secret | Trade |  |  | Residential |  | Trade Secret | 2023
20252-215912-02 | Xcel Energy | 85 | 13781 | IOU | 05421490 | 16.404 | Solar |  | X | Interconnected | Trade Secret | Trade | RPO | RPO312 | Residential |  | Trade Secret | 2023 | 2024
20252-215912-02 | Xcel Energy | 85 | 13781 | IOU | 05421506 | 4.06 | Solar |  |  | Interconnected | Trade Secret | Trade | HWW | HWW072 | Residential | Solar*Rewards | Trade Secret | 2023 | 2023
20252-215912-02 | Xcel Energy | 85 | 13781 | IOU | 05421552 | 11.6 | Solar |  |  | Active Application | Trade Secret | Trade | NOF | NOF061 | Residential |  | Trade Secret | 2023
20252-215912-02 | Xcel Energy | 85 | 13781 | IOU | 05421689 |  | Solar |  |  | Active Application | Trade Secret | Trade |  |  | Community Solar Garden | Solar*Rewards Community | Trade Secret | 2023
20252-215912-02 | Xcel Energy | 85 | 13781 | IOU | 05421732 |  | Solar |  |  | Active Application | Trade Secret | Trade |  |  | Community Solar Garden | Solar*Rewards Community | Trade Secret | 2023
20252-215912-02 | Xcel Energy | 85 | 13781 | IOU | 05421780 | 999.9 | Solar |  |  | Active Application | Trade Secret | Trade | SMT | SMT072 | Community Solar Garden | Solar*Rewards Community | Trade Secret | 2023
20252-215912-02 | Xcel Energy | 85 | 13781 | IOU | 05422357 | 3.2 | Solar |  |  | Interconnected | Trade Secret | Trade | GRC | GRC311 | Residential | Solar*Rewards | Trade Secret | 2023 | 2023
20252-215912-02 | Xcel Energy | 85 | 13781 | IOU | 05422408 | 7.25 | Solar |  |  | Interconnected | Trade Secret | Trade | WCS | WCS064 | Residential |  | Trade Secret | 2023 | 2023
20252-215912-02 | Xcel Energy | 85 | 13781 | IOU | 05422424 | 50 | Solar |  |  | Interconnected | Trade Secret | Trade | UPP | UPP081 | Commercial |  | Trade Secret | 2023 | 2024
20252-215912-02 | Xcel Energy | 85 | 13781 | IOU | 05422425 | 8.12 | Solar |  |  | Interconnected | Trade Secret | Trade | SCL | SCL312 | Residential |  | Trade Secret | 2023 | 2023
20252-215912-02 | Xcel Energy | 85 | 13781 | IOU | 05422521 | 3.19 | Solar |  |  | Interconnected | Trade Secret | Trade | SLP | SLP076 | Residential | Solar*Rewards | Trade Secret | 2023 | 2023
20252-215912-02 | Xcel Energy | 85 | 13781 | IOU | 05422529 | 11.05 | Solar |  |  | Interconnected | Trade Secret | Trade | RPO | RPO312 | Commercial | Solar*Rewards | Trade Secret | 2023 | 2023
20252-215912-02 | Xcel Energy | 85 | 13781 | IOU | 05422537 |  |  |  |  | Active Application | Trade Secret | Trade |  |  | Residential |  | Trade Secret | 2023
20252-215912-02 | Xcel Energy | 85 | 13781 | IOU | 05422597 | 8.376 | Solar |  |  | Interconnected | Trade Secret | Trade | WSG | WSG071 | Residential | Solar*Rewards | Trade Secret | 2023 | 2023
20252-215912-02 | Xcel Energy | 85 | 13781 | IOU | 05422662 | 160 | Solar |  |  | Interconnected | Trade Secret | Trade | HYL | HYL074 | Commercial |  | Trade Secret | 2023 | 2024
20252-215912-02 | Xcel Energy | 85 | 13781 | IOU | 05422747 | 13.44 | Solar |  |  | Withdrawn | Trade Secret | Trade | BYT | BYT072 | Residential |  | Trade Secret | 2023
20252-215912-02 | Xcel Energy | 85 | 13781 | IOU | 05422756 |  |  |  |  | Active Application | Trade Secret | Trade |  |  | Residential |  | Trade Secret | 2023
20252-215912-02 | Xcel Energy | 85 | 13781 | IOU | 05422764 | 14.95 |  |  |  | Withdrawn | Trade Secret | Trade | SOU | SOU087 | Residential |  | Trade Secret | 2023
20252-215912-02 | Xcel Energy | 85 | 13781 | IOU | 05422786 | 43.2 |  |  |  | Withdrawn | Trade Secret | Trade | GSL | GSL075 | Commercial |  | Trade Secret | 2023
20252-215912-02 | Xcel Energy | 85 | 13781 | IOU | 05422864 | 7.04 | Solar |  |  | Interconnected | Trade Secret | Trade | RRK | RRK064 | Residential |  | Trade Secret | 2023 | 2023
20252-215912-02 | Xcel Energy | 85 | 13781 | IOU | 05422977 | 5.8 | Solar |  |  | Interconnected | Trade Secret | Trade | HWW | HWW074 | Residential | Solar*Rewards | Trade Secret | 2023 | 2023
20252-215912-02 | Xcel Energy | 85 | 13781 | IOU | 05423010 |  |  |  |  | Active Application | Trade Secret | Trade |  |  | Residential |  | Trade Secret | 2023
20252-215912-02 | Xcel Energy | 85 | 13781 | IOU | 05423019 | 43.2 | Solar |  |  | Interconnected | Trade Secret | Trade | GSL | GSL075 | Commercial |  | Trade Secret | 2023 | 2024
20252-215912-02 | Xcel Energy | 85 | 13781 | IOU | 05423032 | 6.96 | Solar |  |  | Active Application | Trade Secret | Trade | WIL | WIL063 | Residential |  | Trade Secret | 2023
20252-215912-02 | Xcel Energy | 85 | 13781 | IOU | 05423242 | 5.51 | Solar |  |  | Interconnected | Trade Secret | Trade | SOU | SOU069 | Residential |  | Trade Secret | 2023 | 2023
20252-215912-02 | Xcel Energy | 85 | 13781 | IOU | 05423423 | 8.96 | Solar |  |  | Withdrawn | Trade Secret | Trade | MHW | MHW311 | Residential | Solar*Rewards | Trade Secret | 2023
20252-215912-02 | Xcel Energy | 85 | 13781 | IOU | 05423455 | 6.4 | Solar |  |  | Interconnected | Trade Secret | Trade | GRC | GRC313 | Residential | Solar*Rewards | Trade Secret | 2023 | 2023
20252-215912-02 | Xcel Energy | 85 | 13781 | IOU | 05423476 |  |  |  |  | Active Application | Trade Secret | Trade |  |  | Residential |  | Trade Secret | 2023
20252-215912-02 | Xcel Energy | 85 | 13781 | IOU | 05423481 |  |  |  |  | Active Application | Trade Secret | Trade |  |  | Residential |  | Trade Secret | 2023
20252-215912-02 | Xcel Energy | 85 | 13781 | IOU | 05423610 | 140 | Solar |  |  | Interconnected | Trade Secret | Trade | EDA | EDA089 | Commercial |  | Trade Secret | 2023 | 2023
20252-215912-02 | Xcel Energy | 85 | 13781 | IOU | 05423619 | 5.85 | Solar |  |  | Interconnected | Trade Secret | Trade | AFT | AFT321 | Residential | Solar*Rewards | Trade Secret | 2023 | 2023
20252-215912-02 | Xcel Energy | 85 | 13781 | IOU | 05423636 | 6.175 | Solar |  | X | Active Application | Trade Secret | Trade | PRR | PRR062 | Residential | Solar*Rewards | Trade Secret | 2023
20252-215912-02 | Xcel Energy | 85 | 13781 | IOU | 05423647 | 4.41 | Solar |  |  | Interconnected | Trade Secret | Trade | WES | WES074 | Residential | Solar*Rewards | Trade Secret | 2023 | 2024
20252-215912-02 | Xcel Energy | 85 | 13781 | IOU | 05423727 | 299.7 | Solar |  |  | Interconnected | Trade Secret | Trade | AFT | AFT321 | Commercial |  | Trade Secret | 2023 | 2023
20252-215912-02 | Xcel Energy | 85 | 13781 | IOU | 05423754 | 199.8 | Solar |  |  | Interconnected | Trade Secret | Trade | CRL | CRL031 | Commercial | Solar*Rewards | Trade Secret | 2023 | 2023
20252-215912-02 | Xcel Energy | 85 | 13781 | IOU | 05423802 |  |  |  |  | Active Application | Trade Secret | Trade |  |  | Residential |  | Trade Secret | 2023
20252-215912-02 | Xcel Energy | 85 | 13781 | IOU | 05423943 | 11.52 | Solar |  |  | Interconnected | Trade Secret | Trade | LIN | LIN031 | Residential | Solar*Rewards | Trade Secret | 2023 | 2023
20252-215912-02 | Xcel Energy | 85 | 13781 | IOU | 05424060 | 10.121 | Solar |  |  | Withdrawn | Trade Secret | Trade | HSN | HSN321 | Residential | Solar*Rewards | Trade Secret | 2023
20252-215912-02 | Xcel Energy | 85 | 13781 | IOU | 05424077 | 10.121 | Solar |  |  | Interconnected | Trade Secret | Trade | HSN | HSN321 | Residential |  | Trade Secret | 2023 | 2023
20252-215912-02 | Xcel Energy | 85 | 13781 | IOU | 05424266 | 3.77 | Solar |  |  | Interconnected | Trade Secret | Trade | CDV | CDV072 | Residential |  | Trade Secret | 2023 | 2023
20252-215912-02 | Xcel Energy | 85 | 13781 | IOU | 05424267 | 5.8 | Solar |  |  | Active Application | Trade Secret | Trade | CGR | CGR071 | Residential |  | Trade Secret | 2023
20252-215912-02 | Xcel Energy | 85 | 13781 | IOU | 05424268 | 7.83 | Solar |  |  | Interconnected | Trade Secret | Trade | CGR | CGR071 | Residential |  | Trade Secret | 2023 | 2023
20252-215912-02 | Xcel Energy | 85 | 13781 | IOU | 05424269 | 2.61 | Solar |  |  | Interconnected | Trade Secret | Trade | TWL | TWL065 | Residential |  | Trade Secret | 2023 | 2023
20252-215912-02 | Xcel Energy | 85 | 13781 | IOU | 05424272 | 4.35 | Solar |  |  | Interconnected | Trade Secret | Trade | SOU | SOU069 | Residential |  | Trade Secret | 2023 | 2023
20252-215912-02 | Xcel Energy | 85 | 13781 | IOU | 05424273 | 2.9 | Solar |  |  | Interconnected | Trade Secret | Trade | ALD | ALD093 | Residential |  | Trade Secret | 2023 | 2023
20252-215912-02 | Xcel Energy | 85 | 13781 | IOU | 05424274 | 6.38 | Solar |  |  | Active Application | Trade Secret | Trade | EBL | EBL084 | Residential |  | Trade Secret | 2023
20252-215912-02 | Xcel Energy | 85 | 13781 | IOU | 05424276 | 3.77 | Solar |  |  | Interconnected | Trade Secret | Trade | RPO | RPO311 | Residential |  | Trade Secret | 2023 | 2023
20252-215912-02 | Xcel Energy | 85 | 13781 | IOU | 05424280 | 8.41 | Solar |  |  | Active Application | Trade Secret | Trade | OSS | OSS063 | Residential |  | Trade Secret | 2023
20252-215912-02 | Xcel Energy | 85 | 13781 | IOU | 05424282 | 5.22 | Solar |  |  | Interconnected | Trade Secret | Trade | WCR | WCR311 | Residential |  | Trade Secret | 2023 | 2023
20252-215912-02 | Xcel Energy | 85 | 13781 | IOU | 05424283 | 4.64 | Solar |  |  | Interconnected | Trade Secret | Trade | CGR | CGR072 | Residential |  | Trade Secret | 2023 | 2023
20252-215912-02 | Xcel Energy | 85 | 13781 | IOU | 05424334 | 7.616 | Solar |  |  | Interconnected | Trade Secret | Trade | WIL | WIL098 | Residential | Solar*Rewards | Trade Secret | 2023 | 2023
20252-215912-02 | Xcel Energy | 85 | 13781 | IOU | 05424355 | 6.282 | Solar |  |  | Withdrawn | Trade Secret | Trade | WIL | WIL063 | Residential | Solar*Rewards | Trade Secret | 2023
20252-215912-02 | Xcel Energy | 85 | 13781 | IOU | 05424394 | 5.052 | Solar |  |  | Interconnected | Trade Secret | Trade | SOU | SOU063 | Residential | Solar*Rewards | Trade Secret | 2023 | 2023
20252-215912-02 | Xcel Energy | 85 | 13781 | IOU | 05424397 | 7.68 | Solar |  |  | Withdrawn | Trade Secret | Trade | MHW | MHW311 | Residential | Solar*Rewards | Trade Secret | 2023
20252-215912-02 | Xcel Energy | 85 | 13781 | IOU | 05424450 | 9.6 | Solar |  |  | Withdrawn | Trade Secret | Trade | MHW | MHW311 | Residential | Solar*Rewards | Trade Secret | 2023
20252-215912-02 | Xcel Energy | 85 | 13781 | IOU | 05424536 | 5.12 | Solar |  |  | Active Application | Trade Secret | Trade | MHW | MHW311 | Residential | Solar*Rewards | Trade Secret | 2023
20252-215912-02 | Xcel Energy | 85 | 13781 | IOU | 05424552 | 8.45 | Solar |  |  | Interconnected | Trade Secret | Trade | MPK | MPK065 | Residential | Solar*Rewards | Trade Secret | 2023 | 2023
20252-215912-02 | Xcel Energy | 85 | 13781 | IOU | 05424603 | 11.3 | Solar |  | X | Interconnected | Trade Secret | Trade | RVA | RVA061 | Residential | Solar*Rewards | Trade Secret | 2023 | 2023
20252-215912-02 | Xcel Energy | 85 | 13781 | IOU | 05424780 | 960 | Solar |  |  | Active Application | Trade Secret | Trade | REW | REW023 | Community Solar Garden | Solar*Rewards Community | Trade Secret | 2024
20252-215912-02 | Xcel Energy | 85 | 13781 | IOU | 05424882 | 5.67 | Solar |  |  | Interconnected | Trade Secret | Trade | SLP | SLP084 | Residential | Solar*Rewards | Trade Secret | 2023 | 2023
20252-215912-02 | Xcel Energy | 85 | 13781 | IOU | 05424922 | 6.5 | Solar |  |  | Interconnected | Trade Secret | Trade | OAD | OAD072 | Residential |  | Trade Secret | 2023 | 2023
20252-215912-02 | Xcel Energy | 85 | 13781 | IOU | 05424944 | 7.8 | Solar |  |  | Interconnected | Trade Secret | Trade | SOU | SOU072 | Residential |  | Trade Secret | 2023 | 2023
20252-215912-02 | Xcel Energy | 85 | 13781 | IOU | 05425267 | 3.48 | Solar |  |  | Interconnected | Trade Secret | Trade | ALD | ALD095 | Residential |  | Trade Secret | 2023 | 2023
20252-215912-02 | Xcel Energy | 85 | 13781 | IOU | 05425563 | 7.04 | Solar |  |  | Withdrawn | Trade Secret | Trade | MHW | MHW311 | Residential | Solar*Rewards | Trade Secret | 2023
20252-215912-02 | Xcel Energy | 85 | 13781 | IOU | 05425639 | 23 | Solar |  | X | Withdrawn | Trade Secret | Trade |  |  | Residential | Solar*Rewards | Trade Secret | 2023
20252-215912-02 | Xcel Energy | 85 | 13781 | IOU | 05425664 | 99 | Solar |  |  | Interconnected | Trade Secret | Trade | MOL | MOL063 | Commercial |  | Trade Secret | 2023 | 2024
20252-215912-02 | Xcel Energy | 85 | 13781 | IOU | 05425694 | 120 | Solar |  |  | Interconnected | Trade Secret | Trade | APA | APA072 | Commercial |  | Trade Secret | 2023 | 2024
20252-215912-02 | Xcel Energy | 85 | 13781 | IOU | 05426338 |  | Solar |  |  | Active Application | Trade Secret | Trade | WAS | WAS092 | Residential | Solar*Rewards | Trade Secret | 2023
20252-215912-02 | Xcel Energy | 85 | 13781 | IOU | 05426381 | 5.76 | Solar |  |  | Withdrawn | Trade Secret | Trade | MHW | MHW311 | Residential | Solar*Rewards | Trade Secret | 2023
20252-215912-02 | Xcel Energy | 85 | 13781 | IOU | 05426419 | 8.376 | Solar |  |  | Interconnected | Trade Secret | Trade | WIL | WIL063 | Residential |  | Trade Secret | 2023 | 2023
20252-215912-02 | Xcel Energy | 85 | 13781 | IOU | 05426497 | 2.925 | Solar |  |  | Active Application | Trade Secret | Trade | SLP | SLP084 | Residential | Solar*Rewards | Trade Secret | 2023
20252-215912-02 | Xcel Energy | 85 | 13781 | IOU | 05426509 | 8.5 | Solar |  |  | Interconnected | Trade Secret | Trade | STY | STY061 | Residential |  | Trade Secret | 2023 | 2023
20252-215912-02 | Xcel Energy | 85 | 13781 | IOU | 05426609 | 5.985 | Solar |  |  | Interconnected | Trade Secret | Trade | WES | WES073 | Residential | Solar*Rewards | Trade Secret | 2023 | 2023
20252-215912-02 | Xcel Energy | 85 | 13781 | IOU | 05426614 | 3.75 | Solar |  |  | Interconnected | Trade Secret | Trade | STY | STY072 | Residential |  | Trade Secret | 2023 | 2023
20252-215912-02 | Xcel Energy | 85 | 13781 | IOU | 05426681 | 17.28 | Solar |  |  | Interconnected | Trade Secret | Trade | WTN | WTN062 | Residential |  | Trade Secret | 2023 | 2023
20252-215912-02 | Xcel Energy | 85 | 13781 | IOU | 05427128 | 2.61 | Solar |  |  | Interconnected | Trade Secret | Trade | SOU | SOU078 | Residential |  | Trade Secret | 2023 | 2023
20252-215912-02 | Xcel Energy | 85 | 13781 | IOU | 05427137 | 2.9 | Solar |  |  | Interconnected | Trade Secret | Trade | CNC | CNC072 | Residential |  | Trade Secret | 2023 | 2023
20252-215912-02 | Xcel Energy | 85 | 13781 | IOU | 05427152 | 2.32 | Solar |  |  | Interconnected | Trade Secret | Trade | SOU | SOU083 | Residential |  | Trade Secret | 2023 | 2023
20252-215912-02 | Xcel Energy | 85 | 13781 | IOU | 05427159 | 5.8 | Solar |  |  | Interconnected | Trade Secret | Trade | RPO | RPO311 | Residential |  | Trade Secret | 2023 | 2023
20252-215912-02 | Xcel Energy | 85 | 13781 | IOU | 05427160 | 6.09 | Solar |  |  | Interconnected | Trade Secret | Trade | CRL | CRL065 | Residential |  | Trade Secret | 2023 | 2023
20252-215912-02 | Xcel Energy | 85 | 13781 | IOU | 05427321 | 7.04 | Solar |  |  | Withdrawn | Trade Secret | Trade | MHW | MHW311 | Residential | Solar*Rewards | Trade Secret | 2023
20252-215912-02 | Xcel Energy | 85 | 13781 | IOU | 05427374 |  | Solar |  |  | Active Application | Trade Secret | Trade |  |  | Residential | Solar*Rewards | Trade Secret | 2023
20252-215912-02 | Xcel Energy | 85 | 13781 | IOU | 05427407 | 5.12 | Solar |  |  | Interconnected | Trade Secret | Trade | SOU | SOU077 | Residential |  | Trade Secret | 2023 | 2023
20252-215912-02 | Xcel Energy | 85 | 13781 | IOU | 05427500 | 41.372 | Solar |  |  | Interconnected | Trade Secret | Trade | GSL | GSL074 | Commercial |  | Trade Secret | 2023 | 2024
20252-215912-02 | Xcel Energy | 85 | 13781 | IOU | 05427626 | 9.994 | Solar |  |  | Interconnected | Trade Secret | Trade | LEX | LEX332 | Residential |  | Trade Secret | 2023 | 2023
20252-215912-02 | Xcel Energy | 85 | 13781 | IOU | 05427670 | 8.125 | Solar |  |  | Interconnected | Trade Secret | Trade | SOU | SOU063 | Residential |  | Trade Secret | 2023 | 2023
20252-215912-02 | Xcel Energy | 85 | 13781 | IOU | 05427697 | 3.78 | Solar |  |  | Interconnected | Trade Secret | Trade | SLP | SLP083 | Residential | Solar*Rewards | Trade Secret | 2023 | 2023
20252-215912-02 | Xcel Energy | 85 | 13781 | IOU | 05427731 | 12.216 | Storage |  |  | Interconnected | Trade Secret | Trade | HWW | HWW074 | Residential |  | Trade Secret | 2023 | 2023
20252-215912-02 | Xcel Energy | 85 | 13781 | IOU | 05428105 | 2.61 | Solar |  |  | Interconnected | Trade Secret | Trade | TWL | TWL075 | Residential |  | Trade Secret | 2023 | 2023
20252-215912-02 | Xcel Energy | 85 | 13781 | IOU | 05428119 |  |  |  |  | Active Application | Trade Secret | Trade |  |  | Residential |  | Trade Secret | 2023
20252-215912-02 | Xcel Energy | 85 | 13781 | IOU | 05428125 | 7.63 | Solar |  |  | Interconnected | Trade Secret | Trade | UPP | UPP082 | Residential | Solar*Rewards | Trade Secret | 2023 | 2023
20252-215912-02 | Xcel Energy | 85 | 13781 | IOU | 05428126 | 5.51 | Solar |  |  | Interconnected | Trade Secret | Trade | WIL | WIL073 | Residential |  | Trade Secret | 2023 | 2024
20252-215912-02 | Xcel Energy | 85 | 13781 | IOU | 05428509 | 9.6 | Solar |  |  | Interconnected | Trade Secret | Trade | STO | STO002 | Residential | Solar*Rewards | Trade Secret | 2023 | 2023
20252-215912-02 | Xcel Energy | 85 | 13781 | IOU | 05428540 | 1000 | Solar |  |  | Active Application | Trade Secret | Trade | WEF | WEF071 | Community Solar Garden | Solar*Rewards Community | Trade Secret | 2023
20252-215912-02 | Xcel Energy | 85 | 13781 | IOU | 05428621 | 5.985 | Solar |  |  | Active Application | Trade Secret | Trade | WES | WES073 | Residential | Solar*Rewards | Trade Secret | 2023
20252-215912-02 | Xcel Energy | 85 | 13781 | IOU | 05428648 | 4.725 | Solar |  |  | Interconnected | Trade Secret | Trade | HWW | HWW073 | Residential | Solar*Rewards | Trade Secret | 2023 | 2023
20252-215912-02 | Xcel Energy | 85 | 13781 | IOU | 05428669 | 7.475 | Solar |  |  | Withdrawn | Trade Secret | Trade | TLK | TLK077 | Residential | Solar*Rewards | Trade Secret | 2023
20252-215912-02 | Xcel Energy | 85 | 13781 | IOU | 05428802 |  | Solar |  |  | Active Application | Trade Secret | Trade |  |  | Community Solar Garden | Solar*Rewards Community | Trade Secret | 2023
20252-215912-02 | Xcel Energy | 85 | 13781 | IOU | 05428840 |  | Solar |  |  | Active Application | Trade Secret | Trade |  |  | Residential | Solar*Rewards | Trade Secret | 2023
20252-215912-02 | Xcel Energy | 85 | 13781 | IOU | 05429296 |  | Solar |  |  | Active Application | Trade Secret | Trade |  |  | Residential | Solar*Rewards | Trade Secret | 2023
20252-215912-02 | Xcel Energy | 85 | 13781 | IOU | 05429298 |  | Solar |  |  | Active Application | Trade Secret | Trade | RAM | RAM073 | Residential | Solar*Rewards | Trade Secret | 2023
20252-215912-02 | Xcel Energy | 85 | 13781 | IOU | 05429378 | 7.678 | Solar |  |  | Interconnected | Trade Secret | Trade | WDY | WDY311 | Residential | Solar*Rewards | Trade Secret | 2023 | 2024
20252-215912-02 | Xcel Energy | 85 | 13781 | IOU | 05429472 | 8.32 | Solar |  |  | Interconnected | Trade Secret | Trade | SAK | SAK321 | Residential | Solar*Rewards | Trade Secret | 2023 | 2023
20252-215912-02 | Xcel Energy | 85 | 13781 | IOU | 05429498 | 11.39 | Solar |  |  | Interconnected | Trade Secret | Trade | HUG | HUG311 | Residential | Solar*Rewards | Trade Secret | 2023 | 2023
20252-215912-02 | Xcel Energy | 85 | 13781 | IOU | 05429827 | 11.904 | Solar |  |  | Interconnected | Trade Secret | Trade | AFT | AFT314 | Residential |  | Trade Secret | 2023 | 2023
20252-215912-02 | Xcel Energy | 85 | 13781 | IOU | 05429956 | 9.994 | Solar |  |  | Interconnected | Trade Secret | Trade | WES | WES074 | Residential |  | Trade Secret | 2023 | 2023
20252-215912-02 | Xcel Energy | 85 | 13781 | IOU | 05429958 | 17.3 | Solar |  |  | Active Application | Trade Secret | Trade | LAP | LAP311 | Commercial |  | Trade Secret | 2023
20252-215912-02 | Xcel Energy | 85 | 13781 | IOU | 05429994 | 11.02 | Solar |  |  | Interconnected | Trade Secret | Trade | SLP | SLP084 | Residential | Solar*Rewards | Trade Secret | 2023 | 2023
20252-215912-02 | Xcel Energy | 85 | 13781 | IOU | 05430111 | 9.75 | Solar |  |  | Withdrawn | Trade Secret | Trade | AFT | AFT322 | Residential | Solar*Rewards | Trade Secret | 2023
20252-215912-02 | Xcel Energy | 85 | 13781 | IOU | 05430330 |  |  |  |  | Active Application | Trade Secret | Trade |  |  | Residential |  | Trade Secret | 2023
20252-215912-02 | Xcel Energy | 85 | 13781 | IOU | 05430658 | 120 | Solar |  |  | Withdrawn | Trade Secret | Trade | DND | DND071 | Commercial |  | Trade Secret | 2023
20252-215912-02 | Xcel Energy | 85 | 13781 | IOU | 05430821 | 11.52 | Solar |  |  | Interconnected | Trade Secret | Trade | CTR | CTR031 | Residential |  | Trade Secret | 2023 | 2023
20252-215912-02 | Xcel Energy | 85 | 13781 | IOU | 05430868 | 6 | Solar |  |  | Interconnected | Trade Secret | Trade | SOU | SOU065 | Residential | Solar*Rewards | Trade Secret | 2023 | 2023
20252-215912-02 | Xcel Energy | 85 | 13781 | IOU | 05430975 | 1000 | Solar |  |  | Withdrawn | Trade Secret | Trade | PAT | PAT312 | Community Solar Garden | Solar*Rewards Community | Trade Secret | 2023
20252-215912-02 | Xcel Energy | 85 | 13781 | IOU | 05431058 | 13.96 | Solar |  |  | Interconnected | Trade Secret | Trade | SCL | SCL312 | Residential | Solar*Rewards | Trade Secret | 2023 | 2023
20252-215912-02 | Xcel Energy | 85 | 13781 | IOU | 05431075 | 1000 | Solar |  |  | Withdrawn | Trade Secret | Trade |  |  | Community Solar Garden | Solar*Rewards Community | Trade Secret | 2024
20252-215912-02 | Xcel Energy | 85 | 13781 | IOU | 05431645 | 5.51 | Solar |  |  | Interconnected | Trade Secret | Trade | MPK | MPK062 | Residential | Solar*Rewards | Trade Secret | 2023 | 2023
20252-215912-02 | Xcel Energy | 85 | 13781 | IOU | 05432002 | 9.75 | Solar |  |  | Withdrawn | Trade Secret | Trade | AFT | AFT322 | Residential |  | Trade Secret | 2023
20252-215912-02 | Xcel Energy | 85 | 13781 | IOU | 05432160 | 1000 | Solar |  |  | Withdrawn | Trade Secret | Trade |  |  | Residential | Other | Trade Secret | 2023
20252-215912-02 | Xcel Energy | 85 | 13781 | IOU | 05432245 |  | Solar |  |  | Withdrawn | Trade Secret | Trade |  |  | Residential | Solar*Rewards | Trade Secret | 2023
20252-215912-02 | Xcel Energy | 85 | 13781 | IOU | 05432246 | 21.125 | Solar |  |  | Interconnected | Trade Secret | Trade | LOK | LOK062 | Residential | Solar*Rewards | Trade Secret | 2023 | 2024
20252-215912-02 | Xcel Energy | 85 | 13781 | IOU | 05432265 | 4.35 | Solar |  |  | Interconnected | Trade Secret | Trade | LOK | LOK062 | Residential | Solar*Rewards | Trade Secret | 2023 | 2023
20252-215912-02 | Xcel Energy | 85 | 13781 | IOU | 05432272 | 5.985 | Solar |  |  | Withdrawn | Trade Secret | Trade | MEL | MEL073 | Residential | Solar*Rewards | Trade Secret | 2023
20252-215912-02 | Xcel Energy | 85 | 13781 | IOU | 05432287 | 5.85 | Solar |  |  | Withdrawn | Trade Secret | Trade | WDY | WDY311 | Residential | Solar*Rewards | Trade Secret | 2023
20252-215912-02 | Xcel Energy | 85 | 13781 | IOU | 05432300 | 6.615 | Solar |  |  | Interconnected | Trade Secret | Trade | HWW | HWW073 | Residential | Solar*Rewards | Trade Secret | 2023 | 2023
20252-215912-02 | Xcel Energy | 85 | 13781 | IOU | 05432311 | 7.15 | Solar |  |  | Interconnected | Trade Secret | Trade | WEH | WEH021 | Residential |  | Trade Secret | 2023 | 2023
20252-215912-02 | Xcel Energy | 85 | 13781 | IOU | 05432501 | 9.6 | Solar |  |  | Interconnected | Trade Secret | Trade | DBL | DBL073 | Residential |  | Trade Secret | 2023 | 2023
20252-215912-02 | Xcel Energy | 85 | 13781 | IOU | 05432536 | 39.98 | Solar |  |  | Interconnected | Trade Secret | Trade | LLK | LLK071 | Commercial |  | Trade Secret | 2023 | 2024
20252-215912-02 | Xcel Energy | 85 | 13781 | IOU | 05432610 | 19 | Solar |  | X | Interconnected | Trade Secret | Trade | AFT | AFT315 | Residential |  | Trade Secret | 2023 | 2024
20252-215912-02 | Xcel Energy | 85 | 13781 | IOU | 05432655 |  | Solar |  |  | Active Application | Trade Secret | Trade |  |  | Residential | Solar*Rewards | Trade Secret | 2023
20252-215912-02 | Xcel Energy | 85 | 13781 | IOU | 05432706 |  |  |  |  | Active Application | Trade Secret | Trade |  |  | Residential |  | Trade Secret | 2023
20252-215912-02 | Xcel Energy | 85 | 13781 | IOU | 05432762 | 3.19 | Solar |  |  | Active Application | Trade Secret | Trade | KLK | KLK061 | Residential |  | Trade Secret | 2023
20252-215912-02 | Xcel Energy | 85 | 13781 | IOU | 05432767 | 4.64 | Solar |  |  | Interconnected | Trade Secret | Trade | MPK | MPK065 | Residential |  | Trade Secret | 2023 | 2023
20252-215912-02 | Xcel Energy | 85 | 13781 | IOU | 05432988 | 5.5 | Solar |  |  | Active Application | Trade Secret | Trade | HUG | HUG321 | Residential |  | Trade Secret | 2023
20252-215912-02 | Xcel Energy | 85 | 13781 | IOU | 05433068 | 1.575 | Solar |  |  | Interconnected | Trade Secret | Trade | ECK | ECK062 | Residential |  | Trade Secret | 2023 | 2023
20252-215912-02 | Xcel Energy | 85 | 13781 | IOU | 05433071 | 1000 | Solar |  |  | Active Application | Trade Secret | Trade |  |  | Community Solar Garden | Solar*Rewards Community | Trade Secret | 2023
20252-215912-02 | Xcel Energy | 85 | 13781 | IOU | 05433075 | 1000 | Solar |  |  | Active Application | Trade Secret | Trade |  |  | Community Solar Garden | Solar*Rewards Community | Trade Secret | 2023
20252-215912-02 | Xcel Energy | 85 | 13781 | IOU | 05433083 | 1000 | Solar |  |  | Withdrawn | Trade Secret | Trade | BTF | BTF001 | Community Solar Garden | Solar*Rewards Community | Trade Secret | 2023
20252-215912-02 | Xcel Energy | 85 | 13781 | IOU | 05433085 | 4.55 | Solar |  |  | Interconnected | Trade Secret | Trade | MPK | MPK068 | Residential | Solar*Rewards | Trade Secret | 2023 | 2025
20252-215912-02 | Xcel Energy | 85 | 13781 | IOU | 05433086 | 1000 | Solar |  |  | Withdrawn | Trade Secret | Trade | SOH | SOH001 | Community Solar Garden | Solar*Rewards Community | Trade Secret | 2023
20252-215912-02 | Xcel Energy | 85 | 13781 | IOU | 05433126 | 5.12 | Solar |  |  | Withdrawn | Trade Secret | Trade | MHW | MHW311 | Residential | Solar*Rewards | Trade Secret | 2023
20252-215912-02 | Xcel Energy | 85 | 13781 | IOU | 05433459 |  |  |  |  | Active Application | Trade Secret | Trade |  |  | Residential |  | Trade Secret | 2023
20252-215912-02 | Xcel Energy | 85 | 13781 | IOU | 05433512 |  |  |  |  | Withdrawn | Trade Secret | Trade | GSL | GSL074 | Commercial |  | Trade Secret | 2023
20252-215912-02 | Xcel Energy | 85 | 13781 | IOU | 05433622 | 11.4 | Solar |  |  | Withdrawn | Trade Secret | Trade | CTF | CTF022 | Residential | Solar*Rewards | Trade Secret | 2023
20252-215912-02 | Xcel Energy | 85 | 13781 | IOU | 05433627 |  | Solar |  |  | Withdrawn | Trade Secret | Trade |  |  | Residential | Solar*Rewards | Trade Secret | 2023
20252-215912-02 | Xcel Energy | 85 | 13781 | IOU | 05433727 | 5.8 | Solar |  |  | Interconnected | Trade Secret | Trade | ALD | ALD076 | Residential |  | Trade Secret | 2023 | 2023
20252-215912-02 | Xcel Energy | 85 | 13781 | IOU | 05433731 | 6.67 | Solar |  |  | Interconnected | Trade Secret | Trade | UPP | UPP084 | Residential |  | Trade Secret | 2023 | 2023
20252-215912-02 | Xcel Energy | 85 | 13781 | IOU | 05433735 | 9.57 | Solar |  |  | Active Application | Trade Secret | Trade | HUG | HUG322 | Residential |  | Trade Secret | 2023
20252-215912-02 | Xcel Energy | 85 | 13781 | IOU | 05433738 | 4.93 | Solar |  |  | Interconnected | Trade Secret | Trade | ALK | ALK067 | Residential |  | Trade Secret | 2023 | 2023
20252-215912-02 | Xcel Energy | 85 | 13781 | IOU | 05433744 | 4.64 | Solar |  |  | Interconnected | Trade Secret | Trade | LOK | LOK062 | Residential |  | Trade Secret | 2023 | 2023
20252-215912-02 | Xcel Energy | 85 | 13781 | IOU | 05433747 | 6.38 | Solar |  |  | Interconnected | Trade Secret | Trade | WDY | WDY321 | Residential |  | Trade Secret | 2023 | 2023
20252-215912-02 | Xcel Energy | 85 | 13781 | IOU | 05433749 | 3.77 | Solar |  |  | Interconnected | Trade Secret | Trade | TLK | TLK073 | Residential |  | Trade Secret | 2023 | 2023
20252-215912-02 | Xcel Energy | 85 | 13781 | IOU | 05433760 |  | Solar |  |  | Withdrawn | Trade Secret | Trade |  |  | Residential | Solar*Rewards | Trade Secret | 2023
20252-215912-02 | Xcel Energy | 85 | 13781 | IOU | 05434012 | 3.78 | Solar |  |  | Interconnected | Trade Secret | Trade | HOL | HOL071 | Residential | Solar*Rewards | Trade Secret | 2023 | 2023
20252-215912-02 | Xcel Energy | 85 | 13781 | IOU | 05434027 | 3.575 | Solar |  |  | Interconnected | Trade Secret | Trade | RPL | RPL064 | Residential | Solar*Rewards | Trade Secret | 2023 | 2023
20252-215912-02 | Xcel Energy | 85 | 13781 | IOU | 05434038 | 29.985 | Solar |  |  | Interconnected | Trade Secret | Trade | CGR | CGR063 | Commercial |  | Trade Secret | 2023 | 2024
20252-215912-02 | Xcel Energy | 85 | 13781 | IOU | 05434040 |  | Solar |  |  | Active Application | Trade Secret | Trade |  |  | Residential | Solar*Rewards | Trade Secret | 2023
20252-215912-02 | Xcel Energy | 85 | 13781 | IOU | 05434043 |  | Solar |  |  | Active Application | Trade Secret | Trade |  |  | Residential | Solar*Rewards | Trade Secret | 2023
20252-215912-02 | Xcel Energy | 85 | 13781 | IOU | 05434047 | 10.08 | Solar |  |  | Withdrawn | Trade Secret | Trade | SAV | SAV069 | Residential | Solar*Rewards | Trade Secret | 2023
20252-215912-02 | Xcel Energy | 85 | 13781 | IOU | 05434069 | 7.8 | Solar |  |  | Interconnected | Trade Secret | Trade | MPK | MPK087 | Residential |  | Trade Secret | 2023 | 2023
20252-215912-02 | Xcel Energy | 85 | 13781 | IOU | 05434229 | 3.2 | Solar |  |  | Withdrawn | Trade Secret | Trade | RMT | RMT321 | Residential | Solar*Rewards | Trade Secret | 2023
20252-215912-02 | Xcel Energy | 85 | 13781 | IOU | 05434236 | 10.44 | Solar |  |  | Interconnected | Trade Secret | Trade | OSS | OSS076 | Residential |  | Trade Secret | 2023 | 2023
20252-215912-02 | Xcel Energy | 85 | 13781 | IOU | 05434286 | 6.96 | Solar |  |  | Interconnected | Trade Secret | Trade | TWL | TWL074 | Residential |  | Trade Secret | 2023 | 2023
20252-215912-02 | Xcel Energy | 85 | 13781 | IOU | 05434292 | 80 | Solar |  |  | Interconnected | Trade Secret | Trade | KOL | KOL061 | Commercial |  | Trade Secret | 2023 | 2024
20252-215912-02 | Xcel Energy | 85 | 13781 | IOU | 05434305 | 5.51 | Solar |  |  | Interconnected | Trade Secret | Trade | RPO | RPO311 | Residential |  | Trade Secret | 2023 | 2023
20252-215912-02 | Xcel Energy | 85 | 13781 | IOU | 05434501 | 3.77 | Solar |  |  | Interconnected | Trade Secret | Trade | HWW | HWW074 | Residential |  | Trade Secret | 2023 | 2020
20252-215912-02 | Xcel Energy | 85 | 13781 | IOU | 05434544 | 3.77 | Solar |  |  | Interconnected | Trade Secret | Trade | GLK | GLK073 | Residential |  | Trade Secret | 2023 | 2023
20252-215912-02 | Xcel Energy | 85 | 13781 | IOU | 05435219 | 5.235 | Solar |  |  | Active Application | Trade Secret | Trade | REW | REW023 | Residential | Solar*Rewards | Trade Secret | 2023
20252-215912-02 | Xcel Energy | 85 | 13781 | IOU | 05435505 | 9.135 | Solar |  |  | Interconnected | Trade Secret | Trade | WCR | WCR311 | Residential | Solar*Rewards | Trade Secret | 2023 | 2023
20252-215912-02 | Xcel Energy | 85 | 13781 | IOU | 05435538 |  | Solar |  |  | Active Application | Trade Secret | Trade | CTF | CTF022 | Residential | Solar*Rewards | Trade Secret | 2023
20252-215912-02 | Xcel Energy | 85 | 13781 | IOU | 05435548 | 13.262 | Solar |  |  | Interconnected | Trade Secret | Trade | LLK | LLK071 | Residential |  | Trade Secret | 2023 | 2023
20252-215912-02 | Xcel Energy | 85 | 13781 | IOU | 05435997 | 8.96 | Solar |  |  | Active Application | Trade Secret | Trade | REW | REW032 | Residential |  | Trade Secret | 2023
20252-215912-02 | Xcel Energy | 85 | 13781 | IOU | 05436019 | 7.68 | Solar |  |  | Interconnected | Trade Secret | Trade | PAT | PAT312 | Residential | Solar*Rewards | Trade Secret | 2023 | 2023
20252-215912-02 | Xcel Energy | 85 | 13781 | IOU | 05436251 | 7.04 | Solar |  |  | Interconnected | Trade Secret | Trade | WES | WES061 | Residential |  | Trade Secret | 2023 | 2023
20252-215912-02 | Xcel Energy | 85 | 13781 | IOU | 05436447 | 7.54 | Solar |  |  | Interconnected | Trade Secret | Trade | GNL | GNL063 | Residential |  | Trade Secret | 2023 | 2024
20252-215912-02 | Xcel Energy | 85 | 13781 | IOU | 05436456 | 7.68 | Solar |  |  | Interconnected | Trade Secret | Trade | PIP | PIP061 | Residential |  | Trade Secret | 2023 | 2023
20252-215912-02 | Xcel Energy | 85 | 13781 | IOU | 05436695 | 1000 | Solar |  |  | Active Application | Trade Secret | Trade | HAD | HAD022 | Community Solar Garden | Solar*Rewards Community | Trade Secret | 2023
20252-215912-02 | Xcel Energy | 85 | 13781 | IOU | 05436934 | 13.34 | Solar |  |  | Interconnected | Trade Secret | Trade | SOU | SOU087 | Residential |  | Trade Secret | 2023 | 2023
20252-215912-02 | Xcel Energy | 85 | 13781 | IOU | 05437404 | 4.41 | Solar |  |  | Interconnected | Trade Secret | Trade | HWW | HWW071 | Residential |  | Trade Secret | 2023 | 2023
20252-215912-02 | Xcel Energy | 85 | 13781 | IOU | 05437424 |  |  |  |  | Withdrawn | Trade Secret | Trade |  |  | Residential |  | Trade Secret | 2023
20252-215912-02 | Xcel Energy | 85 | 13781 | IOU | 05437480 | 6 | Solar |  |  | Interconnected | Trade Secret | Trade | KOL | KOL074 | Residential |  | Trade Secret | 2023 | 2023
20252-215912-02 | Xcel Energy | 85 | 13781 | IOU | 05437616 | 12.6 | Solar |  |  | Interconnected | Trade Secret | Trade | GSL | GSL074 | Residential |  | Trade Secret | 2023 | 2023
20252-215912-02 | Xcel Energy | 85 | 13781 | IOU | 05437711 | 4.64 | Solar |  |  | Interconnected | Trade Secret | Trade | STY | STY065 | Residential |  | Trade Secret | 2023 | 2023
20252-215912-02 | Xcel Energy | 85 | 13781 | IOU | 05437778 | 1000 | Solar |  |  | Active Application | Trade Secret | Trade |  |  | Community Solar Garden | Solar*Rewards Community | Trade Secret | 2023
20252-215912-02 | Xcel Energy | 85 | 13781 | IOU | 05437799 | 1000 | Solar |  |  | Withdrawn | Trade Secret | Trade | MRN | MRN021 | Community Solar Garden | Solar*Rewards Community | Trade Secret | 2023
20252-215912-02 | Xcel Energy | 85 | 13781 | IOU | 05437810 | 4.35 | Solar |  |  | Interconnected | Trade Secret | Trade | EDA | EDA075 | Residential |  | Trade Secret | 2023 | 2023
20252-215912-02 | Xcel Energy | 85 | 13781 | IOU | 05437835 | 2.61 | Solar |  |  | Withdrawn | Trade Secret | Trade | APA | APA077 | Residential |  | Trade Secret | 2023
20252-215912-02 | Xcel Energy | 85 | 13781 | IOU | 05437854 | 9.6 | Solar |  |  | Interconnected | Trade Secret | Trade | WWK | WWK321 | Residential |  | Trade Secret | 2023 | 2023
20252-215912-02 | Xcel Energy | 85 | 13781 | IOU | 05437999 | 3.19 | Solar |  |  | Interconnected | Trade Secret | Trade | TLK | TLK061 | Residential |  | Trade Secret | 2023 | 2023
20252-215912-02 | Xcel Energy | 85 | 13781 | IOU | 05438041 | 13.5 | Solar |  |  | Interconnected | Trade Secret | Trade | PKL | PKL083 | Residential | Solar*Rewards | Trade Secret | 2023 | 2023
20252-215912-02 | Xcel Energy | 85 | 13781 | IOU | 05438274 | 33.92 | Solar |  |  | Interconnected | Trade Secret | Trade | MND | MND063 | Commercial |  | Trade Secret | 2023 | 2024
20252-215912-02 | Xcel Energy | 85 | 13781 | IOU | 05438299 | 1000 | Solar |  |  | Withdrawn | Trade Secret | Trade | SRD | SRD211 | Community Solar Garden | Solar*Rewards Community | Trade Secret | 2023
20252-215912-02 | Xcel Energy | 85 | 13781 | IOU | 05438343 | 1000 | Solar |  |  | Withdrawn | Trade Secret | Trade | SLW | SLW061 | Community Solar Garden | Solar*Rewards Community | Trade Secret | 2023
20252-215912-02 | Xcel Energy | 85 | 13781 | IOU | 05438344 | 9.994 | Solar |  |  | Interconnected | Trade Secret | Trade | HUG | HUG321 | Residential | Solar*Rewards | Trade Secret | 2023 | 2024
20252-215912-02 | Xcel Energy | 85 | 13781 | IOU | 05438677 | 3.78 | Solar |  |  | Interconnected | Trade Secret | Trade | TER | TER071 | Residential | Solar*Rewards | Trade Secret | 2023 | 2023
20252-215912-02 | Xcel Energy | 85 | 13781 | IOU | 05438758 | 331.9 | Solar |  |  | Withdrawn | Trade Secret | Trade |  |  | Community Solar Garden | Solar*Rewards Community | Trade Secret | 2023
20252-215912-02 | Xcel Energy | 85 | 13781 | IOU | 05438770 | 6.98 | Solar |  |  | Interconnected | Trade Secret | Trade | LAC | LAC062 | Residential | Solar*Rewards | Trade Secret | 2023 | 2024
20252-215912-02 | Xcel Energy | 85 | 13781 | IOU | 05438801 | 10.47 | Solar |  |  | Interconnected | Trade Secret | Trade | GRC | GRC312 | Residential |  | Trade Secret | 2023 | 2023
20252-215912-02 | Xcel Energy | 85 | 13781 | IOU | 05438831 |  | Solar |  |  | Withdrawn | Trade Secret | Trade |  |  | Residential | Solar*Rewards | Trade Secret | 2023
20252-215912-02 | Xcel Energy | 85 | 13781 | IOU | 05438845 |  | Solar |  |  | Active Application | Trade Secret | Trade |  |  | Residential | Solar*Rewards | Trade Secret | 2023
20252-215912-02 | Xcel Energy | 85 | 13781 | IOU | 05439035 | 5.8 | Solar |  |  | Active Application | Trade Secret | Trade | WAV | WAV021 | Residential |  | Trade Secret | 2023
20252-215912-02 | Xcel Energy | 85 | 13781 | IOU | 05439042 | 5.8 | Solar |  |  | Interconnected | Trade Secret | Trade | RRK | RRK082 | Residential |  | Trade Secret | 2023 | 2023
20252-215912-02 | Xcel Energy | 85 | 13781 | IOU | 05439543 | 6.615 | Solar |  |  | Interconnected | Trade Secret | Trade | EXC | EXC061 | Residential | Solar*Rewards | Trade Secret | 2023 | 2023
20252-215912-02 | Xcel Energy | 85 | 13781 | IOU | 05439563 | 13 | Solar |  |  | Withdrawn | Trade Secret | Trade | MND | MND061 | Residential | Solar*Rewards | Trade Secret | 2023
20252-215912-02 | Xcel Energy | 85 | 13781 | IOU | 05439577 | 5.985 | Solar |  |  | Interconnected | Trade Secret | Trade | OAD | OAD074 | Residential | Solar*Rewards | Trade Secret | 2023 | 2023
20252-215912-02 | Xcel Energy | 85 | 13781 | IOU | 05439596 | 10.04 | Solar |  | X | Interconnected | Trade Secret | Trade | SOU | SOU087 | Residential |  | Trade Secret | 2023 | 2023
20252-215912-02 | Xcel Energy | 85 | 13781 | IOU | 05439616 | 8.45 | Solar |  |  | Interconnected | Trade Secret | Trade | SHP | SHP062 | Residential | Solar*Rewards | Trade Secret | 2023 | 2023
20252-215912-02 | Xcel Energy | 85 | 13781 | IOU | 05439668 | 6 | Solar |  |  | Interconnected | Trade Secret | Trade | MDT | MDT077 | Commercial | Solar*Rewards | Trade Secret | 2023 | 2023
20252-215912-02 | Xcel Energy | 85 | 13781 | IOU | 05439736 | 99 | Solar |  |  | Interconnected | Trade Secret | Trade | WIL | WIL072 | Commercial |  | Trade Secret | 2023 | 2024
20252-215912-02 | Xcel Energy | 85 | 13781 | IOU | 05439856 | 125 | Solar |  |  | Interconnected | Trade Secret | Trade | LOK | LOK093 | Commercial |  | Trade Secret | 2023 | 2024
20252-215912-02 | Xcel Energy | 85 | 13781 | IOU | 05439935 | 100 | Solar |  |  | Active Application | Trade Secret | Trade | BCR | BCR063 | Commercial |  | Trade Secret | 2023
20252-215912-02 | Xcel Energy | 85 | 13781 | IOU | 05440072 | 7.245 | Solar |  |  | Interconnected | Trade Secret | Trade | WIL | WIL082 | Residential | Solar*Rewards | Trade Secret | 2023 | 2023
20252-215912-02 | Xcel Energy | 85 | 13781 | IOU | 05440193 | 4.5 | Solar |  |  | Active Application | Trade Secret | Trade | APA | APA075 | Residential |  | Trade Secret | 2023
20252-215912-02 | Xcel Energy | 85 | 13781 | IOU | 05440280 | 999 | Solar |  |  | Withdrawn | Trade Secret | Trade | BIS | BIS001 | Community Solar Garden | Solar*Rewards Community | Trade Secret | 2023
20252-215912-02 | Xcel Energy | 85 | 13781 | IOU | 05440281 | 999 | Solar |  |  | Withdrawn | Trade Secret | Trade | YLM | YLM212 | Community Solar Garden | Solar*Rewards Community | Trade Secret | 2023
20252-215912-02 | Xcel Energy | 85 | 13781 | IOU | 05440282 | 999 | Solar |  |  | Withdrawn | Trade Secret | Trade | CHI | CHI311 | Community Solar Garden | Solar*Rewards Community | Trade Secret | 2023
20252-215912-02 | Xcel Energy | 85 | 13781 | IOU | 05440283 | 999 | Solar |  |  | Withdrawn | Trade Secret | Trade | WWK | WWK321 | Community Solar Garden | Solar*Rewards Community | Trade Secret | 2023
20252-215912-02 | Xcel Energy | 85 | 13781 | IOU | 05440284 | 999 | Solar |  |  | Withdrawn | Trade Secret | Trade | PIP | PIP062 | Community Solar Garden | Solar*Rewards Community | Trade Secret | 2023
20252-215912-02 | Xcel Energy | 85 | 13781 | IOU | 05440285 | 999 | Solar |  |  | Withdrawn | Trade Secret | Trade | AVR | AVR081 | Community Solar Garden | Solar*Rewards Community | Trade Secret | 2023
20252-215912-02 | Xcel Energy | 85 | 13781 | IOU | 05440368 | 6.631 | Solar |  |  | Interconnected | Trade Secret | Trade | WDY | WDY312 | Residential | Solar*Rewards | Trade Secret | 2023 | 2023
20252-215912-02 | Xcel Energy | 85 | 13781 | IOU | 05440493 | 80 | Solar |  |  | Interconnected | Trade Secret | Trade | SOU | SOU079 | Commercial |  | Trade Secret | 2023 | 2023
20252-215912-02 | Xcel Energy | 85 | 13781 | IOU | 05440551 | 80 | Solar |  |  | Interconnected | Trade Secret | Trade | HWW | HWW073 | Commercial |  | Trade Secret | 2023 | 2024
20252-215912-02 | Xcel Energy | 85 | 13781 | IOU | 05440604 | 9.994 | Solar |  |  | Interconnected | Trade Secret | Trade | UPP | UPP082 | Residential |  | Trade Secret | 2023 | 2023
20252-215912-02 | Xcel Energy | 85 | 13781 | IOU | 05440618 | 4.41 | Solar |  |  | Interconnected | Trade Secret | Trade | AFT | AFT322 | Residential | Solar*Rewards | Trade Secret | 2023 | 2025
20252-215912-02 | Xcel Energy | 85 | 13781 | IOU | 05440644 | 6.93 | Solar |  |  | Interconnected | Trade Secret | Trade | APA | APA069 | Residential | Solar*Rewards | Trade Secret | 2023 | 2023
20252-215912-02 | Xcel Energy | 85 | 13781 | IOU | 05440656 | 14.565 | Solar |  | X | Interconnected | Trade Secret | Trade | AFT | AFT322 | Residential | Solar*Rewards | Trade Secret | 2023 | 2023
20252-215912-02 | Xcel Energy | 85 | 13781 | IOU | 05440663 | 6.3 | Solar |  |  | Interconnected | Trade Secret | Trade | SHP | SHP062 | Residential |  | Trade Secret | 2023 | 2023
20252-215912-02 | Xcel Energy | 85 | 13781 | IOU | 05440811 | 360 | Solar |  |  | Withdrawn | Trade Secret | Trade |  |  | Residential | Other | Trade Secret | 2023
20252-215912-02 | Xcel Energy | 85 | 13781 | IOU | 05440849 | 4.48 | Solar |  |  | Interconnected | Trade Secret | Trade | ALD | ALD084 | Residential |  | Trade Secret | 2023 | 2023
20252-215912-02 | Xcel Energy | 85 | 13781 | IOU | 05440971 | 5.22 | Solar |  |  | Interconnected | Trade Secret | Trade | IDA | IDA071 | Residential |  | Trade Secret | 2023 | 2023
20252-215912-02 | Xcel Energy | 85 | 13781 | IOU | 05440997 | 6.96 | Solar |  |  | Interconnected | Trade Secret | Trade | HUG | HUG321 | Residential |  | Trade Secret | 2023 | 2023
20252-215912-02 | Xcel Energy | 85 | 13781 | IOU | 05441150 | 3.19 | Solar |  |  | Interconnected | Trade Secret | Trade | WES | WES071 | Residential |  | Trade Secret | 2023 | 2023
20252-215912-02 | Xcel Energy | 85 | 13781 | IOU | 05441377 | 3.48 | Solar |  |  | Interconnected | Trade Secret | Trade | LLK | LLK072 | Residential |  | Trade Secret | 2023 | 2023
20252-215912-02 | Xcel Energy | 85 | 13781 | IOU | 05441380 | 8.99 | Solar |  |  | Interconnected | Trade Secret | Trade | WCR | WCR322 | Residential |  | Trade Secret | 2023 | 2023
20252-215912-02 | Xcel Energy | 85 | 13781 | IOU | 05441384 | 4.64 | Solar |  |  | Withdrawn | Trade Secret | Trade | RWD | RWD081 | Residential |  | Trade Secret | 2023
20252-215912-02 | Xcel Energy | 85 | 13781 | IOU | 05441559 | 13.96 | Solar |  |  | Interconnected | Trade Secret | Trade | HOL | HOL071 | Residential | Solar*Rewards | Trade Secret | 2023 | 2023
20252-215912-02 | Xcel Energy | 85 | 13781 | IOU | 05442003 | 8.99 | Solar |  |  | Interconnected | Trade Secret | Trade | HSN | HSN321 | Residential |  | Trade Secret | 2023 | 2023
20252-215912-02 | Xcel Energy | 85 | 13781 | IOU | 05442062 | 150 | Solar |  |  | Withdrawn | Trade Secret | Trade |  |  | Residential | Other | Trade Secret | 2023
20252-215912-02 | Xcel Energy | 85 | 13781 | IOU | 05442134 | 18.993 | Solar |  |  | Interconnected | Trade Secret | Trade | WSG | WSG066 | Residential |  | Trade Secret | 2023 | 2023
20252-215912-02 | Xcel Energy | 85 | 13781 | IOU | 05442162 | 11.39 | Solar |  |  | Withdrawn | Trade Secret | Trade | RLK | RLK079 | Residential | Solar*Rewards | Trade Secret | 2023
20252-215912-02 | Xcel Energy | 85 | 13781 | IOU | 05442244 | 11.39 | Solar |  |  | Interconnected | Trade Secret | Trade | AHI | AHI025 | Residential | Solar*Rewards | Trade Secret | 2023 | 2023
20252-215912-02 | Xcel Energy | 85 | 13781 | IOU | 05442308 | 11.393 | Solar |  |  | Interconnected | Trade Secret | Trade | HUG | HUG321 | Residential | Solar*Rewards | Trade Secret | 2023 | 2024
20252-215912-02 | Xcel Energy | 85 | 13781 | IOU | 05442311 | 4.35 | Solar |  |  | Interconnected | Trade Secret | Trade | WES | WES071 | Residential |  | Trade Secret | 2023 | 2023
20252-215912-02 | Xcel Energy | 85 | 13781 | IOU | 05442536 | 5.2 | Solar |  | X | Withdrawn | Trade Secret | Trade | RLK | RLK072 | Residential | Solar*Rewards | Trade Secret | 2023
20252-215912-02 | Xcel Energy | 85 | 13781 | IOU | 05442578 | 7.83 | Solar |  |  | Interconnected | Trade Secret | Trade | SOU | SOU069 | Residential | Solar*Rewards | Trade Secret | 2023 | 2023
20252-215912-02 | Xcel Energy | 85 | 13781 | IOU | 05442606 | 25.36 | Solar |  | X | Interconnected | Trade Secret | Trade | SOU | SOU087 | Residential |  | Trade Secret | 2023 | 2023
20252-215912-02 | Xcel Energy | 85 | 13781 | IOU | 05443005 | 11.02 | Solar |  |  | Interconnected | Trade Secret | Trade | GLD | GLD031 | Residential |  | Trade Secret | 2023 | 2023
20252-215912-02 | Xcel Energy | 85 | 13781 | IOU | 05443022 | 975 | Solar |  |  | Active Application | Trade Secret | Trade | DAS | DAS061 | Community Solar Garden | Solar*Rewards Community | Trade Secret | 2024
20252-215912-02 | Xcel Energy | 85 | 13781 | IOU | 05443211 | 4.64 | Solar |  |  | Interconnected | Trade Secret | Trade | ECK | ECK322 | Residential |  | Trade Secret | 2023 | 2023
20252-215912-02 | Xcel Energy | 85 | 13781 | IOU | 05443289 | 999 | Solar |  |  | Withdrawn | Trade Secret | Trade | EBL | EBL081 | Commercial |  | Trade Secret | 2023
20252-215912-02 | Xcel Energy | 85 | 13781 | IOU | 05443376 | 9.994 | Solar |  |  | Interconnected | Trade Secret | Trade | WES | WES074 | Residential | Solar*Rewards | Trade Secret | 2023 | 2023
20252-215912-02 | Xcel Energy | 85 | 13781 | IOU | 05443513 | 720 | Solar |  |  | Interconnected | Trade Secret | Trade | ALK | ALK064 | Commercial |  | Trade Secret | 2023 | 2024
20252-215912-02 | Xcel Energy | 85 | 13781 | IOU | 05443591 | 2.32 | Solar |  |  | Interconnected | Trade Secret | Trade | MOL | MOL063 | Residential |  | Trade Secret | 2023 | 2023
20252-215912-02 | Xcel Energy | 85 | 13781 | IOU | 05443659 | 4.35 | Solar |  |  | Withdrawn | Trade Secret | Trade | STY | STY062 | Residential |  | Trade Secret | 2023
20252-215912-02 | Xcel Energy | 85 | 13781 | IOU | 05443679 | 5.8 | Solar |  |  | Interconnected | Trade Secret | Trade | WCR | WCR311 | Residential |  | Trade Secret | 2023 | 2023
20252-215912-02 | Xcel Energy | 85 | 13781 | IOU | 05443686 | 6.09 | Solar |  |  | Interconnected | Trade Secret | Trade | WCR | WCR322 | Residential |  | Trade Secret | 2023 | 2023
20252-215912-02 | Xcel Energy | 85 | 13781 | IOU | 05443706 |  |  |  |  | Active Application | Trade Secret | Trade |  |  | Residential |  | Trade Secret | 2023
20252-215912-02 | Xcel Energy | 85 | 13781 | IOU | 05443712 | 6.09 | Solar |  |  | Interconnected | Trade Secret | Trade | LOK | LOK093 | Residential |  | Trade Secret | 2023 | 2023
20252-215912-02 | Xcel Energy | 85 | 13781 | IOU | 05445083 | 12.564 | Solar |  |  | Interconnected | Trade Secret | Trade | MEL | MEL078 | Residential |  | Trade Secret | 2023 | 2023
20252-215912-02 | Xcel Energy | 85 | 13781 | IOU | 05445217 | 16.64 | Solar |  |  | Interconnected | Trade Secret | Trade | SOU | SOU072 | Residential |  | Trade Secret | 2023 | 2024
20252-215912-02 | Xcel Energy | 85 | 13781 | IOU | 05445450 | 6.96 | Solar |  |  | Interconnected | Trade Secret | Trade | RLK | RLK072 | Residential | Solar*Rewards | Trade Secret | 2023 | 2023
20252-215912-02 | Xcel Energy | 85 | 13781 | IOU | 05445493 | 6.825 | Solar |  |  | Interconnected | Trade Secret | Trade | HUG | HUG321 | Residential | Solar*Rewards | Trade Secret | 2023 | 2023
20252-215912-02 | Xcel Energy | 85 | 13781 | IOU | 05445503 | 160 | Solar |  |  | Interconnected | Trade Secret | Trade | RLK | RLK079 | Commercial |  | Trade Secret | 2023 | 2024
20252-215912-02 | Xcel Energy | 85 | 13781 | IOU | 05445520 | 20.08 | Solar |  | X | Interconnected | Trade Secret | Trade | RVA | RVA061 | Residential |  | Trade Secret | 2023 | 2023
20252-215912-02 | Xcel Energy | 85 | 13781 | IOU | 05445530 |  | Solar |  |  | Active Application | Trade Secret | Trade |  |  | Residential | Solar*Rewards | Trade Secret | 2023
20252-215912-02 | Xcel Energy | 85 | 13781 | IOU | 05445532 |  | Solar |  |  | Active Application | Trade Secret | Trade |  |  | Residential | Solar*Rewards | Trade Secret | 2023
20252-215912-02 | Xcel Energy | 85 | 13781 | IOU | 05445533 | 18.148 | Solar |  |  | Interconnected | Trade Secret | Trade | HUG | HUG311 | Residential |  | Trade Secret | 2023 | 2023
20252-215912-02 | Xcel Energy | 85 | 13781 | IOU | 05445568 | 6.67 | Solar |  |  | Interconnected | Trade Secret | Trade | GLK | GLK062 | Residential |  | Trade Secret | 2023 | 2023
20252-215912-02 | Xcel Energy | 85 | 13781 | IOU | 05445762 | 15.356 | Solar |  |  | Withdrawn | Trade Secret | Trade | AFT | AFT314 | Residential | Solar*Rewards | Trade Secret | 2023
20252-215912-02 | Xcel Energy | 85 | 13781 | IOU | 05445769 | 13.056 | Solar |  |  | Interconnected | Trade Secret | Trade | HUG | HUG312 | Residential |  | Trade Secret | 2023 | 2023
20252-215912-02 | Xcel Energy | 85 | 13781 | IOU | 05445770 | 999 | Solar |  |  | Active Application | Trade Secret | Trade | DND | DND071 | Community Solar Garden | Solar*Rewards Community | Trade Secret | 2024
20252-215912-02 | Xcel Energy | 85 | 13781 | IOU | 05445889 | 4.35 | Solar |  |  | Interconnected | Trade Secret | Trade | WCR | WCR322 | Residential |  | Trade Secret | 2023 | 2023
20252-215912-02 | Xcel Energy | 85 | 13781 | IOU | 05445931 | 9.994 | Solar |  |  | Interconnected | Trade Secret | Trade | WES | WES076 | Residential | Solar*Rewards | Trade Secret | 2023 | 2023
20252-215912-02 | Xcel Energy | 85 | 13781 | IOU | 05445941 | 8.7 | Solar |  |  | Interconnected | Trade Secret | Trade | LEX | LEX332 | Residential |  | Trade Secret | 2023 | 2023
20252-215912-02 | Xcel Energy | 85 | 13781 | IOU | 05445950 | 4.06 | Solar |  |  | Interconnected | Trade Secret | Trade | WES | WES072 | Residential |  | Trade Secret | 2023 | 2023
20252-215912-02 | Xcel Energy | 85 | 13781 | IOU | 05445951 | 11.39 | Solar |  |  | Interconnected | Trade Secret | Trade | RLK | RLK079 | Residential |  | Trade Secret | 2023 | 2023
20252-215912-02 | Xcel Energy | 85 | 13781 | IOU | 05445969 | 4.35 | Solar |  |  | Interconnected | Trade Secret | Trade | APA | APA075 | Residential |  | Trade Secret | 2023 | 2023
20252-215912-02 | Xcel Energy | 85 | 13781 | IOU | 05445976 | 4.93 | Solar |  |  | Interconnected | Trade Secret | Trade | WES | WES074 | Residential |  | Trade Secret | 2023 | 2023
20252-215912-02 | Xcel Energy | 85 | 13781 | IOU | 05445982 | 5.22 | Solar |  |  | Interconnected | Trade Secret | Trade | RRK | RRK082 | Residential |  | Trade Secret | 2023 | 2023
20252-215912-02 | Xcel Energy | 85 | 13781 | IOU | 05445989 |  |  |  |  | Active Application | Trade Secret | Trade |  |  | Residential |  | Trade Secret | 2023
20252-215912-02 | Xcel Energy | 85 | 13781 | IOU | 05446169 | 6.631 | Solar |  |  | Interconnected | Trade Secret | Trade | LEX | LEX071 | Residential | Solar*Rewards | Trade Secret | 2023 | 2023
20252-215912-02 | Xcel Energy | 85 | 13781 | IOU | 05446198 | 17.01 | Solar |  |  | Interconnected | Trade Secret | Trade | WDY | WDY312 | Residential | Solar*Rewards | Trade Secret | 2023 | 2023
20252-215912-02 | Xcel Energy | 85 | 13781 | IOU | 05446323 | 500 | Solar |  |  | Active Application | Trade Secret | Trade | RMT | RMT311 | Commercial |  | Trade Secret | 2023
20252-215912-02 | Xcel Energy | 85 | 13781 | IOU | 05446376 | 500 | Solar |  |  | Active Application | Trade Secret | Trade | RMT | RMT311 | Commercial |  | Trade Secret | 2023
20252-215912-02 | Xcel Energy | 85 | 13781 | IOU | 05446403 | 5.76 | Solar |  |  | Interconnected | Trade Secret | Trade | APA | APA075 | Residential |  | Trade Secret | 2023 | 2023
20252-215912-02 | Xcel Energy | 85 | 13781 | IOU | 05446438 | 500 | Solar |  |  | Active Application | Trade Secret | Trade | RMT | RMT311 | Commercial |  | Trade Secret | 2023
20252-215912-02 | Xcel Energy | 85 | 13781 | IOU | 05446455 | 500 | Solar |  |  | Active Application | Trade Secret | Trade | RMT | RMT311 | Commercial |  | Trade Secret | 2023
20252-215912-02 | Xcel Energy | 85 | 13781 | IOU | 05446611 | 8.99 | Solar |  |  | Interconnected | Trade Secret | Trade | MPK | MPK064 | Residential |  | Trade Secret | 2023 | 2023
20252-215912-02 | Xcel Energy | 85 | 13781 | IOU | 05446643 | 6.631 | Solar |  |  | Interconnected | Trade Secret | Trade | RRK | RRK064 | Residential | Solar*Rewards | Trade Secret | 2023 | 2023
20252-215912-02 | Xcel Energy | 85 | 13781 | IOU | 05446904 |  | Solar |  |  | Active Application | Trade Secret | Trade |  |  | Residential | Solar*Rewards | Trade Secret | 2023
20252-215912-02 | Xcel Energy | 85 | 13781 | IOU | 05447361 | 6.4 | Solar |  |  | Interconnected | Trade Secret | Trade | WEH | WEH022 | Residential | Solar*Rewards | Trade Secret | 2023 | 2023
20252-215912-02 | Xcel Energy | 85 | 13781 | IOU | 05447366 | 4.48 | Solar |  |  | Interconnected | Trade Secret | Trade | WEH | WEH021 | Residential | Solar*Rewards | Trade Secret | 2023 | 2023
20252-215912-02 | Xcel Energy | 85 | 13781 | IOU | 05447471 | 7.56 | Solar |  |  | Interconnected | Trade Secret | Trade | RAM | RAM073 | Residential |  | Trade Secret | 2023 | 2023
20252-215912-02 | Xcel Energy | 85 | 13781 | IOU | 05447483 | 99 | Solar |  |  | Interconnected | Trade Secret | Trade | SLP | SLP321 | Commercial |  | Trade Secret | 2023 | 2024
20252-215912-02 | Xcel Energy | 85 | 13781 | IOU | 05447652 | 3.19 | Solar |  |  | Interconnected | Trade Secret | Trade | WCR | WCR322 | Residential |  | Trade Secret | 2023 | 2023
20252-215912-02 | Xcel Energy | 85 | 13781 | IOU | 05447708 | 4.06 | Solar |  |  | Withdrawn | Trade Secret | Trade | GSL | GSL341 | Residential |  | Trade Secret | 2023
20252-215912-02 | Xcel Energy | 85 | 13781 | IOU | 05447725 | 999 | Solar |  |  | Active Application | Trade Secret | Trade | SLW | SLW061 | Community Solar Garden | Solar*Rewards Community | Trade Secret | 2023
20252-215912-02 | Xcel Energy | 85 | 13781 | IOU | 05447907 | 22.8 | Solar |  | X | Interconnected | Trade Secret | Trade | GVW | GVW021 | Residential |  | Trade Secret | 2023 | 2024
20252-215912-02 | Xcel Energy | 85 | 13781 | IOU | 05447963 | 11.02 | Solar |  |  | Active Application | Trade Secret | Trade | AFT | AFT321 | Residential | Solar*Rewards | Trade Secret | 2023
20252-215912-02 | Xcel Energy | 85 | 13781 | IOU | 05448007 | 7.76 | Solar |  |  | Withdrawn | Trade Secret | Trade | ROC | ROC091 | Residential | Solar*Rewards | Trade Secret | 2023
20252-215912-02 | Xcel Energy | 85 | 13781 | IOU | 05448539 | 4.48 | Solar |  |  | Withdrawn | Trade Secret | Trade | WEF | WEF071 | Residential | Solar*Rewards | Trade Secret | 2023
20252-215912-02 | Xcel Energy | 85 | 13781 | IOU | 05448600 | 3.84 | Solar |  |  | Interconnected | Trade Secret | Trade | FAP | FAP061 | Residential | Solar*Rewards | Trade Secret | 2023 | 2023
20252-215912-02 | Xcel Energy | 85 | 13781 | IOU | 05448843 | 7.56 | Solar |  |  | Active Application | Trade Secret | Trade | MST | MST070 | Residential | Solar*Rewards | Trade Secret | 2023
20252-215912-02 | Xcel Energy | 85 | 13781 | IOU | 05448863 | 7.8 | Solar |  |  | Interconnected | Trade Secret | Trade | AFT | AFT321 | Residential | Solar*Rewards | Trade Secret | 2023 | 2023
20252-215912-02 | Xcel Energy | 85 | 13781 | IOU | 05448880 | 4.725 | Solar |  |  | Interconnected | Trade Secret | Trade | AFT | AFT315 | Residential | Solar*Rewards | Trade Secret | 2023 | 2025
20252-215912-02 | Xcel Energy | 85 | 13781 | IOU | 05448895 | 6.4 | Solar |  |  | Interconnected | Trade Secret | Trade | HAS | HAS022 | Residential | Solar*Rewards | Trade Secret | 2023 | 2023
20252-215912-02 | Xcel Energy | 85 | 13781 | IOU | 05448951 | 7.678 | Solar |  |  | Withdrawn | Trade Secret | Trade | WIL | WIL063 | Residential | Solar*Rewards | Trade Secret | 2023
20252-215912-02 | Xcel Energy | 85 | 13781 | IOU | 05448976 | 6.67 | Solar |  |  | Interconnected | Trade Secret | Trade | SOU | SOU069 | Residential | Solar*Rewards | Trade Secret | 2023 | 2023
20252-215912-02 | Xcel Energy | 85 | 13781 | IOU | 05448980 | 8.376 | Solar |  |  | Active Application | Trade Secret | Trade | WIL | WIL063 | Residential |  | Trade Secret | 2023
20252-215912-02 | Xcel Energy | 85 | 13781 | IOU | 05449030 | 8.99 | Solar |  |  | Interconnected | Trade Secret | Trade | HUG | HUG311 | Residential | Solar*Rewards | Trade Secret | 2023 | 2023
20252-215912-02 | Xcel Energy | 85 | 13781 | IOU | 05449150 | 5.8 | Solar |  |  | Interconnected | Trade Secret | Trade | WYO | WYO022 | Residential | Solar*Rewards | Trade Secret | 2023 | 2025
20252-215912-02 | Xcel Energy | 85 | 13781 | IOU | 05449152 | 5.052 | Solar |  |  | Interconnected | Trade Secret | Trade | SHP | SHP072 | Residential | Solar*Rewards | Trade Secret | 2023 | 2023
20252-215912-02 | Xcel Energy | 85 | 13781 | IOU | 05449175 | 4.48 | Solar |  |  | Interconnected | Trade Secret | Trade | HAS | HAS033 | Residential | Solar*Rewards | Trade Secret | 2023 | 2023
20252-215912-02 | Xcel Energy | 85 | 13781 | IOU | 05449324 | 11.995 | Solar |  |  | Interconnected | Trade Secret | Trade | WSG | WSG352 | Commercial |  | Trade Secret | 2023 | 2024
20252-215912-02 | Xcel Energy | 85 | 13781 | IOU | 05449581 |  |  |  |  | Active Application | Trade Secret | Trade |  |  | Residential |  | Trade Secret | 2023
20252-215912-02 | Xcel Energy | 85 | 13781 | IOU | 05449584 | 5.76 | Solar |  |  | Interconnected | Trade Secret | Trade | FAP | FAP061 | Residential | Solar*Rewards | Trade Secret | 2023 | 2023
20252-215912-02 | Xcel Energy | 85 | 13781 | IOU | 05449589 | 3.84 | Solar |  |  | Interconnected | Trade Secret | Trade | WEF | WEF061 | Residential | Solar*Rewards | Trade Secret | 2023 | 2023
20252-215912-02 | Xcel Energy | 85 | 13781 | IOU | 05449597 | 5.12 | Solar |  |  | Interconnected | Trade Secret | Trade | WEH | WEH021 | Residential | Solar*Rewards | Trade Secret | 2023 | 2023
20252-215912-02 | Xcel Energy | 85 | 13781 | IOU | 05449646 | 9.28 | Solar |  |  | Interconnected | Trade Secret | Trade | MPK | MPK084 | Residential | Solar*Rewards | Trade Secret | 2023 | 2023
20252-215912-02 | Xcel Energy | 85 | 13781 | IOU | 05449655 | 5.12 | Solar |  |  | Interconnected | Trade Secret | Trade | HAS | HAS033 | Residential | Solar*Rewards | Trade Secret | 2023 | 2023
20252-215912-02 | Xcel Energy | 85 | 13781 | IOU | 05449720 | 5 | Solar |  |  | Interconnected | Trade Secret | Trade | KOL | KOL062 | Residential | Solar*Rewards | Trade Secret | 2023 | 2023
20252-215912-02 | Xcel Energy | 85 | 13781 | IOU | 05449768 | 13.612 | Storage |  |  | Interconnected | Trade Secret | Trade | WYO | WYO021 | Residential |  | Trade Secret | 2023 | 2023
20252-215912-02 | Xcel Energy | 85 | 13781 | IOU | 05449908 | 5.04 | Solar |  |  | Interconnected | Trade Secret | Trade | RPO | RPO311 | Residential | Solar*Rewards | Trade Secret | 2023 | 2023
20252-215912-02 | Xcel Energy | 85 | 13781 | IOU | 05450242 | 9.994 | Solar |  |  | Interconnected | Trade Secret | Trade | WDY | WDY312 | Residential | Solar*Rewards | Trade Secret | 2023 | 2023
20252-215912-02 | Xcel Energy | 85 | 13781 | IOU | 05450451 | 5.51 | Solar |  |  | Withdrawn | Trade Secret | Trade | UPP | UPP068 | Residential | Solar*Rewards | Trade Secret | 2023
20252-215912-02 | Xcel Energy | 85 | 13781 | IOU | 05450691 | 5.12 | Solar |  |  | Withdrawn | Trade Secret | Trade | HAS | HAS033 | Residential | Solar*Rewards | Trade Secret | 2023
20252-215912-02 | Xcel Energy | 85 | 13781 | IOU | 05450696 | 7.68 | Solar |  |  | Interconnected | Trade Secret | Trade | WEH | WEH021 | Residential | Solar*Rewards | Trade Secret | 2023 | 2023
20252-215912-02 | Xcel Energy | 85 | 13781 | IOU | 05450700 | 4.48 | Solar |  |  | Interconnected | Trade Secret | Trade | WEH | WEH022 | Residential | Solar*Rewards | Trade Secret | 2023 | 2023
20252-215912-02 | Xcel Energy | 85 | 13781 | IOU | 05450704 | 4.48 | Solar |  |  | Interconnected | Trade Secret | Trade | HSN | HSN322 | Residential | Solar*Rewards | Trade Secret | 2023 | 2023
20252-215912-02 | Xcel Energy | 85 | 13781 | IOU | 05450737 | 4.48 | Solar |  |  | Withdrawn | Trade Secret | Trade | WEF | WEF061 | Residential | Solar*Rewards | Trade Secret | 2023
20252-215912-02 | Xcel Energy | 85 | 13781 | IOU | 05450817 | 20.242 | Solar |  |  | Withdrawn | Trade Secret | Trade | WCR | WCR311 | Residential | Solar*Rewards | Trade Secret | 2023
20252-215912-02 | Xcel Energy | 85 | 13781 | IOU | 05450847 | 5 | Solar |  |  | Withdrawn | Trade Secret | Trade | MOL | MOL073 | Residential |  | Trade Secret | 2023
20252-215912-02 | Xcel Energy | 85 | 13781 | IOU | 05450890 | 5.355 | Solar |  |  | Interconnected | Trade Secret | Trade | SOU | SOU072 | Residential |  | Trade Secret | 2023 | 2023
20252-215912-02 | Xcel Energy | 85 | 13781 | IOU | 05450910 | 4.55 | Solar |  |  | Interconnected | Trade Secret | Trade | LOK | LOK093 | Residential | Solar*Rewards | Trade Secret | 2023 | 2023
20252-215912-02 | Xcel Energy | 85 | 13781 | IOU | 05450923 | 5.355 | Solar |  |  | Withdrawn | Trade Secret | Trade | SLP | SLP082 | Residential | Solar*Rewards | Trade Secret | 2023
20252-215912-02 | Xcel Energy | 85 | 13781 | IOU | 05450938 | 4.224 | Solar |  |  | Interconnected | Trade Secret | Trade | WES | WES074 | Residential |  | Trade Secret | 2023 | 2023
20252-215912-02 | Xcel Energy | 85 | 13781 | IOU | 05450939 | 3.465 | Solar |  |  | Interconnected | Trade Secret | Trade | RVA | RVA061 | Residential | Solar*Rewards | Trade Secret | 2023 | 2023
20252-215912-02 | Xcel Energy | 85 | 13781 | IOU | 05450953 | 7.56 | Solar |  | X | Interconnected | Trade Secret | Trade | OPK | OPK073 | Commercial |  | Trade Secret | 2023 | 2024
20252-215912-02 | Xcel Energy | 85 | 13781 | IOU | 05451028 | 8.41 | Solar |  |  | Withdrawn | Trade Secret | Trade | OSS | OSS063 | Residential | Solar*Rewards | Trade Secret | 2023
20252-215912-02 | Xcel Energy | 85 | 13781 | IOU | 05451042 | 7.04 | Solar |  |  | Interconnected | Trade Secret | Trade | PKL | PKL085 | Residential |  | Trade Secret | 2023 | 2023
20252-215912-02 | Xcel Energy | 85 | 13781 | IOU | 05451057 | 6 | Solar |  |  | Interconnected | Trade Secret | Trade | MPK | MPK063 | Residential | Solar*Rewards | Trade Secret | 2023 | 2023
20252-215912-02 | Xcel Energy | 85 | 13781 | IOU | 05451068 | 8.027 | Solar |  |  | Interconnected | Trade Secret | Trade | APA | APA075 | Residential | Solar*Rewards | Trade Secret | 2023 | 2023
20252-215912-02 | Xcel Energy | 85 | 13781 | IOU | 05451075 | 15.356 | Solar |  |  | Interconnected | Trade Secret | Trade | WTN | WTN061 | Residential |  | Trade Secret | 2023 | 2024
20252-215912-02 | Xcel Energy | 85 | 13781 | IOU | 05451080 | 11.52 | Solar |  |  | Interconnected | Trade Secret | Trade | WCR | WCR311 | Residential |  | Trade Secret | 2023 | 2023
20252-215912-02 | Xcel Energy | 85 | 13781 | IOU | 05451206 | 3.77 | Solar |  |  | Withdrawn | Trade Secret | Trade | RPO | RPO311 | Residential | Solar*Rewards | Trade Secret | 2023
20252-215912-02 | Xcel Energy | 85 | 13781 | IOU | 05451222 | 7.68 | Solar |  |  | Interconnected | Trade Secret | Trade | PBE | PBE061 | Residential |  | Trade Secret | 2023 | 2024
20252-215912-02 | Xcel Energy | 85 | 13781 | IOU | 05451223 | 8.99 | Solar |  |  | Withdrawn | Trade Secret | Trade | TWL | TWL083 | Residential | Solar*Rewards | Trade Secret | 2023
20252-215912-02 | Xcel Energy | 85 | 13781 | IOU | 05451256 | 0.65 | Solar |  |  | Withdrawn | Trade Secret | Trade | ALD | ALD076 | Residential | Solar*Rewards | Trade Secret | 2023
20252-215912-02 | Xcel Energy | 85 | 13781 | IOU | 05451331 | 2.61 | Solar |  |  | Withdrawn | Trade Secret | Trade | RPO | RPO311 | Residential | Solar*Rewards | Trade Secret | 2023
20252-215912-02 | Xcel Energy | 85 | 13781 | IOU | 05451348 | 8.32 | Solar |  |  | Interconnected | Trade Secret | Trade | SCL | SCL312 | Residential |  | Trade Secret | 2023 | 2023
20252-215912-02 | Xcel Energy | 85 | 13781 | IOU | 05451357 | 5.22 | Solar |  |  | Withdrawn | Trade Secret | Trade | HSN | HSN322 | Residential | Solar*Rewards | Trade Secret | 2023
20252-215912-02 | Xcel Energy | 85 | 13781 | IOU | 05451380 | 2.9 | Solar |  |  | Withdrawn | Trade Secret | Trade | STY | STY062 | Commercial | Solar*Rewards | Trade Secret | 2023
20252-215912-02 | Xcel Energy | 85 | 13781 | IOU | 05451390 | 3.48 | Solar |  |  | Withdrawn | Trade Secret | Trade | TWL | TWL082 | Residential | Solar*Rewards | Trade Secret | 2023
20252-215912-02 | Xcel Energy | 85 | 13781 | IOU | 05451401 | 4.64 | Solar |  |  | Withdrawn | Trade Secret | Trade | SLP | SLP097 | Residential | Solar*Rewards | Trade Secret | 2023
20252-215912-02 | Xcel Energy | 85 | 13781 | IOU | 05451406 | 4.35 | Solar |  |  | Withdrawn | Trade Secret | Trade | TWL | TWL083 | Residential | Solar*Rewards | Trade Secret | 2023
20252-215912-02 | Xcel Energy | 85 | 13781 | IOU | 05451426 | 4.64 | Solar |  |  | Withdrawn | Trade Secret | Trade | STY | STY072 | Residential | Solar*Rewards | Trade Secret | 2023
20252-215912-02 | Xcel Energy | 85 | 13781 | IOU | 05451430 | 11.6 | Solar |  |  | Active Application | Trade Secret | Trade | STY | STY072 | Residential | Solar*Rewards | Trade Secret | 2023
20252-215912-02 | Xcel Energy | 85 | 13781 | IOU | 05451432 | 5.51 | Solar |  |  | Active Application | Trade Secret | Trade | RAM | RAM062 | Residential | Solar*Rewards | Trade Secret | 2023
20252-215912-02 | Xcel Energy | 85 | 13781 | IOU | 05451611 | 6.4 | Solar |  |  | Interconnected | Trade Secret | Trade | WEF | WEF061 | Residential | Solar*Rewards | Trade Secret | 2023 | 2023
20252-215912-02 | Xcel Energy | 85 | 13781 | IOU | 05451728 | 8.505 | Solar |  |  | Interconnected | Trade Secret | Trade | BYT | BYT061 | Residential | Solar*Rewards | Trade Secret | 2023 | 2023
20252-215912-02 | Xcel Energy | 85 | 13781 | IOU | 05451755 | 10.08 | Solar |  |  | Interconnected | Trade Secret | Trade | AFT | AFT315 | Residential | Solar*Rewards | Trade Secret | 2023 | 2023
20252-215912-02 | Xcel Energy | 85 | 13781 | IOU | 05451793 | 3.78 | Solar |  |  | Interconnected | Trade Secret | Trade | TWL | TWL073 | Residential | Solar*Rewards | Trade Secret | 2023 | 2023
20252-215912-02 | Xcel Energy | 85 | 13781 | IOU | 05451806 | 5.985 | Solar |  |  | Interconnected | Trade Secret | Trade | WSG | WSG065 | Residential |  | Trade Secret | 2023 | 2023
20252-215912-02 | Xcel Energy | 85 | 13781 | IOU | 05452019 | 4.35 | Solar |  |  | Withdrawn | Trade Secret | Trade | EDA | EDA067 | Residential | Solar*Rewards | Trade Secret | 2023
20252-215912-02 | Xcel Energy | 85 | 13781 | IOU | 05452065 | 4.93 | Solar |  |  | Active Application | Trade Secret | Trade | RPO | RPO311 | Residential | Solar*Rewards | Trade Secret | 2023
20252-215912-02 | Xcel Energy | 85 | 13781 | IOU | 05452069 | 8.7 | Solar |  |  | Active Application | Trade Secret | Trade | RPO | RPO311 | Residential | Solar*Rewards | Trade Secret | 2023
20252-215912-02 | Xcel Energy | 85 | 13781 | IOU | 05452077 | 9.57 | Solar |  |  | Active Application | Trade Secret | Trade | CRL | CRL027 | Residential | Solar*Rewards | Trade Secret | 2023
20252-215912-02 | Xcel Energy | 85 | 13781 | IOU | 05452091 | 5.8 | Solar |  |  | Withdrawn | Trade Secret | Trade | STY | STY073 | Residential | Solar*Rewards | Trade Secret | 2023
20252-215912-02 | Xcel Energy | 85 | 13781 | IOU | 05452100 | 13.05 | Solar |  |  | Active Application | Trade Secret | Trade | HUG | HUG321 | Residential | Solar*Rewards | Trade Secret | 2023
20252-215912-02 | Xcel Energy | 85 | 13781 | IOU | 05452109 | 4.64 | Solar |  |  | Withdrawn | Trade Secret | Trade | UPP | UPP082 | Residential | Solar*Rewards | Trade Secret | 2023
20252-215912-02 | Xcel Energy | 85 | 13781 | IOU | 05452110 |  | Solar |  |  | Withdrawn | Trade Secret | Trade |  |  | Residential | Solar*Rewards | Trade Secret | 2023
20252-215912-02 | Xcel Energy | 85 | 13781 | IOU | 05452111 | 10.4 | Solar |  |  | Interconnected | Trade Secret | Trade | AFT | AFT322 | Residential | Solar*Rewards | Trade Secret | 2023 | 2023
20252-215912-02 | Xcel Energy | 85 | 13781 | IOU | 05452118 | 5.8 | Solar |  |  | Withdrawn | Trade Secret | Trade | WSG | WSG064 | Residential | Solar*Rewards | Trade Secret | 2023
20252-215912-02 | Xcel Energy | 85 | 13781 | IOU | 05452128 | 3.48 | Solar |  |  | Withdrawn | Trade Secret | Trade | DPN | DPN063 | Residential | Solar*Rewards | Trade Secret | 2023
20252-215912-02 | Xcel Energy | 85 | 13781 | IOU | 05452170 | 6.09 | Solar |  |  | Withdrawn | Trade Secret | Trade | RRK | RRK064 | Residential | Solar*Rewards | Trade Secret | 2023
20252-215912-02 | Xcel Energy | 85 | 13781 | IOU | 05452297 | 6 | Solar |  |  | Active Application | Trade Secret | Trade | WES | WES061 | Residential |  | Trade Secret | 2023
20252-215912-02 | Xcel Energy | 85 | 13781 | IOU | 05452425 | 10.44 | Solar |  |  | Interconnected | Trade Secret | Trade | AHI | AHI063 | Residential |  | Trade Secret | 2023 | 2023
20252-215912-02 | Xcel Energy | 85 | 13781 | IOU | 05452474 | 7.04 | Solar |  |  | Withdrawn | Trade Secret | Trade | FAB | FAB073 | Residential | Solar*Rewards | Trade Secret | 2023
20252-215912-02 | Xcel Energy | 85 | 13781 | IOU | 05452478 | 6.4 | Solar |  |  | Interconnected | Trade Secret | Trade | FAB | FAB071 | Residential | Solar*Rewards | Trade Secret | 2023 | 2023
20252-215912-02 | Xcel Energy | 85 | 13781 | IOU | 05452480 | 6.4 | Solar |  |  | Interconnected | Trade Secret | Trade | FAB | FAB071 | Residential | Solar*Rewards | Trade Secret | 2023 | 2023
20252-215912-02 | Xcel Energy | 85 | 13781 | IOU | 05452492 | 8.96 | Solar |  |  | Interconnected | Trade Secret | Trade | HSN | HSN322 | Residential | Solar*Rewards | Trade Secret | 2023 | 2023
20252-215912-02 | Xcel Energy | 85 | 13781 | IOU | 05452526 | 7.04 | Solar |  |  | Interconnected | Trade Secret | Trade | FAP | FAP061 | Residential | Solar*Rewards | Trade Secret | 2023 | 2023
20252-215912-02 | Xcel Energy | 85 | 13781 | IOU | 05452587 | 200 | Solar |  |  | Interconnected | Trade Secret | Trade | LOK | LOK061 | Commercial |  | Trade Secret | 2023 | 2024
20252-215912-02 | Xcel Energy | 85 | 13781 | IOU | 05452600 | 5.12 | Solar |  |  | Interconnected | Trade Secret | Trade | FAB | FAB071 | Residential | Solar*Rewards | Trade Secret | 2023 | 2023
20252-215912-02 | Xcel Energy | 85 | 13781 | IOU | 05452623 | 5.12 | Solar |  |  | Interconnected | Trade Secret | Trade | HSN | HSN322 | Residential | Solar*Rewards | Trade Secret | 2023 | 2023
20252-215912-02 | Xcel Energy | 85 | 13781 | IOU | 05452662 | 5.04 | Solar |  |  | Interconnected | Trade Secret | Trade | WIL | WIL063 | Residential |  | Trade Secret | 2023 | 2023
20252-215912-02 | Xcel Energy | 85 | 13781 | IOU | 05452674 | 4.48 | Solar |  |  | Withdrawn | Trade Secret | Trade | WEF | WEF071 | Residential | Solar*Rewards | Trade Secret | 2023
20252-215912-02 | Xcel Energy | 85 | 13781 | IOU | 05452747 | 8.32 | Solar |  |  | Interconnected | Trade Secret | Trade | WDY | WDY321 | Residential |  | Trade Secret | 2023 | 2023
20252-215912-02 | Xcel Energy | 85 | 13781 | IOU | 05453070 | 17.594 | Solar |  |  | Active Application | Trade Secret | Trade |  |  | Commercial |  | Trade Secret | 2023
20252-215912-02 | Xcel Energy | 85 | 13781 | IOU | 05453142 | 12.288 | Solar |  |  | Active Application | Trade Secret | Trade | SIP | SIP063 | Residential |  | Trade Secret | 2023
20252-215912-02 | Xcel Energy | 85 | 13781 | IOU | 05453247 | 7.83 | Solar |  |  | Interconnected | Trade Secret | Trade | GSL | GSL341 | Residential |  | Trade Secret | 2023 | 2023
20252-215912-02 | Xcel Energy | 85 | 13781 | IOU | 05453249 | 7.25 | Solar |  |  | Interconnected | Trade Secret | Trade | DPN | DPN061 | Residential |  | Trade Secret | 2023 | 2023
20252-215912-02 | Xcel Energy | 85 | 13781 | IOU | 05453267 | 3.48 | Solar |  |  | Interconnected | Trade Secret | Trade | SLP | SLP084 | Residential | Solar*Rewards | Trade Secret | 2023 | 2023
20252-215912-02 | Xcel Energy | 85 | 13781 | IOU | 05453315 |  |  |  |  | Active Application | Trade Secret | Trade | CHI | CHI311 | Residential |  | Trade Secret | 2023
20252-215912-02 | Xcel Energy | 85 | 13781 | IOU | 05453318 | 8 | Solar |  |  | Active Application | Trade Secret | Trade | CHI | CHI311 | Residential |  | Trade Secret | 2023
20252-215912-02 | Xcel Energy | 85 | 13781 | IOU | 05453389 | 3.84 | Solar |  |  | Interconnected | Trade Secret | Trade | HSN | HSN322 | Residential | Solar*Rewards | Trade Secret | 2023 | 2023
20252-215912-02 | Xcel Energy | 85 | 13781 | IOU | 05453919 | 1.92 | Solar |  |  | Withdrawn | Trade Secret | Trade | APA | APA067 | Residential | Solar*Rewards | Trade Secret | 2023
20252-215912-02 | Xcel Energy | 85 | 13781 | IOU | 05454071 | 4.48 | Solar |  |  | Interconnected | Trade Secret | Trade | FAB | FAB071 | Residential | Solar*Rewards | Trade Secret | 2023 | 2023
20252-215912-02 | Xcel Energy | 85 | 13781 | IOU | 05454227 | 15.2 | Solar |  | X | Interconnected | Trade Secret | Trade | RLK | RLK072 | Residential |  | Trade Secret | 2023 | 2023
20252-215912-02 | Xcel Energy | 85 | 13781 | IOU | 05454238 |  | Solar |  |  | Active Application | Trade Secret | Trade |  |  | Residential | Solar*Rewards | Trade Secret | 2023
20252-215912-02 | Xcel Energy | 85 | 13781 | IOU | 05454855 | 7.04 | Solar |  |  | Interconnected | Trade Secret | Trade | SLP | SLP082 | Residential | Solar*Rewards | Trade Secret | 2023 | 2023
20252-215912-02 | Xcel Energy | 85 | 13781 | IOU | 05454879 | 5.8 | Solar |  |  | Interconnected | Trade Secret | Trade | LLK | LLK072 | Residential | Solar*Rewards | Trade Secret | 2023 | 2023
20252-215912-02 | Xcel Energy | 85 | 13781 | IOU | 05455114 | 10.752 | Solar |  |  | Interconnected | Trade Secret | Trade | EWI | EWI022 | Residential |  | Trade Secret | 2023 | 2023
20252-215912-02 | Xcel Energy | 85 | 13781 | IOU | 05455165 | 3.84 | Storage |  |  | Interconnected | Trade Secret | Trade | SAV | SAV069 | Residential |  | Trade Secret | 2023 | 2023
20252-215912-02 | Xcel Energy | 85 | 13781 | IOU | 05455536 | 320 | Solar |  |  | Active Application | Trade Secret | Trade | GLK | GLK071 | Commercial |  | Trade Secret | 2023
20252-215912-02 | Xcel Energy | 85 | 13781 | IOU | 05456004 | 7.54 | Solar |  |  | Interconnected | Trade Secret | Trade | EDA | EDA084 | Residential |  | Trade Secret | 2023 | 2023
20252-215912-02 | Xcel Energy | 85 | 13781 | IOU | 05456023 | 10.73 | Solar |  |  | Interconnected | Trade Secret | Trade | LOK | LOK093 | Residential |  | Trade Secret | 2023 | 2023
20252-215912-02 | Xcel Energy | 85 | 13781 | IOU | 05456443 | 3.84 | Solar |  |  | Interconnected | Trade Secret | Trade | HSN | HSN322 | Residential | Solar*Rewards | Trade Secret | 2023 | 2023
20252-215912-02 | Xcel Energy | 85 | 13781 | IOU | 05456495 | 3.84 | Solar |  |  | Interconnected | Trade Secret | Trade | HSN | HSN322 | Residential | Solar*Rewards | Trade Secret | 2023 | 2023
20252-215912-02 | Xcel Energy | 85 | 13781 | IOU | 05456721 | 6.3 | Solar |  |  | Interconnected | Trade Secret | Trade | LEX | LEX332 | Residential | Solar*Rewards | Trade Secret | 2023 | 2023
20252-215912-02 | Xcel Energy | 85 | 13781 | IOU | 05456734 | 4.41 | Solar |  |  | Interconnected | Trade Secret | Trade | SOU | SOU081 | Residential | Solar*Rewards | Trade Secret | 2023 | 2023
20252-215912-02 | Xcel Energy | 85 | 13781 | IOU | 05456793 | 6 | Solar |  |  | Interconnected | Trade Secret | Trade | SOU | SOU079 | Residential | Solar*Rewards | Trade Secret | 2023 | 2023
20252-215912-02 | Xcel Energy | 85 | 13781 | IOU | 05456894 | 16.403 | Solar |  |  | Interconnected | Trade Secret | Trade | HSN | HSN321 | Residential | Solar*Rewards | Trade Secret | 2023 | 2023
20252-215912-02 | Xcel Energy | 85 | 13781 | IOU | 05457083 | 240 | Solar |  |  | Active Application | Trade Secret | Trade | TER | TER066 | Commercial |  | Trade Secret | 2023
20252-215912-02 | Xcel Energy | 85 | 13781 | IOU | 05457176 |  |  |  |  | Active Application | Trade Secret | Trade | DBL | DBL068 | Residential |  | Trade Secret | 2023
20252-215912-02 | Xcel Energy | 85 | 13781 | IOU | 05457307 | 5.8 | Solar |  |  | Interconnected | Trade Secret | Trade | WCR | WCR062 | Residential |  | Trade Secret | 2023 | 2023
20252-215912-02 | Xcel Energy | 85 | 13781 | IOU | 05457593 | 8.45 | Solar |  |  | Active Application | Trade Secret | Trade | WIL | WIL061 | Residential | Solar*Rewards | Trade Secret | 2023
20252-215912-02 | Xcel Energy | 85 | 13781 | IOU | 05457598 | 10.24 | Solar |  |  | Interconnected | Trade Secret | Trade | HSN | HSN322 | Residential | Solar*Rewards | Trade Secret | 2023 | 2023
20252-215912-02 | Xcel Energy | 85 | 13781 | IOU | 05457749 | 50 | Solar |  |  | Withdrawn | Trade Secret | Trade |  |  | Commercial | Solar*Rewards | Trade Secret | 2023
20252-215912-02 | Xcel Energy | 85 | 13781 | IOU | 05457968 | 3.78 | Solar |  |  | Withdrawn | Trade Secret | Trade | MST | MST070 | Residential | Solar*Rewards | Trade Secret | 2023
20252-215912-02 | Xcel Energy | 85 | 13781 | IOU | 05458327 | 6.09 | Solar |  |  | Interconnected | Trade Secret | Trade | SOU | SOU064 | Residential |  | Trade Secret | 2023 | 2023
20252-215912-02 | Xcel Energy | 85 | 13781 | IOU | 05458386 |  |  |  |  | Active Application | Trade Secret | Trade |  |  | Residential |  | Trade Secret | 2023
20252-215912-02 | Xcel Energy | 85 | 13781 | IOU | 05458398 | 6.4 | Solar |  |  | Interconnected | Trade Secret | Trade | WCR | WCR322 | Residential | Solar*Rewards | Trade Secret | 2023 | 2023
20252-215912-02 | Xcel Energy | 85 | 13781 | IOU | 05458411 | 4.35 | Solar |  |  | Interconnected | Trade Secret | Trade | STY | STY075 | Residential |  | Trade Secret | 2023 | 2023
20252-215912-02 | Xcel Energy | 85 | 13781 | IOU | 05458412 | 7.83 | Solar |  |  | Withdrawn | Trade Secret | Trade | GSL | GSL341 | Residential |  | Trade Secret | 2023
20252-215912-02 | Xcel Energy | 85 | 13781 | IOU | 05458413 | 3.77 | Solar |  |  | Interconnected | Trade Secret | Trade | IDA | IDA072 | Residential |  | Trade Secret | 2023 | 2023
20252-215912-02 | Xcel Energy | 85 | 13781 | IOU | 05458662 | 3.84 | Solar |  |  | Interconnected | Trade Secret | Trade | WCR | WCR322 | Residential | Solar*Rewards | Trade Secret | 2023 | 2023
20252-215912-02 | Xcel Energy | 85 | 13781 | IOU | 05458668 | 8.32 | Solar |  |  | Interconnected | Trade Secret | Trade | WCR | WCR322 | Residential | Solar*Rewards | Trade Secret | 2023 | 2023
20252-215912-02 | Xcel Energy | 85 | 13781 | IOU | 05458681 | 999 | Solar |  |  | Withdrawn | Trade Secret | Trade | CHI | CHI311 | Community Solar Garden | Solar*Rewards Community | Trade Secret | 2023
20252-215912-02 | Xcel Energy | 85 | 13781 | IOU | 05458712 | 5.5 | Solar |  |  | Active Application | Trade Secret | Trade | IDA | IDA072 | Residential |  | Trade Secret | 2023
20252-215912-02 | Xcel Energy | 85 | 13781 | IOU | 05458719 | 999 | Solar |  |  | Withdrawn | Trade Secret | Trade | SCL | SCL322 | Community Solar Garden | Solar*Rewards Community | Trade Secret | 2023
20252-215912-02 | Xcel Energy | 85 | 13781 | IOU | 05458840 | 4.5 | Solar |  |  | Interconnected | Trade Secret | Trade | SOU | SOU075 | Residential |  | Trade Secret | 2023 | 2023
20252-215912-02 | Xcel Energy | 85 | 13781 | IOU | 05458879 | 25.432 | Solar |  |  | Interconnected | Trade Secret | Trade | SAK | SAK312 | Commercial |  | Trade Secret | 2023 | 2024
20252-215912-02 | Xcel Energy | 85 | 13781 | IOU | 05458890 | 6.5 | Solar |  |  | Active Application | Trade Secret | Trade | HUG | HUG321 | Residential |  | Trade Secret | 2023
20252-215912-02 | Xcel Energy | 85 | 13781 | IOU | 05458896 | 7.56 | Solar |  |  | Interconnected | Trade Secret | Trade | RRK | RRK063 | Residential | Solar*Rewards | Trade Secret | 2023 | 2023
20252-215912-02 | Xcel Energy | 85 | 13781 | IOU | 05458916 | 4.41 | Solar |  |  | Interconnected | Trade Secret | Trade | GLK | GLK073 | Residential | Solar*Rewards | Trade Secret | 2023 | 2023
20252-215912-02 | Xcel Energy | 85 | 13781 | IOU | 05458943 | 6 | Solar |  |  | Interconnected | Trade Secret | Trade | ECK | ECK062 | Residential | Solar*Rewards | Trade Secret | 2023 | 2023
20252-215912-02 | Xcel Energy | 85 | 13781 | IOU | 05458971 | 8.19 | Solar |  |  | Withdrawn | Trade Secret | Trade | LAB | LAB312 | Residential | Solar*Rewards | Trade Secret | 2023
20252-215912-02 | Xcel Energy | 85 | 13781 | IOU | 05458979 |  | Solar |  |  | Active Application | Trade Secret | Trade | SHP | SHP061 | Residential | Solar*Rewards | Trade Secret | 2023
20252-215912-02 | Xcel Energy | 85 | 13781 | IOU | 05459127 | 4.64 | Solar |  |  | Interconnected | Trade Secret | Trade | STY | STY075 | Residential |  | Trade Secret | 2023 | 2023
20252-215912-02 | Xcel Energy | 85 | 13781 | IOU | 05459193 | 3.77 | Solar |  |  | Active Application | Trade Secret | Trade | CGR | CGR063 | Residential |  | Trade Secret | 2023
20252-215912-02 | Xcel Energy | 85 | 13781 | IOU | 05459232 | 5.51 | Solar |  |  | Interconnected | Trade Secret | Trade | HYL | HYL071 | Residential |  | Trade Secret | 2023 | 2023
20252-215912-02 | Xcel Energy | 85 | 13781 | IOU | 05459261 | 3.77 | Solar |  |  | Interconnected | Trade Secret | Trade | OAD | OAD075 | Residential |  | Trade Secret | 2023 | 2023
20252-215912-02 | Xcel Energy | 85 | 13781 | IOU | 05459273 | 4.06 | Solar |  |  | Interconnected | Trade Secret | Trade | SLP | SLP097 | Residential | Solar*Rewards | Trade Secret | 2023 | 2023
20252-215912-02 | Xcel Energy | 85 | 13781 | IOU | 05459307 | 5.22 | Solar |  |  | Interconnected | Trade Secret | Trade | HAS | HAS033 | Residential |  | Trade Secret | 2023 | 2023
20252-215912-02 | Xcel Energy | 85 | 13781 | IOU | 05459323 | 6.38 | Solar |  |  | Interconnected | Trade Secret | Trade | AVN | AVN021 | Commercial |  | Trade Secret | 2023 | 2023
20252-215912-02 | Xcel Energy | 85 | 13781 | IOU | 05459343 | 17.875 | Solar |  |  | Interconnected | Trade Secret | Trade | MND | MND061 | Residential |  | Trade Secret | 2023 | 2023
20252-215912-02 | Xcel Energy | 85 | 13781 | IOU | 05459348 | 13.05 | Solar |  |  | Interconnected | Trade Secret | Trade | GLK | GLK074 | Residential |  | Trade Secret | 2023 | 2023
20252-215912-02 | Xcel Energy | 85 | 13781 | IOU | 05459368 |  |  |  |  | Withdrawn | Trade Secret | Trade | MDT | MDT077 | Residential |  | Trade Secret | 2023
20252-215912-02 | Xcel Energy | 85 | 13781 | IOU | 05459402 | 4.35 | Solar |  |  | Interconnected | Trade Secret | Trade | CGR | CGR072 | Residential |  | Trade Secret | 2023 | 2023
20252-215912-02 | Xcel Energy | 85 | 13781 | IOU | 05459426 |  |  |  |  | Active Application | Trade Secret | Trade | BCR | BCR063 | Commercial |  | Trade Secret | 2023
20252-215912-02 | Xcel Energy | 85 | 13781 | IOU | 05459444 | 6.09 | Solar |  |  | Interconnected | Trade Secret | Trade | OPK | OPK072 | Residential |  | Trade Secret | 2023 | 2024
20252-215912-02 | Xcel Energy | 85 | 13781 | IOU | 05459498 |  |  |  |  | Active Application | Trade Secret | Trade |  |  | Residential |  | Trade Secret | 2023
20252-215912-02 | Xcel Energy | 85 | 13781 | IOU | 05459503 | 39.75 | Solar |  |  | Withdrawn | Trade Secret | Trade |  |  | Commercial | Solar*Rewards | Trade Secret | 2023
20252-215912-02 | Xcel Energy | 85 | 13781 | IOU | 05459506 | 2.9 | Solar |  |  | Interconnected | Trade Secret | Trade | SOU | SOU075 | Residential |  | Trade Secret | 2023 | 2023
20252-215912-02 | Xcel Energy | 85 | 13781 | IOU | 05459733 | 6.98 | Solar |  |  | Interconnected | Trade Secret | Trade | RPO | RPO311 | Residential | Solar*Rewards | Trade Secret | 2023 | 2023
20252-215912-02 | Xcel Energy | 85 | 13781 | IOU | 05459755 | 3.84 | Solar |  |  | Interconnected | Trade Secret | Trade | WCR | WCR322 | Residential | Solar*Rewards | Trade Secret | 2023 | 2023
20252-215912-02 | Xcel Energy | 85 | 13781 | IOU | 05459767 | 5.76 | Solar |  |  | Interconnected | Trade Secret | Trade | RLK | RLK069 | Residential | Solar*Rewards | Trade Secret | 2023 | 2023
20252-215912-02 | Xcel Energy | 85 | 13781 | IOU | 05459942 | 99.5 | Solar |  |  | Active Application | Trade Secret | Trade | DBL | DBL064 | Commercial |  | Trade Secret | 2023
20252-215912-02 | Xcel Energy | 85 | 13781 | IOU | 05459952 | 7.68 | Solar |  |  | Interconnected | Trade Secret | Trade | TWL | TWL089 | Residential |  | Trade Secret | 2023 | 2023
20252-215912-02 | Xcel Energy | 85 | 13781 | IOU | 05459968 | 66.6 | Solar |  |  | Interconnected | Trade Secret | Trade | ALD | ALD084 | Commercial |  | Trade Secret | 2023 | 2024
20252-215912-02 | Xcel Energy | 85 | 13781 | IOU | 05460224 | 12.54 | Solar |  | X | Interconnected | Trade Secret | Trade | GRC | GRC073 | Residential |  | Trade Secret | 2023 | 2024
20252-215912-02 | Xcel Energy | 85 | 13781 | IOU | 05460288 | 5.12 | Solar |  |  | Interconnected | Trade Secret | Trade | WCR | WCR322 | Residential | Solar*Rewards | Trade Secret | 2023 | 2023
20252-215912-02 | Xcel Energy | 85 | 13781 | IOU | 05460314 | 5.76 | Solar |  |  | Interconnected | Trade Secret | Trade | WCR | WCR322 | Residential | Solar*Rewards | Trade Secret | 2023 | 2023
20252-215912-02 | Xcel Energy | 85 | 13781 | IOU | 05460474 | 11.38 | Solar |  | X | Interconnected | Trade Secret | Trade | LEX | LEX332 | Residential |  | Trade Secret | 2023 | 2023
20252-215912-02 | Xcel Energy | 85 | 13781 | IOU | 05460870 |  | Solar |  |  | Withdrawn | Trade Secret | Trade |  |  | Residential | Solar*Rewards | Trade Secret | 2023
20252-215912-02 | Xcel Energy | 85 | 13781 | IOU | 05460959 | 3.84 | Solar |  |  | Interconnected | Trade Secret | Trade | WCR | WCR322 | Residential | Solar*Rewards | Trade Secret | 2023 | 2023
20252-215912-02 | Xcel Energy | 85 | 13781 | IOU | 05461070 | 3.19 | Solar |  |  | Interconnected | Trade Secret | Trade | CGR | CGR071 | Residential |  | Trade Secret | 2023 | 2023
20252-215912-02 | Xcel Energy | 85 | 13781 | IOU | 05461072 | 2.61 | Solar |  |  | Withdrawn | Trade Secret | Trade | IDA | IDA062 | Residential |  | Trade Secret | 2023
20252-215912-02 | Xcel Energy | 85 | 13781 | IOU | 05461083 | 15.424 | Solar |  |  | Active Application | Trade Secret | Trade | OAD | OAD071 | Residential |  | Trade Secret | 2023
20252-215912-02 | Xcel Energy | 85 | 13781 | IOU | 05461308 |  | Solar |  |  | Active Application | Trade Secret | Trade |  |  | Residential | Solar*Rewards | Trade Secret | 2023
20252-215912-02 | Xcel Energy | 85 | 13781 | IOU | 05461334 | 8.32 | Solar |  |  | Interconnected | Trade Secret | Trade | WCR | WCR322 | Residential | Solar*Rewards | Trade Secret | 2023 | 2023
20252-215912-02 | Xcel Energy | 85 | 13781 | IOU | 05461463 | 13.05 | Solar |  |  | Interconnected | Trade Secret | Trade | APA | APA061 | Residential | Solar*Rewards | Trade Secret | 2023 | 2023
20252-215912-02 | Xcel Energy | 85 | 13781 | IOU | 05461837 | 4.35 | Solar |  |  | Interconnected | Trade Secret | Trade | LLK | LLK072 | Residential |  | Trade Secret | 2023 | 2023
20252-215912-02 | Xcel Energy | 85 | 13781 | IOU | 05461872 | 3.19 | Solar |  |  | Active Application | Trade Secret | Trade | WES | WES062 | Residential |  | Trade Secret | 2023
20252-215912-02 | Xcel Energy | 85 | 13781 | IOU | 05462107 | 4.35 | Solar |  |  | Interconnected | Trade Secret | Trade | SOU | SOU069 | Residential |  | Trade Secret | 2023 | 2023
20252-215912-02 | Xcel Energy | 85 | 13781 | IOU | 05462219 | 5.22 | Solar |  |  | Interconnected | Trade Secret | Trade | WDY | WDY311 | Residential | Solar*Rewards | Trade Secret | 2023 | 2023
20252-215912-02 | Xcel Energy | 85 | 13781 | IOU | 05462422 | 7.04 | Solar |  |  | Interconnected | Trade Secret | Trade | WCR | WCR322 | Residential | Solar*Rewards | Trade Secret | 2023 | 2023
20252-215912-02 | Xcel Energy | 85 | 13781 | IOU | 05462445 | 7.68 | Solar |  |  | Interconnected | Trade Secret | Trade | ECK | ECK322 | Residential | Solar*Rewards | Trade Secret | 2023 | 2023
20252-215912-02 | Xcel Energy | 85 | 13781 | IOU | 05462886 | 3.78 | Solar |  |  | Interconnected | Trade Secret | Trade | MPK | MPK082 | Residential | Solar*Rewards | Trade Secret | 2023 | 2023
20252-215912-02 | Xcel Energy | 85 | 13781 | IOU | 05462915 | 1000 | Solar |  |  | Active Application | Trade Secret | Trade | CLC | CLC022 | Community Solar Garden | Solar*Rewards Community | Trade Secret | 2023
20252-215912-02 | Xcel Energy | 85 | 13781 | IOU | 05462954 | 5.376 | Solar |  |  | Interconnected | Trade Secret | Trade | SOU | SOU083 | Residential |  | Trade Secret | 2023 | 2023
20252-215912-02 | Xcel Energy | 85 | 13781 | IOU | 05463145 | 7.625 | Solar |  |  | Interconnected | Trade Secret | Trade | ALD | ALD088 | Residential | Solar*Rewards | Trade Secret | 2023 | 2023
20252-215912-02 | Xcel Energy | 85 | 13781 | IOU | 05463251 | 2.962 | Solar |  |  | Interconnected | Trade Secret | Trade | MPK | MPK071 | Residential | Solar*Rewards | Trade Secret | 2023 | 2024
20252-215912-02 | Xcel Energy | 85 | 13781 | IOU | 05463782 | 9.994 | Solar |  |  | Interconnected | Trade Secret | Trade | CEL | CEL064 | Residential |  | Trade Secret | 2023 | 2023
20252-215912-02 | Xcel Energy | 85 | 13781 | IOU | 05464092 | 34.6 | Solar |  |  | Interconnected | Trade Secret | Trade | WWK | WWK321 | Commercial |  | Trade Secret | 2023 | 2024
20252-215912-02 | Xcel Energy | 85 | 13781 | IOU | 05464107 |  | Solar |  |  | Withdrawn | Trade Secret | Trade | ALD | ALD088 | Residential | Solar*Rewards | Trade Secret | 2023
20252-215912-02 | Xcel Energy | 85 | 13781 | IOU | 05464425 | 3.78 | Solar |  |  | Withdrawn | Trade Secret | Trade | RAM | RAM073 | Residential | Solar*Rewards | Trade Secret | 2023
20252-215912-02 | Xcel Energy | 85 | 13781 | IOU | 05464440 | 8.19 | Solar |  |  | Interconnected | Trade Secret | Trade | AFT | AFT322 | Residential | Solar*Rewards | Trade Secret | 2023 | 2023
20252-215912-02 | Xcel Energy | 85 | 13781 | IOU | 05464460 | 18.585 | Solar |  |  | Interconnected | Trade Secret | Trade | DPN | DPN072 | Residential | Solar*Rewards | Trade Secret | 2023 | 2023
20252-215912-02 | Xcel Energy | 85 | 13781 | IOU | 05464475 | 3.465 | Solar |  |  | Interconnected | Trade Secret | Trade | SLP | SLP082 | Residential | Solar*Rewards | Trade Secret | 2023 | 2023
20252-215912-02 | Xcel Energy | 85 | 13781 | IOU | 05464484 |  |  |  |  | Active Application | Trade Secret | Trade |  |  | Residential |  | Trade Secret | 2023
20252-215912-02 | Xcel Energy | 85 | 13781 | IOU | 05464551 | 4.06 | Solar |  |  | Active Application | Trade Secret | Trade | MPK | MPK074 | Residential | Solar*Rewards | Trade Secret | 2023
20252-215912-02 | Xcel Energy | 85 | 13781 | IOU | 05464560 |  |  |  |  | Active Application | Trade Secret | Trade | TLK | TLK073 | Residential |  | Trade Secret | 2023
20252-215912-02 | Xcel Energy | 85 | 13781 | IOU | 05464690 | 4.35 | Solar |  |  | Interconnected | Trade Secret | Trade | LEX | LEX332 | Residential | Solar*Rewards | Trade Secret | 2023 | 2023
20252-215912-02 | Xcel Energy | 85 | 13781 | IOU | 05465286 | 50 | Solar |  |  | Interconnected | Trade Secret | Trade | WDY | WDY321 | Commercial |  | Trade Secret | 2023 | 2024
20252-215912-02 | Xcel Energy | 85 | 13781 | IOU | 05465380 | 6.3 | Solar |  |  | Interconnected | Trade Secret | Trade | SLP | SLP082 | Residential |  | Trade Secret | 2023 | 2023
20252-215912-02 | Xcel Energy | 85 | 13781 | IOU | 05465420 | 11.3 | Solar |  | X | Interconnected | Trade Secret | Trade | AHI | AHI063 | Residential | Solar*Rewards | Trade Secret | 2023 | 2023
20252-215912-02 | Xcel Energy | 85 | 13781 | IOU | 05465436 | 7.56 | Solar |  |  | Interconnected | Trade Secret | Trade | MOL | MOL072 | Residential | Solar*Rewards | Trade Secret | 2023 | 2023
20252-215912-02 | Xcel Energy | 85 | 13781 | IOU | 05465461 | 6.615 | Solar |  |  | Interconnected | Trade Secret | Trade | SLP | SLP084 | Residential | Solar*Rewards | Trade Secret | 2023 | 2023
20252-215912-02 | Xcel Energy | 85 | 13781 | IOU | 05465477 | 9.135 | Solar |  |  | Interconnected | Trade Secret | Trade | TLK | TLK067 | Residential | Solar*Rewards | Trade Secret | 2023 | 2023
20252-215912-02 | Xcel Energy | 85 | 13781 | IOU | 05465487 |  |  |  |  | Withdrawn | Trade Secret | Trade |  |  | Residential |  | Trade Secret | 2023
20252-215912-02 | Xcel Energy | 85 | 13781 | IOU | 05465496 | 14.175 | Solar |  |  | Interconnected | Trade Secret | Trade | HYL | HYL064 | Residential | Solar*Rewards | Trade Secret | 2023 | 2023
20252-215912-02 | Xcel Energy | 85 | 13781 | IOU | 05465513 | 6.3 | Solar |  |  | Interconnected | Trade Secret | Trade | GLK | GLK062 | Residential |  | Trade Secret | 2023 | 2023
20252-215912-02 | Xcel Energy | 85 | 13781 | IOU | 05465529 | 12.285 | Solar |  |  | Interconnected | Trade Secret | Trade | OPK | OPK077 | Residential |  | Trade Secret | 2023 | 2023
20252-215912-02 | Xcel Energy | 85 | 13781 | IOU | 05465546 | 3.78 | Solar |  |  | Withdrawn | Trade Secret | Trade | SOU | SOU069 | Residential |  | Trade Secret | 2023
20252-215912-02 | Xcel Energy | 85 | 13781 | IOU | 05465744 | 6.38 | Solar |  |  | Active Application | Trade Secret | Trade | ECK | ECK322 | Residential |  | Trade Secret | 2023
20252-215912-02 | Xcel Energy | 85 | 13781 | IOU | 05466150 |  | Solar |  |  | Active Application | Trade Secret | Trade |  |  | Residential | Solar*Rewards | Trade Secret | 2023
20252-215912-02 | Xcel Energy | 85 | 13781 | IOU | 05466521 | 4.095 | Solar |  |  | Interconnected | Trade Secret | Trade | ALD | ALD073 | Residential |  | Trade Secret | 2023 | 2023
20252-215912-02 | Xcel Energy | 85 | 13781 | IOU | 05466543 | 11.97 | Solar |  |  | Interconnected | Trade Secret | Trade | RLK | RLK079 | Residential | Solar*Rewards | Trade Secret | 2023 | 2023
20252-215912-02 | Xcel Energy | 85 | 13781 | IOU | 05466569 | 2.205 | Solar |  |  | Withdrawn | Trade Secret | Trade | SLP | SLP082 | Residential | Solar*Rewards | Trade Secret | 2023
20252-215912-02 | Xcel Energy | 85 | 13781 | IOU | 05466599 | 8.78 | Solar |  | X | Interconnected | Trade Secret | Trade | AHI | AHI063 | Residential | Solar*Rewards | Trade Secret | 2023 | 2023
20252-215912-02 | Xcel Energy | 85 | 13781 | IOU | 05466624 | 6.3 | Solar |  |  | Interconnected | Trade Secret | Trade | HUG | HUG321 | Residential | Solar*Rewards | Trade Secret | 2023 | 2023
20252-215912-02 | Xcel Energy | 85 | 13781 | IOU | 05466764 | 15 | Solar |  |  | Interconnected | Trade Secret | Trade | CGR | CGR061 | Residential | Solar*Rewards | Trade Secret | 2023 | 2024
20252-215912-02 | Xcel Energy | 85 | 13781 | IOU | 05466807 | 6.4 | Solar |  |  | Interconnected | Trade Secret | Trade | CHE | CHE064 | Residential | Solar*Rewards | Trade Secret | 2023 | 2023
20252-215912-02 | Xcel Energy | 85 | 13781 | IOU | 05466922 | 6.4 | Solar |  |  | Interconnected | Trade Secret | Trade | CHE | CHE064 | Residential | Solar*Rewards | Trade Secret | 2023 | 2023
20252-215912-02 | Xcel Energy | 85 | 13781 | IOU | 05466934 | 5.12 | Solar |  |  | Interconnected | Trade Secret | Trade | CHE | CHE064 | Residential | Solar*Rewards | Trade Secret | 2023 | 2023
20252-215912-02 | Xcel Energy | 85 | 13781 | IOU | 05467034 | 5.12 | Solar |  |  | Interconnected | Trade Secret | Trade | CHE | CHE076 | Residential | Solar*Rewards | Trade Secret | 2023 | 2023
20252-215912-02 | Xcel Energy | 85 | 13781 | IOU | 05467045 | 10.24 | Solar |  |  | Interconnected | Trade Secret | Trade | WCR | WCR311 | Residential | Solar*Rewards | Trade Secret | 2023 | 2023
20252-215912-02 | Xcel Energy | 85 | 13781 | IOU | 05467057 | 5.76 | Solar |  |  | Interconnected | Trade Secret | Trade | WCR | WCR322 | Residential | Solar*Rewards | Trade Secret | 2023 | 2023
20252-215912-02 | Xcel Energy | 85 | 13781 | IOU | 05467080 | 5.76 | Solar |  |  | Interconnected | Trade Secret | Trade | CHE | CHE064 | Residential | Solar*Rewards | Trade Secret | 2023 | 2023
20252-215912-02 | Xcel Energy | 85 | 13781 | IOU | 05467094 | 4.06 | Solar |  |  | Interconnected | Trade Secret | Trade | TWL | TWL063 | Residential |  | Trade Secret | 2023 | 2023
20252-215912-02 | Xcel Energy | 85 | 13781 | IOU | 05467106 |  | Solar |  |  | Active Application | Trade Secret | Trade |  |  | Residential | Solar*Rewards | Trade Secret | 2023
20252-215912-02 | Xcel Energy | 85 | 13781 | IOU | 05467111 | 5.12 | Solar |  |  | Interconnected | Trade Secret | Trade | WCR | WCR062 | Residential | Solar*Rewards | Trade Secret | 2023 | 2023
20252-215912-02 | Xcel Energy | 85 | 13781 | IOU | 05467135 | 10.24 | Solar |  |  | Withdrawn | Trade Secret | Trade | FAB | FAB063 | Residential | Solar*Rewards | Trade Secret | 2023
20252-215912-02 | Xcel Energy | 85 | 13781 | IOU | 05467179 | 4.48 | Solar |  |  | Interconnected | Trade Secret | Trade | CHE | CHE064 | Residential | Solar*Rewards | Trade Secret | 2023 | 2023
20252-215912-02 | Xcel Energy | 85 | 13781 | IOU | 05467198 | 6.09 | Solar |  |  | Interconnected | Trade Secret | Trade | SOU | SOU073 | Residential |  | Trade Secret | 2023 | 2024
20252-215912-02 | Xcel Energy | 85 | 13781 | IOU | 05467296 | 3 | Solar |  |  | Active Application | Trade Secret | Trade | TER | TER062 | Residential |  | Trade Secret | 2023
20252-215912-02 | Xcel Energy | 85 | 13781 | IOU | 05467547 | 9.6 | Solar |  |  | Interconnected | Trade Secret | Trade | WCR | WCR322 | Residential | Solar*Rewards | Trade Secret | 2023 | 2023
20252-215912-02 | Xcel Energy | 85 | 13781 | IOU | 05467559 | 8.32 | Solar |  |  | Interconnected | Trade Secret | Trade | CHE | CHE064 | Residential | Solar*Rewards | Trade Secret | 2023 | 2023
20252-215912-02 | Xcel Energy | 85 | 13781 | IOU | 05467586 | 200 | Solar |  |  | Withdrawn | Trade Secret | Trade | PRR | PRR061 | Commercial |  | Trade Secret | 2023
20252-215912-02 | Xcel Energy | 85 | 13781 | IOU | 05468029 |  | Solar |  |  | Withdrawn | Trade Secret | Trade |  |  | Residential | Solar*Rewards | Trade Secret | 2023
20252-215912-02 | Xcel Energy | 85 | 13781 | IOU | 05468052 | 12.8 | Solar |  |  | Interconnected | Trade Secret | Trade | MOL | MOL066 | Residential |  | Trade Secret | 2023 | 2023
20252-215912-02 | Xcel Energy | 85 | 13781 | IOU | 05468054 | 8.32 | Solar |  |  | Withdrawn | Trade Secret | Trade | CHE | CHE064 | Residential | Solar*Rewards | Trade Secret | 2023
20252-215912-02 | Xcel Energy | 85 | 13781 | IOU | 05468059 | 9.45 | Solar |  |  | Interconnected | Trade Secret | Trade | HSN | HSN322 | Residential |  | Trade Secret | 2023 | 2023
20252-215912-02 | Xcel Energy | 85 | 13781 | IOU | 05468079 | 8.376 | Solar |  |  | Interconnected | Trade Secret | Trade | HWW | HWW073 | Residential |  | Trade Secret | 2023 | 2023
20252-215912-02 | Xcel Energy | 85 | 13781 | IOU | 05468087 | 13.59 | Solar |  | X | Interconnected | Trade Secret | Trade | STY | STY075 | Residential | Solar*Rewards | Trade Secret | 2023 | 2023
20252-215912-02 | Xcel Energy | 85 | 13781 | IOU | 05468107 | 3.78 | Solar |  |  | Withdrawn | Trade Secret | Trade | SOU | SOU079 | Residential | Solar*Rewards | Trade Secret | 2023
20252-215912-02 | Xcel Energy | 85 | 13781 | IOU | 05468128 | 7.04 | Solar |  |  | Interconnected | Trade Secret | Trade | WCR | WCR062 | Residential | Solar*Rewards | Trade Secret | 2023 | 2023
20252-215912-02 | Xcel Energy | 85 | 13781 | IOU | 05468146 | 7.6 | Solar |  |  | Interconnected | Trade Secret | Trade | KOL | KOL073 | Residential | Solar*Rewards | Trade Secret | 2023 | 2023
20252-215912-02 | Xcel Energy | 85 | 13781 | IOU | 05468249 | 6.3 | Solar |  |  | Withdrawn | Trade Secret | Trade | RPO | RPO312 | Residential | Solar*Rewards | Trade Secret | 2023
20252-215912-02 | Xcel Energy | 85 | 13781 | IOU | 05468258 | 6.3 | Solar |  |  | Interconnected | Trade Secret | Trade | ALD | ALD085 | Residential |  | Trade Secret | 2023 | 2023
20252-215912-02 | Xcel Energy | 85 | 13781 | IOU | 05468268 |  | Solar |  |  | Active Application | Trade Secret | Trade |  |  | Residential | Solar*Rewards | Trade Secret | 2023
20252-215912-02 | Xcel Energy | 85 | 13781 | IOU | 05468298 | 6.98 | Solar |  |  | Interconnected | Trade Secret | Trade | DBL | DBL067 | Residential | Solar*Rewards | Trade Secret | 2023 | 2023
20252-215912-02 | Xcel Energy | 85 | 13781 | IOU | 05468340 | 2.9 | Solar |  |  | Withdrawn | Trade Secret | Trade | HSN | HSN311 | Residential |  | Trade Secret | 2023
20252-215912-02 | Xcel Energy | 85 | 13781 | IOU | 05468489 | 200 | Solar |  |  | Withdrawn | Trade Secret | Trade | PRR | PRR061 | Commercial |  | Trade Secret | 2023
20252-215912-02 | Xcel Energy | 85 | 13781 | IOU | 05468744 | 3.84 | Solar |  |  | Interconnected | Trade Secret | Trade | CHE | CHE076 | Residential | Solar*Rewards | Trade Secret | 2023 | 2023
20252-215912-02 | Xcel Energy | 85 | 13781 | IOU | 05468753 | 4.48 | Solar |  |  | Interconnected | Trade Secret | Trade | WCR | WCR322 | Residential | Solar*Rewards | Trade Secret | 2023 | 2023
20252-215912-02 | Xcel Energy | 85 | 13781 | IOU | 05468760 | 8.32 | Solar |  |  | Interconnected | Trade Secret | Trade | CHE | CHE076 | Residential | Solar*Rewards | Trade Secret | 2023 | 2023
20252-215912-02 | Xcel Energy | 85 | 13781 | IOU | 05469040 | 5.67 | Solar |  |  | Interconnected | Trade Secret | Trade | MOL | MOL069 | Residential | Solar*Rewards | Trade Secret | 2023 | 2023
20252-215912-02 | Xcel Energy | 85 | 13781 | IOU | 05469135 | 13.12 | Storage |  |  | Interconnected | Trade Secret | Trade | NOF | NOF072 | Residential |  | Trade Secret | 2023 | 2023
20252-215912-02 | Xcel Energy | 85 | 13781 | IOU | 05469311 |  |  |  |  | Withdrawn | Trade Secret | Trade |  |  | Residential |  | Trade Secret | 2023
20252-215912-02 | Xcel Energy | 85 | 13781 | IOU | 05469342 | 9.57 | Solar |  |  | Interconnected | Trade Secret | Trade | GSL | GSL341 | Residential |  | Trade Secret | 2023 | 2023
20252-215912-02 | Xcel Energy | 85 | 13781 | IOU | 05469374 | 6.96 | Solar |  |  | Interconnected | Trade Secret | Trade | RPO | RPO311 | Residential | Solar*Rewards | Trade Secret | 2023 | 2023
20252-215912-02 | Xcel Energy | 85 | 13781 | IOU | 05469387 | 43.2 | Solar |  |  | Interconnected | Trade Secret | Trade | TWL | TWL064 | Commercial |  | Trade Secret | 2023 | 2024
20252-215912-02 | Xcel Energy | 85 | 13781 | IOU | 05469435 | 4.06 | Solar |  |  | Active Application | Trade Secret | Trade | CGR | CGR063 | Residential |  | Trade Secret | 2023
20252-215912-02 | Xcel Energy | 85 | 13781 | IOU | 05469599 | 5.76 | Solar |  |  | Interconnected | Trade Secret | Trade | WCR | WCR311 | Residential | Solar*Rewards | Trade Secret | 2023 | 2023
20252-215912-02 | Xcel Energy | 85 | 13781 | IOU | 05470052 | 8.96 | Solar |  |  | Withdrawn | Trade Secret | Trade | CGR | CGR071 | Commercial | Solar*Rewards | Trade Secret | 2023
20252-215912-02 | Xcel Energy | 85 | 13781 | IOU | 05470070 | 7.76 | Solar |  |  | Withdrawn | Trade Secret | Trade | ROC | ROC091 | Residential |  | Trade Secret | 2023
20252-215912-02 | Xcel Energy | 85 | 13781 | IOU | 05470304 | 999 | Solar |  |  | Withdrawn | Trade Secret | Trade | REW | REW021 | Community Solar Garden | Solar*Rewards Community | Trade Secret | 2023
20252-215912-02 | Xcel Energy | 85 | 13781 | IOU | 05470407 | 99.999 | Solar |  |  | Withdrawn | Trade Secret | Trade | PRR | PRR061 | Commercial |  | Trade Secret | 2023
20252-215912-02 | Xcel Energy | 85 | 13781 | IOU | 05470559 | 10.15 | Solar |  |  | Interconnected | Trade Secret | Trade | WCR | WCR322 | Residential | Solar*Rewards | Trade Secret | 2023 | 2023
20252-215912-02 | Xcel Energy | 85 | 13781 | IOU | 05470788 | 5.12 | Solar |  |  | Interconnected | Trade Secret | Trade | WCR | WCR322 | Residential | Solar*Rewards | Trade Secret | 2023 | 2023
20252-215912-02 | Xcel Energy | 85 | 13781 | IOU | 05470793 | 3.84 | Solar |  |  | Interconnected | Trade Secret | Trade | WCR | WCR322 | Residential | Solar*Rewards | Trade Secret | 2023 | 2023
20252-215912-02 | Xcel Energy | 85 | 13781 | IOU | 05470815 | 6.09 | Solar |  |  | Interconnected | Trade Secret | Trade | SLP | SLP082 | Residential | Solar*Rewards | Trade Secret | 2023 | 2023
20252-215912-02 | Xcel Energy | 85 | 13781 | IOU | 05470999 | 10.08 | Solar |  |  | Withdrawn | Trade Secret | Trade | SOU | SOU072 | Residential | Solar*Rewards | Trade Secret | 2023
20252-215912-02 | Xcel Energy | 85 | 13781 | IOU | 05471001 | 10.08 | Solar |  |  | Interconnected | Trade Secret | Trade | SOU | SOU072 | Residential |  | Trade Secret | 2023 | 2023
20252-215912-02 | Xcel Energy | 85 | 13781 | IOU | 05471175 |  |  |  |  | Withdrawn | Trade Secret | Trade |  |  | Residential |  | Trade Secret | 2023
20252-215912-02 | Xcel Energy | 85 | 13781 | IOU | 05471180 | 15 | Solar |  |  | Interconnected | Trade Secret | Trade | TER | TER071 | Residential |  | Trade Secret | 2023 | 2024
20252-215912-02 | Xcel Energy | 85 | 13781 | IOU | 05471296 | 4.55 | Solar |  |  | Interconnected | Trade Secret | Trade | RIV | RIV063 | Residential | Solar*Rewards | Trade Secret | 2023 | 2024
20252-215912-02 | Xcel Energy | 85 | 13781 | IOU | 05471306 | 11.52 | Solar |  |  | Interconnected | Trade Secret | Trade | RPL | RPL064 | Residential |  | Trade Secret | 2023 | 2023
20252-215912-02 | Xcel Energy | 85 | 13781 | IOU | 05471374 | 10.368 | Solar |  |  | Interconnected | Trade Secret | Trade | EKO | EKO021 | Residential |  | Trade Secret | 2023 | 2023
20252-215912-02 | Xcel Energy | 85 | 13781 | IOU | 05471458 | 5.22 | Solar |  |  | Interconnected | Trade Secret | Trade | HSN | HSN322 | Residential |  | Trade Secret | 2023 | 2023
20252-215912-02 | Xcel Energy | 85 | 13781 | IOU | 05471485 | 5.51 | Solar |  |  | Interconnected | Trade Secret | Trade | UPP | UPP068 | Residential |  | Trade Secret | 2023 | 2023
20252-215912-02 | Xcel Energy | 85 | 13781 | IOU | 05471560 | 1000 | Solar |  |  | Withdrawn | Trade Secret | Trade | GLD | GLD021 | Community Solar Garden | Solar*Rewards Community | Trade Secret | 2023
20252-215912-02 | Xcel Energy | 85 | 13781 | IOU | 05471601 | 2.9 | Solar |  |  | Interconnected | Trade Secret | Trade | WSG | WSG061 | Residential |  | Trade Secret | 2023 | 2023
20252-215912-02 | Xcel Energy | 85 | 13781 | IOU | 05471623 | 4.35 | Solar |  |  | Interconnected | Trade Secret | Trade | CGR | CGR072 | Residential |  | Trade Secret | 2023 | 2023
20252-215912-02 | Xcel Energy | 85 | 13781 | IOU | 05471630 | 7.875 | Solar |  |  | Interconnected | Trade Secret | Trade | LEX | LEX071 | Residential | Solar*Rewards | Trade Secret | 2023 | 2023
20252-215912-02 | Xcel Energy | 85 | 13781 | IOU | 05471674 | 5.51 | Solar |  |  | Interconnected | Trade Secret | Trade | UPP | UPP066 | Residential |  | Trade Secret | 2023 | 2023
20252-215912-02 | Xcel Energy | 85 | 13781 | IOU | 05471707 | 5.985 | Solar |  |  | Active Application | Trade Secret | Trade | RRK | RRK082 | Residential | Solar*Rewards | Trade Secret | 2023
20252-215912-02 | Xcel Energy | 85 | 13781 | IOU | 05471729 | 8.41 | Solar |  |  | Interconnected | Trade Secret | Trade | SAV | SAV063 | Residential |  | Trade Secret | 2023 | 2023
20252-215912-02 | Xcel Energy | 85 | 13781 | IOU | 05471760 | 7.245 | Solar |  |  | Interconnected | Trade Secret | Trade | WSG | WSG061 | Residential | Solar*Rewards | Trade Secret | 2023 | 2023
20252-215912-02 | Xcel Energy | 85 | 13781 | IOU | 05471851 | 4.06 | Solar |  |  | Active Application | Trade Secret | Trade | GSL | GSL341 | Residential |  | Trade Secret | 2023
20252-215912-02 | Xcel Energy | 85 | 13781 | IOU | 05472366 | 10.24 | Solar |  |  | Interconnected | Trade Secret | Trade | WCR | WCR311 | Residential | Solar*Rewards | Trade Secret | 2023 | 2023
20252-215912-02 | Xcel Energy | 85 | 13781 | IOU | 05472376 | 5.76 | Solar |  |  | Interconnected | Trade Secret | Trade | CHE | CHE076 | Residential | Solar*Rewards | Trade Secret | 2023 | 2023
20252-215912-02 | Xcel Energy | 85 | 13781 | IOU | 05472381 | 9.6 | Solar |  |  | Interconnected | Trade Secret | Trade | CHE | CHE064 | Residential | Solar*Rewards | Trade Secret | 2023 | 2023
20252-215912-02 | Xcel Energy | 85 | 13781 | IOU | 05472813 | 1000 | Solar |  |  | Withdrawn | Trade Secret | Trade | GAY | GAY002 | Community Solar Garden | Solar*Rewards Community | Trade Secret | 2023
20252-215912-02 | Xcel Energy | 85 | 13781 | IOU | 05472852 | 7.616 | Solar |  |  | Interconnected | Trade Secret | Trade | RPO | RPO311 | Residential |  | Trade Secret | 2023 | 2023
20252-215912-02 | Xcel Energy | 85 | 13781 | IOU | 05472869 | 11.393 | Solar |  |  | Interconnected | Trade Secret | Trade | EDA | EDA067 | Residential | Solar*Rewards | Trade Secret | 2023 | 2023
20252-215912-02 | Xcel Energy | 85 | 13781 | IOU | 05472883 | 7.875 | Solar |  |  | Interconnected | Trade Secret | Trade | WDY | WDY311 | Residential |  | Trade Secret | 2023 | 2023
20252-215912-02 | Xcel Energy | 85 | 13781 | IOU | 05472901 | 11.136 | Solar |  |  | Interconnected | Trade Secret | Trade | HSN | HSN322 | Residential |  | Trade Secret | 2023 | 2023
20252-215912-02 | Xcel Energy | 85 | 13781 | IOU | 05473250 | 8.96 | Solar |  |  | Interconnected | Trade Secret | Trade | CHE | CHE076 | Residential | Solar*Rewards | Trade Secret | 2023 | 2023
20252-215912-02 | Xcel Energy | 85 | 13781 | IOU | 05473260 | 5.584 | Solar |  |  | Withdrawn | Trade Secret | Trade | DBL | DBL065 | Residential | Solar*Rewards | Trade Secret | 2023
20252-215912-02 | Xcel Energy | 85 | 13781 | IOU | 05473503 | 5.12 | Solar |  |  | Interconnected | Trade Secret | Trade | WCR | WCR322 | Residential | Solar*Rewards | Trade Secret | 2023 | 2023
20252-215912-02 | Xcel Energy | 85 | 13781 | IOU | 05473517 | 3.84 | Solar |  |  | Interconnected | Trade Secret | Trade | OSS | OSS065 | Residential | Solar*Rewards | Trade Secret | 2023 | 2023
20252-215912-02 | Xcel Energy | 85 | 13781 | IOU | 05473551 | 3.84 | Solar |  |  | Interconnected | Trade Secret | Trade | WCR | WCR322 | Residential | Solar*Rewards | Trade Secret | 2023 | 2023
20252-215912-02 | Xcel Energy | 85 | 13781 | IOU | 05473776 | 9.994 | Solar |  |  | Interconnected | Trade Secret | Trade | CDV | CDV063 | Residential | Solar*Rewards | Trade Secret | 2023 | 2023
20252-215912-02 | Xcel Energy | 85 | 13781 | IOU | 05473940 | 14.08 | Solar |  |  | Interconnected | Trade Secret | Trade | WCR | WCR311 | Residential | Solar*Rewards | Trade Secret | 2023 | 2023
20252-215912-02 | Xcel Energy | 85 | 13781 | IOU | 05474180 | 375 | Solar |  |  | Active Application | Trade Secret | Trade | RIV | RIV066 | Commercial |  | Trade Secret | 2023
20252-215912-02 | Xcel Energy | 85 | 13781 | IOU | 05474430 | 11.02 | Solar |  |  | Interconnected | Trade Secret | Trade | LIN | LIN031 | Residential |  | Trade Secret | 2023 | 2024
20252-215912-02 | Xcel Energy | 85 | 13781 | IOU | 05474465 | 67.3 | Solar |  |  | Active Application | Trade Secret | Trade |  |  | Commercial |  | Trade Secret | 2023
20252-215912-02 | Xcel Energy | 85 | 13781 | IOU | 05474496 | 312.5 | Solar |  |  | Withdrawn | Trade Secret | Trade | RIV | RIV066 | Commercial |  | Trade Secret | 2023
20252-215912-02 | Xcel Energy | 85 | 13781 | IOU | 05474515 | 1000 | Solar |  |  | Withdrawn | Trade Secret | Trade |  |  | Residential | Other | Trade Secret | 2023
20252-215912-02 | Xcel Energy | 85 | 13781 | IOU | 05475148 | 1000 | Solar |  |  | Withdrawn | Trade Secret | Trade |  |  | Residential | Other | Trade Secret | 2023
20252-215912-02 | Xcel Energy | 85 | 13781 | IOU | 05475191 | 5.51 | Solar |  |  | Interconnected | Trade Secret | Trade | AFT | AFT315 | Residential | Solar*Rewards | Trade Secret | 2023 | 2023
20252-215912-02 | Xcel Energy | 85 | 13781 | IOU | 05475283 | 4.93 | Solar |  |  | Interconnected | Trade Secret | Trade | OAD | OAD071 | Residential |  | Trade Secret | 2023 | 2023
20252-215912-02 | Xcel Energy | 85 | 13781 | IOU | 05475293 | 9.772 | Solar |  |  | Interconnected | Trade Secret | Trade | LLK | LLK071 | Commercial | Solar*Rewards | Trade Secret | 2023 | 2023
20252-215912-02 | Xcel Energy | 85 | 13781 | IOU | 05475314 | 12.915 | Solar |  |  | Withdrawn | Trade Secret | Trade | ALD | ALD072 | Residential | Solar*Rewards | Trade Secret | 2023
20252-215912-02 | Xcel Energy | 85 | 13781 | IOU | 05475369 | 7.6 | Solar |  |  | Interconnected | Trade Secret | Trade | UPP | UPP068 | Residential | Solar*Rewards | Trade Secret | 2023 | 2023
20252-215912-02 | Xcel Energy | 85 | 13781 | IOU | 05475421 | 13.056 | Solar |  |  | Interconnected | Trade Secret | Trade | LLK | LLK071 | Residential |  | Trade Secret | 2023 | 2023
20252-215912-02 | Xcel Energy | 85 | 13781 | IOU | 05475470 | 5.76 | Solar |  |  | Interconnected | Trade Secret | Trade | CRL | CRL065 | Residential | Solar*Rewards | Trade Secret | 2023 | 2023
20252-215912-02 | Xcel Energy | 85 | 13781 | IOU | 05475566 | 4.48 | Solar |  |  | Withdrawn | Trade Secret | Trade | CHE | CHE076 | Residential | Solar*Rewards | Trade Secret | 2023
20252-215912-02 | Xcel Energy | 85 | 13781 | IOU | 05475602 | 5 | Solar |  |  | Interconnected | Trade Secret | Trade | RPO | RPO312 | Residential | Solar*Rewards | Trade Secret | 2023 | 2024
20252-215912-02 | Xcel Energy | 85 | 13781 | IOU | 05475608 |  |  |  |  | Active Application | Trade Secret | Trade |  |  | Residential |  | Trade Secret | 2023
20252-215912-02 | Xcel Energy | 85 | 13781 | IOU | 05475651 | 6.052 | Solar |  |  | Interconnected | Trade Secret | Trade | OAD | OAD062 | Residential | Solar*Rewards | Trade Secret | 2023 | 2023
20252-215912-02 | Xcel Energy | 85 | 13781 | IOU | 05475978 | 4.48 | Solar |  |  | Active Application | Trade Secret | Trade | SCA | SCA021 | Residential | Solar*Rewards | Trade Secret | 2023
20252-215912-02 | Xcel Energy | 85 | 13781 | IOU | 05476023 | 5.12 | Solar |  |  | Interconnected | Trade Secret | Trade | BRP | BRP073 | Residential | Solar*Rewards | Trade Secret | 2023 | 2023
20252-215912-02 | Xcel Energy | 85 | 13781 | IOU | 05476076 | 5.67 | Solar |  |  | Withdrawn | Trade Secret | Trade | WES | WES074 | Residential | Solar*Rewards | Trade Secret | 2023
20252-215912-02 | Xcel Energy | 85 | 13781 | IOU | 05476081 | 98.2 | Solar |  |  | Interconnected | Trade Secret | Trade | EBL | EBL072 | Commercial |  | Trade Secret | 2023 | 2023
20252-215912-02 | Xcel Energy | 85 | 13781 | IOU | 05476099 | 9.994 | Solar |  |  | Interconnected | Trade Secret | Trade | UPP | UPP086 | Residential | Solar*Rewards | Trade Secret | 2023 | 2023
20252-215912-02 | Xcel Energy | 85 | 13781 | IOU | 05476106 | 9.765 | Solar |  |  | Interconnected | Trade Secret | Trade | LAB | LAB311 | Residential | Solar*Rewards | Trade Secret | 2023 | 2023
20252-215912-02 | Xcel Energy | 85 | 13781 | IOU | 05476117 |  |  |  |  | Active Application | Trade Secret | Trade |  |  | Residential |  | Trade Secret | 2023
20252-215912-02 | Xcel Energy | 85 | 13781 | IOU | 05476134 | 4.41 | Solar |  |  | Interconnected | Trade Secret | Trade | SLP | SLP082 | Residential |  | Trade Secret | 2023 | 2023
20252-215912-02 | Xcel Energy | 85 | 13781 | IOU | 05476218 | 5.76 | Solar |  |  | Interconnected | Trade Secret | Trade | OSS | OSS063 | Residential | Solar*Rewards | Trade Secret | 2023 | 2023
20252-215912-02 | Xcel Energy | 85 | 13781 | IOU | 05476238 | 5.76 | Solar |  |  | Active Application | Trade Secret | Trade | DHL | DHL061 | Residential |  | Trade Secret | 2023
20252-215912-02 | Xcel Energy | 85 | 13781 | IOU | 05476251 | 13 | Solar |  | X | Interconnected | Trade Secret | Trade | WYO | WYO031 | Residential |  | Trade Secret | 2023 | 2024
20252-215912-02 | Xcel Energy | 85 | 13781 | IOU | 05476309 | 4.64 | Solar |  |  | Interconnected | Trade Secret | Trade | SOU | SOU063 | Residential |  | Trade Secret | 2023 | 2023
20252-215912-02 | Xcel Energy | 85 | 13781 | IOU | 05476395 | 6.38 | Solar |  |  | Interconnected | Trade Secret | Trade | CNC | CNC063 | Residential |  | Trade Secret | 2023 | 2023
20252-215912-02 | Xcel Energy | 85 | 13781 | IOU | 05476421 | 9.28 | Solar |  |  | Interconnected | Trade Secret | Trade | SAV | SAV069 | Residential |  | Trade Secret | 2023 | 2024
20252-215912-02 | Xcel Energy | 85 | 13781 | IOU | 05476430 | 17.594 | Solar |  |  | Active Application | Trade Secret | Trade |  |  | Commercial |  | Trade Secret | 2023
20252-215912-02 | Xcel Energy | 85 | 13781 | IOU | 05476479 | 17.594 | Solar |  |  | Active Application | Trade Secret | Trade |  |  | Commercial |  | Trade Secret | 2023
20252-215912-02 | Xcel Energy | 85 | 13781 | IOU | 05476481 | 975 | Solar |  |  | Active Application | Trade Secret | Trade | REW | REW023 | Community Solar Garden | Solar*Rewards Community | Trade Secret | 2024
20252-215912-02 | Xcel Energy | 85 | 13781 | IOU | 05476492 | 17.594 | Solar |  |  | Active Application | Trade Secret | Trade |  |  | Commercial |  | Trade Secret | 2023
20252-215912-02 | Xcel Energy | 85 | 13781 | IOU | 05476589 | 17.664 | Solar |  |  | Withdrawn | Trade Secret | Trade |  |  | Community Solar Garden | Solar*Rewards Community | Trade Secret | 2023
20252-215912-02 | Xcel Energy | 85 | 13781 | IOU | 05476595 | 5.8 | Solar |  |  | Interconnected | Trade Secret | Trade | WSG | WSG064 | Residential |  | Trade Secret | 2023 | 2023
20252-215912-02 | Xcel Energy | 85 | 13781 | IOU | 05476603 | 6.38 | Solar |  |  | Interconnected | Trade Secret | Trade | MPK | MPK078 | Residential |  | Trade Secret | 2023 | 2023
20252-215912-02 | Xcel Energy | 85 | 13781 | IOU | 05476612 | 4.64 | Solar |  |  | Interconnected | Trade Secret | Trade | MOL | MOL062 | Residential |  | Trade Secret | 2023 | 2023
20252-215912-02 | Xcel Energy | 85 | 13781 | IOU | 05476622 | 5.22 | Solar |  |  | Interconnected | Trade Secret | Trade | CGR | CGR061 | Residential |  | Trade Secret | 2023 | 2023
20252-215912-02 | Xcel Energy | 85 | 13781 | IOU | 05476636 | 5.22 | Solar |  |  | Interconnected | Trade Secret | Trade | MOL | MOL066 | Residential |  | Trade Secret | 2023 | 2023
20252-215912-02 | Xcel Energy | 85 | 13781 | IOU | 05476653 | 2.61 | Solar |  |  | Interconnected | Trade Secret | Trade | VKG | VKG072 | Residential |  | Trade Secret | 2023 | 2024
20252-215912-02 | Xcel Energy | 85 | 13781 | IOU | 05476659 | 4.35 | Solar |  |  | Active Application | Trade Secret | Trade | LAP | LAP311 | Residential |  | Trade Secret | 2023
20252-215912-02 | Xcel Energy | 85 | 13781 | IOU | 05476662 | 7.68 | Solar |  |  | Active Application | Trade Secret | Trade | CLC | CLC221 | Residential |  | Trade Secret | 2023
20252-215912-02 | Xcel Energy | 85 | 13781 | IOU | 05476850 | 9.86 | Solar |  |  | Active Application | Trade Secret | Trade | CHE | CHE065 | Residential | Solar*Rewards | Trade Secret | 2023
20252-215912-02 | Xcel Energy | 85 | 13781 | IOU | 05477140 | 3.84 | Solar |  |  | Withdrawn | Trade Secret | Trade | TWL | TWL066 | Residential | Solar*Rewards | Trade Secret | 2023
20252-215912-02 | Xcel Energy | 85 | 13781 | IOU | 05477158 | 6.3 | Solar |  |  | Active Application | Trade Secret | Trade | PIP | PIP090 | Residential | Solar*Rewards | Trade Secret | 2023
20252-215912-02 | Xcel Energy | 85 | 13781 | IOU | 05477171 | 4.095 | Solar |  |  | Interconnected | Trade Secret | Trade | KOL | KOL073 | Residential | Solar*Rewards | Trade Secret | 2023 | 2023
20252-215912-02 | Xcel Energy | 85 | 13781 | IOU | 05477251 | 9.984 | Solar |  |  | Withdrawn | Trade Secret | Trade |  |  | Community Solar Garden | Solar*Rewards Community | Trade Secret | 2023
20252-215912-02 | Xcel Energy | 85 | 13781 | IOU | 05477671 | 3.575 | Solar |  |  | Active Application | Trade Secret | Trade | TWL | TWL066 | Residential | Solar*Rewards | Trade Secret | 2023
20252-215912-02 | Xcel Energy | 85 | 13781 | IOU | 05477944 | 2.9 | Solar |  |  | Interconnected | Trade Secret | Trade | STY | STY062 | Commercial |  | Trade Secret | 2023 | 2023
20252-215912-02 | Xcel Energy | 85 | 13781 | IOU | 05477994 | 8.99 | Solar |  |  | Interconnected | Trade Secret | Trade | TWL | TWL083 | Residential |  | Trade Secret | 2023 | 2023
20252-215912-02 | Xcel Energy | 85 | 13781 | IOU | 05478019 | 13.05 | Solar |  |  | Interconnected | Trade Secret | Trade | FRM | FRM071 | Residential |  | Trade Secret | 2023 | 2023
20252-215912-02 | Xcel Energy | 85 | 13781 | IOU | 05478410 | 6 | Solar |  |  | Interconnected | Trade Secret | Trade | SOU | SOU064 | Residential | Solar*Rewards | Trade Secret | 2023 | 2023
20252-215912-02 | Xcel Energy | 85 | 13781 | IOU | 05478415 | 4.35 | Solar |  |  | Withdrawn | Trade Secret | Trade | EDA | EDA067 | Residential |  | Trade Secret | 2023
20252-215912-02 | Xcel Energy | 85 | 13781 | IOU | 05478426 | 3.48 | Solar |  |  | Interconnected | Trade Secret | Trade | TWL | TWL082 | Residential |  | Trade Secret | 2023 | 2023
20252-215912-02 | Xcel Energy | 85 | 13781 | IOU | 05478443 | 4.64 | Solar |  |  | Interconnected | Trade Secret | Trade | STY | STY072 | Residential |  | Trade Secret | 2023 | 2023
20252-215912-02 | Xcel Energy | 85 | 13781 | IOU | 05478459 | 5.8 | Solar |  |  | Interconnected | Trade Secret | Trade | STY | STY073 | Residential |  | Trade Secret | 2023 | 2023
20252-215912-02 | Xcel Energy | 85 | 13781 | IOU | 05478581 | 3.792 | Solar |  |  | Interconnected | Trade Secret | Trade | EXC | EXC062 | Residential | Solar*Rewards | Trade Secret | 2023 | 2024
20252-215912-02 | Xcel Energy | 85 | 13781 | IOU | 05478613 | 3.465 | Solar |  |  | Interconnected | Trade Secret | Trade | HWW | HWW074 | Residential | Solar*Rewards | Trade Secret | 2023 | 2023
20252-215912-02 | Xcel Energy | 85 | 13781 | IOU | 05478634 | 13.86 | Solar |  |  | Withdrawn | Trade Secret | Trade | HUG | HUG312 | Residential | Solar*Rewards | Trade Secret | 2023
20252-215912-02 | Xcel Energy | 85 | 13781 | IOU | 05478656 | 7.68 | Solar |  |  | Interconnected | Trade Secret | Trade | WCS | WCS062 | Residential | Solar*Rewards | Trade Secret | 2023 | 2023
20252-215912-02 | Xcel Energy | 85 | 13781 | IOU | 05478663 | 4.41 | Solar |  |  | Interconnected | Trade Secret | Trade | HUG | HUG311 | Residential |  | Trade Secret | 2023 | 2023
20252-215912-02 | Xcel Energy | 85 | 13781 | IOU | 05478666 | 6.5 | Solar |  |  | Active Application | Trade Secret | Trade | TWL | TWL063 | Residential | Solar*Rewards | Trade Secret | 2023
20252-215912-02 | Xcel Energy | 85 | 13781 | IOU | 05478675 | 7.56 | Solar |  |  | Interconnected | Trade Secret | Trade | DND | DND071 | Residential |  | Trade Secret | 2023 | 2023
20252-215912-02 | Xcel Energy | 85 | 13781 | IOU | 05478683 | 18.9 | Solar |  |  | Withdrawn | Trade Secret | Trade | RPO | RPO312 | Residential |  | Trade Secret | 2023
20252-215912-02 | Xcel Energy | 85 | 13781 | IOU | 05478689 | 5.12 | Solar |  |  | Interconnected | Trade Secret | Trade | WCR | WCR322 | Residential | Solar*Rewards | Trade Secret | 2023 | 2023
20252-215912-02 | Xcel Energy | 85 | 13781 | IOU | 05478778 | 4.06 | Solar |  |  | Interconnected | Trade Secret | Trade | WCR | WCR322 | Residential |  | Trade Secret | 2023 | 2023
20252-215912-02 | Xcel Energy | 85 | 13781 | IOU | 05478795 | 4.64 | Solar |  |  | Interconnected | Trade Secret | Trade | MDT | MDT077 | Residential |  | Trade Secret | 2023 | 2023
20252-215912-02 | Xcel Energy | 85 | 13781 | IOU | 05478809 | 3.19 | Solar |  |  | Interconnected | Trade Secret | Trade | BLC | BLC062 | Residential |  | Trade Secret | 2023 | 2023
20252-215912-02 | Xcel Energy | 85 | 13781 | IOU | 05478834 | 3.77 | Solar |  |  | Interconnected | Trade Secret | Trade | UPP | UPP062 | Residential |  | Trade Secret | 2023 | 2023
20252-215912-02 | Xcel Energy | 85 | 13781 | IOU | 05478842 | 4.06 | Solar |  |  | Interconnected | Trade Secret | Trade | TWL | TWL076 | Residential |  | Trade Secret | 2023 | 2023
20252-215912-02 | Xcel Energy | 85 | 13781 | IOU | 05478846 |  |  |  |  | Active Application | Trade Secret | Trade |  |  | Residential |  | Trade Secret | 2023
20252-215912-02 | Xcel Energy | 85 | 13781 | IOU | 05478906 | 3.19 | Solar |  |  | Interconnected | Trade Secret | Trade | RPO | RPO311 | Residential |  | Trade Secret | 2023 | 2023
20252-215912-02 | Xcel Energy | 85 | 13781 | IOU | 05478916 |  |  |  |  | Active Application | Trade Secret | Trade | STY | STY073 | Residential |  | Trade Secret | 2023
20252-215912-02 | Xcel Energy | 85 | 13781 | IOU | 05479077 | 10.368 | Solar |  |  | Interconnected | Trade Secret | Trade | APA | APA077 | Residential |  | Trade Secret | 2023 | 2023
20252-215912-02 | Xcel Energy | 85 | 13781 | IOU | 05479124 |  |  |  |  | Active Application | Trade Secret | Trade |  |  | Residential |  | Trade Secret | 2023
20252-215912-02 | Xcel Energy | 85 | 13781 | IOU | 05479126 | 8.32 | Solar |  |  | Interconnected | Trade Secret | Trade | CHE | CHE064 | Residential |  | Trade Secret | 2023 | 2023
20252-215912-02 | Xcel Energy | 85 | 13781 | IOU | 05483216 | 9.994 | Solar |  |  | Interconnected | Trade Secret | Trade | HUG | HUG311 | Residential | Solar*Rewards | Trade Secret | 2023 | 2023
20252-215912-02 | Xcel Energy | 85 | 13781 | IOU | 05483271 | 4.48 | Solar |  |  | Interconnected | Trade Secret | Trade | CHE | CHE076 | Residential | Solar*Rewards | Trade Secret | 2023 | 2023
20252-215912-02 | Xcel Energy | 85 | 13781 | IOU | 05483639 | 3.48 | Solar |  |  | Interconnected | Trade Secret | Trade | DPN | DPN063 | Residential |  | Trade Secret | 2023 | 2023
20252-215912-02 | Xcel Energy | 85 | 13781 | IOU | 05483783 | 3.25 | Solar |  |  | Active Application | Trade Secret | Trade | TWL | TWL063 | Residential | Solar*Rewards | Trade Secret | 2024
20252-215912-02 | Xcel Energy | 85 | 13781 | IOU | 05484127 | 99.999 | Solar |  |  | Interconnected | Trade Secret | Trade | WBP | WBP061 | Commercial |  | Trade Secret | 2023 | 2024
20252-215912-02 | Xcel Energy | 85 | 13781 | IOU | 05484361 | 7.245 | Solar |  |  | Interconnected | Trade Secret | Trade | RPO | RPO311 | Residential | Solar*Rewards | Trade Secret | 2023 | 2023
20252-215912-02 | Xcel Energy | 85 | 13781 | IOU | 05484364 | 13.86 | Solar |  |  | Interconnected | Trade Secret | Trade | RAM | RAM071 | Residential |  | Trade Secret | 2023 | 2023
20252-215912-02 | Xcel Energy | 85 | 13781 | IOU | 05484706 | 3.78 | Solar |  |  | Interconnected | Trade Secret | Trade | ALD | ALD083 | Residential | Solar*Rewards | Trade Secret | 2023 | 2023
20252-215912-02 | Xcel Energy | 85 | 13781 | IOU | 05484744 | 5.67 | Solar |  |  | Interconnected | Trade Secret | Trade | RPO | RPO311 | Commercial | Solar*Rewards | Trade Secret | 2023 | 2023
20252-215912-02 | Xcel Energy | 85 | 13781 | IOU | 05484768 | 6.93 | Solar |  |  | Interconnected | Trade Secret | Trade | WWK | WWK311 | Residential | Solar*Rewards | Trade Secret | 2023 | 2023
20252-215912-02 | Xcel Energy | 85 | 13781 | IOU | 05484776 | 5.584 | Solar |  |  | Withdrawn | Trade Secret | Trade | SOU | SOU082 | Residential | Solar*Rewards | Trade Secret | 2023
20252-215912-02 | Xcel Energy | 85 | 13781 | IOU | 05484787 | 4.725 | Solar |  |  | Interconnected | Trade Secret | Trade | ECK | ECK321 | Residential | Solar*Rewards | Trade Secret | 2023 | 2023
20252-215912-02 | Xcel Energy | 85 | 13781 | IOU | 05484908 | 960 |  |  |  | Withdrawn | Trade Secret | Trade | GSL | GSL341 | Commercial |  | Trade Secret | 2023
20252-215912-02 | Xcel Energy | 85 | 13781 | IOU | 05484932 | 3.2 | Solar |  |  | Interconnected | Trade Secret | Trade | RMT | RMT321 | Residential |  | Trade Secret | 2023 | 2024
20252-215912-02 | Xcel Energy | 85 | 13781 | IOU | 05484995 | 3.19 | Solar |  |  | Interconnected | Trade Secret | Trade | STY | STY073 | Residential |  | Trade Secret | 2023 | 2023
20252-215912-02 | Xcel Energy | 85 | 13781 | IOU | 05485000 | 1000 | Solar |  |  | Withdrawn | Trade Secret | Trade | PAT | PAT312 | Community Solar Garden | Solar*Rewards Community | Trade Secret | 2023
20252-215912-02 | Xcel Energy | 85 | 13781 | IOU | 05485009 | 3.19 | Solar |  |  | Withdrawn | Trade Secret | Trade | MPK | MPK068 | Residential |  | Trade Secret | 2023
20252-215912-02 | Xcel Energy | 85 | 13781 | IOU | 05485032 | 11.6 | Solar |  |  | Active Application | Trade Secret | Trade | STY | STY072 | Residential |  | Trade Secret | 2023
20252-215912-02 | Xcel Energy | 85 | 13781 | IOU | 05485057 | 2.9 | Solar |  |  | Interconnected | Trade Secret | Trade | ECK | ECK321 | Residential |  | Trade Secret | 2023 | 2023
20252-215912-02 | Xcel Energy | 85 | 13781 | IOU | 05485078 | 2.61 | Solar |  |  | Interconnected | Trade Secret | Trade | RPO | RPO311 | Residential |  | Trade Secret | 2023 | 2023
20252-215912-02 | Xcel Energy | 85 | 13781 | IOU | 05485125 |  |  |  |  | Active Application | Trade Secret | Trade |  |  | Residential |  | Trade Secret | 2023
20252-215912-02 | Xcel Energy | 85 | 13781 | IOU | 05485146 | 6.4 | Solar |  |  | Interconnected | Trade Secret | Trade | REW | REW033 | Residential |  | Trade Secret | 2023 | 2023
20252-215912-02 | Xcel Energy | 85 | 13781 | IOU | 05485174 | 600 | Solar |  |  | Active Application | Trade Secret | Trade | GSL | GSL341 | Commercial |  | Trade Secret | 2023
20252-215912-02 | Xcel Energy | 85 | 13781 | IOU | 05485214 | 8.32 | Solar |  |  | Interconnected | Trade Secret | Trade | PIP | PIP062 | Residential |  | Trade Secret | 2023 | 2023
20252-215912-02 | Xcel Energy | 85 | 13781 | IOU | 05485533 | 4.35 | Solar |  |  | Interconnected | Trade Secret | Trade | SLP | SLP083 | Residential | Solar*Rewards | Trade Secret | 2023 | 2024
20252-215912-02 | Xcel Energy | 85 | 13781 | IOU | 05485641 | 1000 | Solar |  |  | Withdrawn | Trade Secret | Trade |  |  | Residential | Other | Trade Secret | 2023
20252-215912-02 | Xcel Energy | 85 | 13781 | IOU | 05485803 | 25.6 | Solar |  |  | Interconnected | Trade Secret | Trade | AFT | AFT314 | Residential |  | Trade Secret | 2023 | 2025
20252-215912-02 | Xcel Energy | 85 | 13781 | IOU | 05485987 | 9.6 | Solar |  |  | Interconnected | Trade Secret | Trade | BRP | BRP072 | Residential |  | Trade Secret | 2023 | 2023
20252-215912-02 | Xcel Energy | 85 | 13781 | IOU | 05486024 | 3.19 | Solar |  |  | Interconnected | Trade Secret | Trade | HSN | HSN311 | Residential |  | Trade Secret | 2023 | 2023
20252-215912-02 | Xcel Energy | 85 | 13781 | IOU | 05486041 | 5.052 | Solar |  |  | Interconnected | Trade Secret | Trade | ECK | ECK322 | Residential | Solar*Rewards | Trade Secret | 2023 | 2023
20252-215912-02 | Xcel Energy | 85 | 13781 | IOU | 05486165 | 10.819 | Solar |  |  | Interconnected | Trade Secret | Trade | SAV | SAV063 | Residential | Solar*Rewards | Trade Secret | 2023 | 2023
20252-215912-02 | Xcel Energy | 85 | 13781 | IOU | 05486169 | 9.984 | Solar |  |  | Interconnected | Trade Secret | Trade | GRC | GRC312 | Residential | Solar*Rewards | Trade Secret | 2023 | 2024
20252-215912-02 | Xcel Energy | 85 | 13781 | IOU | 05486217 | 6.93 | Solar |  |  | Interconnected | Trade Secret | Trade | ECK | ECK321 | Residential | Solar*Rewards | Trade Secret | 2023 | 2023
20252-215912-02 | Xcel Energy | 85 | 13781 | IOU | 05486333 | 6.67 | Solar |  |  | Withdrawn | Trade Secret | Trade | RRK | RRK064 | Residential | Solar*Rewards | Trade Secret | 2023
20252-215912-02 | Xcel Energy | 85 | 13781 | IOU | 05486423 |  |  |  |  | Active Application | Trade Secret | Trade |  |  | Residential |  | Trade Secret | 2023
20252-215912-02 | Xcel Energy | 85 | 13781 | IOU | 05486432 | 99 | Solar |  |  | Interconnected | Trade Secret | Trade | EDA | EDA084 | Commercial |  | Trade Secret | 2023 | 2024
20252-215912-02 | Xcel Energy | 85 | 13781 | IOU | 05486435 | 6.4 | Solar |  |  | Interconnected | Trade Secret | Trade | CGR | CGR064 | Residential | Solar*Rewards | Trade Secret | 2023 | 2023
20252-215912-02 | Xcel Energy | 85 | 13781 | IOU | 05486596 | 99.96 | Solar |  |  | Active Application | Trade Secret | Trade | NMC | NMC092 | Commercial |  | Trade Secret | 2023
20252-215912-02 | Xcel Energy | 85 | 13781 | IOU | 05486611 | 9.216 | Solar |  |  | Interconnected | Trade Secret | Trade | YLM | YLM211 | Residential |  | Trade Secret | 2023 | 2023
20252-215912-02 | Xcel Energy | 85 | 13781 | IOU | 05486670 | 8.96 | Solar |  |  | Interconnected | Trade Secret | Trade | CGR | CGR064 | Residential | Solar*Rewards | Trade Secret | 2023 | 2023
20252-215912-02 | Xcel Energy | 85 | 13781 | IOU | 05486690 | 5.76 | Solar |  |  | Interconnected | Trade Secret | Trade | WCR | WCR321 | Residential | Solar*Rewards | Trade Secret | 2023 | 2023
20252-215912-02 | Xcel Energy | 85 | 13781 | IOU | 05486857 | 12.956 | Solar |  |  | Interconnected | Trade Secret | Trade | RPO | RPO311 | Residential |  | Trade Secret | 2023 | 2023
20252-215912-02 | Xcel Energy | 85 | 13781 | IOU | 05486883 | 6.38 | Solar |  |  | Active Application | Trade Secret | Trade | CGR | CGR063 | Residential |  | Trade Secret | 2023
20252-215912-02 | Xcel Energy | 85 | 13781 | IOU | 05486901 | 3.19 | Solar |  |  | Interconnected | Trade Secret | Trade | SLP | SLP081 | Residential |  | Trade Secret | 2023 | 2023
20252-215912-02 | Xcel Energy | 85 | 13781 | IOU | 05487005 | 4.108 | Solar |  |  | Interconnected | Trade Secret | Trade | SOU | SOU079 | Residential |  | Trade Secret | 2023 | 2023
20252-215912-02 | Xcel Energy | 85 | 13781 | IOU | 05487023 | 5.67 | Solar |  |  | Withdrawn | Trade Secret | Trade | RPL | RPL063 | Residential | Solar*Rewards | Trade Secret | 2023
20252-215912-02 | Xcel Energy | 85 | 13781 | IOU | 05487035 | 6.09 | Solar |  |  | Interconnected | Trade Secret | Trade | WIL | WIL073 | Residential | Solar*Rewards | Trade Secret | 2023 | 2023
20252-215912-02 | Xcel Energy | 85 | 13781 | IOU | 05487052 |  |  |  |  | Withdrawn | Trade Secret | Trade |  |  | Residential |  | Trade Secret | 2023
20252-215912-02 | Xcel Energy | 85 | 13781 | IOU | 05487054 | 6.4 | Solar |  |  | Interconnected | Trade Secret | Trade | MEL | MEL065 | Residential |  | Trade Secret | 2023 | 2023
20252-215912-02 | Xcel Energy | 85 | 13781 | IOU | 05487082 | 18 | Storage |  |  | Interconnected | Trade Secret | Trade | PIL | PIL022 | Residential |  | Trade Secret | 2023 | 2024
20252-215912-02 | Xcel Energy | 85 | 13781 | IOU | 05487176 | 8.505 | Solar |  |  | Interconnected | Trade Secret | Trade | LAB | LAB312 | Residential | Solar*Rewards | Trade Secret | 2023 | 2023
20252-215912-02 | Xcel Energy | 85 | 13781 | IOU | 05487201 | 17.664 | Solar |  |  | Interconnected | Trade Secret | Trade | WWK | WWK311 | Residential | Solar*Rewards | Trade Secret | 2023 | 2024
20252-215912-02 | Xcel Energy | 85 | 13781 | IOU | 05487208 | 3.792 | Solar |  |  | Interconnected | Trade Secret | Trade | MOL | MOL068 | Residential |  | Trade Secret | 2023 | 2023
20252-215912-02 | Xcel Energy | 85 | 13781 | IOU | 05487349 | 7.68 | Solar |  |  | Interconnected | Trade Secret | Trade | CHE | CHE076 | Residential | Solar*Rewards | Trade Secret | 2023 | 2023
20252-215912-02 | Xcel Energy | 85 | 13781 | IOU | 05487383 | 4.35 | Solar |  |  | Interconnected | Trade Secret | Trade | WCR | WCR322 | Residential |  | Trade Secret | 2023 | 2023
20252-215912-02 | Xcel Energy | 85 | 13781 | IOU | 05487389 | 7.25 | Solar |  |  | Interconnected | Trade Secret | Trade | TWL | TWL063 | Residential | Solar*Rewards | Trade Secret | 2023 | 2023
20252-215912-02 | Xcel Energy | 85 | 13781 | IOU | 05487761 | 5.052 | Solar |  |  | Interconnected | Trade Secret | Trade | HWW | HWW074 | Residential | Solar*Rewards | Trade Secret | 2023 | 2023
20252-215912-02 | Xcel Energy | 85 | 13781 | IOU | 05487772 | 5.052 | Solar |  |  | Interconnected | Trade Secret | Trade | SOU | SOU069 | Residential | Solar*Rewards | Trade Secret | 2023 | 2023
20252-215912-02 | Xcel Energy | 85 | 13781 | IOU | 05487801 |  | Solar |  |  | Withdrawn | Trade Secret | Trade |  |  | Residential | Solar*Rewards | Trade Secret | 2023
20252-215912-02 | Xcel Energy | 85 | 13781 | IOU | 05487812 | 11.393 | Solar |  |  | Interconnected | Trade Secret | Trade | SOU | SOU079 | Residential |  | Trade Secret | 2023 | 2023
20252-215912-02 | Xcel Energy | 85 | 13781 | IOU | 05487824 | 5.052 | Solar |  |  | Interconnected | Trade Secret | Trade | WCR | WCR322 | Residential | Solar*Rewards | Trade Secret | 2023 | 2023
20252-215912-02 | Xcel Energy | 85 | 13781 | IOU | 05487839 | 7.6 | Solar |  |  | Interconnected | Trade Secret | Trade | LLK | LLK071 | Residential | Solar*Rewards | Trade Secret | 2023 | 2023
20252-215912-02 | Xcel Energy | 85 | 13781 | IOU | 05487971 | 13.44 | Solar |  |  | Active Application | Trade Secret | Trade | SCL | SCL322 | Residential | Solar*Rewards | Trade Secret | 2023
20252-215912-02 | Xcel Energy | 85 | 13781 | IOU | 05487977 | 10.15 | Solar |  |  | Interconnected | Trade Secret | Trade | SOU | SOU086 | Residential | Solar*Rewards | Trade Secret | 2023 | 2023
20252-215912-02 | Xcel Energy | 85 | 13781 | IOU | 05488126 | 6.631 | Solar |  |  | Active Application | Trade Secret | Trade | SOU | SOU082 | Residential | Solar*Rewards | Trade Secret | 2023
20252-215912-02 | Xcel Energy | 85 | 13781 | IOU | 05488240 | 5.933 | Solar |  |  | Active Application | Trade Secret | Trade | SOU | SOU082 | Residential | Solar*Rewards | Trade Secret | 2023
20252-215912-02 | Xcel Energy | 85 | 13781 | IOU | 05488283 | 4.537 | Solar |  |  | Active Application | Trade Secret | Trade | SOU | SOU082 | Residential | Solar*Rewards | Trade Secret | 2023
20252-215912-02 | Xcel Energy | 85 | 13781 | IOU | 05488392 | 7.678 | Solar |  |  | Active Application | Trade Secret | Trade | SOU | SOU082 | Residential | Solar*Rewards | Trade Secret | 2023
20252-215912-02 | Xcel Energy | 85 | 13781 | IOU | 05488452 | 4.537 | Solar |  |  | Active Application | Trade Secret | Trade | SOU | SOU082 | Residential | Solar*Rewards | Trade Secret | 2023
20252-215912-02 | Xcel Energy | 85 | 13781 | IOU | 05488468 | 5.933 | Solar |  |  | Active Application | Trade Secret | Trade | SOU | SOU082 | Residential | Solar*Rewards | Trade Secret | 2023
20252-215912-02 | Xcel Energy | 85 | 13781 | IOU | 05488485 | 6.631 | Solar |  |  | Interconnected | Trade Secret | Trade | LEX | LEX332 | Residential |  | Trade Secret | 2023 | 2023
20252-215912-02 | Xcel Energy | 85 | 13781 | IOU | 05488515 | 6.5 | Solar |  |  | Interconnected | Trade Secret | Trade | MND | MND072 | Residential |  | Trade Secret | 2023 | 2023
20252-215912-02 | Xcel Energy | 85 | 13781 | IOU | 05488529 | 4.64 | Solar |  |  | Interconnected | Trade Secret | Trade | SLP | SLP097 | Residential |  | Trade Secret | 2023 | 2023
20252-215912-02 | Xcel Energy | 85 | 13781 | IOU | 05488539 | 5.525 | Solar |  |  | Interconnected | Trade Secret | Trade | ECK | ECK321 | Residential | Solar*Rewards | Trade Secret | 2023 | 2023
20252-215912-02 | Xcel Energy | 85 | 13781 | IOU | 05488565 | 18.505 | Solar |  | X | Interconnected | Trade Secret | Trade | AFT | AFT322 | Residential | Solar*Rewards | Trade Secret | 2023 | 2023
20252-215912-02 | Xcel Energy | 85 | 13781 | IOU | 05488651 | 5.12 | Solar |  |  | Withdrawn | Trade Secret | Trade | CGR | CGR072 | Residential | Solar*Rewards | Trade Secret | 2023
20252-215912-02 | Xcel Energy | 85 | 13781 | IOU | 05488767 |  | Solar |  |  | Active Application | Trade Secret | Trade |  |  | Residential | Solar*Rewards | Trade Secret | 2023
20252-215912-02 | Xcel Energy | 85 | 13781 | IOU | 05488905 | 5.76 | Solar |  |  | Withdrawn | Trade Secret | Trade | CGR | CGR074 | Residential |  | Trade Secret | 2023
20252-215912-02 | Xcel Energy | 85 | 13781 | IOU | 05488984 | 3.792 | Solar |  |  | Interconnected | Trade Secret | Trade | MEL | MEL089 | Residential | Solar*Rewards | Trade Secret | 2023 | 2023
20252-215912-02 | Xcel Energy | 85 | 13781 | IOU | 05489053 | 999 | Solar |  |  | Withdrawn | Trade Secret | Trade | LCR | LCR311 | Community Solar Garden | Solar*Rewards Community | Trade Secret | 2023
20252-215912-02 | Xcel Energy | 85 | 13781 | IOU | 05489080 |  |  |  |  | Active Application | Trade Secret | Trade |  |  | Residential |  | Trade Secret | 2023
20252-215912-02 | Xcel Energy | 85 | 13781 | IOU | 05489103 | 6.4 | Solar |  |  | Interconnected | Trade Secret | Trade | CGR | CGR064 | Residential | Solar*Rewards | Trade Secret | 2023 | 2023
20252-215912-02 | Xcel Energy | 85 | 13781 | IOU | 05489159 | 5.052 | Solar |  |  | Interconnected | Trade Secret | Trade | WES | WES074 | Residential | Solar*Rewards | Trade Secret | 2023 | 2023
20252-215912-02 | Xcel Energy | 85 | 13781 | IOU | 05489176 | 4.35 | Solar |  |  | Interconnected | Trade Secret | Trade | TWL | TWL083 | Residential |  | Trade Secret | 2023 | 2023
20252-215912-02 | Xcel Energy | 85 | 13781 | IOU | 05489405 | 15.24 | Solar |  | X | Active Application | Trade Secret | Trade | RPO | RPO312 | Residential |  | Trade Secret | 2023
20252-215912-02 | Xcel Energy | 85 | 13781 | IOU | 05489430 | 2.844 | Solar |  |  | Interconnected | Trade Secret | Trade | HWW | HWW062 | Residential | Solar*Rewards | Trade Secret | 2023 | 2023
20252-215912-02 | Xcel Energy | 85 | 13781 | IOU | 05489459 | 34.961 | Solar |  |  | Active Application | Trade Secret | Trade | WCS | WCS071 | Commercial |  | Trade Secret | 2023
20252-215912-02 | Xcel Energy | 85 | 13781 | IOU | 05489499 | 80 | Solar |  |  | Interconnected | Trade Secret | Trade | WRR | WRR064 | Commercial |  | Trade Secret | 2023 | 2024
20252-215912-02 | Xcel Energy | 85 | 13781 | IOU | 05489501 | 4.93 | Solar |  |  | Active Application | Trade Secret | Trade | RRK | RRK082 | Residential |  | Trade Secret | 2023
20252-215912-02 | Xcel Energy | 85 | 13781 | IOU | 05489605 | 14.08 | Solar |  |  | Interconnected | Trade Secret | Trade | WSG | WSG066 | Residential |  | Trade Secret | 2023 | 2023
20252-215912-02 | Xcel Energy | 85 | 13781 | IOU | 05489880 |  |  |  |  | Active Application | Trade Secret | Trade |  |  | Residential |  | Trade Secret | 2023
20252-215912-02 | Xcel Energy | 85 | 13781 | IOU | 05490004 | 6.4 | Solar |  |  | Interconnected | Trade Secret | Trade | CGR | CGR071 | Residential | Solar*Rewards | Trade Secret | 2023 | 2023
20252-215912-02 | Xcel Energy | 85 | 13781 | IOU | 05490006 | 8.32 | Solar |  |  | Withdrawn | Trade Secret | Trade | CGR | CGR063 | Residential | Solar*Rewards | Trade Secret | 2023
20252-215912-02 | Xcel Energy | 85 | 13781 | IOU | 05490083 | 36 | Solar |  |  | Interconnected | Trade Secret | Trade | WCS | WCS071 | Commercial |  | Trade Secret | 2023 | 2024
20252-215912-02 | Xcel Energy | 85 | 13781 | IOU | 05490121 | 5.12 | Solar |  |  | Withdrawn | Trade Secret | Trade | MOL | MOL065 | Residential | Solar*Rewards | Trade Secret | 2023
20252-215912-02 | Xcel Energy | 85 | 13781 | IOU | 05490138 | 17.6 | Solar |  | X | Interconnected | Trade Secret | Trade | HOL | HOL071 | Residential | Solar*Rewards | Trade Secret | 2023 | 2023
20252-215912-02 | Xcel Energy | 85 | 13781 | IOU | 05490266 | 6.38 | Solar |  |  | Interconnected | Trade Secret | Trade | RAM | RAM073 | Residential |  | Trade Secret | 2023 | 2023
20252-215912-02 | Xcel Energy | 85 | 13781 | IOU | 05490530 | 3.25 | Solar |  |  | Interconnected | Trade Secret | Trade | GVW | GVW031 | Residential | Solar*Rewards | Trade Secret | 2023 | 2023
20252-215912-02 | Xcel Energy | 85 | 13781 | IOU | 05490550 | 2.528 | Solar |  |  | Interconnected | Trade Secret | Trade | MPK | MPK085 | Residential | Solar*Rewards | Trade Secret | 2023 | 2023
20252-215912-02 | Xcel Energy | 85 | 13781 | IOU | 05490672 | 4.35 | Solar |  |  | Interconnected | Trade Secret | Trade | RAM | RAM063 | Residential |  | Trade Secret | 2023 | 2023
20252-215912-02 | Xcel Energy | 85 | 13781 | IOU | 05490685 | 12.47 | Solar |  |  | Interconnected | Trade Secret | Trade | CHE | CHE065 | Residential |  | Trade Secret | 2023 | 2023
20252-215912-02 | Xcel Energy | 85 | 13781 | IOU | 05492828 | 2 | Solar |  |  | Withdrawn | Trade Secret | Trade | SOU | SOU087 | Residential |  | Trade Secret | 2023
20252-215912-02 | Xcel Energy | 85 | 13781 | IOU | 05492931 |  | Solar |  |  | Active Application | Trade Secret | Trade |  |  | Residential | Solar*Rewards | Trade Secret | 2023
20252-215912-02 | Xcel Energy | 85 | 13781 | IOU | 05493147 |  | Solar |  |  | Withdrawn | Trade Secret | Trade |  |  | Residential | Solar*Rewards | Trade Secret | 2023
20252-215912-02 | Xcel Energy | 85 | 13781 | IOU | 05493178 | 1000 | Solar |  |  | Withdrawn | Trade Secret | Trade | PAT | PAT312 | Community Solar Garden | Solar*Rewards Community | Trade Secret | 2023
20252-215912-02 | Xcel Energy | 85 | 13781 | IOU | 05493244 | 22.215 | Solar |  | X | Interconnected | Trade Secret | Trade | LNS | LNS032 | Commercial |  | Trade Secret | 2023 | 2024
20252-215912-02 | Xcel Energy | 85 | 13781 | IOU | 05493361 | 5.688 | Solar |  |  | Interconnected | Trade Secret | Trade | UPP | UPP083 | Residential | Solar*Rewards | Trade Secret | 2023 | 2023
20252-215912-02 | Xcel Energy | 85 | 13781 | IOU | 05493379 | 6.636 | Solar |  |  | Interconnected | Trade Secret | Trade | RLK | RLK069 | Residential | Solar*Rewards | Trade Secret | 2023 | 2023
20252-215912-02 | Xcel Energy | 85 | 13781 | IOU | 05493388 | 5.688 | Solar |  |  | Interconnected | Trade Secret | Trade | ALD | ALD085 | Residential | Solar*Rewards | Trade Secret | 2023 | 2023
20252-215912-02 | Xcel Energy | 85 | 13781 | IOU | 05493526 | 3.77 | Solar |  |  | Active Application | Trade Secret | Trade | RPO | RPO311 | Residential |  | Trade Secret | 2023
20252-215912-02 | Xcel Energy | 85 | 13781 | IOU | 05493551 | 6.09 | Solar |  |  | Interconnected | Trade Secret | Trade | RRK | RRK064 | Residential |  | Trade Secret | 2023 | 2023
20252-215912-02 | Xcel Energy | 85 | 13781 | IOU | 05493609 | 22.215 | Solar |  | X | Interconnected | Trade Secret | Trade | LNS | LNS032 | Commercial |  | Trade Secret | 2023 | 2024
20252-215912-02 | Xcel Energy | 85 | 13781 | IOU | 05493788 | 5.76 | Solar |  |  | Interconnected | Trade Secret | Trade | DHL | DHL061 | Residential |  | Trade Secret | 2023 | 2023
20252-215912-02 | Xcel Energy | 85 | 13781 | IOU | 05493810 | 3.77 | Solar |  |  | Active Application | Trade Secret | Trade | WCR | WCR063 | Residential |  | Trade Secret | 2023
20252-215912-02 | Xcel Energy | 85 | 13781 | IOU | 05493872 |  | Solar |  |  | Active Application | Trade Secret | Trade |  |  | Residential | Solar*Rewards | Trade Secret | 2023
20252-215912-02 | Xcel Energy | 85 | 13781 | IOU | 05493919 | 6.4 | Solar |  |  | Active Application | Trade Secret | Trade | MTR | MTR021 | Residential |  | Trade Secret | 2023
20252-215912-02 | Xcel Energy | 85 | 13781 | IOU | 05494048 | 3.747 | Solar |  |  | Active Application | Trade Secret | Trade | NMC | NMC083 | Residential | Solar*Rewards | Trade Secret | 2023
20252-215912-02 | Xcel Energy | 85 | 13781 | IOU | 05494246 |  |  |  |  | Withdrawn | Trade Secret | Trade |  |  | Residential |  | Trade Secret | 2023
20252-215912-02 | Xcel Energy | 85 | 13781 | IOU | 05494751 | 2.962 | Solar |  |  | Active Application | Trade Secret | Trade | BLC | BLC062 | Residential |  | Trade Secret | 2023
20252-215912-02 | Xcel Energy | 85 | 13781 | IOU | 05494897 | 16.128 | Solar |  |  | Interconnected | Trade Secret | Trade | RED | RED091 | Residential |  | Trade Secret | 2023 | 2023
20252-215912-02 | Xcel Energy | 85 | 13781 | IOU | 05494937 | 12.47 | Solar |  |  | Interconnected | Trade Secret | Trade | HUG | HUG311 | Residential | Solar*Rewards | Trade Secret | 2023 | 2023
20252-215912-02 | Xcel Energy | 85 | 13781 | IOU | 05494955 | 3.476 | Solar |  |  | Interconnected | Trade Secret | Trade | MOL | MOL064 | Residential | Solar*Rewards | Trade Secret | 2023 | 2023
20252-215912-02 | Xcel Energy | 85 | 13781 | IOU | 05495010 |  | Solar |  |  | Active Application | Trade Secret | Trade |  |  | Community Solar Garden | Solar*Rewards Community | Trade Secret | 2023
20252-215912-02 | Xcel Energy | 85 | 13781 | IOU | 05495072 | 3.84 | Geothermal |  | X | Active Application | Trade Secret | Trade | STY | STY065 | Residential |  | Trade Secret | 2023
20252-215912-02 | Xcel Energy | 85 | 13781 | IOU | 05495076 | 4.06 | Solar |  |  | Interconnected | Trade Secret | Trade | SLP | SLP085 | Residential | Solar*Rewards | Trade Secret | 2023 | 2023
20252-215912-02 | Xcel Energy | 85 | 13781 | IOU | 05495096 | 3.77 | Solar |  |  | Interconnected | Trade Secret | Trade | SLP | SLP097 | Residential |  | Trade Secret | 2023 | 2023
20252-215912-02 | Xcel Energy | 85 | 13781 | IOU | 05495121 | 7.25 | Solar |  |  | Interconnected | Trade Secret | Trade | CGR | CGR071 | Residential |  | Trade Secret | 2023 | 2023
20252-215912-02 | Xcel Energy | 85 | 13781 | IOU | 05495223 | 6.09 | Solar |  |  | Interconnected | Trade Secret | Trade | LOK | LOK081 | Residential |  | Trade Secret | 2023 | 2023
20252-215912-02 | Xcel Energy | 85 | 13781 | IOU | 05495291 | 10.752 | Solar |  |  | Interconnected | Trade Secret | Trade | PKL | PKL066 | Residential |  | Trade Secret | 2023 | 2023
20252-215912-02 | Xcel Energy | 85 | 13781 | IOU | 05495322 | 5.12 | Solar |  |  | Interconnected | Trade Secret | Trade | CGR | CGR072 | Residential | Solar*Rewards | Trade Secret | 2023 | 2024
20252-215912-02 | Xcel Energy | 85 | 13781 | IOU | 05495323 | 7.83 | Solar |  |  | Interconnected | Trade Secret | Trade | RRK | RRK064 | Residential |  | Trade Secret | 2023 | 2023
20252-215912-02 | Xcel Energy | 85 | 13781 | IOU | 05495353 | 1000 | Solar |  |  | Withdrawn | Trade Secret | Trade | PAT | PAT312 | Community Solar Garden | Solar*Rewards Community | Trade Secret | 2023
20252-215912-02 | Xcel Energy | 85 | 13781 | IOU | 05495366 | 11.136 | Solar |  |  | Interconnected | Trade Secret | Trade | TWL | TWL071 | Residential |  | Trade Secret | 2023 | 2023
20252-215912-02 | Xcel Energy | 85 | 13781 | IOU | 05495381 | 9.984 | Solar |  |  | Interconnected | Trade Secret | Trade | HUG | HUG311 | Residential | Solar*Rewards | Trade Secret | 2023 | 2023
20252-215912-02 | Xcel Energy | 85 | 13781 | IOU | 05495396 | 2.61 | Solar |  |  | Interconnected | Trade Secret | Trade | TWL | TWL063 | Residential |  | Trade Secret | 2023 | 2023
20252-215912-02 | Xcel Energy | 85 | 13781 | IOU | 05495405 | 13.496 | Solar |  |  | Interconnected | Trade Secret | Trade | OAD | OAD071 | Residential |  | Trade Secret | 2023 | 2023
20252-215912-02 | Xcel Energy | 85 | 13781 | IOU | 05495637 |  | Solar |  |  | Active Application | Trade Secret | Trade |  |  | Community Solar Garden | Solar*Rewards Community | Trade Secret | 2023
20252-215912-02 | Xcel Energy | 85 | 13781 | IOU | 05495677 | 2.61 | Solar |  |  | Interconnected | Trade Secret | Trade | BRP | BRP071 | Residential |  | Trade Secret | 2023 | 2023
20252-215912-02 | Xcel Energy | 85 | 13781 | IOU | 05495701 | 1000 | Solar |  |  | Withdrawn | Trade Secret | Trade | PAT | PAT312 | Community Solar Garden | Solar*Rewards Community | Trade Secret | 2023
20252-215912-02 | Xcel Energy | 85 | 13781 | IOU | 05495772 | 7.68 | Solar |  |  | Interconnected | Trade Secret | Trade | EDA | EDA075 | Residential |  | Trade Secret | 2023 | 2023
20252-215912-02 | Xcel Energy | 85 | 13781 | IOU | 05495980 | 6.12 | Solar |  |  | Interconnected | Trade Secret | Trade | GRC | GRC312 | Commercial |  | Trade Secret | 2023 | 2024
20252-215912-02 | Xcel Energy | 85 | 13781 | IOU | 05496013 | 5.76 | Solar |  |  | Interconnected | Trade Secret | Trade | CGR | CGR074 | Residential |  | Trade Secret | 2023 | 2023
20252-215912-02 | Xcel Energy | 85 | 13781 | IOU | 05496014 | 5.04 | Solar |  |  | Interconnected | Trade Secret | Trade | LEX | LEX332 | Residential | Solar*Rewards | Trade Secret | 2023 | 2024
20252-215912-02 | Xcel Energy | 85 | 13781 | IOU | 05496229 | 28.416 | Solar |  |  | Withdrawn | Trade Secret | Trade | LAP | LAP311 | Residential |  | Trade Secret | 2023
20252-215912-02 | Xcel Energy | 85 | 13781 | IOU | 05496354 | 2.32 | Solar |  |  | Interconnected | Trade Secret | Trade | ALD | ALD093 | Residential |  | Trade Secret | 2023 | 2023
20252-215912-02 | Xcel Energy | 85 | 13781 | IOU | 05496369 | 4.35 | Solar |  |  | Interconnected | Trade Secret | Trade | HSN | HSN321 | Residential |  | Trade Secret | 2023 | 2023
20252-215912-02 | Xcel Energy | 85 | 13781 | IOU | 05496412 | 7.6 | Solar |  |  | Interconnected | Trade Secret | Trade | ALD | ALD084 | Residential | Solar*Rewards | Trade Secret | 2023 | 2023
20252-215912-02 | Xcel Energy | 85 | 13781 | IOU | 05496413 | 14.08 | Solar |  |  | Interconnected | Trade Secret | Trade | ALK | ALK072 | Residential | Solar*Rewards | Trade Secret | 2023 | 2025
20252-215912-02 | Xcel Energy | 85 | 13781 | IOU | 05496574 | 14.592 | Solar |  |  | Interconnected | Trade Secret | Trade | AFT | AFT322 | Residential |  | Trade Secret | 2023 | 2023
20252-215912-02 | Xcel Energy | 85 | 13781 | IOU | 05496585 |  |  |  |  | Active Application | Trade Secret | Trade |  |  | Residential |  | Trade Secret | 2023
20252-215912-02 | Xcel Energy | 85 | 13781 | IOU | 05496595 | 562.5 |  |  |  | Active Application | Trade Secret | Trade | RIV | RIV066 | Commercial |  | Trade Secret | 2023
20252-215912-02 | Xcel Energy | 85 | 13781 | IOU | 05496609 | 562.5 | Solar |  |  | Active Application | Trade Secret | Trade | RIV | RIV066 | Commercial |  | Trade Secret | 2023
20252-215912-02 | Xcel Energy | 85 | 13781 | IOU | 05496647 | 50 | Solar |  |  | Active Application | Trade Secret | Trade | RIV | RIV066 | Commercial |  | Trade Secret | 2023
20252-215912-02 | Xcel Energy | 85 | 13781 | IOU | 05496682 | 5.056 | Solar |  |  | Active Application | Trade Secret | Trade | BIS | BIS001 | Residential | Solar*Rewards | Trade Secret | 2023
20252-215912-02 | Xcel Energy | 85 | 13781 | IOU | 05496698 | 2.835 | Solar |  |  | Interconnected | Trade Secret | Trade | MPK | MPK071 | Residential | Solar*Rewards | Trade Secret | 2023 | 2024
20252-215912-02 | Xcel Energy | 85 | 13781 | IOU | 05496714 | 3.15 | Solar |  |  | Interconnected | Trade Secret | Trade | MPK | MPK085 | Residential | Solar*Rewards | Trade Secret | 2023 | 2023
20252-215912-02 | Xcel Energy | 85 | 13781 | IOU | 05496740 | 6.636 | Solar |  |  | Withdrawn | Trade Secret | Trade | BYT | BYT061 | Residential | Solar*Rewards | Trade Secret | 2023
20252-215912-02 | Xcel Energy | 85 | 13781 | IOU | 05496748 | 3.792 | Solar |  |  | Interconnected | Trade Secret | Trade | XRD | XRD077 | Residential | Solar*Rewards | Trade Secret | 2023 | 2023
20252-215912-02 | Xcel Energy | 85 | 13781 | IOU | 05496753 | 7.584 | Solar |  |  | Interconnected | Trade Secret | Trade | RPO | RPO311 | Residential | Solar*Rewards | Trade Secret | 2023 | 2023
20252-215912-02 | Xcel Energy | 85 | 13781 | IOU | 05496812 | 1000 | Solar |  |  | Withdrawn | Trade Secret | Trade | CLC | CLC022 | Community Solar Garden | Solar*Rewards Community | Trade Secret | 2023
20252-215912-02 | Xcel Energy | 85 | 13781 | IOU | 05496813 | 1000 | Solar |  |  | Withdrawn | Trade Secret | Trade | CLC | CLC022 | Community Solar Garden | Solar*Rewards Community | Trade Secret | 2023
20252-215912-02 | Xcel Energy | 85 | 13781 | IOU | 05497058 | 14.208 | Solar |  |  | Interconnected | Trade Secret | Trade | GSL | GSL074 | Residential |  | Trade Secret | 2023 | 2023
20252-215912-02 | Xcel Energy | 85 | 13781 | IOU | 05497140 | 8.41 | Solar |  |  | Active Application | Trade Secret | Trade | OSS | OSS063 | Residential |  | Trade Secret | 2023
20252-215912-02 | Xcel Energy | 85 | 13781 | IOU | 05497289 | 7.756 | Solar |  |  | Interconnected | Trade Secret | Trade | WES | WES073 | Residential | Solar*Rewards | Trade Secret | 2023 | 2023
20252-215912-02 | Xcel Energy | 85 | 13781 | IOU | 05497397 | 7.04 | Solar |  |  | Active Application | Trade Secret | Trade | WIL | WIL092 | Residential |  | Trade Secret | 2023
20252-215912-02 | Xcel Energy | 85 | 13781 | IOU | 05497472 | 3.16 | Solar |  |  | Withdrawn | Trade Secret | Trade | SHP | SHP072 | Residential | Solar*Rewards | Trade Secret | 2023
20252-215912-02 | Xcel Energy | 85 | 13781 | IOU | 05497486 | 4.74 | Solar |  |  | Withdrawn | Trade Secret | Trade | MPK | MPK074 | Residential | Solar*Rewards | Trade Secret | 2023
20252-215912-02 | Xcel Energy | 85 | 13781 | IOU | 05497560 | 5.76 | Solar |  |  | Interconnected | Trade Secret | Trade | CGR | CGR064 | Residential | Solar*Rewards | Trade Secret | 2023 | 2023
20252-215912-02 | Xcel Energy | 85 | 13781 | IOU | 05497595 | 3.84 | Solar |  |  | Interconnected | Trade Secret | Trade | STO | STO002 | Residential | Solar*Rewards | Trade Secret | 2023 | 2023
20252-215912-02 | Xcel Energy | 85 | 13781 | IOU | 05497597 | 4.48 | Solar |  |  | Interconnected | Trade Secret | Trade | LEX | LEX332 | Residential | Solar*Rewards | Trade Secret | 2023 | 2024
20252-215912-02 | Xcel Energy | 85 | 13781 | IOU | 05497642 | 5.12 | Solar |  |  | Interconnected | Trade Secret | Trade | MOL | MOL065 | Residential |  | Trade Secret | 2023 | 2023
20252-215912-02 | Xcel Energy | 85 | 13781 | IOU | 05497647 | 6.4 | Solar |  |  | Interconnected | Trade Secret | Trade | CGR | CGR072 | Residential | Solar*Rewards | Trade Secret | 2023 | 2023
20252-215912-02 | Xcel Energy | 85 | 13781 | IOU | 05497813 | 12.913 | Solar |  |  | Interconnected | Trade Secret | Trade | ALD | ALD084 | Residential |  | Trade Secret | 2023 | 2023
20252-215912-02 | Xcel Energy | 85 | 13781 | IOU | 05497979 | 3.84 | Solar |  |  | Interconnected | Trade Secret | Trade | TWL | TWL081 | Residential | Solar*Rewards | Trade Secret | 2023 | 2023
20252-215912-02 | Xcel Energy | 85 | 13781 | IOU | 05498285 | 15.048 | Solar |  |  | Interconnected | Trade Secret | Trade | MPK | MPK076 | Commercial |  | Trade Secret | 2023 | 2023
20252-215912-02 | Xcel Energy | 85 | 13781 | IOU | 05498329 | 8.832 | Solar |  |  | Interconnected | Trade Secret | Trade | BRP | BRP061 | Residential | Solar*Rewards | Trade Secret | 2023 | 2023
20252-215912-02 | Xcel Energy | 85 | 13781 | IOU | 05498620 | 3.84 | Solar |  |  | Interconnected | Trade Secret | Trade | CHE | CHE076 | Residential | Solar*Rewards | Trade Secret | 2023 | 2023
20252-215912-02 | Xcel Energy | 85 | 13781 | IOU | 05498708 | 3.49 | Solar |  |  | Interconnected | Trade Secret | Trade | SOU | SOU063 | Residential | Solar*Rewards | Trade Secret | 2023 | 2023
20252-215912-02 | Xcel Energy | 85 | 13781 | IOU | 05498749 | 1000 | Solar |  |  | Withdrawn | Trade Secret | Trade | PAT | PAT312 | Community Solar Garden | Solar*Rewards Community | Trade Secret | 2023
20252-215912-02 | Xcel Energy | 85 | 13781 | IOU | 05498825 | 4.424 | Solar |  |  | Interconnected | Trade Secret | Trade | PBE | PBE061 | Residential | Solar*Rewards | Trade Secret | 2023 | 2023
20252-215912-02 | Xcel Energy | 85 | 13781 | IOU | 05498855 | 4.74 | Solar |  |  | Interconnected | Trade Secret | Trade | GSL | GSL341 | Residential | Solar*Rewards | Trade Secret | 2023 | 2024
20252-215912-02 | Xcel Energy | 85 | 13781 | IOU | 05498875 | 3.78 | Solar |  |  | Interconnected | Trade Secret | Trade | ALD | ALD073 | Residential | Solar*Rewards | Trade Secret | 2023 | 2023
20252-215912-02 | Xcel Energy | 85 | 13781 | IOU | 05498893 | 6.952 | Solar |  |  | Active Application | Trade Secret | Trade | WES | WES075 | Residential |  | Trade Secret | 2023
20252-215912-02 | Xcel Energy | 85 | 13781 | IOU | 05498902 | 5.67 | Solar |  |  | Interconnected | Trade Secret | Trade | WES | WES076 | Residential |  | Trade Secret | 2023 | 2023
20252-215912-02 | Xcel Energy | 85 | 13781 | IOU | 05498938 | 360 | Solar |  |  | Interconnected | Trade Secret | Trade | AHI | AHI025 | Commercial |  | Trade Secret | 2023 | 2024
20252-215912-02 | Xcel Energy | 85 | 13781 | IOU | 05499091 | 7.25 | Solar |  |  | Interconnected | Trade Secret | Trade | TLK | TLK071 | Residential |  | Trade Secret | 2023 | 2023
20252-215912-02 | Xcel Energy | 85 | 13781 | IOU | 05499101 | 4.64 | Solar |  |  | Withdrawn | Trade Secret | Trade | AFT | AFT322 | Residential |  | Trade Secret | 2023
20252-215912-02 | Xcel Energy | 85 | 13781 | IOU | 05499311 | 13.44 | Solar |  |  | Interconnected | Trade Secret | Trade | MPK | MPK074 | Residential | Solar*Rewards | Trade Secret | 2023 | 2023
20252-215912-02 | Xcel Energy | 85 | 13781 | IOU | 05499333 | 13.92 | Solar |  |  | Active Application | Trade Secret | Trade | YAM | YAM021 | Commercial |  | Trade Secret | 2023
20252-215912-02 | Xcel Energy | 85 | 13781 | IOU | 05499352 | 4.06 | Solar |  |  | Interconnected | Trade Secret | Trade | SOU | SOU083 | Residential | Solar*Rewards | Trade Secret | 2023 | 2023
20252-215912-02 | Xcel Energy | 85 | 13781 | IOU | 05499622 | 26.39 | Solar |  |  | Active Application | Trade Secret | Trade | CGR | CGR071 | Residential |  | Trade Secret | 2023
20252-215912-02 | Xcel Energy | 85 | 13781 | IOU | 05499625 | 10.752 | Solar |  |  | Active Application | Trade Secret | Trade | GLD | GLD021 | Residential |  | Trade Secret | 2023
20252-215912-02 | Xcel Energy | 85 | 13781 | IOU | 05499769 | 2.844 | Solar |  |  | Interconnected | Trade Secret | Trade | SOU | SOU072 | Residential | Solar*Rewards | Trade Secret | 2023 | 2023
20252-215912-02 | Xcel Energy | 85 | 13781 | IOU | 05499781 | 2.844 | Solar |  |  | Interconnected | Trade Secret | Trade | ALD | ALD085 | Residential | Solar*Rewards | Trade Secret | 2023 | 2023
20252-215912-02 | Xcel Energy | 85 | 13781 | IOU | 05499803 | 30.74 | Solar |  |  | Withdrawn | Trade Secret | Trade | RIV | RIV073 | Commercial |  | Trade Secret | 2023
20252-215912-02 | Xcel Energy | 85 | 13781 | IOU | 05499842 | 6.952 | Solar |  |  | Interconnected | Trade Secret | Trade | LEX | LEX075 | Residential |  | Trade Secret | 2023 | 2023
20252-215912-02 | Xcel Energy | 85 | 13781 | IOU | 05499876 | 5.67 | Solar |  |  | Interconnected | Trade Secret | Trade | WDY | WDY321 | Residential |  | Trade Secret | 2023 | 2024
20252-215912-02 | Xcel Energy | 85 | 13781 | IOU | 05500088 | 18.14 | Solar |  | X | Interconnected | Trade Secret | Trade | EXC | EXC062 | Residential |  | Trade Secret | 2023 | 2023
20252-215912-02 | Xcel Energy | 85 | 13781 | IOU | 05500184 | 10.112 | Solar |  |  | Interconnected | Trade Secret | Trade | RPL | RPL063 | Residential | Solar*Rewards | Trade Secret | 2023 | 2023
20252-215912-02 | Xcel Energy | 85 | 13781 | IOU | 05500226 | 3.77 | Solar |  |  | Interconnected | Trade Secret | Trade | UPP | UPP085 | Residential |  | Trade Secret | 2023 | 2023
20252-215912-02 | Xcel Energy | 85 | 13781 | IOU | 05500309 | 3.19 | Solar |  |  | Withdrawn | Trade Secret | Trade | BRP | BRP073 | Residential |  | Trade Secret | 2023
20252-215912-02 | Xcel Energy | 85 | 13781 | IOU | 05500329 | 16.116 | Solar |  |  | Interconnected | Trade Secret | Trade | HUG | HUG312 | Residential | Solar*Rewards | Trade Secret | 2023 | 2023
20252-215912-02 | Xcel Energy | 85 | 13781 | IOU | 05500357 | 3.77 | Solar |  |  | Active Application | Trade Secret | Trade | MOL | MOL068 | Residential |  | Trade Secret | 2023
20252-215912-02 | Xcel Energy | 85 | 13781 | IOU | 05500383 | 4.64 | Solar |  |  | Interconnected | Trade Secret | Trade | RPL | RPL064 | Residential |  | Trade Secret | 2023 | 2023
20252-215912-02 | Xcel Energy | 85 | 13781 | IOU | 05500389 | 2.61 | Solar |  |  | Interconnected | Trade Secret | Trade | TWL | TWL065 | Residential |  | Trade Secret | 2023 | 2023
20252-215912-02 | Xcel Energy | 85 | 13781 | IOU | 05500598 | 6.96 | Solar |  |  | Interconnected | Trade Secret | Trade | RPO | RPO311 | Residential |  | Trade Secret | 2023 | 2023
20252-215912-02 | Xcel Energy | 85 | 13781 | IOU | 05500617 | 3.19 | Solar |  |  | Active Application | Trade Secret | Trade | WES | WES065 | Residential |  | Trade Secret | 2023
20252-215912-02 | Xcel Energy | 85 | 13781 | IOU | 05500656 | 249.375 | Solar |  |  | Active Application | Trade Secret | Trade |  |  | Community Solar Garden | Solar*Rewards Community | Trade Secret | 2023
20252-215912-02 | Xcel Energy | 85 | 13781 | IOU | 05500690 | 6.952 | Solar |  |  | Interconnected | Trade Secret | Trade | WCS | WCS071 | Residential | Solar*Rewards | Trade Secret | 2023 | 2023
20252-215912-02 | Xcel Energy | 85 | 13781 | IOU | 05500735 | 12.345 | Solar |  | X | Withdrawn | Trade Secret | Trade | EDA | EDA084 | Residential | Solar*Rewards | Trade Secret | 2023
20252-215912-02 | Xcel Energy | 85 | 13781 | IOU | 05500781 | 2.844 | Solar |  |  | Withdrawn | Trade Secret | Trade | RLK | RLK071 | Residential | Solar*Rewards | Trade Secret | 2023
20252-215912-02 | Xcel Energy | 85 | 13781 | IOU | 05500783 | 5.22 | Solar |  |  | Interconnected | Trade Secret | Trade | HUG | HUG321 | Residential |  | Trade Secret | 2023 | 2023
20252-215912-02 | Xcel Energy | 85 | 13781 | IOU | 05500804 | 4.095 | Solar |  |  | Interconnected | Trade Secret | Trade | AFT | AFT321 | Residential |  | Trade Secret | 2023 | 2021
20252-215912-02 | Xcel Energy | 85 | 13781 | IOU | 05500820 | 3.476 | Solar |  |  | Withdrawn | Trade Secret | Trade | MEL | MEL072 | Residential | Solar*Rewards | Trade Secret | 2023
20252-215912-02 | Xcel Energy | 85 | 13781 | IOU | 05500828 | 6.38 | Solar |  |  | Interconnected | Trade Secret | Trade | APA | APA068 | Residential |  | Trade Secret | 2023 | 2023
20252-215912-02 | Xcel Energy | 85 | 13781 | IOU | 05500851 | 6.96 | Solar |  |  | Interconnected | Trade Secret | Trade | LOK | LOK062 | Residential |  | Trade Secret | 2023 | 2023
20252-215912-02 | Xcel Energy | 85 | 13781 | IOU | 05500900 | 6.4 | Solar |  |  | Interconnected | Trade Secret | Trade | WCR | WCR311 | Residential | Solar*Rewards | Trade Secret | 2023 | 2023
20252-215912-02 | Xcel Energy | 85 | 13781 | IOU | 05500907 | 6.528 | Solar |  |  | Interconnected | Trade Secret | Trade | OAD | OAD071 | Residential |  | Trade Secret | 2023 | 2023
20252-215912-02 | Xcel Energy | 85 | 13781 | IOU | 05500945 | 12.672 | Solar |  |  | Interconnected | Trade Secret | Trade | GRC | GRC312 | Residential |  | Trade Secret | 2023 | 2024
20252-215912-02 | Xcel Energy | 85 | 13781 | IOU | 05501147 | 1980 | Wind |  |  | Interconnected | Trade Secret | Trade | AVR | AVR081 | Commercial |  | Trade Secret | 2023 | 2024
20252-215912-02 | Xcel Energy | 85 | 13781 | IOU | 05501152 | 99 | Solar |  |  | Interconnected | Trade Secret | Trade | DPN | DPN062 | Commercial |  | Trade Secret | 2023 | 2024
20252-215912-02 | Xcel Energy | 85 | 13781 | IOU | 05501292 | 175 | Solar |  |  | Active Application | Trade Secret | Trade | MEL | MEL071 | Commercial |  | Trade Secret | 2023
20252-215912-02 | Xcel Energy | 85 | 13781 | IOU | 05501327 | 2.61 | Solar |  |  | Interconnected | Trade Secret | Trade | SHP | SHP072 | Residential |  | Trade Secret | 2023 | 2024
20252-215912-02 | Xcel Energy | 85 | 13781 | IOU | 05501350 | 5.22 | Solar |  |  | Interconnected | Trade Secret | Trade | AFT | AFT321 | Residential |  | Trade Secret | 2023 | 2023
20252-215912-02 | Xcel Energy | 85 | 13781 | IOU | 05501412 | 6.912 | Solar |  |  | Interconnected | Trade Secret | Trade | WDY | WDY311 | Residential | Solar*Rewards | Trade Secret | 2023 | 2023
20252-215912-02 | Xcel Energy | 85 | 13781 | IOU | 05501607 | 6.96 | Solar |  |  | Interconnected | Trade Secret | Trade | KOL | KOL065 | Residential |  | Trade Secret | 2023 | 2023
20252-215912-02 | Xcel Energy | 85 | 13781 | IOU | 05501668 |  | Solar |  |  | Active Application | Trade Secret | Trade |  |  | Community Solar Garden | Solar*Rewards Community | Trade Secret | 2023
20252-215912-02 | Xcel Energy | 85 | 13781 | IOU | 05501753 | 8.96 | Solar |  |  | Interconnected | Trade Secret | Trade | WCR | WCR322 | Residential | Solar*Rewards | Trade Secret | 2023 | 2024
20252-215912-02 | Xcel Energy | 85 | 13781 | IOU | 05501809 | 8.32 | Solar |  |  | Active Application | Trade Secret | Trade | MHW | MHW311 | Residential |  | Trade Secret | 2023
20252-215912-02 | Xcel Energy | 85 | 13781 | IOU | 05501854 | 38.8 | Solar |  |  | Interconnected | Trade Secret | Trade | HUG | HUG321 | Commercial |  | Trade Secret | 2023 | 2024
20252-215912-02 | Xcel Energy | 85 | 13781 | IOU | 05502127 | 10.24 | Solar |  |  | Interconnected | Trade Secret | Trade | WCR | WCR322 | Residential | Solar*Rewards | Trade Secret | 2023 | 2023
20252-215912-02 | Xcel Energy | 85 | 13781 | IOU | 05502171 | 6.4 | Solar |  |  | Interconnected | Trade Secret | Trade | CHE | CHE065 | Residential | Solar*Rewards | Trade Secret | 2023 | 2023
20252-215912-02 | Xcel Energy | 85 | 13781 | IOU | 05502360 | 9.6 | Solar |  |  | Interconnected | Trade Secret | Trade | RPO | RPO311 | Residential | Solar*Rewards | Trade Secret | 2023 | 2023
20252-215912-02 | Xcel Energy | 85 | 13781 | IOU | 05502661 | 9.6 | Solar |  |  | Interconnected | Trade Secret | Trade | GRC | GRC311 | Residential |  | Trade Secret | 2023 | 2023
20252-215912-02 | Xcel Energy | 85 | 13781 | IOU | 05502974 |  |  |  |  | Active Application | Trade Secret | Trade |  |  | Residential |  | Trade Secret | 2023
20252-215912-02 | Xcel Energy | 85 | 13781 | IOU | 05502976 | 3.84 | Solar |  |  | Withdrawn | Trade Secret | Trade | ALD | ALD083 | Residential |  | Trade Secret | 2023
20252-215912-02 | Xcel Energy | 85 | 13781 | IOU | 05503047 | 5.8 | Solar |  |  | Withdrawn | Trade Secret | Trade | ECK | ECK082 | Residential |  | Trade Secret | 2023
20252-215912-02 | Xcel Energy | 85 | 13781 | IOU | 05503053 | 2.32 | Solar |  |  | Interconnected | Trade Secret | Trade | ECK | ECK322 | Residential |  | Trade Secret | 2023 | 2023
20252-215912-02 | Xcel Energy | 85 | 13781 | IOU | 05503218 | 8.32 | Solar |  |  | Interconnected | Trade Secret | Trade | CTR | CTR031 | Residential |  | Trade Secret | 2023 | 2023
20252-215912-02 | Xcel Energy | 85 | 13781 | IOU | 05503483 | 9.164 | Solar |  |  | Interconnected | Trade Secret | Trade | RMT | RMT321 | Residential |  | Trade Secret | 2023 | 2023
20252-215912-02 | Xcel Energy | 85 | 13781 | IOU | 05503508 | 8.125 | Solar |  |  | Interconnected | Trade Secret | Trade | OPK | OPK077 | Residential | Solar*Rewards | Trade Secret | 2023 | 2023
20252-215912-02 | Xcel Energy | 85 | 13781 | IOU | 05503526 | 4.74 | Solar |  |  | Withdrawn | Trade Secret | Trade | MPK | MPK065 | Residential | Solar*Rewards | Trade Secret | 2023
20252-215912-02 | Xcel Energy | 85 | 13781 | IOU | 05503543 | 6.3 | Solar |  |  | Interconnected | Trade Secret | Trade | WSG | WSG076 | Residential |  | Trade Secret | 2023 | 2023
20252-215912-02 | Xcel Energy | 85 | 13781 | IOU | 05503553 | 3.16 | Solar |  |  | Interconnected | Trade Secret | Trade | SOU | SOU060 | Residential | Solar*Rewards | Trade Secret | 2023 | 2023
20252-215912-02 | Xcel Energy | 85 | 13781 | IOU | 05503571 | 9.1 | Solar |  |  | Interconnected | Trade Secret | Trade | TLK | TLK077 | Residential |  | Trade Secret | 2023 | 2023
20252-215912-02 | Xcel Energy | 85 | 13781 | IOU | 05503582 | 11.31 | Solar |  |  | Interconnected | Trade Secret | Trade | LEX | LEX075 | Residential |  | Trade Secret | 2023 | 2023
20252-215912-02 | Xcel Energy | 85 | 13781 | IOU | 05503595 | 2.4 | Solar |  |  | Withdrawn | Trade Secret | Trade | ALD | ALD085 | Residential |  | Trade Secret | 2023
20252-215912-02 | Xcel Energy | 85 | 13781 | IOU | 05503717 | 5.933 | Solar |  |  | Interconnected | Trade Secret | Trade | TER | TER071 | Residential | Solar*Rewards | Trade Secret | 2023 | 2023
20252-215912-02 | Xcel Energy | 85 | 13781 | IOU | 05503732 | 5.51 | Solar |  |  | Interconnected | Trade Secret | Trade | WSG | WSG063 | Residential |  | Trade Secret | 2023 | 2023
20252-215912-02 | Xcel Energy | 85 | 13781 | IOU | 05503743 | 5.052 | Solar |  |  | Interconnected | Trade Secret | Trade | MST | MST070 | Residential | Solar*Rewards | Trade Secret | 2023 | 2024
20252-215912-02 | Xcel Energy | 85 | 13781 | IOU | 05503782 | 3.48 | Solar |  |  | Interconnected | Trade Secret | Trade | UPP | UPP085 | Residential |  | Trade Secret | 2023 | 2023
20252-215912-02 | Xcel Energy | 85 | 13781 | IOU | 05503924 | 3.19 | Solar |  |  | Interconnected | Trade Secret | Trade | SLP | SLP087 | Residential |  | Trade Secret | 2023 | 2023
20252-215912-02 | Xcel Energy | 85 | 13781 | IOU | 05503930 | 3.48 | Solar |  |  | Interconnected | Trade Secret | Trade | IDA | IDA061 | Residential |  | Trade Secret | 2023 | 2023
20252-215912-02 | Xcel Energy | 85 | 13781 | IOU | 05503942 | 3.48 | Solar |  |  | Interconnected | Trade Secret | Trade | HUG | HUG312 | Residential |  | Trade Secret | 2023 | 2023
20252-215912-02 | Xcel Energy | 85 | 13781 | IOU | 05504187 | 9.6 | Solar |  |  | Interconnected | Trade Secret | Trade | WYO | WYO032 | Residential |  | Trade Secret | 2023 | 2023
20252-215912-02 | Xcel Energy | 85 | 13781 | IOU | 05504489 | 10.752 | Solar |  |  | Interconnected | Trade Secret | Trade | AFT | AFT322 | Residential |  | Trade Secret | 2023 | 2023
20252-215912-02 | Xcel Energy | 85 | 13781 | IOU | 05504499 | 20.736 | Solar |  |  | Interconnected | Trade Secret | Trade | SMT | SMT061 | Residential |  | Trade Secret | 2023 | 2024
20252-215912-02 | Xcel Energy | 85 | 13781 | IOU | 05505176 | 24.35 | Solar |  |  | Interconnected | Trade Secret | Trade | GSL | GSL079 | Residential |  | Trade Secret | 2023 | 2024
20252-215912-02 | Xcel Energy | 85 | 13781 | IOU | 05505196 | 5.688 | Solar |  |  | Interconnected | Trade Secret | Trade | MTV | MTV003 | Residential | Solar*Rewards | Trade Secret | 2023 | 2023
20252-215912-02 | Xcel Energy | 85 | 13781 | IOU | 05505216 | 4.108 | Solar |  |  | Withdrawn | Trade Secret | Trade | ANN | ANN021 | Residential | Solar*Rewards | Trade Secret | 2023
20252-215912-02 | Xcel Energy | 85 | 13781 | IOU | 05505331 | 2.844 | Solar |  |  | Interconnected | Trade Secret | Trade | WRR | WRR064 | Residential |  | Trade Secret | 2023 | 2024
20252-215912-02 | Xcel Energy | 85 | 13781 | IOU | 05505345 | 7.6 | Solar |  |  | Interconnected | Trade Secret | Trade | HWW | HWW073 | Residential |  | Trade Secret | 2023 | 2023
20252-215912-02 | Xcel Energy | 85 | 13781 | IOU | 05505389 | 11.5 | Solar |  |  | Interconnected | Trade Secret | Trade | MOL | MOL068 | Residential |  | Trade Secret | 2023 | 2023
20252-215912-02 | Xcel Energy | 85 | 13781 | IOU | 05505407 | 8.12 | Solar |  |  | Interconnected | Trade Secret | Trade | WSG | WSG076 | Residential |  | Trade Secret | 2023 | 2024
20252-215912-02 | Xcel Energy | 85 | 13781 | IOU | 05505649 | 9.994 | Solar |  |  | Interconnected | Trade Secret | Trade | AVN | AVN021 | Residential | Solar*Rewards | Trade Secret | 2023 | 2023
20252-215912-02 | Xcel Energy | 85 | 13781 | IOU | 05505784 | 14.79 | Solar |  | X | Active Application | Trade Secret | Trade | GSL | GSL079 | Residential | Solar*Rewards | Trade Secret | 2023
20252-215912-02 | Xcel Energy | 85 | 13781 | IOU | 05505833 |  |  |  |  | Active Application | Trade Secret | Trade |  |  | Residential |  | Trade Secret | 2023
20252-215912-02 | Xcel Energy | 85 | 13781 | IOU | 05505837 |  |  |  |  | Active Application | Trade Secret | Trade | TWL | TWL076 | Residential |  | Trade Secret | 2023
20252-215912-02 | Xcel Energy | 85 | 13781 | IOU | 05505866 | 9.6 | Solar |  |  | Interconnected | Trade Secret | Trade | ALK | ALK063 | Residential | Solar*Rewards | Trade Secret | 2023 | 2023
20252-215912-02 | Xcel Energy | 85 | 13781 | IOU | 05505873 | 50 | Solar |  |  | Interconnected | Trade Secret | Trade | IDA | IDA064 | Commercial |  | Trade Secret | 2023 | 2023
20252-215912-02 | Xcel Energy | 85 | 13781 | IOU | 05505893 | 7.6 | Solar |  |  | Interconnected | Trade Secret | Trade | TER | TER081 | Residential | Solar*Rewards | Trade Secret | 2023 | 2023
20252-215912-02 | Xcel Energy | 85 | 13781 | IOU | 05505906 | 9.994 | Solar |  |  | Interconnected | Trade Secret | Trade | NMC | NMC082 | Residential | Solar*Rewards | Trade Secret | 2023 | 2023
20252-215912-02 | Xcel Energy | 85 | 13781 | IOU | 05505910 | 3.75 | Solar |  |  | Interconnected | Trade Secret | Trade | SOU | SOU061 | Residential |  | Trade Secret | 2023 | 2023
20252-215912-02 | Xcel Energy | 85 | 13781 | IOU | 05505966 | 10.24 | Solar |  |  | Withdrawn | Trade Secret | Trade | AFT | AFT321 | Residential |  | Trade Secret | 2023
20252-215912-02 | Xcel Energy | 85 | 13781 | IOU | 05506005 | 3.75 | Solar |  |  | Interconnected | Trade Secret | Trade | TWL | TWL063 | Residential | Solar*Rewards | Trade Secret | 2023 | 2023
20252-215912-02 | Xcel Energy | 85 | 13781 | IOU | 05506022 | 3.75 | Solar |  |  | Interconnected | Trade Secret | Trade | WIL | WIL073 | Residential |  | Trade Secret | 2023 | 2023
20252-215912-02 | Xcel Energy | 85 | 13781 | IOU | 05506036 | 11.517 | Solar |  |  | Withdrawn | Trade Secret | Trade | LAC | LAC062 | Commercial | Solar*Rewards | Trade Secret | 2023
20252-215912-02 | Xcel Energy | 85 | 13781 | IOU | 05506037 | 5.052 | Solar |  |  | Interconnected | Trade Secret | Trade | WIL | WIL082 | Residential | Solar*Rewards | Trade Secret | 2023 | 2023
20252-215912-02 | Xcel Energy | 85 | 13781 | IOU | 05506057 |  |  |  |  | Withdrawn | Trade Secret | Trade |  |  | Residential |  | Trade Secret | 2023
20252-215912-02 | Xcel Energy | 85 | 13781 | IOU | 05506115 | 12.672 | Solar |  |  | Withdrawn | Trade Secret | Trade | HOL | HOL071 | Residential |  | Trade Secret | 2023
20252-215912-02 | Xcel Energy | 85 | 13781 | IOU | 05506612 | 4.64 | Solar |  |  | Interconnected | Trade Secret | Trade | HSN | HSN321 | Residential |  | Trade Secret | 2023 | 2023
20252-215912-02 | Xcel Energy | 85 | 13781 | IOU | 05506654 | 7.25 | Solar |  |  | Interconnected | Trade Secret | Trade | ECK | ECK322 | Residential |  | Trade Secret | 2023 | 2023
20252-215912-02 | Xcel Energy | 85 | 13781 | IOU | 05506658 | 6.912 | Solar |  |  | Interconnected | Trade Secret | Trade | MOL | MOL067 | Residential |  | Trade Secret | 2023 | 2023
20252-215912-02 | Xcel Energy | 85 | 13781 | IOU | 05506870 |  | Solar |  |  | Active Application | Trade Secret | Trade |  |  | Residential | Solar*Rewards | Trade Secret | 2023
20252-215912-02 | Xcel Energy | 85 | 13781 | IOU | 05506872 | 4.5 | Solar |  |  | Interconnected | Trade Secret | Trade | MEL | MEL082 | Residential |  | Trade Secret | 2023 | 2024
20252-215912-02 | Xcel Energy | 85 | 13781 | IOU | 05506930 |  |  |  |  | Active Application | Trade Secret | Trade |  |  | Residential |  | Trade Secret | 2023
20252-215912-02 | Xcel Energy | 85 | 13781 | IOU | 05507030 | 6.4 | Solar |  |  | Interconnected | Trade Secret | Trade | CRL | CRL033 | Residential | Solar*Rewards | Trade Secret | 2023 | 2023
20252-215912-02 | Xcel Energy | 85 | 13781 | IOU | 05507064 | 2000 | Natural Gas |  |  | Active Application | Trade Secret | Trade | UPP | UPP081 | Commercial |  | Trade Secret | 2023
20252-215912-02 | Xcel Energy | 85 | 13781 | IOU | 05507110 | 2.5 | Solar |  |  | Active Application | Trade Secret | Trade | GSL | GSL079 | Residential | Solar*Rewards | Trade Secret | 2023
20252-215912-02 | Xcel Energy | 85 | 13781 | IOU | 05507289 | 3.792 | Solar |  |  | Interconnected | Trade Secret | Trade | MST | MST070 | Residential |  | Trade Secret | 2023 | 2023
20252-215912-02 | Xcel Energy | 85 | 13781 | IOU | 05507383 | 1000 | Solar |  |  | Withdrawn | Trade Secret | Trade | PAT | PAT312 | Community Solar Garden | Solar*Rewards Community | Trade Secret | 2023
20252-215912-02 | Xcel Energy | 85 | 13781 | IOU | 05507461 | 4.06 | Solar |  |  | Interconnected | Trade Secret | Trade | WYO | WYO032 | Residential |  | Trade Secret | 2023 | 2023
20252-215912-02 | Xcel Energy | 85 | 13781 | IOU | 05507480 | 2.9 | Solar |  |  | Interconnected | Trade Secret | Trade | SLP | SLP083 | Residential |  | Trade Secret | 2023 | 2023
20252-215912-02 | Xcel Energy | 85 | 13781 | IOU | 05507652 | 4.06 | Solar |  |  | Interconnected | Trade Secret | Trade | CRL | CRL065 | Residential |  | Trade Secret | 2023 | 2023
20252-215912-02 | Xcel Energy | 85 | 13781 | IOU | 05507709 | 6.32 | Solar |  |  | Interconnected | Trade Secret | Trade | WES | WES074 | Residential |  | Trade Secret | 2023 | 2023
20252-215912-02 | Xcel Energy | 85 | 13781 | IOU | 05507724 | 5.056 | Solar |  |  | Interconnected | Trade Secret | Trade | MEL | MEL072 | Residential |  | Trade Secret | 2023 | 2023
20252-215912-02 | Xcel Energy | 85 | 13781 | IOU | 05507754 | 7.584 | Solar |  |  | Interconnected | Trade Secret | Trade | LAE | LAE061 | Residential | Solar*Rewards | Trade Secret | 2023 | 2024
20252-215912-02 | Xcel Energy | 85 | 13781 | IOU | 05507776 | 7.584 | Solar |  |  | Interconnected | Trade Secret | Trade | APA | APA064 | Residential | Solar*Rewards | Trade Secret | 2023 | 2023
20252-215912-02 | Xcel Energy | 85 | 13781 | IOU | 05507812 | 3.792 | Solar |  |  | Withdrawn | Trade Secret | Trade | APA | APA067 | Residential | Solar*Rewards | Trade Secret | 2023
20252-215912-02 | Xcel Energy | 85 | 13781 | IOU | 05507828 | 14.852 | Solar |  |  | Interconnected | Trade Secret | Trade | CHE | CHE076 | Residential | Solar*Rewards | Trade Secret | 2023 | 2023
20252-215912-02 | Xcel Energy | 85 | 13781 | IOU | 05507831 | 16.53 | Solar |  |  | Interconnected | Trade Secret | Trade | SMT | SMT081 | Commercial |  | Trade Secret | 2023 | 2023
20252-215912-02 | Xcel Energy | 85 | 13781 | IOU | 05507857 | 13.824 | Solar |  |  | Interconnected | Trade Secret | Trade | WCR | WCR322 | Residential |  | Trade Secret | 2023 | 2023
20252-215912-02 | Xcel Energy | 85 | 13781 | IOU | 05508191 | 3.747 | Solar |  |  | Interconnected | Trade Secret | Trade | SOU | SOU076 | Residential |  | Trade Secret | 2023 | 2023
20252-215912-02 | Xcel Energy | 85 | 13781 | IOU | 05508202 | 10.24 | Solar |  |  | Interconnected | Trade Secret | Trade | VMR | VMR062 | Residential | Solar*Rewards | Trade Secret | 2023 | 2023
20252-215912-02 | Xcel Energy | 85 | 13781 | IOU | 05508282 | 25.35 | Solar |  | X | Interconnected | Trade Secret | Trade | LIN | LIN031 | Commercial |  | Trade Secret | 2023 | 2024
20252-215912-02 | Xcel Energy | 85 | 13781 | IOU | 05508328 | 34.6 | Solar |  |  | Interconnected | Trade Secret | Trade | LIN | LIN031 | Commercial |  | Trade Secret | 2023 | 2024
20252-215912-02 | Xcel Energy | 85 | 13781 | IOU | 05508374 | 34.6 | Solar |  |  | Interconnected | Trade Secret | Trade | SOU | SOU078 | Commercial | Solar*Rewards | Trade Secret | 2023 | 2024
20252-215912-02 | Xcel Energy | 85 | 13781 | IOU | 05508432 | 4.55 | Solar |  |  | Withdrawn | Trade Secret | Trade | ALD | ALD076 | Residential | Solar*Rewards | Trade Secret | 2023
20252-215912-02 | Xcel Energy | 85 | 13781 | IOU | 05508535 | 3.16 |  |  |  | Active Application | Trade Secret | Trade | TER | TER081 | Residential |  | Trade Secret | 2023
20252-215912-02 | Xcel Energy | 85 | 13781 | IOU | 05508540 | 999 | Solar |  |  | Withdrawn | Trade Secret | Trade | AVN | AVN021 | Community Solar Garden | Solar*Rewards Community | Trade Secret | 2023
20252-215912-02 | Xcel Energy | 85 | 13781 | IOU | 05508563 | 10.67 | Solar |  | X | Interconnected | Trade Secret | Trade | EDA | EDA073 | Residential | Solar*Rewards | Trade Secret | 2023 | 2023
20252-215912-02 | Xcel Energy | 85 | 13781 | IOU | 05508565 | 39.99 | Solar |  |  | Interconnected | Trade Secret | Trade | GSL | GSL074 | Commercial | Solar*Rewards | Trade Secret | 2023 | 2024
20252-215912-02 | Xcel Energy | 85 | 13781 | IOU | 05508572 |  |  |  |  | Active Application | Trade Secret | Trade | HUG | HUG311 | Residential |  | Trade Secret | 2023
20252-215912-02 | Xcel Energy | 85 | 13781 | IOU | 05508597 | 6.32 | Solar |  |  | Interconnected | Trade Secret | Trade | EDA | EDA084 | Residential | Solar*Rewards | Trade Secret | 2023 | 2023
20252-215912-02 | Xcel Energy | 85 | 13781 | IOU | 05508612 | 5.056 | Solar |  |  | Interconnected | Trade Secret | Trade | AFT | AFT322 | Residential | Solar*Rewards | Trade Secret | 2023 | 2023
20252-215912-02 | Xcel Energy | 85 | 13781 | IOU | 05508668 | 3.16 | Solar |  |  | Active Application | Trade Secret | Trade | TER | TER081 | Residential |  | Trade Secret | 2023
20252-215912-02 | Xcel Energy | 85 | 13781 | IOU | 05508683 | 11.52 | Solar |  |  | Interconnected | Trade Secret | Trade | WDY | WDY312 | Residential |  | Trade Secret | 2023 | 2023
20252-215912-02 | Xcel Energy | 85 | 13781 | IOU | 05508698 | 5.372 | Solar |  |  | Withdrawn | Trade Secret | Trade | AHI | AHI022 | Residential | Solar*Rewards | Trade Secret | 2023
20252-215912-02 | Xcel Energy | 85 | 13781 | IOU | 05508700 | 4.35 | Solar |  |  | Interconnected | Trade Secret | Trade | HUG | HUG311 | Residential |  | Trade Secret | 2023 | 2023
20252-215912-02 | Xcel Energy | 85 | 13781 | IOU | 05508952 | 750 | Solar |  |  | Active Application | Trade Secret | Trade | PKL | PKL063 | Community Solar Garden | Solar*Rewards Community | Trade Secret | 2023
20252-215912-02 | Xcel Energy | 85 | 13781 | IOU | 05508985 | 960 | Solar |  |  | Active Application | Trade Secret | Trade | RPL | RPL075 | Community Solar Garden | Solar*Rewards Community | Trade Secret | 2023
20252-215912-02 | Xcel Energy | 85 | 13781 | IOU | 05508987 | 1000 | Solar |  |  | Active Application | Trade Secret | Trade | PKL | PKL064 | Community Solar Garden | Solar*Rewards Community | Trade Secret | 2023
20252-215912-02 | Xcel Energy | 85 | 13781 | IOU | 05508988 | 660 | Solar |  |  | Active Application | Trade Secret | Trade | EDA | EDA061 | Community Solar Garden | Solar*Rewards Community | Trade Secret | 2023
20252-215912-02 | Xcel Energy | 85 | 13781 | IOU | 05508989 | 600 | Solar |  |  | Active Application | Trade Secret | Trade | PKL | PKL084 | Community Solar Garden | Solar*Rewards Community | Trade Secret | 2023
20252-215912-02 | Xcel Energy | 85 | 13781 | IOU | 05509233 | 1000 | Solar |  |  | Withdrawn | Trade Secret | Trade | DND | DND071 | Community Solar Garden | Solar*Rewards Community | Trade Secret | 2023
20252-215912-02 | Xcel Energy | 85 | 13781 | IOU | 05509274 | 9.6 | Solar |  |  | Interconnected | Trade Secret | Trade | SIP | SIP071 | Residential |  | Trade Secret | 2023 | 2023
20252-215912-02 | Xcel Energy | 85 | 13781 | IOU | 05509380 | 4.108 | Solar |  |  | Interconnected | Trade Secret | Trade | CHE | CHE065 | Residential |  | Trade Secret | 2023 | 2023
20252-215912-02 | Xcel Energy | 85 | 13781 | IOU | 05509417 | 4.424 | Solar |  |  | Interconnected | Trade Secret | Trade | RRK | RRK063 | Residential |  | Trade Secret | 2023 | 2023
20252-215912-02 | Xcel Energy | 85 | 13781 | IOU | 05509430 | 4.108 | Solar |  |  | Interconnected | Trade Secret | Trade | MST | MST066 | Residential |  | Trade Secret | 2023 | 2023
20252-215912-02 | Xcel Energy | 85 | 13781 | IOU | 05509450 | 3.19 | Solar |  |  | Interconnected | Trade Secret | Trade | CGR | CGR071 | Residential |  | Trade Secret | 2023 | 2023
20252-215912-02 | Xcel Energy | 85 | 13781 | IOU | 05509548 | 3.48 | Solar |  |  | Interconnected | Trade Secret | Trade | UPP | UPP085 | Residential | Solar*Rewards | Trade Secret | 2023 | 2023
20252-215912-02 | Xcel Energy | 85 | 13781 | IOU | 05509599 | 3.48 | Solar |  |  | Interconnected | Trade Secret | Trade | LEX | LEX075 | Residential |  | Trade Secret | 2023 | 2023
20252-215912-02 | Xcel Energy | 85 | 13781 | IOU | 05510359 | 2.61 | Solar |  |  | Interconnected | Trade Secret | Trade | OSS | OSS063 | Residential |  | Trade Secret | 2023 | 2023
20252-215912-02 | Xcel Energy | 85 | 13781 | IOU | 05510823 | 6.32 | Solar |  |  | Interconnected | Trade Secret | Trade | CRL | CRL027 | Residential |  | Trade Secret | 2023 | 2023
20252-215912-02 | Xcel Energy | 85 | 13781 | IOU | 05511123 | 25.435 | Solar |  | X | Interconnected | Trade Secret | Trade | ALD | ALD072 | Residential |  | Trade Secret | 2023 | 2023
20252-215912-02 | Xcel Energy | 85 | 13781 | IOU | 05511277 | 6.004 | Solar |  |  | Withdrawn | Trade Secret | Trade | ECK | ECK322 | Residential | Solar*Rewards | Trade Secret | 2023
20252-215912-02 | Xcel Energy | 85 | 13781 | IOU | 05511303 | 3.792 | Solar |  |  | Withdrawn | Trade Secret | Trade | RRK | RRK064 | Residential | Solar*Rewards | Trade Secret | 2023
20252-215912-02 | Xcel Energy | 85 | 13781 | IOU | 05511326 | 9.164 | Solar |  |  | Withdrawn | Trade Secret | Trade | HOL | HOL071 | Residential | Solar*Rewards | Trade Secret | 2023
20252-215912-02 | Xcel Energy | 85 | 13781 | IOU | 05511660 | 7.04 | Solar |  |  | Withdrawn | Trade Secret | Trade | CRL | CRL065 | Residential | Solar*Rewards | Trade Secret | 2023
20252-215912-02 | Xcel Energy | 85 | 13781 | IOU | 05511751 | 9.994 | Solar |  | X | Interconnected | Trade Secret | Trade | TER | TER075 | Residential |  | Trade Secret | 2023 | 2024
20252-215912-02 | Xcel Energy | 85 | 13781 | IOU | 05511791 | 7.68 | Solar |  |  | Interconnected | Trade Secret | Trade | VMR | VMR062 | Residential | Solar*Rewards | Trade Secret | 2023 | 2023
20252-215912-02 | Xcel Energy | 85 | 13781 | IOU | 05511795 | 8.78 | Solar |  | X | Interconnected | Trade Secret | Trade | RLK | RLK071 | Residential |  | Trade Secret | 2023 | 2023
20252-215912-02 | Xcel Energy | 85 | 13781 | IOU | 05511806 | 4.108 | Solar |  |  | Active Application | Trade Secret | Trade | PIL | PIL022 | Residential | Solar*Rewards | Trade Secret | 2023
20252-215912-02 | Xcel Energy | 85 | 13781 | IOU | 05511825 | 3.476 | Solar |  |  | Withdrawn | Trade Secret | Trade | RPL | RPL063 | Residential | Solar*Rewards | Trade Secret | 2023
20252-215912-02 | Xcel Energy | 85 | 13781 | IOU | 05511841 | 8.505 | Solar |  |  | Interconnected | Trade Secret | Trade | STY | STY061 | Residential | Solar*Rewards | Trade Secret | 2023 | 2023
20252-215912-02 | Xcel Energy | 85 | 13781 | IOU | 05511859 | 2.844 | Solar |  |  | Interconnected | Trade Secret | Trade | SHP | SHP062 | Residential |  | Trade Secret | 2023 | 2023
20252-215912-02 | Xcel Energy | 85 | 13781 | IOU | 05511894 | 3.84 | Solar |  |  | Withdrawn | Trade Secret | Trade | RVA | RVA061 | Residential | Solar*Rewards | Trade Secret | 2023
20252-215912-02 | Xcel Energy | 85 | 13781 | IOU | 05512024 | 9.984 | Solar |  |  | Active Application | Trade Secret | Trade | VES | VES021 | Residential |  | Trade Secret | 2023
20252-215912-02 | Xcel Energy | 85 | 13781 | IOU | 05512170 | 17.594 | Solar |  |  | Active Application | Trade Secret | Trade |  |  | Commercial |  | Trade Secret | 2023
20252-215912-02 | Xcel Energy | 85 | 13781 | IOU | 05512222 | 1000 | Solar |  |  | Withdrawn | Trade Secret | Trade | HUG | HUG321 | Community Solar Garden | Solar*Rewards Community | Trade Secret | 2023
20252-215912-02 | Xcel Energy | 85 | 13781 | IOU | 05512254 | 1000 | Solar |  |  | Active Application | Trade Secret | Trade | GLD | GLD031 | Community Solar Garden | Solar*Rewards Community | Trade Secret | 2023
20252-215912-02 | Xcel Energy | 85 | 13781 | IOU | 05512385 | 6.67 | Solar |  |  | Interconnected | Trade Secret | Trade | RPO | RPO311 | Residential |  | Trade Secret | 2023 | 2023
20252-215912-02 | Xcel Energy | 85 | 13781 | IOU | 05512586 | 39.76 | Solar |  |  | Withdrawn | Trade Secret | Trade | RRK | RRK064 | Residential | Solar*Rewards | Trade Secret | 2023
20252-215912-02 | Xcel Energy | 85 | 13781 | IOU | 05512775 | 24.081 | Solar |  | X | Withdrawn | Trade Secret | Trade | WCR | WCR063 | Residential | Solar*Rewards | Trade Secret | 2023
20252-215912-02 | Xcel Energy | 85 | 13781 | IOU | 05512778 | 39.76 | Solar |  |  | Withdrawn | Trade Secret | Trade | RRK | RRK064 | Residential |  | Trade Secret | 2023
20252-215912-02 | Xcel Energy | 85 | 13781 | IOU | 05512810 | 17.594 | Solar |  |  | Active Application | Trade Secret | Trade |  |  | Commercial |  | Trade Secret | 2023
20252-215912-02 | Xcel Energy | 85 | 13781 | IOU | 05512854 | 17.594 | Solar |  |  | Active Application | Trade Secret | Trade |  |  | Commercial |  | Trade Secret | 2023
20252-215912-02 | Xcel Energy | 85 | 13781 | IOU | 05512927 | 17.594 | Solar |  |  | Active Application | Trade Secret | Trade |  |  | Commercial |  | Trade Secret | 2023
20252-215912-02 | Xcel Energy | 85 | 13781 | IOU | 05513013 | 17.594 | Solar |  |  | Active Application | Trade Secret | Trade |  |  | Commercial |  | Trade Secret | 2023
20252-215912-02 | Xcel Energy | 85 | 13781 | IOU | 05513044 | 17.594 | Solar |  |  | Active Application | Trade Secret | Trade |  |  | Commercial |  | Trade Secret | 2023
20252-215912-02 | Xcel Energy | 85 | 13781 | IOU | 05513078 | 17.594 | Solar |  |  | Active Application | Trade Secret | Trade |  |  | Commercial |  | Trade Secret | 2023
20252-215912-02 | Xcel Energy | 85 | 13781 | IOU | 05513094 | 17.594 | Solar |  |  | Active Application | Trade Secret | Trade |  |  | Commercial |  | Trade Secret | 2023
20252-215912-02 | Xcel Energy | 85 | 13781 | IOU | 05513106 | 9.423 | Solar |  |  | Interconnected | Trade Secret | Trade | LAC | LAC062 | Residential | Solar*Rewards | Trade Secret | 2023 | 2023
20252-215912-02 | Xcel Energy | 85 | 13781 | IOU | 05513126 | 17.594 | Solar |  |  | Active Application | Trade Secret | Trade |  |  | Commercial |  | Trade Secret | 2023
20252-215912-02 | Xcel Energy | 85 | 13781 | IOU | 05513157 | 1000 | Solar |  |  | Active Application | Trade Secret | Trade | AFT | AFT314 | Community Solar Garden | Solar*Rewards Community | Trade Secret | 2023
20252-215912-02 | Xcel Energy | 85 | 13781 | IOU | 05513286 | 17.594 | Solar |  |  | Active Application | Trade Secret | Trade |  |  | Commercial |  | Trade Secret | 2023
20252-215912-02 | Xcel Energy | 85 | 13781 | IOU | 05513897 | 4.64 | Solar |  |  | Active Application | Trade Secret | Trade | CGR | CGR063 | Residential |  | Trade Secret | 2023
20252-215912-02 | Xcel Energy | 85 | 13781 | IOU | 05513943 | 10.24 | Solar |  |  | Interconnected | Trade Secret | Trade | VMR | VMR062 | Residential | Solar*Rewards | Trade Secret | 2023 | 2023
20252-215912-02 | Xcel Energy | 85 | 13781 | IOU | 05513961 | 17.594 | Solar |  |  | Active Application | Trade Secret | Trade |  |  | Commercial |  | Trade Secret | 2023
20252-215912-02 | Xcel Energy | 85 | 13781 | IOU | 05513964 | 9.994 | Solar |  |  | Active Application | Trade Secret | Trade |  |  | Commercial |  | Trade Secret | 2023
20252-215912-02 | Xcel Energy | 85 | 13781 | IOU | 05514089 | 3.792 | Solar |  |  | Interconnected | Trade Secret | Trade | HWW | HWW072 | Residential |  | Trade Secret | 2023 | 2023
20252-215912-02 | Xcel Energy | 85 | 13781 | IOU | 05514092 | 8.448 | Solar |  |  | Interconnected | Trade Secret | Trade | WIL | WIL063 | Residential |  | Trade Secret | 2023 | 2023
20252-215912-02 | Xcel Energy | 85 | 13781 | IOU | 05514115 | 4.48 | Solar |  |  | Withdrawn | Trade Secret | Trade | CRL | CRL031 | Residential | Solar*Rewards | Trade Secret | 2023
20252-215912-02 | Xcel Energy | 85 | 13781 | IOU | 05514134 | 6.4 | Solar |  |  | Withdrawn | Trade Secret | Trade | CRL | CRL033 | Residential | Solar*Rewards | Trade Secret | 2023
20252-215912-02 | Xcel Energy | 85 | 13781 | IOU | 05514249 | 23.04 | Solar |  |  | Interconnected | Trade Secret | Trade | DHL | DHL061 | Residential |  | Trade Secret | 2023 | 2024
20252-215912-02 | Xcel Energy | 85 | 13781 | IOU | 05514264 | 5.12 | Solar |  |  | Withdrawn | Trade Secret | Trade | CNC | CNC072 | Residential | Solar*Rewards | Trade Secret | 2023
20252-215912-02 | Xcel Energy | 85 | 13781 | IOU | 05514291 | 3.84 | Solar |  |  | Interconnected | Trade Secret | Trade | CRL | CRL031 | Residential | Solar*Rewards | Trade Secret | 2023 | 2024
20252-215912-02 | Xcel Energy | 85 | 13781 | IOU | 05514405 | 5.76 | Solar |  |  | Interconnected | Trade Secret | Trade | OSS | OSS063 | Residential |  | Trade Secret | 2023 | 2024
20252-215912-02 | Xcel Energy | 85 | 13781 | IOU | 05514408 | 2.528 | Solar |  |  | Interconnected | Trade Secret | Trade | SLP | SLP081 | Residential |  | Trade Secret | 2023 | 2023
20252-215912-02 | Xcel Energy | 85 | 13781 | IOU | 05514422 | 7.584 | Solar |  |  | Interconnected | Trade Secret | Trade | RLK | RLK073 | Residential | Solar*Rewards | Trade Secret | 2023 | 2024
20252-215912-02 | Xcel Energy | 85 | 13781 | IOU | 05514437 | 6.952 | Solar |  |  | Interconnected | Trade Secret | Trade | GSL | GSL341 | Residential | Solar*Rewards | Trade Secret | 2023 | 2023
20252-215912-02 | Xcel Energy | 85 | 13781 | IOU | 05514466 | 6.615 | Solar |  |  | Withdrawn | Trade Secret | Trade | LAP | LAP311 | Residential |  | Trade Secret | 2023
20252-215912-02 | Xcel Energy | 85 | 13781 | IOU | 05514547 | 11.393 | Solar |  |  | Active Application | Trade Secret | Trade | DND | DND071 | Residential |  | Trade Secret | 2023
20252-215912-02 | Xcel Energy | 85 | 13781 | IOU | 05514561 | 9.164 | Solar |  |  | Withdrawn | Trade Secret | Trade | MPK | MPK071 | Residential |  | Trade Secret | 2023
20252-215912-02 | Xcel Energy | 85 | 13781 | IOU | 05514688 |  |  |  |  | Active Application | Trade Secret | Trade |  |  | Residential |  | Trade Secret | 2023
20252-215912-02 | Xcel Energy | 85 | 13781 | IOU | 05514699 | 5.688 | Solar |  |  | Interconnected | Trade Secret | Trade | ALD | ALD073 | Residential |  | Trade Secret | 2023 | 2023
20252-215912-02 | Xcel Energy | 85 | 13781 | IOU | 05514779 | 4.48 | Solar |  |  | Interconnected | Trade Secret | Trade | ALK | ALK067 | Residential | Solar*Rewards | Trade Secret | 2023 | 2024
20252-215912-02 | Xcel Energy | 85 | 13781 | IOU | 05514998 | 3.476 | Solar |  |  | Interconnected | Trade Secret | Trade | HSN | HSN322 | Residential |  | Trade Secret | 2023 | 2023
20252-215912-02 | Xcel Energy | 85 | 13781 | IOU | 05515000 | 4.48 | Solar |  |  | Interconnected | Trade Secret | Trade | FRM | FRM061 | Residential | Solar*Rewards | Trade Secret | 2023 | 2023
20252-215912-02 | Xcel Energy | 85 | 13781 | IOU | 05515281 | 5.76 | Solar |  |  | Active Application | Trade Secret | Trade | RAM | RAM073 | Residential | Solar*Rewards | Trade Secret | 2023
20252-215912-02 | Xcel Energy | 85 | 13781 | IOU | 05515336 | 9.45 | Solar |  |  | Withdrawn | Trade Secret | Trade | HUG | HUG321 | Residential | Solar*Rewards | Trade Secret | 2023
20252-215912-02 | Xcel Energy | 85 | 13781 | IOU | 05515367 |  | Solar |  |  | Withdrawn | Trade Secret | Trade |  |  | Residential | Solar*Rewards | Trade Secret | 2023
20252-215912-02 | Xcel Energy | 85 | 13781 | IOU | 05515372 | 10.752 | Solar |  |  | Interconnected | Trade Secret | Trade | LOK | LOK093 | Residential |  | Trade Secret | 2023 | 2023
20252-215912-02 | Xcel Energy | 85 | 13781 | IOU | 05515655 | 3.84 | Solar |  |  | Interconnected | Trade Secret | Trade | CRL | CRL031 | Residential |  | Trade Secret | 2023 | 2023
20252-215912-02 | Xcel Energy | 85 | 13781 | IOU | 05515723 | 3.77 | Solar |  |  | Interconnected | Trade Secret | Trade | TWL | TWL063 | Residential |  | Trade Secret | 2023 | 2023
20252-215912-02 | Xcel Energy | 85 | 13781 | IOU | 05515803 | 9.423 | Solar |  |  | Interconnected | Trade Secret | Trade | RRK | RRK064 | Residential |  | Trade Secret | 2023 | 2023
20252-215912-02 | Xcel Energy | 85 | 13781 | IOU | 05515948 | 3.792 | Solar |  |  | Interconnected | Trade Secret | Trade | DHL | DHL061 | Residential | Solar*Rewards | Trade Secret | 2023 | 2023
20252-215912-02 | Xcel Energy | 85 | 13781 | IOU | 05515950 | 4995 | Solar |  |  | Active Application | Trade Secret | Trade |  |  | Community Solar Garden | Solar*Rewards Community | Trade Secret | 2023
20252-215912-02 | Xcel Energy | 85 | 13781 | IOU | 05515956 | 5.51 | Solar |  |  | Interconnected | Trade Secret | Trade | LEX | LEX063 | Residential |  | Trade Secret | 2023 | 2023
20252-215912-02 | Xcel Energy | 85 | 13781 | IOU | 05515971 | 8.532 | Solar |  |  | Interconnected | Trade Secret | Trade | RPL | RPL061 | Residential | Solar*Rewards | Trade Secret | 2023 | 2023
20252-215912-02 | Xcel Energy | 85 | 13781 | IOU | 05516019 | 1000 | Solar |  |  | Active Application | Trade Secret | Trade | GRC | GRC312 | Community Solar Garden | Solar*Rewards Community | Trade Secret | 2023
20252-215912-02 | Xcel Energy | 85 | 13781 | IOU | 05516063 | 6.952 | Solar |  |  | Active Application | Trade Secret | Trade | PBE | PBE061 | Residential | Solar*Rewards | Trade Secret | 2023
20252-215912-02 | Xcel Energy | 85 | 13781 | IOU | 05516073 | 4600 | Solar |  |  | Active Application | Trade Secret | Trade |  |  | Community Solar Garden | Solar*Rewards Community | Trade Secret | 2023
20252-215912-02 | Xcel Energy | 85 | 13781 | IOU | 05516249 | 8.32 | Solar |  |  | Interconnected | Trade Secret | Trade | RMT | RMT321 | Residential | Solar*Rewards | Trade Secret | 2023 | 2023
20252-215912-02 | Xcel Energy | 85 | 13781 | IOU | 05516278 | 6.96 | Solar |  |  | Interconnected | Trade Secret | Trade | ECK | ECK322 | Residential |  | Trade Secret | 2023 | 2023
20252-215912-02 | Xcel Energy | 85 | 13781 | IOU | 05516338 | 8.32 | Solar |  |  | Interconnected | Trade Secret | Trade | VMR | VMR062 | Residential | Solar*Rewards | Trade Secret | 2023 | 2023
20252-215912-02 | Xcel Energy | 85 | 13781 | IOU | 05516370 | 5.76 | Solar |  |  | Interconnected | Trade Secret | Trade | LEX | LEX332 | Residential | Solar*Rewards | Trade Secret | 2023 | 2023
20252-215912-02 | Xcel Energy | 85 | 13781 | IOU | 05516702 | 9.984 | Solar |  |  | Active Application | Trade Secret | Trade | SAV | SAV063 | Residential |  | Trade Secret | 2023
20252-215912-02 | Xcel Energy | 85 | 13781 | IOU | 05516797 | 17.664 | Solar |  |  | Interconnected | Trade Secret | Trade | RPO | RPO311 | Residential |  | Trade Secret | 2023 | 2023
20252-215912-02 | Xcel Energy | 85 | 13781 | IOU | 05517085 | 9.1 | Solar |  |  | Interconnected | Trade Secret | Trade | MPK | MPK087 | Residential | Solar*Rewards | Trade Secret | 2023 | 2023
20252-215912-02 | Xcel Energy | 85 | 13781 | IOU | 05517114 | 5.584 | Solar |  |  | Interconnected | Trade Secret | Trade | DBL | DBL065 | Residential |  | Trade Secret | 2023 | 2023
20252-215912-02 | Xcel Energy | 85 | 13781 | IOU | 05517131 | 5.056 | Solar |  |  | Interconnected | Trade Secret | Trade | RPO | RPO311 | Residential |  | Trade Secret | 2023 | 2023
20252-215912-02 | Xcel Energy | 85 | 13781 | IOU | 05517165 | 7.9 | Solar |  |  | Interconnected | Trade Secret | Trade | WSG | WSG362 | Residential |  | Trade Secret | 2023 | 2023
20252-215912-02 | Xcel Energy | 85 | 13781 | IOU | 05517179 | 6.282 | Solar |  |  | Interconnected | Trade Secret | Trade | RAM | RAM077 | Residential |  | Trade Secret | 2023 | 2023
20252-215912-02 | Xcel Energy | 85 | 13781 | IOU | 05517180 | 5.372 | Solar |  |  | Interconnected | Trade Secret | Trade | SOU | SOU079 | Residential |  | Trade Secret | 2023 | 2024
20252-215912-02 | Xcel Energy | 85 | 13781 | IOU | 05517190 | 11.52 | Solar |  |  | Interconnected | Trade Secret | Trade | BEL | BEL062 | Residential |  | Trade Secret | 2023 | 2024
20252-215912-02 | Xcel Energy | 85 | 13781 | IOU | 05517200 | 3.16 | Solar |  |  | Interconnected | Trade Secret | Trade | WCR | WCR322 | Residential | Solar*Rewards | Trade Secret | 2023 | 2023
20252-215912-02 | Xcel Energy | 85 | 13781 | IOU | 05517261 | 7.15 | Solar |  |  | Interconnected | Trade Secret | Trade | DBL | DBL063 | Residential |  | Trade Secret | 2023 | 2024
20252-215912-02 | Xcel Energy | 85 | 13781 | IOU | 05517323 | 115 | Solar |  |  | Active Application | Trade Secret | Trade | MPK | MPK067 | Commercial |  | Trade Secret | 2023
20252-215912-02 | Xcel Energy | 85 | 13781 | IOU | 05517332 | 115 | Solar |  |  | Active Application | Trade Secret | Trade | MPK | MPK067 | Commercial |  | Trade Secret | 2023
20252-215912-02 | Xcel Energy | 85 | 13781 | IOU | 05517387 | 2.32 | Solar |  |  | Withdrawn | Trade Secret | Trade | KOL | KOL062 | Residential |  | Trade Secret | 2023
20252-215912-02 | Xcel Energy | 85 | 13781 | IOU | 05518174 | 30 | Solar |  |  | Interconnected | Trade Secret | Trade | SOU | SOU077 | Commercial |  | Trade Secret | 2023 | 2024
20252-215912-02 | Xcel Energy | 85 | 13781 | IOU | 05518220 | 1000 | Solar |  |  | Active Application | Trade Secret | Trade | SMT | SMT082 | Community Solar Garden | Solar*Rewards Community | Trade Secret | 2024
20252-215912-02 | Xcel Energy | 85 | 13781 | IOU | 05518235 | 3.84 | Solar |  |  | Interconnected | Trade Secret | Trade | CRL | CRL033 | Residential | Solar*Rewards | Trade Secret | 2023 | 2023
20252-215912-02 | Xcel Energy | 85 | 13781 | IOU | 05518282 |  |  |  |  | Active Application | Trade Secret | Trade |  |  | Residential |  | Trade Secret | 2023
20252-215912-02 | Xcel Energy | 85 | 13781 | IOU | 05518283 | 1000 | Solar |  |  | Active Application | Trade Secret | Trade | DAS | DAS061 | Community Solar Garden | Solar*Rewards Community | Trade Secret | 2023
20252-215912-02 | Xcel Energy | 85 | 13781 | IOU | 05518423 | 7.04 | Solar |  |  | Interconnected | Trade Secret | Trade | CRL | CRL065 | Residential |  | Trade Secret | 2023 | 2023
20252-215912-02 | Xcel Energy | 85 | 13781 | IOU | 05518797 | 8 | Solar |  |  | Active Application | Trade Secret | Trade | CGR | CGR061 | Residential |  | Trade Secret | 2023
20252-215912-02 | Xcel Energy | 85 | 13781 | IOU | 05518823 | 3.792 | Solar |  |  | Withdrawn | Trade Secret | Trade | SHP | SHP072 | Residential |  | Trade Secret | 2023
20252-215912-02 | Xcel Energy | 85 | 13781 | IOU | 05518833 | 2.844 | Solar |  |  | Active Application | Trade Secret | Trade | OPK | OPK073 | Residential | Solar*Rewards | Trade Secret | 2023
20252-215912-02 | Xcel Energy | 85 | 13781 | IOU | 05518859 | 13.904 | Solar |  |  | Interconnected | Trade Secret | Trade | SLP | SLP076 | Residential | Solar*Rewards | Trade Secret | 2023 | 2023
20252-215912-02 | Xcel Energy | 85 | 13781 | IOU | 05518883 | 7.9 | Solar |  |  | Interconnected | Trade Secret | Trade | WIL | WIL082 | Residential | Solar*Rewards | Trade Secret | 2023 | 2023
20252-215912-02 | Xcel Energy | 85 | 13781 | IOU | 05518923 | 8.848 | Solar |  |  | Interconnected | Trade Secret | Trade | CEL | CEL066 | Residential | Solar*Rewards | Trade Secret | 2023 | 2023
20252-215912-02 | Xcel Energy | 85 | 13781 | IOU | 05518952 | 2.528 | Solar |  |  | Active Application | Trade Secret | Trade | GNL | GNL062 | Residential |  | Trade Secret | 2023
20252-215912-02 | Xcel Energy | 85 | 13781 | IOU | 05519098 | 8.45 | Solar |  |  | Interconnected | Trade Secret | Trade | RWD | RWD081 | Residential | Solar*Rewards | Trade Secret | 2023 | 2023
20252-215912-02 | Xcel Energy | 85 | 13781 | IOU | 05519185 | 8.32 | Solar |  |  | Interconnected | Trade Secret | Trade | CRL | CRL031 | Residential | Solar*Rewards | Trade Secret | 2023 | 2023
20252-215912-02 | Xcel Energy | 85 | 13781 | IOU | 05519319 | 360 | Solar |  |  | Active Application | Trade Secret | Trade | WCR | WCR321 | Community Solar Garden | Solar*Rewards Community | Trade Secret | 2023
20252-215912-02 | Xcel Energy | 85 | 13781 | IOU | 05519323 | 420 | Solar |  |  | Active Application | Trade Secret | Trade | WCR | WCR322 | Community Solar Garden | Solar*Rewards Community | Trade Secret | 2023
20252-215912-02 | Xcel Energy | 85 | 13781 | IOU | 05519324 | 1000 | Solar |  |  | Active Application | Trade Secret | Trade | PRR | PRR063 | Community Solar Garden | Solar*Rewards Community | Trade Secret | 2023
20252-215912-02 | Xcel Energy | 85 | 13781 | IOU | 05519329 | 1000 | Solar |  |  | Active Application | Trade Secret | Trade | ECK | ECK342 | Community Solar Garden | Solar*Rewards Community | Trade Secret | 2023
20252-215912-02 | Xcel Energy | 85 | 13781 | IOU | 05519332 | 600 | Solar |  |  | Active Application | Trade Secret | Trade | TER | TER062 | Community Solar Garden | Solar*Rewards Community | Trade Secret | 2023
20252-215912-02 | Xcel Energy | 85 | 13781 | IOU | 05519462 | 6.144 | Solar |  |  | Interconnected | Trade Secret | Trade | WIL | WIL071 | Residential | Solar*Rewards | Trade Secret | 2023 | 2024
20252-215912-02 | Xcel Energy | 85 | 13781 | IOU | 05519484 |  |  |  |  | Withdrawn | Trade Secret | Trade |  |  | Residential |  | Trade Secret | 2023
20252-215912-02 | Xcel Energy | 85 | 13781 | IOU | 05519600 | 4.74 | Solar |  |  | Interconnected | Trade Secret | Trade | CDV | CDV072 | Residential | Solar*Rewards | Trade Secret | 2023 | 2023
20252-215912-02 | Xcel Energy | 85 | 13781 | IOU | 05519653 | 5.04 | Solar |  |  | Interconnected | Trade Secret | Trade | ALD | ALD088 | Residential | Solar*Rewards | Trade Secret | 2023 | 2024
20252-215912-02 | Xcel Energy | 85 | 13781 | IOU | 05519682 | 8.532 | Solar |  |  | Interconnected | Trade Secret | Trade | HSN | HSN312 | Residential | Solar*Rewards | Trade Secret | 2023 | 2023
20252-215912-02 | Xcel Energy | 85 | 13781 | IOU | 05519731 | 7.268 | Solar |  |  | Withdrawn | Trade Secret | Trade | ALD | ALD076 | Residential |  | Trade Secret | 2023
20252-215912-02 | Xcel Energy | 85 | 13781 | IOU | 05520393 | 450 | Solar |  |  | Active Application | Trade Secret | Trade | TER | TER066 | Community Solar Garden | Solar*Rewards Community | Trade Secret | 2023
20252-215912-02 | Xcel Energy | 85 | 13781 | IOU | 05520416 | 4.64 | Solar |  |  | Interconnected | Trade Secret | Trade | STY | STY062 | Residential |  | Trade Secret | 2023 | 2024
20252-215912-02 | Xcel Energy | 85 | 13781 | IOU | 05520428 |  | Solar |  |  | Withdrawn | Trade Secret | Trade |  |  | Community Solar Garden | Solar*Rewards Community | Trade Secret | 2023
20252-215912-02 | Xcel Energy | 85 | 13781 | IOU | 05520502 | 540 | Solar |  |  | Active Application | Trade Secret | Trade | WIL | WIL083 | Community Solar Garden | Solar*Rewards Community | Trade Secret | 2023
20252-215912-02 | Xcel Energy | 85 | 13781 | IOU | 05520578 | 8.448 | Solar |  |  | Interconnected | Trade Secret | Trade | GVW | GVW022 | Residential |  | Trade Secret | 2023 | 2023
20252-215912-02 | Xcel Energy | 85 | 13781 | IOU | 05520590 | 400 | Solar |  |  | Active Application | Trade Secret | Trade | WIL | WIL083 | Community Solar Garden | Solar*Rewards Community | Trade Secret | 2024
20252-215912-02 | Xcel Energy | 85 | 13781 | IOU | 05520613 | 240 | Solar |  |  | Active Application | Trade Secret | Trade | HSN | HSN311 | Community Solar Garden | Solar*Rewards Community | Trade Secret | 2023
20252-215912-02 | Xcel Energy | 85 | 13781 | IOU | 05520614 | 6.004 | Solar |  |  | Interconnected | Trade Secret | Trade | RPO | RPO312 | Residential |  | Trade Secret | 2023 | 2023
20252-215912-02 | Xcel Energy | 85 | 13781 | IOU | 05520622 | 1000 | Solar |  |  | Active Application | Trade Secret | Trade | HSN | HSN311 | Community Solar Garden | Solar*Rewards Community | Trade Secret | 2023
20252-215912-02 | Xcel Energy | 85 | 13781 | IOU | 05520651 | 960 | Solar |  |  | Active Application | Trade Secret | Trade | TWL | TWL078 | Community Solar Garden | Solar*Rewards Community | Trade Secret | 2023
20252-215912-02 | Xcel Energy | 85 | 13781 | IOU | 05520675 | 720 | Solar |  |  | Active Application | Trade Secret | Trade | TWL | TWL078 | Community Solar Garden | Solar*Rewards Community | Trade Secret | 2023
20252-215912-02 | Xcel Energy | 85 | 13781 | IOU | 05520686 | 150 | Solar |  |  | Withdrawn | Trade Secret | Trade | EDP | EDP094 | Community Solar Garden | Solar*Rewards Community | Trade Secret | 2023
20252-215912-02 | Xcel Energy | 85 | 13781 | IOU | 05520695 | 160 | Solar |  |  | Withdrawn | Trade Secret | Trade | EDP | EDP094 | Community Solar Garden | Solar*Rewards Community | Trade Secret | 2023
20252-215912-02 | Xcel Energy | 85 | 13781 | IOU | 05520708 | 532 | Solar |  |  | Withdrawn | Trade Secret | Trade | EBL | EBL084 | Community Solar Garden | Solar*Rewards Community | Trade Secret | 2023
20252-215912-02 | Xcel Energy | 85 | 13781 | IOU | 05520720 | 690 | Solar |  |  | Active Application | Trade Secret | Trade | PKL | PKL072 | Community Solar Garden | Solar*Rewards Community | Trade Secret | 2023
20252-215912-02 | Xcel Energy | 85 | 13781 | IOU | 05520766 | 1000 | Solar |  |  | Active Application | Trade Secret | Trade | RLK | RLK064 | Community Solar Garden | Solar*Rewards Community | Trade Secret | 2023
20252-215912-02 | Xcel Energy | 85 | 13781 | IOU | 05520802 | 960 | Solar |  |  | Active Application | Trade Secret | Trade | TER | TER085 | Community Solar Garden | Solar*Rewards Community | Trade Secret | 2023
20252-215912-02 | Xcel Energy | 85 | 13781 | IOU | 05520803 | 360 | Solar |  |  | Withdrawn | Trade Secret | Trade | LEX | LEX063 | Community Solar Garden | Solar*Rewards Community | Trade Secret | 2023
20252-215912-02 | Xcel Energy | 85 | 13781 | IOU | 05520805 | 240 | Solar |  |  | Withdrawn | Trade Secret | Trade | LEX | LEX063 | Community Solar Garden | Solar*Rewards Community | Trade Secret | 2023
20252-215912-02 | Xcel Energy | 85 | 13781 | IOU | 05520810 | 150 | Solar |  |  | Withdrawn | Trade Secret | Trade | RPL | RPL074 | Community Solar Garden | Solar*Rewards Community | Trade Secret | 2023
20252-215912-02 | Xcel Energy | 85 | 13781 | IOU | 05520816 | 360 | Solar |  |  | Withdrawn | Trade Secret | Trade | RPL | RPL074 | Community Solar Garden | Solar*Rewards Community | Trade Secret | 2023
20252-215912-02 | Xcel Energy | 85 | 13781 | IOU | 05520817 | 150 | Solar |  |  | Withdrawn | Trade Secret | Trade | RPL | RPL074 | Community Solar Garden | Solar*Rewards Community | Trade Secret | 2023
20252-215912-02 | Xcel Energy | 85 | 13781 | IOU | 05520820 | 240 | Solar |  |  | Withdrawn | Trade Secret | Trade | LEX | LEX064 | Community Solar Garden | Solar*Rewards Community | Trade Secret | 2023
20252-215912-02 | Xcel Energy | 85 | 13781 | IOU | 05520823 | 300 | Solar |  |  | Withdrawn | Trade Secret | Trade | GLK | GLK072 | Community Solar Garden | Solar*Rewards Community | Trade Secret | 2023
20252-215912-02 | Xcel Energy | 85 | 13781 | IOU | 05520967 | 7.54 | Solar |  |  | Interconnected | Trade Secret | Trade | BRP | BRP061 | Residential |  | Trade Secret | 2023 | 2023
20252-215912-02 | Xcel Energy | 85 | 13781 | IOU | 05520974 |  |  |  |  | Active Application | Trade Secret | Trade |  |  | Residential |  | Trade Secret | 2023
20252-215912-02 | Xcel Energy | 85 | 13781 | IOU | 05520977 | 240 | Solar |  |  | Withdrawn | Trade Secret | Trade | KOL | KOL071 | Community Solar Garden | Solar*Rewards Community | Trade Secret | 2023
20252-215912-02 | Xcel Energy | 85 | 13781 | IOU | 05520982 | 240 | Solar |  |  | Withdrawn | Trade Secret | Trade | KOL | KOL061 | Community Solar Garden | Solar*Rewards Community | Trade Secret | 2023
20252-215912-02 | Xcel Energy | 85 | 13781 | IOU | 05520987 | 210 | Solar |  |  | Withdrawn | Trade Secret | Trade | KOL | KOL071 | Community Solar Garden | Solar*Rewards Community | Trade Secret | 2023
20252-215912-02 | Xcel Energy | 85 | 13781 | IOU | 05520990 | 210 | Solar |  |  | Withdrawn | Trade Secret | Trade | KOL | KOL071 | Community Solar Garden | Solar*Rewards Community | Trade Secret | 2023
20252-215912-02 | Xcel Energy | 85 | 13781 | IOU | 05520994 | 150 | Solar |  |  | Withdrawn | Trade Secret | Trade | KOL | KOL071 | Community Solar Garden | Solar*Rewards Community | Trade Secret | 2023
20252-215912-02 | Xcel Energy | 85 | 13781 | IOU | 05521027 | 200 | Solar |  |  | Withdrawn | Trade Secret | Trade | HSN | HSN321 | Community Solar Garden | Solar*Rewards Community | Trade Secret | 2023
20252-215912-02 | Xcel Energy | 85 | 13781 | IOU | 05521088 | 900 | Solar |  |  | Active Application | Trade Secret | Trade | TWL | TWL072 | Community Solar Garden | Solar*Rewards Community | Trade Secret | 2024
20252-215912-02 | Xcel Energy | 85 | 13781 | IOU | 05521353 | 6.615 | Solar |  |  | Interconnected | Trade Secret | Trade | AFT | AFT314 | Residential | Solar*Rewards | Trade Secret | 2023 | 2023
20252-215912-02 | Xcel Energy | 85 | 13781 | IOU | 05521537 |  | Solar |  |  | Active Application | Trade Secret | Trade |  |  | Residential | Solar*Rewards | Trade Secret | 2023
20252-215912-02 | Xcel Energy | 85 | 13781 | IOU | 05521538 | 6.004 | Solar |  |  | Interconnected | Trade Secret | Trade | APA | APA067 | Residential |  | Trade Secret | 2023 | 2023
20252-215912-02 | Xcel Energy | 85 | 13781 | IOU | 05521542 | 1000 | Solar |  |  | Active Application | Trade Secret | Trade | HYL | HYL062 | Community Solar Garden | Solar*Rewards Community | Trade Secret | 2023
20252-215912-02 | Xcel Energy | 85 | 13781 | IOU | 05521574 | 1000 | Solar |  |  | Active Application | Trade Secret | Trade | RLK | RLK065 | Community Solar Garden | Solar*Rewards Community | Trade Secret | 2023
20252-215912-02 | Xcel Energy | 85 | 13781 | IOU | 05521591 | 540 | Solar |  |  | Active Application | Trade Secret | Trade | PKL | PKL071 | Community Solar Garden | Solar*Rewards Community | Trade Secret | 2023
20252-215912-02 | Xcel Energy | 85 | 13781 | IOU | 05521763 |  |  |  |  | Active Application | Trade Secret | Trade | TWL | TWL076 | Residential |  | Trade Secret | 2023
20252-215912-02 | Xcel Energy | 85 | 13781 | IOU | 05522683 | 11.52 | Solar |  |  | Interconnected | Trade Secret | Trade | VMR | VMR062 | Residential | Solar*Rewards | Trade Secret | 2023 | 2023
20252-215912-02 | Xcel Energy | 85 | 13781 | IOU | 05522762 | 5.67 | Solar |  |  | Interconnected | Trade Secret | Trade | AFT | AFT314 | Residential |  | Trade Secret | 2023 | 2023
20252-215912-02 | Xcel Energy | 85 | 13781 | IOU | 05522823 | 11.52 | Solar |  |  | Interconnected | Trade Secret | Trade | AFT | AFT322 | Residential |  | Trade Secret | 2023 | 2023
20252-215912-02 | Xcel Energy | 85 | 13781 | IOU | 05522832 | 10.15 | Solar |  |  | Interconnected | Trade Secret | Trade | OSS | OSS062 | Commercial |  | Trade Secret | 2023 | 2024
20252-215912-02 | Xcel Energy | 85 | 13781 | IOU | 05522867 | 5.688 | Solar |  |  | Interconnected | Trade Secret | Trade | MPK | MPK065 | Residential |  | Trade Secret | 2023 | 2023
20252-215912-02 | Xcel Energy | 85 | 13781 | IOU | 05522876 | 9.765 | Solar |  |  | Interconnected | Trade Secret | Trade | SLP | SLP083 | Residential | Solar*Rewards | Trade Secret | 2023 | 2023
20252-215912-02 | Xcel Energy | 85 | 13781 | IOU | 05522903 | 12.6 | Storage |  |  | Interconnected | Trade Secret | Trade | CEL | CEL066 | Residential |  | Trade Secret | 2023 | 2023
20252-215912-02 | Xcel Energy | 85 | 13781 | IOU | 05522942 | 4.93 | Solar |  |  | Interconnected | Trade Secret | Trade | WES | WES074 | Residential |  | Trade Secret | 2023 | 2023
20252-215912-02 | Xcel Energy | 85 | 13781 | IOU | 05523029 | 4.35 | Solar |  |  | Interconnected | Trade Secret | Trade | MEL | MEL069 | Residential |  | Trade Secret | 2023 | 2023
20252-215912-02 | Xcel Energy | 85 | 13781 | IOU | 05523036 | 25 | Solar |  |  | Interconnected | Trade Secret | Trade | WES | WES065 | Commercial |  | Trade Secret | 2023 | 2024
20252-215912-02 | Xcel Energy | 85 | 13781 | IOU | 05523324 |  |  |  |  | Active Application | Trade Secret | Trade |  |  | Residential |  | Trade Secret | 2023
20252-215912-02 | Xcel Energy | 85 | 13781 | IOU | 05523576 | 15.36 | Solar |  |  | Interconnected | Trade Secret | Trade | AFT | AFT322 | Residential |  | Trade Secret | 2023 | 2023
20252-215912-02 | Xcel Energy | 85 | 13781 | IOU | 05523591 | 7.68 | Solar |  |  | Interconnected | Trade Secret | Trade | AFT | AFT321 | Residential |  | Trade Secret | 2023 | 2023
20252-215912-02 | Xcel Energy | 85 | 13781 | IOU | 05523642 | 11.4 | Solar |  | X | Interconnected | Trade Secret | Trade | MEL | MEL073 | Residential |  | Trade Secret | 2023 | 2023
20252-215912-02 | Xcel Energy | 85 | 13781 | IOU | 05523721 | 20.736 | Solar |  |  | Active Application | Trade Secret | Trade | LAK | LAK032 | Residential |  | Trade Secret | 2023
20252-215912-02 | Xcel Energy | 85 | 13781 | IOU | 05523743 |  |  |  |  | Active Application | Trade Secret | Trade |  |  | Residential |  | Trade Secret | 2023
20252-215912-02 | Xcel Energy | 85 | 13781 | IOU | 05524041 | 7.6 | Solar |  |  | Interconnected | Trade Secret | Trade | WSG | WSG352 | Residential | Solar*Rewards | Trade Secret | 2023 | 2023
20252-215912-02 | Xcel Energy | 85 | 13781 | IOU | 05524094 | 7.6 | Solar |  |  | Interconnected | Trade Secret | Trade | GRC | GRC312 | Residential | Solar*Rewards | Trade Secret | 2023 | 2023
20252-215912-02 | Xcel Energy | 85 | 13781 | IOU | 05524114 | 5.052 | Solar |  |  | Withdrawn | Trade Secret | Trade | ALD | ALD085 | Residential | Solar*Rewards | Trade Secret | 2023
20252-215912-02 | Xcel Energy | 85 | 13781 | IOU | 05524115 | 12.64 | Solar |  | X | Active Application | Trade Secret | Trade | BCH | BCH311 | Residential | Solar*Rewards | Trade Secret | 2023
20252-215912-02 | Xcel Energy | 85 | 13781 | IOU | 05524153 | 7.54 | Solar |  |  | Interconnected | Trade Secret | Trade | TLK | TLK066 | Residential | Solar*Rewards | Trade Secret | 2023 | 2024
20252-215912-02 | Xcel Energy | 85 | 13781 | IOU | 05524219 | 6.32 | Solar |  |  | Interconnected | Trade Secret | Trade | BYT | BYT072 | Residential |  | Trade Secret | 2023 | 2023
20252-215912-02 | Xcel Energy | 85 | 13781 | IOU | 05524565 | 10.744 | Solar |  |  | Withdrawn | Trade Secret | Trade | WIL | WIL078 | Residential | Solar*Rewards | Trade Secret | 2023
20252-215912-02 | Xcel Energy | 85 | 13781 | IOU | 05524774 | 27.51 | Solar |  |  | Withdrawn | Trade Secret | Trade | GFD | GFD021 | Residential | Solar*Rewards | Trade Secret | 2023
20252-215912-02 | Xcel Energy | 85 | 13781 | IOU | 05524779 | 18.41 | Solar |  | X | Interconnected | Trade Secret | Trade | ECK | ECK341 | Residential |  | Trade Secret | 2023 | 2024
20252-215912-02 | Xcel Energy | 85 | 13781 | IOU | 05524784 |  | Solar |  |  | Withdrawn | Trade Secret | Trade |  |  | Residential | Solar*Rewards | Trade Secret | 2023
20252-215912-02 | Xcel Energy | 85 | 13781 | IOU | 05524853 | 10.112 | Solar |  |  | Interconnected | Trade Secret | Trade | TER | TER075 | Residential | Solar*Rewards | Trade Secret | 2023 | 2023
20252-215912-02 | Xcel Energy | 85 | 13781 | IOU | 05525049 | 3.84 | Solar |  |  | Interconnected | Trade Secret | Trade | LEX | LEX333 | Residential | Solar*Rewards | Trade Secret | 2023 | 2023
20252-215912-02 | Xcel Energy | 85 | 13781 | IOU | 05525063 | 5.12 | Solar |  |  | Interconnected | Trade Secret | Trade | LEX | LEX332 | Residential | Solar*Rewards | Trade Secret | 2023 | 2023
20252-215912-02 | Xcel Energy | 85 | 13781 | IOU | 05525079 | 8.96 | Solar |  |  | Interconnected | Trade Secret | Trade | LEX | LEX332 | Residential | Solar*Rewards | Trade Secret | 2023 | 2024
20252-215912-02 | Xcel Energy | 85 | 13781 | IOU | 05525426 | 7.56 | Solar |  |  | Interconnected | Trade Secret | Trade | MPK | MPK074 | Residential | Solar*Rewards | Trade Secret | 2023 | 2023
20252-215912-02 | Xcel Energy | 85 | 13781 | IOU | 05525433 | 7.56 | Solar |  |  | Interconnected | Trade Secret | Trade | MEL | MEL082 | Residential | Solar*Rewards | Trade Secret | 2023 | 2023
20252-215912-02 | Xcel Energy | 85 | 13781 | IOU | 05525455 | 6.36 | Solar |  | X | Interconnected | Trade Secret | Trade | ORO | ORO061 | Residential | Solar*Rewards | Trade Secret | 2023 | 2023
20252-215912-02 | Xcel Energy | 85 | 13781 | IOU | 05525510 | 10.04 | Solar |  | X | Interconnected | Trade Secret | Trade | UPP | UPP063 | Residential |  | Trade Secret | 2023 | 2023
20252-215912-02 | Xcel Energy | 85 | 13781 | IOU | 05525589 | 19.14 | Solar |  |  | Interconnected | Trade Secret | Trade | GPH | GPH062 | Commercial |  | Trade Secret | 2023 | 2024
20252-215912-02 | Xcel Energy | 85 | 13781 | IOU | 05525652 |  | Solar |  |  | Active Application | Trade Secret | Trade |  |  | Residential | Solar*Rewards | Trade Secret | 2023
20252-215912-02 | Xcel Energy | 85 | 13781 | IOU | 05525805 | 2.32 | Solar |  |  | Interconnected | Trade Secret | Trade | OSS | OSS062 | Residential |  | Trade Secret | 2023 | 2023
20252-215912-02 | Xcel Energy | 85 | 13781 | IOU | 05525873 | 4.06 | Solar |  |  | Interconnected | Trade Secret | Trade | MDT | MDT062 | Residential | Solar*Rewards | Trade Secret | 2023 | 2024
20252-215912-02 | Xcel Energy | 85 | 13781 | IOU | 05525890 | 8.7 | Solar |  |  | Interconnected | Trade Secret | Trade | WIL | WIL098 | Residential |  | Trade Secret | 2023 | 2023
20252-215912-02 | Xcel Energy | 85 | 13781 | IOU | 05526023 | 8.12 | Solar |  |  | Interconnected | Trade Secret | Trade | FRM | FRM062 | Residential | Solar*Rewards | Trade Secret | 2023 | 2024
20252-215912-02 | Xcel Energy | 85 | 13781 | IOU | 05526287 | 9.6 | Solar |  |  | Interconnected | Trade Secret | Trade | RMT | RMT321 | Residential | Solar*Rewards | Trade Secret | 2023 | 2024
20252-215912-02 | Xcel Energy | 85 | 13781 | IOU | 05526291 | 3.84 | Solar |  |  | Interconnected | Trade Secret | Trade | BCH | BCH311 | Residential | Solar*Rewards | Trade Secret | 2023 | 2023
20252-215912-02 | Xcel Energy | 85 | 13781 | IOU | 05526293 | 11.52 | Solar |  |  | Interconnected | Trade Secret | Trade | LEX | LEX333 | Residential | Solar*Rewards | Trade Secret | 2023 | 2024
20252-215912-02 | Xcel Energy | 85 | 13781 | IOU | 05526556 | 1000 | Solar |  |  | Withdrawn | Trade Secret | Trade | MGN | MGN211 | Community Solar Garden | Solar*Rewards Community | Trade Secret | 2023
20252-215912-02 | Xcel Energy | 85 | 13781 | IOU | 05526561 | 1000 | Solar |  |  | Withdrawn | Trade Secret | Trade | MGN | MGN211 | Community Solar Garden | Solar*Rewards Community | Trade Secret | 2023
20252-215912-02 | Xcel Energy | 85 | 13781 | IOU | 05526563 | 1000 | Solar |  |  | Withdrawn | Trade Secret | Trade | MGN | MGN211 | Community Solar Garden | Solar*Rewards Community | Trade Secret | 2023
20252-215912-02 | Xcel Energy | 85 | 13781 | IOU | 05526568 | 1000 | Solar |  |  | Withdrawn | Trade Secret | Trade | MGN | MGN211 | Community Solar Garden | Solar*Rewards Community | Trade Secret | 2023
20252-215912-02 | Xcel Energy | 85 | 13781 | IOU | 05526581 | 1000 | Solar |  |  | Active Application | Trade Secret | Trade | SCH | SCH211 | Community Solar Garden | Solar*Rewards Community | Trade Secret | 2023
20252-215912-02 | Xcel Energy | 85 | 13781 | IOU | 05526584 | 1000 | Solar |  |  | Withdrawn | Trade Secret | Trade | SCH | SCH211 | Community Solar Garden | Solar*Rewards Community | Trade Secret | 2023
20252-215912-02 | Xcel Energy | 85 | 13781 | IOU | 05526587 | 1000 | Solar |  |  | Withdrawn | Trade Secret | Trade | SCH | SCH211 | Community Solar Garden | Solar*Rewards Community | Trade Secret | 2023
20252-215912-02 | Xcel Energy | 85 | 13781 | IOU | 05526590 | 1000 | Solar |  |  | Withdrawn | Trade Secret | Trade | SCH | SCH211 | Community Solar Garden | Solar*Rewards Community | Trade Secret | 2023
20252-215912-02 | Xcel Energy | 85 | 13781 | IOU | 05526592 | 1000 | Solar |  |  | Withdrawn | Trade Secret | Trade | SCH | SCH211 | Community Solar Garden | Solar*Rewards Community | Trade Secret | 2023
20252-215912-02 | Xcel Energy | 85 | 13781 | IOU | 05526785 | 15.12 | Solar |  |  | Interconnected | Trade Secret | Trade | MEL | MEL087 | Residential | Solar*Rewards | Trade Secret | 2023 | 2023
20252-215912-02 | Xcel Energy | 85 | 13781 | IOU | 05526791 |  | Solar |  |  | Withdrawn | Trade Secret | Trade |  |  | Community Solar Garden | Solar*Rewards Community | Trade Secret | 2023
20252-215912-02 | Xcel Energy | 85 | 13781 | IOU | 05526800 | 5.355 | Solar |  |  | Active Application | Trade Secret | Trade | VMR | VMR062 | Residential | Solar*Rewards | Trade Secret | 2023
20252-215912-02 | Xcel Energy | 85 | 13781 | IOU | 05526813 | 3.78 | Solar |  |  | Interconnected | Trade Secret | Trade | MPK | MPK068 | Residential |  | Trade Secret | 2023 | 2023
20252-215912-02 | Xcel Energy | 85 | 13781 | IOU | 05526845 | 5.04 | Solar |  |  | Interconnected | Trade Secret | Trade | ANN | ANN021 | Residential |  | Trade Secret | 2023 | 2023
20252-215912-02 | Xcel Energy | 85 | 13781 | IOU | 05526944 | 3.48 | Solar |  |  | Interconnected | Trade Secret | Trade | TWL | TWL066 | Residential |  | Trade Secret | 2023 | 2023
20252-215912-02 | Xcel Energy | 85 | 13781 | IOU | 05527544 | 5.76 | Solar |  |  | Interconnected | Trade Secret | Trade | SLP | SLP082 | Residential | Solar*Rewards | Trade Secret | 2023 | 2023
20252-215912-02 | Xcel Energy | 85 | 13781 | IOU | 05527567 | 5.12 | Solar |  |  | Interconnected | Trade Secret | Trade | RMT | RMT321 | Residential | Solar*Rewards | Trade Secret | 2023 | 2023
20252-215912-02 | Xcel Energy | 85 | 13781 | IOU | 05527577 |  | Solar |  |  | Active Application | Trade Secret | Trade |  |  | Residential | Solar*Rewards | Trade Secret | 2023
20252-215912-02 | Xcel Energy | 85 | 13781 | IOU | 05527626 | 14.08 | Solar |  |  | Interconnected | Trade Secret | Trade | WCR | WCR311 | Residential | Solar*Rewards | Trade Secret | 2023 | 2023
20252-215912-02 | Xcel Energy | 85 | 13781 | IOU | 05527652 | 12.71 | Storage |  |  | Interconnected | Trade Secret | Trade | PRR | PRR062 | Residential |  | Trade Secret | 2023 | 2023
20252-215912-02 | Xcel Energy | 85 | 13781 | IOU | 05527685 | 80 | Solar |  |  | Interconnected | Trade Secret | Trade | UPP | UPP081 | Commercial |  | Trade Secret | 2023 | 2024
20252-215912-02 | Xcel Energy | 85 | 13781 | IOU | 05527756 | 74.4 | Solar |  |  | Interconnected | Trade Secret | Trade | WSG | WSG063 | Commercial |  | Trade Secret | 2023 | 2024
20252-215912-02 | Xcel Energy | 85 | 13781 | IOU | 05527766 | 5.76 | Solar |  |  | Interconnected | Trade Secret | Trade | TWL | TWL067 | Residential |  | Trade Secret | 2023 | 2024
20252-215912-02 | Xcel Energy | 85 | 13781 | IOU | 05527788 | 5.052 | Solar |  |  | Interconnected | Trade Secret | Trade | ALD | ALD085 | Residential | Solar*Rewards | Trade Secret | 2023 | 2023
20252-215912-02 | Xcel Energy | 85 | 13781 | IOU | 05527805 | 10.44 | Solar |  |  | Withdrawn | Trade Secret | Trade | RVA | RVA061 | Residential |  | Trade Secret | 2023
20252-215912-02 | Xcel Energy | 85 | 13781 | IOU | 05527912 | 7.83 | Solar |  |  | Interconnected | Trade Secret | Trade | DHL | DHL061 | Residential | Solar*Rewards | Trade Secret | 2023 | 2023
20252-215912-02 | Xcel Energy | 85 | 13781 | IOU | 05528031 | 4.725 | Solar |  |  | Interconnected | Trade Secret | Trade | CGR | CGR071 | Residential |  | Trade Secret | 2023 | 2023
20252-215912-02 | Xcel Energy | 85 | 13781 | IOU | 05528174 | 1000 | Solar |  |  | Active Application | Trade Secret | Trade | WAS | WAS091 | Community Solar Garden | Solar*Rewards Community | Trade Secret | 2023
20252-215912-02 | Xcel Energy | 85 | 13781 | IOU | 05528207 | 38.4 | Solar |  |  | Active Application | Trade Secret | Trade | WAS | WAS092 | Commercial | Solar*Rewards | Trade Secret | 2023
20252-215912-02 | Xcel Energy | 85 | 13781 | IOU | 05528246 | 2.5 | Solar |  |  | Interconnected | Trade Secret | Trade | SLP | SLP076 | Residential |  | Trade Secret | 2023 | 2023
20252-215912-02 | Xcel Energy | 85 | 13781 | IOU | 05529166 | 7.04 | Solar |  |  | Withdrawn | Trade Secret | Trade | RMT | RMT321 | Residential | Solar*Rewards | Trade Secret | 2023
20252-215912-02 | Xcel Energy | 85 | 13781 | IOU | 05529350 | 9.6 | Solar |  |  | Interconnected | Trade Secret | Trade | APA | APA077 | Residential |  | Trade Secret | 2023 | 2023
20252-215912-02 | Xcel Energy | 85 | 13781 | IOU | 05529815 | 4.725 | Solar |  |  | Interconnected | Trade Secret | Trade | WRR | WRR075 | Residential | Solar*Rewards | Trade Secret | 2023 | 2023
20252-215912-02 | Xcel Energy | 85 | 13781 | IOU | 05530136 | 4.64 | Solar |  |  | Interconnected | Trade Secret | Trade | HSN | HSN322 | Residential |  | Trade Secret | 2023 | 2023
20252-215912-02 | Xcel Energy | 85 | 13781 | IOU | 05530225 | 99.999 | Solar |  |  | Interconnected | Trade Secret | Trade | TER | TER066 | Commercial |  | Trade Secret | 2023 | 2024
20252-215912-02 | Xcel Energy | 85 | 13781 | IOU | 05530236 |  | Solar |  |  | Active Application | Trade Secret | Trade |  |  | Residential | Solar*Rewards | Trade Secret | 2023
20252-215912-02 | Xcel Energy | 85 | 13781 | IOU | 05530238 | 6.4 | Solar |  |  | Interconnected | Trade Secret | Trade | HYL | HYL061 | Residential | Solar*Rewards | Trade Secret | 2023 | 2023
20252-215912-02 | Xcel Energy | 85 | 13781 | IOU | 05530240 | 600 | Solar |  |  | Withdrawn | Trade Secret | Trade | MST | MST074 | Commercial |  | Trade Secret | 2023
20252-215912-02 | Xcel Energy | 85 | 13781 | IOU | 05530242 | 5.04 | Solar |  |  | Interconnected | Trade Secret | Trade | WIL | WIL074 | Residential | Solar*Rewards | Trade Secret | 2023 | 2023
20252-215912-02 | Xcel Energy | 85 | 13781 | IOU | 05530253 | 6.046 | Solar |  |  | Interconnected | Trade Secret | Trade | MPK | MPK085 | Residential |  | Trade Secret | 2023 | 2024
20252-215912-02 | Xcel Energy | 85 | 13781 | IOU | 05530262 | 9.45 | Solar |  |  | Interconnected | Trade Secret | Trade | SCL | SCL312 | Residential | Solar*Rewards | Trade Secret | 2023 | 2024
20252-215912-02 | Xcel Energy | 85 | 13781 | IOU | 05530288 | 7.04 | Solar |  |  | Interconnected | Trade Secret | Trade | PBE | PBE061 | Residential | Solar*Rewards | Trade Secret | 2023 | 2024
20252-215912-02 | Xcel Energy | 85 | 13781 | IOU | 05530295 | 2.205 | Solar |  |  | Interconnected | Trade Secret | Trade | OSS | OSS065 | Residential | Solar*Rewards | Trade Secret | 2023 | 2023
20252-215912-02 | Xcel Energy | 85 | 13781 | IOU | 05530306 | 2.205 | Solar |  |  | Interconnected | Trade Secret | Trade | MPK | MPK063 | Residential | Solar*Rewards | Trade Secret | 2023 | 2023
20252-215912-02 | Xcel Energy | 85 | 13781 | IOU | 05530320 |  |  |  |  | Active Application | Trade Secret | Trade |  |  | Residential |  | Trade Secret | 2023
20252-215912-02 | Xcel Energy | 85 | 13781 | IOU | 05530321 | 11.52 | Solar |  |  | Withdrawn | Trade Secret | Trade | BRO | BRO021 | Residential |  | Trade Secret | 2023
20252-215912-02 | Xcel Energy | 85 | 13781 | IOU | 05530368 | 6.4 | Solar |  |  | Interconnected | Trade Secret | Trade | LEX | LEX333 | Residential | Solar*Rewards | Trade Secret | 2023 | 2023
20252-215912-02 | Xcel Energy | 85 | 13781 | IOU | 05530404 | 5000 | Solar |  |  | Withdrawn | Trade Secret | Trade |  |  | Residential | Other | Trade Secret | 2023
20252-215912-02 | Xcel Energy | 85 | 13781 | IOU | 05530682 | 8.96 | Solar |  |  | Interconnected | Trade Secret | Trade | RMT | RMT321 | Residential | Solar*Rewards | Trade Secret | 2023 | 2024
20252-215912-02 | Xcel Energy | 85 | 13781 | IOU | 05530837 | 6.3 | Solar |  |  | Interconnected | Trade Secret | Trade | AHI | AHI022 | Residential | Solar*Rewards | Trade Secret | 2023 | 2023
20252-215912-02 | Xcel Energy | 85 | 13781 | IOU | 05531402 | 8.82 | Solar |  |  | Interconnected | Trade Secret | Trade | OPK | OPK077 | Residential | Solar*Rewards | Trade Secret | 2023 | 2023
20252-215912-02 | Xcel Energy | 85 | 13781 | IOU | 05531560 | 3.19 | Solar |  |  | Interconnected | Trade Secret | Trade | VMR | VMR062 | Residential |  | Trade Secret | 2023 | 2023
20252-215912-02 | Xcel Energy | 85 | 13781 | IOU | 05531569 | 4.992 | Solar |  |  | Interconnected | Trade Secret | Trade | GNL | GNL072 | Residential |  | Trade Secret | 2023 | 2023
20252-215912-02 | Xcel Energy | 85 | 13781 | IOU | 05531606 | 13.44 | Solar |  |  | Interconnected | Trade Secret | Trade | BYT | BYT072 | Residential | Solar*Rewards | Trade Secret | 2023 | 2023
20252-215912-02 | Xcel Energy | 85 | 13781 | IOU | 05531637 | 10.368 | Solar |  |  | Interconnected | Trade Secret | Trade | WES | WES072 | Residential |  | Trade Secret | 2023 | 2023
20252-215912-02 | Xcel Energy | 85 | 13781 | IOU | 05531647 | 4.48 | Solar |  |  | Interconnected | Trade Secret | Trade | LEX | LEX333 | Residential | Solar*Rewards | Trade Secret | 2023 | 2023
20252-215912-02 | Xcel Energy | 85 | 13781 | IOU | 05531655 | 11.904 | Solar |  |  | Withdrawn | Trade Secret | Trade | REW | REW023 | Residential |  | Trade Secret | 2023
20252-215912-02 | Xcel Energy | 85 | 13781 | IOU | 05531705 | 6.3 | Solar |  |  | Interconnected | Trade Secret | Trade | MEL | MEL072 | Residential |  | Trade Secret | 2023 | 2023
20252-215912-02 | Xcel Energy | 85 | 13781 | IOU | 05531721 | 4.515 | Solar |  |  | Interconnected | Trade Secret | Trade | GNL | GNL072 | Commercial | Solar*Rewards | Trade Secret | 2023 | 2024
20252-215912-02 | Xcel Energy | 85 | 13781 | IOU | 05531826 | 75 | Solar |  |  | Interconnected | Trade Secret | Trade | EDA | EDA061 | Commercial |  | Trade Secret | 2023 | 2024
20252-215912-02 | Xcel Energy | 85 | 13781 | IOU | 05531829 | 1000 | Solar |  |  | Withdrawn | Trade Secret | Trade | WAS | WAS091 | Community Solar Garden | Solar*Rewards Community | Trade Secret | 2023
20252-215912-02 | Xcel Energy | 85 | 13781 | IOU | 05532239 | 9.6 | Solar |  |  | Active Application | Trade Secret | Trade | CHI | CHI311 | Residential |  | Trade Secret | 2023
20252-215912-02 | Xcel Energy | 85 | 13781 | IOU | 05532297 |  | Solar |  |  | Active Application | Trade Secret | Trade |  |  | Residential | Solar*Rewards | Trade Secret | 2023
20252-215912-02 | Xcel Energy | 85 | 13781 | IOU | 05532299 | 8.32 | Solar |  |  | Interconnected | Trade Secret | Trade | SLP | SLP097 | Residential | Solar*Rewards | Trade Secret | 2023 | 2023
20252-215912-02 | Xcel Energy | 85 | 13781 | IOU | 05532310 | 6.09 | Solar |  |  | Interconnected | Trade Secret | Trade | GLK | GLK061 | Residential |  | Trade Secret | 2023 | 2024
20252-215912-02 | Xcel Energy | 85 | 13781 | IOU | 05532342 | 9.6 | Solar |  |  | Interconnected | Trade Secret | Trade | HUG | HUG322 | Residential | Solar*Rewards | Trade Secret | 2023 | 2023
20252-215912-02 | Xcel Energy | 85 | 13781 | IOU | 05532361 | 9.765 | Solar |  |  | Interconnected | Trade Secret | Trade | HOL | HOL071 | Residential |  | Trade Secret | 2023 | 2023
20252-215912-02 | Xcel Energy | 85 | 13781 | IOU | 05532390 | 5.04 | Solar |  |  | Withdrawn | Trade Secret | Trade | SLP | SLP097 | Residential | Solar*Rewards | Trade Secret | 2023
20252-215912-02 | Xcel Energy | 85 | 13781 | IOU | 05532400 | 6.93 | Solar |  |  | Withdrawn | Trade Secret | Trade | TER | TER071 | Residential | Solar*Rewards | Trade Secret | 2023
20252-215912-02 | Xcel Energy | 85 | 13781 | IOU | 05532418 | 5.04 | Solar |  |  | Interconnected | Trade Secret | Trade | HUG | HUG322 | Residential | Solar*Rewards | Trade Secret | 2023 | 2023
20252-215912-02 | Xcel Energy | 85 | 13781 | IOU | 05532816 | 9.984 | Solar |  |  | Withdrawn | Trade Secret | Trade | TLK | TLK067 | Residential | Solar*Rewards | Trade Secret | 2023
20252-215912-02 | Xcel Energy | 85 | 13781 | IOU | 05533152 | 12.54 | Solar |  | X | Interconnected | Trade Secret | Trade | GLK | GLK065 | Residential | Solar*Rewards | Trade Secret | 2023 | 2024
20252-215912-02 | Xcel Energy | 85 | 13781 | IOU | 05533208 |  | Solar |  |  | Active Application | Trade Secret | Trade |  |  | Residential | Solar*Rewards | Trade Secret | 2023
20252-215912-02 | Xcel Energy | 85 | 13781 | IOU | 05533213 | 3.15 | Solar |  |  | Interconnected | Trade Secret | Trade | GSL | GSL341 | Residential | Solar*Rewards | Trade Secret | 2023 | 2025
20252-215912-02 | Xcel Energy | 85 | 13781 | IOU | 05533236 | 8.19 | Solar |  |  | Interconnected | Trade Secret | Trade | SOU | SOU064 | Residential | Solar*Rewards | Trade Secret | 2023 | 2023
20252-215912-02 | Xcel Energy | 85 | 13781 | IOU | 05533265 | 5.985 | Solar |  |  | Interconnected | Trade Secret | Trade | HYL | HYL061 | Residential | Solar*Rewards | Trade Secret | 2023 | 2023
20252-215912-02 | Xcel Energy | 85 | 13781 | IOU | 05533269 |  | Solar |  |  | Active Application | Trade Secret | Trade |  |  | Residential | Solar*Rewards | Trade Secret | 2023
20252-215912-02 | Xcel Energy | 85 | 13781 | IOU | 05533636 | 2.835 | Solar |  |  | Interconnected | Trade Secret | Trade | WES | WES075 | Residential | Solar*Rewards | Trade Secret | 2023 | 2023
20252-215912-02 | Xcel Energy | 85 | 13781 | IOU | 05533652 | 5.04 | Solar |  |  | Interconnected | Trade Secret | Trade | SOU | SOU083 | Residential | Solar*Rewards | Trade Secret | 2023 | 2023
20252-215912-02 | Xcel Energy | 85 | 13781 | IOU | 05533676 | 6.93 | Solar |  |  | Interconnected | Trade Secret | Trade | GSL | GSL061 | Residential |  | Trade Secret | 2023 | 2023
20252-215912-02 | Xcel Energy | 85 | 13781 | IOU | 05533893 | 10.752 | Solar |  |  | Interconnected | Trade Secret | Trade | HSN | HSN311 | Residential |  | Trade Secret | 2023 | 2023
20252-215912-02 | Xcel Energy | 85 | 13781 | IOU | 05533983 | 34.6 | Solar |  |  | Interconnected | Trade Secret | Trade | MST | MST080 | Commercial |  | Trade Secret | 2023 | 2024
20252-215912-02 | Xcel Energy | 85 | 13781 | IOU | 05534185 | 7.54 | Solar |  |  | Interconnected | Trade Secret | Trade | FSL | FSL311 | Residential |  | Trade Secret | 2023 | 2023
20252-215912-02 | Xcel Energy | 85 | 13781 | IOU | 05534241 | 5.76 | Solar |  |  | Interconnected | Trade Secret | Trade | RMT | RMT321 | Residential | Solar*Rewards | Trade Secret | 2023 | 2023
20252-215912-02 | Xcel Energy | 85 | 13781 | IOU | 05534334 | 8.45 | Solar |  |  | Interconnected | Trade Secret | Trade | RAM | RAM071 | Residential |  | Trade Secret | 2023 | 2023
20252-215912-02 | Xcel Energy | 85 | 13781 | IOU | 05534451 | 4.537 | Solar |  |  | Interconnected | Trade Secret | Trade | LAC | LAC063 | Residential | Solar*Rewards | Trade Secret | 2023 | 2023
20252-215912-02 | Xcel Energy | 85 | 13781 | IOU | 05534506 | 5.04 | Solar |  |  | Interconnected | Trade Secret | Trade | PKL | PKL085 | Residential | Solar*Rewards | Trade Secret | 2023 | 2023
20252-215912-02 | Xcel Energy | 85 | 13781 | IOU | 05534559 | 4.725 | Solar |  |  | Interconnected | Trade Secret | Trade | RRK | RRK064 | Residential |  | Trade Secret | 2023 | 2023
20252-215912-02 | Xcel Energy | 85 | 13781 | IOU | 05534867 | 4.64 | Solar |  |  | Interconnected | Trade Secret | Trade | GLD | GLD031 | Residential | Solar*Rewards | Trade Secret | 2023 | 2023
20252-215912-02 | Xcel Energy | 85 | 13781 | IOU | 05535039 | 7.875 | Solar |  |  | Interconnected | Trade Secret | Trade | RMT | RMT321 | Residential |  | Trade Secret | 2023 | 2023
20252-215912-02 | Xcel Energy | 85 | 13781 | IOU | 05535061 | 10.15 | Solar |  |  | Interconnected | Trade Secret | Trade | CEL | CEL064 | Residential |  | Trade Secret | 2023 | 2024
20252-215912-02 | Xcel Energy | 85 | 13781 | IOU | 05535073 | 4.725 | Solar |  |  | Interconnected | Trade Secret | Trade | AFT | AFT314 | Residential |  | Trade Secret | 2023 | 2023
20252-215912-02 | Xcel Energy | 85 | 13781 | IOU | 05535087 | 4.35 | Solar |  |  | Interconnected | Trade Secret | Trade | CTR | CTR021 | Residential |  | Trade Secret | 2023 | 2023
20252-215912-02 | Xcel Energy | 85 | 13781 | IOU | 05535107 | 3.77 | Solar |  |  | Interconnected | Trade Secret | Trade | IDA | IDA064 | Residential |  | Trade Secret | 2023 | 2023
20252-215912-02 | Xcel Energy | 85 | 13781 | IOU | 05535151 | 5.04 | Solar |  |  | Interconnected | Trade Secret | Trade | HOL | HOL071 | Residential |  | Trade Secret | 2023 | 2023
20252-215912-02 | Xcel Energy | 85 | 13781 | IOU | 05535165 | 3.48 | Solar |  |  | Interconnected | Trade Secret | Trade | RRK | RRK064 | Residential |  | Trade Secret | 2023 | 2023
20252-215912-02 | Xcel Energy | 85 | 13781 | IOU | 05535170 | 5.04 | Solar |  |  | Interconnected | Trade Secret | Trade | RPO | RPO311 | Residential |  | Trade Secret | 2023 | 2023
20252-215912-02 | Xcel Energy | 85 | 13781 | IOU | 05535178 | 4.095 | Solar |  |  | Interconnected | Trade Secret | Trade | TWL | TWL073 | Residential |  | Trade Secret | 2023 | 2023
20252-215912-02 | Xcel Energy | 85 | 13781 | IOU | 05535185 |  |  |  |  | Active Application | Trade Secret | Trade |  |  | Residential |  | Trade Secret | 2023
20252-215912-02 | Xcel Energy | 85 | 13781 | IOU | 05535189 | 2.52 | Solar |  |  | Withdrawn | Trade Secret | Trade | RPO | RPO312 | Residential |  | Trade Secret | 2023
20252-215912-02 | Xcel Energy | 85 | 13781 | IOU | 05535457 | 8.82 | Solar |  |  | Interconnected | Trade Secret | Trade | WES | WES073 | Residential |  | Trade Secret | 2023 | 2023
20252-215912-02 | Xcel Energy | 85 | 13781 | IOU | 05535459 | 5.76 | Solar |  |  | Interconnected | Trade Secret | Trade | RRK | RRK064 | Residential | Solar*Rewards | Trade Secret | 2023 | 2024
20252-215912-02 | Xcel Energy | 85 | 13781 | IOU | 05535463 | 7.04 | Solar |  |  | Interconnected | Trade Secret | Trade | HSN | HSN321 | Residential | Solar*Rewards | Trade Secret | 2023 | 2024
20252-215912-02 | Xcel Energy | 85 | 13781 | IOU | 05535522 | 5000 | Solar |  |  | Withdrawn | Trade Secret | Trade |  |  | Residential | Other | Trade Secret | 2023
20252-215912-02 | Xcel Energy | 85 | 13781 | IOU | 05535566 | 11.52 | Solar |  |  | Interconnected | Trade Secret | Trade | RPO | RPO312 | Residential |  | Trade Secret | 2023 | 2023
20252-215912-02 | Xcel Energy | 85 | 13781 | IOU | 05535718 | 6.4 | Solar |  |  | Interconnected | Trade Secret | Trade | BCH | BCH311 | Residential | Solar*Rewards | Trade Secret | 2023 | 2023
20252-215912-02 | Xcel Energy | 85 | 13781 | IOU | 05535733 | 4.35 | Solar |  |  | Interconnected | Trade Secret | Trade | TWL | TWL073 | Residential |  | Trade Secret | 2023 | 2023
20252-215912-02 | Xcel Energy | 85 | 13781 | IOU | 05535748 | 8.505 | Solar |  |  | Interconnected | Trade Secret | Trade | OAD | OAD073 | Residential |  | Trade Secret | 2023 | 2023
20252-215912-02 | Xcel Energy | 85 | 13781 | IOU | 05535752 | 30 | Storage |  |  | Interconnected | Trade Secret | Trade | AHI | AHI024 | Commercial |  | Trade Secret | 2023 | 2023
20252-215912-02 | Xcel Energy | 85 | 13781 | IOU | 05535761 |  | Solar |  |  | Active Application | Trade Secret | Trade | HUG | HUG312 | Residential | Solar*Rewards | Trade Secret | 2023
20252-215912-02 | Xcel Energy | 85 | 13781 | IOU | 05535776 |  |  |  |  | Active Application | Trade Secret | Trade |  |  | Residential |  | Trade Secret | 2023
20252-215912-02 | Xcel Energy | 85 | 13781 | IOU | 05535783 |  |  |  |  | Active Application | Trade Secret | Trade |  |  | Residential |  | Trade Secret | 2023
20252-215912-02 | Xcel Energy | 85 | 13781 | IOU | 05535788 | 8.41 | Solar |  |  | Active Application | Trade Secret | Trade | ALD | ALD072 | Residential |  | Trade Secret | 2023
20252-215912-02 | Xcel Energy | 85 | 13781 | IOU | 05535826 | 6.046 | Solar |  |  | Interconnected | Trade Secret | Trade | SOU | SOU076 | Residential | Solar*Rewards | Trade Secret | 2023 | 2023
20252-215912-02 | Xcel Energy | 85 | 13781 | IOU | 05535840 |  |  |  |  | Active Application | Trade Secret | Trade |  |  | Residential |  | Trade Secret | 2023
20252-215912-02 | Xcel Energy | 85 | 13781 | IOU | 05535843 | 5.052 | Solar |  |  | Interconnected | Trade Secret | Trade | GSL | GSL074 | Residential | Solar*Rewards | Trade Secret | 2023 | 2023
20252-215912-02 | Xcel Energy | 85 | 13781 | IOU | 05535849 | 187.5 | Solar |  |  | Active Application | Trade Secret | Trade | RIV | RIV072 | Commercial |  | Trade Secret | 2024
20252-215912-02 | Xcel Energy | 85 | 13781 | IOU | 05535882 | 200 | Solar |  |  | Active Application | Trade Secret | Trade | RIV | RIV066 | Commercial |  | Trade Secret | 2023
20252-215912-02 | Xcel Energy | 85 | 13781 | IOU | 05535891 | 7.6 | Solar |  |  | Withdrawn | Trade Secret | Trade | MPK | MPK078 | Residential | Solar*Rewards | Trade Secret | 2023
20252-215912-02 | Xcel Energy | 85 | 13781 | IOU | 05535907 | 83.3 | Solar |  |  | Active Application | Trade Secret | Trade | RIV | RIV066 | Commercial |  | Trade Secret | 2023
20252-215912-02 | Xcel Energy | 85 | 13781 | IOU | 05535914 | 250 | Solar |  |  | Active Application | Trade Secret | Trade | RIV | RIV066 | Commercial |  | Trade Secret | 2023
20252-215912-02 | Xcel Energy | 85 | 13781 | IOU | 05535928 | 249.375 | Solar |  |  | Active Application | Trade Secret | Trade | RIV | RIV066 | Commercial |  | Trade Secret | 2024
20252-215912-02 | Xcel Energy | 85 | 13781 | IOU | 05535930 | 5.525 | Solar |  |  | Interconnected | Trade Secret | Trade | ECK | ECK321 | Residential |  | Trade Secret | 2023 | 2023
20252-215912-02 | Xcel Energy | 85 | 13781 | IOU | 05535948 | 4.095 | Solar |  |  | Withdrawn | Trade Secret | Trade | HSN | HSN322 | Residential | Solar*Rewards | Trade Secret | 2023
20252-215912-02 | Xcel Energy | 85 | 13781 | IOU | 05535966 | 4.41 | Solar |  |  | Interconnected | Trade Secret | Trade | RPL | RPL064 | Residential | Solar*Rewards | Trade Secret | 2023 | 2023
20252-215912-02 | Xcel Energy | 85 | 13781 | IOU | 05535985 | 7.245 | Solar |  |  | Interconnected | Trade Secret | Trade | NMC | NMC082 | Residential | Solar*Rewards | Trade Secret | 2023 | 2023
20252-215912-02 | Xcel Energy | 85 | 13781 | IOU | 05536002 | 18 | Solar |  |  | Interconnected | Trade Secret | Trade | HWW | HWW062 | Commercial |  | Trade Secret | 2023 | 2024
20252-215912-02 | Xcel Energy | 85 | 13781 | IOU | 05536006 | 7.245 | Solar |  |  | Interconnected | Trade Secret | Trade | HSN | HSN322 | Residential | Solar*Rewards | Trade Secret | 2023 | 2023
20252-215912-02 | Xcel Energy | 85 | 13781 | IOU | 05536019 | 4.095 | Solar |  |  | Interconnected | Trade Secret | Trade | RPL | RPL063 | Residential |  | Trade Secret | 2023 | 2023
20252-215912-02 | Xcel Energy | 85 | 13781 | IOU | 05536038 | 8.19 | Solar |  |  | Interconnected | Trade Secret | Trade | WKN | WKN001 | Residential |  | Trade Secret | 2023 | 2023
20252-215912-02 | Xcel Energy | 85 | 13781 | IOU | 05536055 | 2.9 | Solar |  |  | Interconnected | Trade Secret | Trade | MPK | MPK074 | Residential |  | Trade Secret | 2023 | 2024
20252-215912-02 | Xcel Energy | 85 | 13781 | IOU | 05536109 | 6.09 | Solar |  |  | Interconnected | Trade Secret | Trade | HSN | HSN321 | Residential |  | Trade Secret | 2023 | 2023
20252-215912-02 | Xcel Energy | 85 | 13781 | IOU | 05536233 | 2.9 | Solar |  |  | Interconnected | Trade Secret | Trade | IDA | IDA072 | Residential |  | Trade Secret | 2023 | 2023
20252-215912-02 | Xcel Energy | 85 | 13781 | IOU | 05536583 | 3.84 | Solar |  |  | Withdrawn | Trade Secret | Trade | ECK | ECK321 | Residential | Solar*Rewards | Trade Secret | 2023
20252-215912-02 | Xcel Energy | 85 | 13781 | IOU | 05536634 |  | Solar |  |  | Active Application | Trade Secret | Trade |  |  | Residential | Solar*Rewards | Trade Secret | 2023
20252-215912-02 | Xcel Energy | 85 | 13781 | IOU | 05536640 | 7.04 | Solar |  |  | Interconnected | Trade Secret | Trade | ECK | ECK061 | Residential | Solar*Rewards | Trade Secret | 2023 | 2024
20252-215912-02 | Xcel Energy | 85 | 13781 | IOU | 05536847 | 2.835 | Solar |  |  | Interconnected | Trade Secret | Trade | MOL | MOL067 | Residential | Solar*Rewards | Trade Secret | 2023 | 2023
20252-215912-02 | Xcel Energy | 85 | 13781 | IOU | 05536862 |  |  |  |  | Withdrawn | Trade Secret | Trade |  |  | Residential |  | Trade Secret | 2023
20252-215912-02 | Xcel Energy | 85 | 13781 | IOU | 05536885 | 11.39 | Solar |  |  | Active Application | Trade Secret | Trade | CHI | CHI311 | Residential |  | Trade Secret | 2023
20252-215912-02 | Xcel Energy | 85 | 13781 | IOU | 05536916 | 4.725 | Solar |  |  | Interconnected | Trade Secret | Trade | WCR | WCR063 | Residential | Solar*Rewards | Trade Secret | 2023 | 2024
20252-215912-02 | Xcel Energy | 85 | 13781 | IOU | 05537345 | 10.71 | Solar |  |  | Active Application | Trade Secret | Trade | AFT | AFT314 | Residential | Solar*Rewards | Trade Secret | 2023
20252-215912-02 | Xcel Energy | 85 | 13781 | IOU | 05537369 | 5.8 | Solar |  |  | Interconnected | Trade Secret | Trade | BRP | BRP071 | Residential |  | Trade Secret | 2023 | 2023
20252-215912-02 | Xcel Energy | 85 | 13781 | IOU | 05537407 | 8.82 | Solar |  |  | Interconnected | Trade Secret | Trade | DHL | DHL061 | Residential |  | Trade Secret | 2023 | 2023
20252-215912-02 | Xcel Energy | 85 | 13781 | IOU | 05537416 | 8.99 | Solar |  |  | Interconnected | Trade Secret | Trade | MEL | MEL061 | Residential |  | Trade Secret | 2023 | 2023
20252-215912-02 | Xcel Energy | 85 | 13781 | IOU | 05537421 | 9.6 | Solar |  |  | Interconnected | Trade Secret | Trade | LEX | LEX333 | Residential | Solar*Rewards | Trade Secret | 2023 | 2023
20252-215912-02 | Xcel Energy | 85 | 13781 | IOU | 05538258 | 4995 | Solar |  |  | Withdrawn | Trade Secret | Trade |  |  | Residential | Other | Trade Secret | 2023
20252-215912-02 | Xcel Energy | 85 | 13781 | IOU | 05538260 | 4995 | Solar |  |  | Withdrawn | Trade Secret | Trade |  |  | Residential | Other | Trade Secret | 2023
20252-215912-02 | Xcel Energy | 85 | 13781 | IOU | 05538351 |  | Solar |  |  | Active Application | Trade Secret | Trade |  |  | Residential | Solar*Rewards | Trade Secret | 2023
20252-215912-02 | Xcel Energy | 85 | 13781 | IOU | 05538352 |  | Solar |  |  | Active Application | Trade Secret | Trade |  |  | Residential | Solar*Rewards | Trade Secret | 2023
20252-215912-02 | Xcel Energy | 85 | 13781 | IOU | 05538755 | 5.8 | Solar |  |  | Interconnected | Trade Secret | Trade | HSN | HSN312 | Residential |  | Trade Secret | 2023 | 2023
20252-215912-02 | Xcel Energy | 85 | 13781 | IOU | 05538856 | 4.64 | Solar |  |  | Active Application | Trade Secret | Trade | HSN | HSN322 | Residential |  | Trade Secret | 2023
20252-215912-02 | Xcel Energy | 85 | 13781 | IOU | 05538915 | 4.188 | Solar |  |  | Interconnected | Trade Secret | Trade | SOU | SOU072 | Residential | Solar*Rewards | Trade Secret | 2023 | 2024
20252-215912-02 | Xcel Energy | 85 | 13781 | IOU | 05539025 | 15.555 | Solar |  | X | Interconnected | Trade Secret | Trade | DBL | DBL068 | Commercial |  | Trade Secret | 2023 | 2024
20252-215912-02 | Xcel Energy | 85 | 13781 | IOU | 05539094 | 15.67 | Storage |  |  | Interconnected | Trade Secret | Trade | EDA | EDA073 | Residential |  | Trade Secret | 2023 | 2023
20252-215912-02 | Xcel Energy | 85 | 13781 | IOU | 05539116 | 9.994 | Solar |  |  | Interconnected | Trade Secret | Trade | NMC | NMC082 | Residential | Solar*Rewards | Trade Secret | 2023 | 2023
20252-215912-02 | Xcel Energy | 85 | 13781 | IOU | 05539153 | 9.984 | Solar |  |  | Interconnected | Trade Secret | Trade | CGR | CGR061 | Residential |  | Trade Secret | 2023 | 2023
20252-215912-02 | Xcel Energy | 85 | 13781 | IOU | 05539188 | 11.52 | Solar |  |  | Interconnected | Trade Secret | Trade | RRK | RRK064 | Residential |  | Trade Secret | 2023 | 2023
20252-215912-02 | Xcel Energy | 85 | 13781 | IOU | 05539306 | 6.615 | Solar |  |  | Interconnected | Trade Secret | Trade | DPN | DPN071 | Residential | Solar*Rewards | Trade Secret | 2023 | 2023
20252-215912-02 | Xcel Energy | 85 | 13781 | IOU | 05539515 | 7.68 | Solar |  |  | Interconnected | Trade Secret | Trade | ECK | ECK061 | Residential | Solar*Rewards | Trade Secret | 2023 | 2024
20252-215912-02 | Xcel Energy | 85 | 13781 | IOU | 05539540 |  | Solar |  |  | Active Application | Trade Secret | Trade |  |  | Residential | Solar*Rewards | Trade Secret | 2023
20252-215912-02 | Xcel Energy | 85 | 13781 | IOU | 05539558 | 825 | Solar |  |  | Active Application | Trade Secret | Trade |  |  | Community Solar Garden | Solar*Rewards Community | Trade Secret | 2023
20252-215912-02 | Xcel Energy | 85 | 13781 | IOU | 05539572 | 13.44 | Solar |  |  | Withdrawn | Trade Secret | Trade | GLD | GLD021 | Residential |  | Trade Secret | 2023
20252-215912-02 | Xcel Energy | 85 | 13781 | IOU | 05539573 | 3.84 | Solar |  |  | Interconnected | Trade Secret | Trade | ECK | ECK321 | Residential |  | Trade Secret | 2023 | 2023
20252-215912-02 | Xcel Energy | 85 | 13781 | IOU | 05539576 | 18.048 | Solar |  |  | Withdrawn | Trade Secret | Trade | MTW | MTW021 | Residential |  | Trade Secret | 2023
20252-215912-02 | Xcel Energy | 85 | 13781 | IOU | 05539588 | 4.608 | Solar |  |  | Interconnected | Trade Secret | Trade | TWL | TWL081 | Residential |  | Trade Secret | 2023 | 2023
20252-215912-02 | Xcel Energy | 85 | 13781 | IOU | 05539603 | 14.5 | Solar |  |  | Interconnected | Trade Secret | Trade | FRM | FRM071 | Residential | Solar*Rewards | Trade Secret | 2023 | 2024
20252-215912-02 | Xcel Energy | 85 | 13781 | IOU | 05539637 | 10 | Solar |  |  | Interconnected | Trade Secret | Trade | EDP | EDP073 | Residential | Solar*Rewards | Trade Secret | 2023 | 2024
20252-215912-02 | Xcel Energy | 85 | 13781 | IOU | 05539639 | 4.095 | Solar |  |  | Interconnected | Trade Secret | Trade | ALK | ALK072 | Residential | Solar*Rewards | Trade Secret | 2023 | 2023
20252-215912-02 | Xcel Energy | 85 | 13781 | IOU | 05539663 | 8.82 | Solar |  |  | Interconnected | Trade Secret | Trade | AHI | AHI025 | Residential | Solar*Rewards | Trade Secret | 2023 | 2023
20252-215912-02 | Xcel Energy | 85 | 13781 | IOU | 05539692 | 7.245 | Solar |  |  | Withdrawn | Trade Secret | Trade | LOK | LOK093 | Residential | Solar*Rewards | Trade Secret | 2023
20252-215912-02 | Xcel Energy | 85 | 13781 | IOU | 05539707 | 4.725 | Solar |  |  | Interconnected | Trade Secret | Trade | GSL | GSL061 | Residential | Solar*Rewards | Trade Secret | 2023 | 2023
20252-215912-02 | Xcel Energy | 85 | 13781 | IOU | 05539720 | 15.744 | Solar |  |  | Interconnected | Trade Secret | Trade | RLK | RLK069 | Residential |  | Trade Secret | 2023 | 2023
20252-215912-02 | Xcel Energy | 85 | 13781 | IOU | 05539969 | 3.75 | Solar |  |  | Withdrawn | Trade Secret | Trade | HUG | HUG321 | Residential | Solar*Rewards | Trade Secret | 2023
20252-215912-02 | Xcel Energy | 85 | 13781 | IOU | 05540178 | 22.8 | Solar |  |  | Interconnected | Trade Secret | Trade | AFT | AFT314 | Residential | Solar*Rewards | Trade Secret | 2023 | 2023
20252-215912-02 | Xcel Energy | 85 | 13781 | IOU | 05540393 | 6.96 | Solar |  |  | Interconnected | Trade Secret | Trade | ALD | ALD084 | Residential | Solar*Rewards | Trade Secret | 2023 | 2024
20252-215912-02 | Xcel Energy | 85 | 13781 | IOU | 05540992 | 4.886 | Solar |  |  | Interconnected | Trade Secret | Trade | TER | TER081 | Residential |  | Trade Secret | 2023 | 2024
20252-215912-02 | Xcel Energy | 85 | 13781 | IOU | 05541000 | 8.96 | Solar |  |  | Withdrawn | Trade Secret | Trade | MPK | MPK064 | Residential | Solar*Rewards | Trade Secret | 2023
20252-215912-02 | Xcel Energy | 85 | 13781 | IOU | 05541009 | 5.51 | Solar |  |  | Interconnected | Trade Secret | Trade | AHI | AHI063 | Residential | Solar*Rewards | Trade Secret | 2023 | 2023
20252-215912-02 | Xcel Energy | 85 | 13781 | IOU | 05541161 | 7.04 | Solar |  |  | Interconnected | Trade Secret | Trade | ECK | ECK063 | Residential | Solar*Rewards | Trade Secret | 2023 | 2023
20252-215912-02 | Xcel Energy | 85 | 13781 | IOU | 05541190 |  | Solar |  |  | Active Application | Trade Secret | Trade |  |  | Residential | Solar*Rewards | Trade Secret | 2023
20252-215912-02 | Xcel Energy | 85 | 13781 | IOU | 05541250 | 25.04 | Solar |  |  | Withdrawn | Trade Secret | Trade | DHL | DHL061 | Residential | Solar*Rewards | Trade Secret | 2023
20252-215912-02 | Xcel Energy | 85 | 13781 | IOU | 05541313 | 3.78 | Solar |  |  | Interconnected | Trade Secret | Trade | MST | MST071 | Residential | Solar*Rewards | Trade Secret | 2023 | 2024
20252-215912-02 | Xcel Energy | 85 | 13781 | IOU | 05541329 | 4.41 | Solar |  |  | Interconnected | Trade Secret | Trade | ECK | ECK321 | Residential |  | Trade Secret | 2023 | 2023
20252-215912-02 | Xcel Energy | 85 | 13781 | IOU | 05541344 | 13.34 | Solar |  |  | Active Application | Trade Secret | Trade |  |  | Residential |  | Trade Secret | 2023
20252-215912-02 | Xcel Energy | 85 | 13781 | IOU | 05541408 | 11.375 | Solar |  |  | Interconnected | Trade Secret | Trade | APA | APA061 | Residential | Solar*Rewards | Trade Secret | 2023 | 2023
20252-215912-02 | Xcel Energy | 85 | 13781 | IOU | 05541418 | 9.984 | Solar |  |  | Interconnected | Trade Secret | Trade | TLK | TLK067 | Residential |  | Trade Secret | 2023 | 2024
20252-215912-02 | Xcel Energy | 85 | 13781 | IOU | 05541614 | 4.64 | Solar |  |  | Interconnected | Trade Secret | Trade | UPP | UPP082 | Residential |  | Trade Secret | 2023 | 2024
20252-215912-02 | Xcel Energy | 85 | 13781 | IOU | 05541684 | 9.994 | Solar |  |  | Withdrawn | Trade Secret | Trade | MPK | MPK084 | Residential | Solar*Rewards | Trade Secret | 2023
20252-215912-02 | Xcel Energy | 85 | 13781 | IOU | 05541826 | 9.994 | Solar |  |  | Interconnected | Trade Secret | Trade | MPK | MPK084 | Residential | Solar*Rewards | Trade Secret | 2023 | 2023
20252-215912-02 | Xcel Energy | 85 | 13781 | IOU | 05541873 | 3.84 | Solar |  |  | Interconnected | Trade Secret | Trade | ECK | ECK321 | Residential |  | Trade Secret | 2023 | 2023
20252-215912-02 | Xcel Energy | 85 | 13781 | IOU | 05541941 | 2.32 | Solar |  |  | Active Application | Trade Secret | Trade | TLK | TLK071 | Residential |  | Trade Secret | 2023
20252-215912-02 | Xcel Energy | 85 | 13781 | IOU | 05541958 | 2.32 | Solar |  |  | Withdrawn | Trade Secret | Trade | TLK | TLK071 | Residential |  | Trade Secret | 2023
20252-215912-02 | Xcel Energy | 85 | 13781 | IOU | 05541974 | 5.052 | Solar |  |  | Interconnected | Trade Secret | Trade | ALD | ALD072 | Residential | Solar*Rewards | Trade Secret | 2023 | 2023
20252-215912-02 | Xcel Energy | 85 | 13781 | IOU | 05541995 | 11.393 | Solar |  |  | Interconnected | Trade Secret | Trade | HWW | HWW062 | Residential |  | Trade Secret | 2023 | 2024
20252-215912-02 | Xcel Energy | 85 | 13781 | IOU | 05542001 | 11.393 | Solar |  |  | Interconnected | Trade Secret | Trade | MDT | MDT062 | Residential | Solar*Rewards | Trade Secret | 2023 | 2023
20252-215912-02 | Xcel Energy | 85 | 13781 | IOU | 05542022 | 3.75 | Solar |  |  | Interconnected | Trade Secret | Trade | SOU | SOU083 | Residential | Solar*Rewards | Trade Secret | 2023 | 2023
20252-215912-02 | Xcel Energy | 85 | 13781 | IOU | 05542030 | 3.75 | Solar |  |  | Interconnected | Trade Secret | Trade | SOU | SOU087 | Residential | Solar*Rewards | Trade Secret | 2023 | 2023
20252-215912-02 | Xcel Energy | 85 | 13781 | IOU | 05542100 | 2.32 | Solar |  |  | Withdrawn | Trade Secret | Trade | ALD | ALD073 | Residential | Solar*Rewards | Trade Secret | 2023
20252-215912-02 | Xcel Energy | 85 | 13781 | IOU | 05542105 | 6 | Solar |  |  | Interconnected | Trade Secret | Trade | HUG | HUG312 | Residential | Solar*Rewards | Trade Secret | 2023 | 2024
20252-215912-02 | Xcel Energy | 85 | 13781 | IOU | 05542116 | 5.052 | Solar |  |  | Interconnected | Trade Secret | Trade | GLK | GLK073 | Residential | Solar*Rewards | Trade Secret | 2023 | 2023
20252-215912-02 | Xcel Energy | 85 | 13781 | IOU | 05542293 | 2.03 | Solar |  |  | Interconnected | Trade Secret | Trade | TWL | TWL071 | Residential |  | Trade Secret | 2023 | 2023
20252-215912-02 | Xcel Energy | 85 | 13781 | IOU | 05542513 | 3.48 | Solar |  |  | Interconnected | Trade Secret | Trade | TLK | TLK061 | Residential |  | Trade Secret | 2023 | 2023
20252-215912-02 | Xcel Energy | 85 | 13781 | IOU | 05542663 | 4.48 | Solar |  |  | Withdrawn | Trade Secret | Trade | ECK | ECK321 | Residential | Solar*Rewards | Trade Secret | 2023
20252-215912-02 | Xcel Energy | 85 | 13781 | IOU | 05542751 | 6.528 | Solar |  |  | Interconnected | Trade Secret | Trade | HWW | HWW072 | Residential |  | Trade Secret | 2023 | 2023
20252-215912-02 | Xcel Energy | 85 | 13781 | IOU | 05543279 | 4.06 | Solar |  |  | Interconnected | Trade Secret | Trade | MPK | MPK065 | Residential | Solar*Rewards | Trade Secret | 2023 | 2023
20252-215912-02 | Xcel Energy | 85 | 13781 | IOU | 05543356 | 5.12 | Solar |  |  | Interconnected | Trade Secret | Trade | CNC | CNC072 | Residential |  | Trade Secret | 2023 | 2023
20252-215912-02 | Xcel Energy | 85 | 13781 | IOU | 05543388 | 5.04 | Solar |  |  | Interconnected | Trade Secret | Trade | ALD | ALD083 | Residential | Solar*Rewards | Trade Secret | 2023 | 2024
20252-215912-02 | Xcel Energy | 85 | 13781 | IOU | 05543396 | 2.32 | Solar |  |  | Interconnected | Trade Secret | Trade | WIL | WIL098 | Residential |  | Trade Secret | 2023 | 2023
20252-215912-02 | Xcel Energy | 85 | 13781 | IOU | 05543472 | 11.31 | Solar |  |  | Interconnected | Trade Secret | Trade | LAB | LAB311 | Residential |  | Trade Secret | 2023 | 2024
20252-215912-02 | Xcel Energy | 85 | 13781 | IOU | 05543485 | 8.19 | Solar |  |  | Interconnected | Trade Secret | Trade | SAK | SAK321 | Residential |  | Trade Secret | 2023 | 2023
20252-215912-02 | Xcel Energy | 85 | 13781 | IOU | 05543486 | 9.6 | Solar |  |  | Interconnected | Trade Secret | Trade | ECK | ECK062 | Residential | Solar*Rewards | Trade Secret | 2023 | 2023
20252-215912-02 | Xcel Energy | 85 | 13781 | IOU | 05547903 | 4.225 | Solar |  |  | Interconnected | Trade Secret | Trade | GVW | GVW031 | Residential |  | Trade Secret | 2023 | 2023
20252-215912-02 | Xcel Energy | 85 | 13781 | IOU | 05547987 | 5000 | Solar |  |  | Withdrawn | Trade Secret | Trade |  |  | Residential | Other | Trade Secret | 2023
20252-215912-02 | Xcel Energy | 85 | 13781 | IOU | 05548093 | 8.448 | Solar |  |  | Interconnected | Trade Secret | Trade | RPO | RPO311 | Residential |  | Trade Secret | 2023 | 2023
20252-215912-02 | Xcel Energy | 85 | 13781 | IOU | 05548230 |  |  |  |  | Active Application | Trade Secret | Trade | HYL | HYL074 | Residential |  | Trade Secret | 2023
20252-215912-02 | Xcel Energy | 85 | 13781 | IOU | 05548231 | 25.2 | Solar |  | X | Interconnected | Trade Secret | Trade | WSG | WSG061 | Residential |  | Trade Secret | 2023 | 2023
20252-215912-02 | Xcel Energy | 85 | 13781 | IOU | 05548232 | 6.93 | Solar |  |  | Interconnected | Trade Secret | Trade | HYL | HYL074 | Residential | Solar*Rewards | Trade Secret | 2023 | 2023
20252-215912-02 | Xcel Energy | 85 | 13781 | IOU | 05548245 | 8.505 | Solar |  |  | Interconnected | Trade Secret | Trade | RPO | RPO312 | Residential | Solar*Rewards | Trade Secret | 2023 | 2024
20252-215912-02 | Xcel Energy | 85 | 13781 | IOU | 05548256 | 5.67 | Solar |  |  | Interconnected | Trade Secret | Trade | WCR | WCR322 | Residential | Solar*Rewards | Trade Secret | 2023 | 2023
20252-215912-02 | Xcel Energy | 85 | 13781 | IOU | 05548268 | 4.725 | Solar |  |  | Withdrawn | Trade Secret | Trade | SOU | SOU083 | Residential | Solar*Rewards | Trade Secret | 2023
20252-215912-02 | Xcel Energy | 85 | 13781 | IOU | 05548323 | 3.78 | Solar |  |  | Active Application | Trade Secret | Trade | PKL | PKL085 | Residential |  | Trade Secret | 2023
20252-215912-02 | Xcel Energy | 85 | 13781 | IOU | 05548350 | 4.93 | Solar |  |  | Interconnected | Trade Secret | Trade | RPO | RPO311 | Residential |  | Trade Secret | 2023 | 2023
20252-215912-02 | Xcel Energy | 85 | 13781 | IOU | 05548376 | 2.5 | Solar |  |  | Active Application | Trade Secret | Trade | HUG | HUG311 | Residential |  | Trade Secret | 2023
20252-215912-02 | Xcel Energy | 85 | 13781 | IOU | 05548499 | 5.355 | Solar |  |  | Interconnected | Trade Secret | Trade | APA | APA067 | Residential |  | Trade Secret | 2023 | 2023
20252-215912-02 | Xcel Energy | 85 | 13781 | IOU | 05550673 | 4.06 | Solar |  |  | Interconnected | Trade Secret | Trade | WSG | WSG064 | Residential |  | Trade Secret | 2023 | 2023
20252-215912-02 | Xcel Energy | 85 | 13781 | IOU | 05550675 | 6.67 | Solar |  |  | Withdrawn | Trade Secret | Trade | LAP | LAP311 | Residential |  | Trade Secret | 2023
20252-215912-02 | Xcel Energy | 85 | 13781 | IOU | 05550677 | 3.19 | Solar |  |  | Interconnected | Trade Secret | Trade | TWL | TWL064 | Residential |  | Trade Secret | 2023 | 2023
20252-215912-02 | Xcel Energy | 85 | 13781 | IOU | 05550679 |  | Solar |  |  | Active Application | Trade Secret | Trade |  |  | Residential | Solar*Rewards | Trade Secret | 2023
20252-215912-02 | Xcel Energy | 85 | 13781 | IOU | 05550771 | 5000 | Solar |  |  | Withdrawn | Trade Secret | Trade |  |  | Residential | Other | Trade Secret | 2023
20252-215912-02 | Xcel Energy | 85 | 13781 | IOU | 05550776 | 5000 | Solar |  |  | Withdrawn | Trade Secret | Trade |  |  | Residential | Other | Trade Secret | 2023
20252-215912-02 | Xcel Energy | 85 | 13781 | IOU | 05551031 | 120 | Solar |  |  | Interconnected | Trade Secret | Trade | CNC | CNC061 | Commercial |  | Trade Secret | 2023 | 2024
20252-215912-02 | Xcel Energy | 85 | 13781 | IOU | 05551078 | 300 | Solar |  |  | Interconnected | Trade Secret | Trade | CNC | CNC061 | Commercial |  | Trade Secret | 2023 | 2024
20252-215912-02 | Xcel Energy | 85 | 13781 | IOU | 05551099 | 6.4 | Solar |  |  | Interconnected | Trade Secret | Trade | ECK | ECK321 | Residential | Solar*Rewards | Trade Secret | 2023 | 2023
20252-215912-02 | Xcel Energy | 85 | 13781 | IOU | 05551154 | 5.04 | Solar |  |  | Interconnected | Trade Secret | Trade | APA | APA076 | Residential | Solar*Rewards | Trade Secret | 2023 | 2023
20252-215912-02 | Xcel Energy | 85 | 13781 | IOU | 05551164 | 1.26 | Solar |  |  | Withdrawn | Trade Secret | Trade | RIV | RIV073 | Residential | Solar*Rewards | Trade Secret | 2023
20252-215912-02 | Xcel Energy | 85 | 13781 | IOU | 05551193 | 4.095 | Solar |  |  | Interconnected | Trade Secret | Trade | HOL | HOL072 | Residential | Solar*Rewards | Trade Secret | 2023 | 2023
20252-215912-02 | Xcel Energy | 85 | 13781 | IOU | 05551214 | 4.725 | Solar |  |  | Withdrawn | Trade Secret | Trade | ALD | ALD088 | Residential | Solar*Rewards | Trade Secret | 2023
20252-215912-02 | Xcel Energy | 85 | 13781 | IOU | 05551232 | 4.725 | Solar |  |  | Interconnected | Trade Secret | Trade | SOU | SOU069 | Residential |  | Trade Secret | 2023 | 2023
20252-215912-02 | Xcel Energy | 85 | 13781 | IOU | 05551410 | 7.04 | Solar |  |  | Interconnected | Trade Secret | Trade | ECK | ECK321 | Residential | Solar*Rewards | Trade Secret | 2023 | 2024
20252-215912-02 | Xcel Energy | 85 | 13781 | IOU | 05551475 |  | Solar |  |  | Active Application | Trade Secret | Trade |  |  | Residential | Solar*Rewards | Trade Secret | 2023
20252-215912-02 | Xcel Energy | 85 | 13781 | IOU | 05551476 | 6.4 | Solar |  |  | Interconnected | Trade Secret | Trade | ECK | ECK061 | Residential | Solar*Rewards | Trade Secret | 2023 | 2023
20252-215912-02 | Xcel Energy | 85 | 13781 | IOU | 05551541 | 9.984 | Solar |  |  | Interconnected | Trade Secret | Trade | WIN | WIN033 | Residential |  | Trade Secret | 2023 | 2023
20252-215912-02 | Xcel Energy | 85 | 13781 | IOU | 05551555 |  |  |  |  | Active Application | Trade Secret | Trade |  |  | Residential |  | Trade Secret | 2023
20252-215912-02 | Xcel Energy | 85 | 13781 | IOU | 05551584 |  | Solar |  |  | Active Application | Trade Secret | Trade |  |  | Residential | Solar*Rewards | Trade Secret | 2023
20252-215912-02 | Xcel Energy | 85 | 13781 | IOU | 05551601 | 4.48 | Solar |  |  | Interconnected | Trade Secret | Trade | ECK | ECK061 | Residential | Solar*Rewards | Trade Secret | 2023 | 2023
20252-215912-02 | Xcel Energy | 85 | 13781 | IOU | 05551743 | 5.12 | Solar |  |  | Active Application | Trade Secret | Trade | WES | WES061 | Residential |  | Trade Secret | 2023
20252-215912-02 | Xcel Energy | 85 | 13781 | IOU | 05551802 | 9.423 | Solar |  |  | Interconnected | Trade Secret | Trade | WYO | WYO021 | Residential | Solar*Rewards | Trade Secret | 2023 | 2023
20252-215912-02 | Xcel Energy | 85 | 13781 | IOU | 05552125 | 6.4 | Solar |  |  | Interconnected | Trade Secret | Trade | ECK | ECK063 | Residential | Solar*Rewards | Trade Secret | 2023 | 2023
20252-215912-02 | Xcel Energy | 85 | 13781 | IOU | 05552136 | 4.41 | Solar |  |  | Withdrawn | Trade Secret | Trade | GSL | GSL061 | Residential | Solar*Rewards | Trade Secret | 2023
20252-215912-02 | Xcel Energy | 85 | 13781 | IOU | 05552148 |  | Solar |  |  | Active Application | Trade Secret | Trade |  |  | Residential | Solar*Rewards | Trade Secret | 2023
20252-215912-02 | Xcel Energy | 85 | 13781 | IOU | 05552174 | 7.68 | Solar |  |  | Interconnected | Trade Secret | Trade | DND | DND071 | Residential | Solar*Rewards | Trade Secret | 2023 | 2023
20252-215912-02 | Xcel Energy | 85 | 13781 | IOU | 05552187 | 6.4 | Solar |  |  | Interconnected | Trade Secret | Trade | NOF | NOF071 | Residential | Solar*Rewards | Trade Secret | 2023 | 2023
20252-215912-02 | Xcel Energy | 85 | 13781 | IOU | 05552272 | 4.48 | Solar |  |  | Withdrawn | Trade Secret | Trade | NOF | NOF072 | Residential | Solar*Rewards | Trade Secret | 2023
20252-215912-02 | Xcel Energy | 85 | 13781 | IOU | 05552279 | 7.04 | Solar |  |  | Withdrawn | Trade Secret | Trade | ECK | ECK321 | Residential | Solar*Rewards | Trade Secret | 2023
20252-215912-02 | Xcel Energy | 85 | 13781 | IOU | 05552283 | 7.6 | Solar |  |  | Interconnected | Trade Secret | Trade | SOU | SOU075 | Residential |  | Trade Secret | 2023 | 2023
20252-215912-02 | Xcel Energy | 85 | 13781 | IOU | 05552328 | 10.104 | Solar |  |  | Interconnected | Trade Secret | Trade | RPO | RPO312 | Residential |  | Trade Secret | 2023 | 2023
20252-215912-02 | Xcel Energy | 85 | 13781 | IOU | 05552339 | 8.19 | Solar |  |  | Interconnected | Trade Secret | Trade | MEL | MEL074 | Residential | Solar*Rewards | Trade Secret | 2023 | 2023
20252-215912-02 | Xcel Energy | 85 | 13781 | IOU | 05552353 | 4.5 | Solar |  |  | Interconnected | Trade Secret | Trade | RAM | RAM062 | Residential |  | Trade Secret | 2023 | 2024
20252-215912-02 | Xcel Energy | 85 | 13781 | IOU | 05552604 | 6.93 | Solar |  |  | Active Application | Trade Secret | Trade | RPO | RPO311 | Residential |  | Trade Secret | 2023
20252-215912-02 | Xcel Energy | 85 | 13781 | IOU | 05552704 |  |  |  |  | Active Application | Trade Secret | Trade |  |  | Residential |  | Trade Secret | 2023
20252-215912-02 | Xcel Energy | 85 | 13781 | IOU | 05552740 | 11.52 | Solar |  |  | Interconnected | Trade Secret | Trade | ALD | ALD083 | Residential |  | Trade Secret | 2023 | 2023
20252-215912-02 | Xcel Energy | 85 | 13781 | IOU | 05552803 | 5.67 | Solar |  |  | Active Application | Trade Secret | Trade | OSS | OSS076 | Residential |  | Trade Secret | 2023
20252-215912-02 | Xcel Energy | 85 | 13781 | IOU | 05552978 | 2.32 | Solar |  |  | Interconnected | Trade Secret | Trade | DHL | DHL061 | Residential |  | Trade Secret | 2023 | 2023
20252-215912-02 | Xcel Energy | 85 | 13781 | IOU | 05552995 | 8.448 | Solar |  |  | Active Application | Trade Secret | Trade | TLK | TLK075 | Residential |  | Trade Secret | 2023
20252-215912-02 | Xcel Energy | 85 | 13781 | IOU | 05553066 | 5.448 | Solar |  |  | Interconnected | Trade Secret | Trade | RAM | RAM073 | Residential |  | Trade Secret | 2023 | 2023
20252-215912-02 | Xcel Energy | 85 | 13781 | IOU | 05553302 |  | Solar |  |  | Active Application | Trade Secret | Trade |  |  | Residential | Solar*Rewards | Trade Secret | 2023
20252-215912-02 | Xcel Energy | 85 | 13781 | IOU | 05553304 | 12.672 | Solar |  |  | Withdrawn | Trade Secret | Trade | MPK | MPK087 | Residential | Solar*Rewards | Trade Secret | 2023
20252-215912-02 | Xcel Energy | 85 | 13781 | IOU | 05553575 | 8.7 |  |  |  | Active Application | Trade Secret | Trade | XRD | XRD077 | Residential |  | Trade Secret | 2023
20252-215912-02 | Xcel Energy | 85 | 13781 | IOU | 05553576 | 4.06 | Solar |  |  | Interconnected | Trade Secret | Trade | SCL | SCL312 | Residential |  | Trade Secret | 2023 | 2023
20252-215912-02 | Xcel Energy | 85 | 13781 | IOU | 05553577 | 7.54 | Solar |  |  | Interconnected | Trade Secret | Trade | GRC | GRC311 | Residential |  | Trade Secret | 2023 | 2024
20252-215912-02 | Xcel Energy | 85 | 13781 | IOU | 05553579 | 4.35 | Solar |  |  | Active Application | Trade Secret | Trade | TWL | TWL063 | Residential |  | Trade Secret | 2023
20252-215912-02 | Xcel Energy | 85 | 13781 | IOU | 05553623 | 14.175 | Solar |  |  | Interconnected | Trade Secret | Trade | PKL | PKL072 | Residential | Solar*Rewards | Trade Secret | 2023 | 2023
20252-215912-02 | Xcel Energy | 85 | 13781 | IOU | 05553781 | 10.752 | Solar |  |  | Interconnected | Trade Secret | Trade | AFT | AFT322 | Residential |  | Trade Secret | 2023 | 2023
20252-215912-02 | Xcel Energy | 85 | 13781 | IOU | 05553798 | 8.96 | Solar |  |  | Withdrawn | Trade Secret | Trade | NOF | NOF071 | Residential | Solar*Rewards | Trade Secret | 2023
20252-215912-02 | Xcel Energy | 85 | 13781 | IOU | 05554024 | 4.725 | Solar |  |  | Interconnected | Trade Secret | Trade | WDY | WDY311 | Residential |  | Trade Secret | 2023 | 2023
20252-215912-02 | Xcel Energy | 85 | 13781 | IOU | 05554150 | 3.78 | Solar |  |  | Interconnected | Trade Secret | Trade | WES | WES061 | Residential |  | Trade Secret | 2023 | 2023
20252-215912-02 | Xcel Energy | 85 | 13781 | IOU | 05554204 |  | Solar |  |  | Active Application | Trade Secret | Trade |  |  | Residential | Solar*Rewards | Trade Secret | 2023
20252-215912-02 | Xcel Energy | 85 | 13781 | IOU | 05554205 | 6.4 | Solar |  |  | Withdrawn | Trade Secret | Trade | ECK | ECK061 | Residential | Solar*Rewards | Trade Secret | 2023
20252-215912-02 | Xcel Energy | 85 | 13781 | IOU | 05554219 | 7.04 | Solar |  |  | Interconnected | Trade Secret | Trade | NOF | NOF071 | Residential | Solar*Rewards | Trade Secret | 2023 | 2023
20252-215912-02 | Xcel Energy | 85 | 13781 | IOU | 05554294 | 8.32 | Solar |  |  | Withdrawn | Trade Secret | Trade | NOF | NOF072 | Residential | Solar*Rewards | Trade Secret | 2023
20252-215912-02 | Xcel Energy | 85 | 13781 | IOU | 05554314 | 2.03 | Solar |  |  | Active Application | Trade Secret | Trade | TWL | TWL071 | Residential |  | Trade Secret | 2023
20252-215912-02 | Xcel Energy | 85 | 13781 | IOU | 05554452 | 4.095 | Solar |  |  | Interconnected | Trade Secret | Trade | RRK | RRK082 | Residential | Solar*Rewards | Trade Secret | 2023 | 2023
20252-215912-02 | Xcel Energy | 85 | 13781 | IOU | 05554454 | 9.135 | Solar |  |  | Interconnected | Trade Secret | Trade | EDA | EDA073 | Residential | Solar*Rewards | Trade Secret | 2023 | 2023
20252-215912-02 | Xcel Energy | 85 | 13781 | IOU | 05554623 | 9.75 | Solar |  |  | Interconnected | Trade Secret | Trade | SLP | SLP082 | Residential |  | Trade Secret | 2023 | 2023
20252-215912-02 | Xcel Energy | 85 | 13781 | IOU | 05555037 | 10.24 | Solar |  |  | Interconnected | Trade Secret | Trade | AFT | AFT321 | Residential |  | Trade Secret | 2023 | 2023
20252-215912-02 | Xcel Energy | 85 | 13781 | IOU | 05555074 | 4.48 | Solar |  |  | Interconnected | Trade Secret | Trade | NOF | NOF072 | Residential | Solar*Rewards | Trade Secret | 2023 | 2023
20252-215912-02 | Xcel Energy | 85 | 13781 | IOU | 05555149 | 10.368 | Solar |  |  | Interconnected | Trade Secret | Trade | GLK | GLK071 | Residential |  | Trade Secret | 2023 | 2023
20252-215912-02 | Xcel Energy | 85 | 13781 | IOU | 05555254 | 300 | Solar |  |  | Active Application | Trade Secret | Trade | VKG | VKG071 | Community Solar Garden | Solar*Rewards Community | Trade Secret | 2024
20252-215912-02 | Xcel Energy | 85 | 13781 | IOU | 05555479 | 9.216 | Solar |  |  | Interconnected | Trade Secret | Trade | GLK | GLK074 | Residential |  | Trade Secret | 2023 | 2023
20252-215912-02 | Xcel Energy | 85 | 13781 | IOU | 05555730 | 27.3 | Solar |  |  | Interconnected | Trade Secret | Trade | TLK | TLK077 | Commercial |  | Trade Secret | 2023 | 2024
20252-215912-02 | Xcel Energy | 85 | 13781 | IOU | 05555732 | 5.8 | Solar |  |  | Interconnected | Trade Secret | Trade | HSN | HSN321 | Residential |  | Trade Secret | 2023 | 2023
20252-215912-02 | Xcel Energy | 85 | 13781 | IOU | 05555767 | 2.32 | Solar |  |  | Interconnected | Trade Secret | Trade | TLK | TLK071 | Residential |  | Trade Secret | 2023 | 2023
20252-215912-02 | Xcel Energy | 85 | 13781 | IOU | 05555771 | 10.88 | Solar |  |  | Interconnected | Trade Secret | Trade | RAM | RAM071 | Residential |  | Trade Secret | 2023 | 2023
20252-215912-02 | Xcel Energy | 85 | 13781 | IOU | 05555784 | 2.32 | Solar |  |  | Interconnected | Trade Secret | Trade | TLK | TLK071 | Residential |  | Trade Secret | 2023 | 2023
20252-215912-02 | Xcel Energy | 85 | 13781 | IOU | 05555796 | 2.9 | Solar |  |  | Interconnected | Trade Secret | Trade | SAV | SAV063 | Residential |  | Trade Secret | 2023 | 2023
20252-215912-02 | Xcel Energy | 85 | 13781 | IOU | 05555817 | 4.725 | Solar |  |  | Interconnected | Trade Secret | Trade | WSG | WSG361 | Residential |  | Trade Secret | 2023 | 2023
20252-215912-02 | Xcel Energy | 85 | 13781 | IOU | 05555949 | 12.16 | Solar |  |  | Interconnected | Trade Secret | Trade | ECK | ECK321 | Residential | Solar*Rewards | Trade Secret | 2023 | 2024
20252-215912-02 | Xcel Energy | 85 | 13781 | IOU | 05555951 | 40 |  |  |  | Active Application | Trade Secret | Trade |  |  | Commercial |  | Trade Secret | 2023
20252-215912-02 | Xcel Energy | 85 | 13781 | IOU | 05555979 | 40.001 | Solar |  |  | Interconnected | Trade Secret | Trade | SLP | SLP091 | Commercial |  | Trade Secret | 2024 | 2024
20252-215912-02 | Xcel Energy | 85 | 13781 | IOU | 05556027 | 8.064 | Solar |  |  | Interconnected | Trade Secret | Trade | XRD | XRD077 | Residential |  | Trade Secret | 2023 | 2023
20252-215912-02 | Xcel Energy | 85 | 13781 | IOU | 05556447 | 5.04 | Solar |  |  | Interconnected | Trade Secret | Trade | TLK | TLK067 | Residential |  | Trade Secret | 2023 | 2024
20252-215912-02 | Xcel Energy | 85 | 13781 | IOU | 05556710 | 6.615 | Solar |  |  | Active Application | Trade Secret | Trade | RPO | RPO312 | Residential |  | Trade Secret | 2023
20252-215912-02 | Xcel Energy | 85 | 13781 | IOU | 05556749 | 5.76 | Solar |  |  | Interconnected | Trade Secret | Trade | DHL | DHL061 | Residential |  | Trade Secret | 2023 | 2023
20252-215912-02 | Xcel Energy | 85 | 13781 | IOU | 05556766 | 4.48 | Solar |  |  | Interconnected | Trade Secret | Trade | NOF | NOF072 | Residential |  | Trade Secret | 2023 | 2023
20252-215912-02 | Xcel Energy | 85 | 13781 | IOU | 05556785 | 8.064 | Solar |  |  | Interconnected | Trade Secret | Trade | RAM | RAM071 | Residential | Solar*Rewards | Trade Secret | 2023 | 2024
20252-215912-02 | Xcel Energy | 85 | 13781 | IOU | 05556997 | 10.752 | Solar |  |  | Withdrawn | Trade Secret | Trade | WSG | WSG076 | Residential | Solar*Rewards | Trade Secret | 2023
20252-215912-02 | Xcel Energy | 85 | 13781 | IOU | 05557053 | 4.725 | Solar |  |  | Interconnected | Trade Secret | Trade | TER | TER071 | Residential | Solar*Rewards | Trade Secret | 2023 | 2024
20252-215912-02 | Xcel Energy | 85 | 13781 | IOU | 05557326 | 4.93 | Solar |  |  | Interconnected | Trade Secret | Trade | OAD | OAD073 | Residential |  | Trade Secret | 2023 | 2023
20252-215912-02 | Xcel Energy | 85 | 13781 | IOU | 05557328 | 6.3 | Solar |  |  | Interconnected | Trade Secret | Trade | IDA | IDA073 | Residential | Solar*Rewards | Trade Secret | 2023 | 2023
20252-215912-02 | Xcel Energy | 85 | 13781 | IOU | 05557605 |  | Solar |  |  | Active Application | Trade Secret | Trade | HSN | HSN322 | Residential | Solar*Rewards | Trade Secret | 2023
20252-215912-02 | Xcel Energy | 85 | 13781 | IOU | 05558005 | 120 | Solar |  |  | Active Application | Trade Secret | Trade | KLK | KLK061 | Commercial |  | Trade Secret | 2023
20252-215912-02 | Xcel Energy | 85 | 13781 | IOU | 05558070 | 99.9 | Solar |  |  | Active Application | Trade Secret | Trade | RLK | RLK079 | Commercial |  | Trade Secret | 2023
20252-215912-02 | Xcel Energy | 85 | 13781 | IOU | 05558089 | 8.96 | Solar |  |  | Withdrawn | Trade Secret | Trade | NOF | NOF071 | Residential | Solar*Rewards | Trade Secret | 2023
20252-215912-02 | Xcel Energy | 85 | 13781 | IOU | 05558093 | 5.76 | Solar |  |  | Interconnected | Trade Secret | Trade | NOF | NOF072 | Residential | Solar*Rewards | Trade Secret | 2023 | 2023
20252-215912-02 | Xcel Energy | 85 | 13781 | IOU | 05558094 | 8.96 | Solar |  |  | Interconnected | Trade Secret | Trade | WYO | WYO032 | Residential | Solar*Rewards | Trade Secret | 2023 | 2024
20252-215912-02 | Xcel Energy | 85 | 13781 | IOU | 05558474 | 5000 | Solar |  |  | Active Application | Trade Secret | Trade |  |  | Residential | Other | Trade Secret | 2023
20252-215912-02 | Xcel Energy | 85 | 13781 | IOU | 05558755 | 16.82 | Solar |  |  | Interconnected | Trade Secret | Trade | SCL | SCL312 | Residential |  | Trade Secret | 2023 | 2023
20252-215912-02 | Xcel Energy | 85 | 13781 | IOU | 05558778 | 12.956 | Solar |  |  | Interconnected | Trade Secret | Trade | STY | STY065 | Residential |  | Trade Secret | 2023 | 2023
20252-215912-02 | Xcel Energy | 85 | 13781 | IOU | 05558780 | 8.96 | Solar |  |  | Interconnected | Trade Secret | Trade | ECK | ECK321 | Residential | Solar*Rewards | Trade Secret | 2023 | 2023
20252-215912-02 | Xcel Energy | 85 | 13781 | IOU | 05558829 | 11.136 | Solar |  |  | Interconnected | Trade Secret | Trade | BCR | BCR082 | Residential |  | Trade Secret | 2023 | 2024
20252-215912-02 | Xcel Energy | 85 | 13781 | IOU | 05558889 | 5.76 | Solar |  |  | Withdrawn | Trade Secret | Trade | DND | DND071 | Residential | Solar*Rewards | Trade Secret | 2023
20252-215912-02 | Xcel Energy | 85 | 13781 | IOU | 05559084 | 6.4 | Solar |  |  | Interconnected | Trade Secret | Trade | ECK | ECK062 | Residential | Solar*Rewards | Trade Secret | 2023 | 2023
20252-215912-02 | Xcel Energy | 85 | 13781 | IOU | 05559220 | 700 | Solar |  |  | Withdrawn | Trade Secret | Trade | BCK | BCK073 | Commercial |  | Trade Secret | 2023
20252-215912-02 | Xcel Energy | 85 | 13781 | IOU | 05559351 | 180 | Solar |  |  | Withdrawn | Trade Secret | Trade | VKG | VKG071 | Community Solar Garden | Solar*Rewards Community | Trade Secret | 2023
20252-215912-02 | Xcel Energy | 85 | 13781 | IOU | 05559354 | 8.96 | Solar |  |  | Withdrawn | Trade Secret | Trade | DND | DND071 | Residential | Solar*Rewards | Trade Secret | 2023
20252-215912-02 | Xcel Energy | 85 | 13781 | IOU | 05559368 | 12.16 | Solar |  |  | Withdrawn | Trade Secret | Trade | DND | DND071 | Residential | Solar*Rewards | Trade Secret | 2023
20252-215912-02 | Xcel Energy | 85 | 13781 | IOU | 05559468 | 12.288 | Solar |  |  | Interconnected | Trade Secret | Trade | SOU | SOU066 | Commercial |  | Trade Secret | 2023 | 2024
20252-215912-02 | Xcel Energy | 85 | 13781 | IOU | 05559648 |  | Solar |  |  | Active Application | Trade Secret | Trade |  |  | Residential | Solar*Rewards | Trade Secret | 2023
20252-215912-02 | Xcel Energy | 85 | 13781 | IOU | 05559661 | 5.355 | Solar |  |  | Interconnected | Trade Secret | Trade | APA | APA069 | Residential | Solar*Rewards | Trade Secret | 2023 | 2023
20252-215912-02 | Xcel Energy | 85 | 13781 | IOU | 05559675 | 5.985 | Solar |  |  | Interconnected | Trade Secret | Trade | REW | REW032 | Residential | Solar*Rewards | Trade Secret | 2023 | 2023
20252-215912-02 | Xcel Energy | 85 | 13781 | IOU | 05559732 | 9.216 | Solar |  |  | Interconnected | Trade Secret | Trade | PAT | PAT313 | Residential |  | Trade Secret | 2023 | 2024
20252-215912-02 | Xcel Energy | 85 | 13781 | IOU | 05559808 | 11.05 | Solar |  |  | Active Application | Trade Secret | Trade | GVW | GVW021 | Residential |  | Trade Secret | 2023
20252-215912-02 | Xcel Energy | 85 | 13781 | IOU | 05559824 | 9.765 | Solar |  |  | Interconnected | Trade Secret | Trade | ECK | ECK322 | Residential |  | Trade Secret | 2023 | 2023
20252-215912-02 | Xcel Energy | 85 | 13781 | IOU | 05559848 | 5.67 | Solar |  |  | Interconnected | Trade Secret | Trade | HUG | HUG322 | Residential |  | Trade Secret | 2023 | 2023
20252-215912-02 | Xcel Energy | 85 | 13781 | IOU | 05559861 |  | Solar |  |  | Active Application | Trade Secret | Trade |  |  | Residential | Solar*Rewards | Trade Secret | 2023
20252-215912-02 | Xcel Energy | 85 | 13781 | IOU | 05559874 | 4.725 | Solar |  |  | Interconnected | Trade Secret | Trade | TER | TER062 | Residential | Solar*Rewards | Trade Secret | 2023 | 2023
20252-215912-02 | Xcel Energy | 85 | 13781 | IOU | 05559899 | 5.67 | Solar |  |  | Interconnected | Trade Secret | Trade | RAM | RAM073 | Residential | Solar*Rewards | Trade Secret | 2023 | 2023
20252-215912-02 | Xcel Energy | 85 | 13781 | IOU | 05559920 | 9.765 | Solar |  |  | Interconnected | Trade Secret | Trade | SLP | SLP082 | Residential |  | Trade Secret | 2023 | 2023
20252-215912-02 | Xcel Energy | 85 | 13781 | IOU | 05559953 | 14.865 | Solar |  | X | Interconnected | Trade Secret | Trade | EDA | EDA067 | Residential | Solar*Rewards | Trade Secret | 2023 | 2024
20252-215912-02 | Xcel Energy | 85 | 13781 | IOU | 05559992 | 4.41 | Solar |  |  | Interconnected | Trade Secret | Trade | RAM | RAM064 | Residential | Solar*Rewards | Trade Secret | 2023 | 2023
20252-215912-02 | Xcel Energy | 85 | 13781 | IOU | 05560005 | 5.985 | Solar |  |  | Interconnected | Trade Secret | Trade | MPK | MPK064 | Residential | Solar*Rewards | Trade Secret | 2023 | 2025
20252-215912-02 | Xcel Energy | 85 | 13781 | IOU | 05560028 | 4.725 | Solar |  |  | Interconnected | Trade Secret | Trade | HUG | HUG321 | Residential |  | Trade Secret | 2023 | 2023
20252-215912-02 | Xcel Energy | 85 | 13781 | IOU | 05560042 | 5.12 | Solar |  |  | Active Application | Trade Secret | Trade | NOF | NOF061 | Residential | Solar*Rewards | Trade Secret | 2023
20252-215912-02 | Xcel Energy | 85 | 13781 | IOU | 05560132 |  |  |  |  | Active Application | Trade Secret | Trade |  |  | Residential |  | Trade Secret | 2023
20252-215912-02 | Xcel Energy | 85 | 13781 | IOU | 05560424 | 6.144 | Solar |  |  | Interconnected | Trade Secret | Trade | KLK | KLK061 | Residential |  | Trade Secret | 2023 | 2023
20252-215912-02 | Xcel Energy | 85 | 13781 | IOU | 05560464 | 5.22 | Solar |  |  | Withdrawn | Trade Secret | Trade | SCL | SCL312 | Residential |  | Trade Secret | 2023
20252-215912-02 | Xcel Energy | 85 | 13781 | IOU | 05560652 | 5.22 | Solar |  |  | Interconnected | Trade Secret | Trade | EXC | EXC062 | Commercial |  | Trade Secret | 2023 | 2023
20252-215912-02 | Xcel Energy | 85 | 13781 | IOU | 05560678 | 8.32 | Solar |  |  | Interconnected | Trade Secret | Trade | NOF | NOF072 | Residential |  | Trade Secret | 2023 | 2023
20252-215912-02 | Xcel Energy | 85 | 13781 | IOU | 05560726 |  | Solar |  |  | Active Application | Trade Secret | Trade |  |  | Residential | Solar*Rewards | Trade Secret | 2023
20252-215912-02 | Xcel Energy | 85 | 13781 | IOU | 05560856 | 10.88 | Solar |  |  | Interconnected | Trade Secret | Trade | SAV | SAV063 | Residential | Solar*Rewards | Trade Secret | 2023 | 2023
20252-215912-02 | Xcel Energy | 85 | 13781 | IOU | 05561075 | 1000 | Solar |  |  | Active Application | Trade Secret | Trade | SLW | SLW062 | Community Solar Garden | Solar*Rewards Community | Trade Secret | 2023
20252-215912-02 | Xcel Energy | 85 | 13781 | IOU | 05561087 | 15.435 | Solar |  |  | Interconnected | Trade Secret | Trade | HUG | HUG322 | Residential | Solar*Rewards | Trade Secret | 2023 | 2024
20252-215912-02 | Xcel Energy | 85 | 13781 | IOU | 05561105 | 4.41 | Solar |  |  | Interconnected | Trade Secret | Trade | ECK | ECK063 | Residential | Solar*Rewards | Trade Secret | 2023 | 2023
20252-215912-02 | Xcel Energy | 85 | 13781 | IOU | 05561392 | 1000 | Solar |  |  | Withdrawn | Trade Secret | Trade | BIS | BIS001 | Community Solar Garden | Solar*Rewards Community | Trade Secret | 2023
20252-215912-02 | Xcel Energy | 85 | 13781 | IOU | 05561429 | 1000 | Solar |  |  | Active Application | Trade Secret | Trade | BTF | BTF001 | Community Solar Garden | Solar*Rewards Community | Trade Secret | 2023
20252-215912-02 | Xcel Energy | 85 | 13781 | IOU | 05561462 | 1000 | Solar |  |  | Withdrawn | Trade Secret | Trade | SOH | SOH001 | Community Solar Garden | Solar*Rewards Community | Trade Secret | 2023
20252-215912-02 | Xcel Energy | 85 | 13781 | IOU | 05561498 | 3.19 | Solar |  |  | Active Application | Trade Secret | Trade | VMR | VMR062 | Residential |  | Trade Secret | 2023
20252-215912-02 | Xcel Energy | 85 | 13781 | IOU | 05561545 | 50 | Solar |  |  | Active Application | Trade Secret | Trade | GPH | GPH061 | Commercial |  | Trade Secret | 2023
20252-215912-02 | Xcel Energy | 85 | 13781 | IOU | 05561644 |  | Solar |  |  | Withdrawn | Trade Secret | Trade | APA | APA064 | Residential | Solar*Rewards | Trade Secret | 2023
20252-215912-02 | Xcel Energy | 85 | 13781 | IOU | 05561680 | 17.955 | Solar |  |  | Withdrawn | Trade Secret | Trade | MOL | MOL067 | Residential | Solar*Rewards | Trade Secret | 2023
20252-215912-02 | Xcel Energy | 85 | 13781 | IOU | 05562262 | 11.52 | Storage |  |  | Interconnected | Trade Secret | Trade | CGR | CGR071 | Residential |  | Trade Secret | 2023 | 2024
20252-215912-02 | Xcel Energy | 85 | 13781 | IOU | 05562279 | 20.08 | Solar |  | X | Interconnected | Trade Secret | Trade | GSL | GSL064 | Residential | Solar*Rewards | Trade Secret | 2023 | 2023
20252-215912-02 | Xcel Energy | 85 | 13781 | IOU | 05562285 | 1000 | Solar |  |  | Withdrawn | Trade Secret | Trade | MRN | MRN021 | Community Solar Garden | Solar*Rewards Community | Trade Secret | 2023
20252-215912-02 | Xcel Energy | 85 | 13781 | IOU | 05562295 | 15.4 | Solar |  |  | Interconnected | Trade Secret | Trade | RPO | RPO312 | Residential | Solar*Rewards | Trade Secret | 2023 | 2023
20252-215912-02 | Xcel Energy | 85 | 13781 | IOU | 05562298 | 6.3 | Solar |  |  | Withdrawn | Trade Secret | Trade | WSG | WSG061 | Residential | Solar*Rewards | Trade Secret | 2023
20252-215912-02 | Xcel Energy | 85 | 13781 | IOU | 05562311 | 10.08 | Solar |  |  | Interconnected | Trade Secret | Trade | AFT | AFT322 | Residential | Solar*Rewards | Trade Secret | 2023 | 2023
20252-215912-02 | Xcel Energy | 85 | 13781 | IOU | 05562320 | 1000 | Solar |  |  | Withdrawn | Trade Secret | Trade | SRD | SRD211 | Community Solar Garden | Solar*Rewards Community | Trade Secret | 2023
20252-215912-02 | Xcel Energy | 85 | 13781 | IOU | 05562323 | 7.56 | Solar |  |  | Interconnected | Trade Secret | Trade | WIL | WIL084 | Residential | Solar*Rewards | Trade Secret | 2023 | 2024
20252-215912-02 | Xcel Energy | 85 | 13781 | IOU | 05562335 | 22.6 | Solar |  | X | Interconnected | Trade Secret | Trade | GRC | GRC312 | Residential | Solar*Rewards | Trade Secret | 2023 | 2024
20252-215912-02 | Xcel Energy | 85 | 13781 | IOU | 05562350 | 1.95 | Solar |  |  | Interconnected | Trade Secret | Trade | SOU | SOU065 | Residential | Solar*Rewards | Trade Secret | 2023 | 2023
20252-215912-02 | Xcel Energy | 85 | 13781 | IOU | 05562371 | 4 | Solar |  |  | Withdrawn | Trade Secret | Trade | SAK | SAK312 | Commercial |  | Trade Secret | 2023
20252-215912-02 | Xcel Energy | 85 | 13781 | IOU | 05562389 | 5.355 | Solar |  |  | Interconnected | Trade Secret | Trade | ALD | ALD072 | Residential | Solar*Rewards | Trade Secret | 2023 | 2023
20252-215912-02 | Xcel Energy | 85 | 13781 | IOU | 05562392 | 2.9 | Solar |  |  | Interconnected | Trade Secret | Trade | TWL | TWL081 | Residential |  | Trade Secret | 2023 | 2023
20252-215912-02 | Xcel Energy | 85 | 13781 | IOU | 05562530 | 4.48 | Solar |  |  | Interconnected | Trade Secret | Trade | CRL | CRL031 | Residential |  | Trade Secret | 2023 | 2023
20252-215912-02 | Xcel Energy | 85 | 13781 | IOU | 05562534 | 6.615 | Solar |  |  | Interconnected | Trade Secret | Trade | HSN | HSN322 | Residential |  | Trade Secret | 2023 | 2023
20252-215912-02 | Xcel Energy | 85 | 13781 | IOU | 05562535 | 3.84 | Solar |  |  | Interconnected | Trade Secret | Trade | RVA | RVA061 | Residential |  | Trade Secret | 2023 | 2024
20252-215912-02 | Xcel Energy | 85 | 13781 | IOU | 05562542 | 8.96 | Solar |  |  | Withdrawn | Trade Secret | Trade | MPK | MPK064 | Residential |  | Trade Secret | 2023
20252-215912-02 | Xcel Energy | 85 | 13781 | IOU | 05562546 | 33.3 | Solar |  |  | Active Application | Trade Secret | Trade | TLK | TLK067 | Commercial |  | Trade Secret | 2023
20252-215912-02 | Xcel Energy | 85 | 13781 | IOU | 05562557 | 2.32 | Solar |  |  | Interconnected | Trade Secret | Trade | CGR | CGR072 | Residential |  | Trade Secret | 2023 | 2023
20252-215912-02 | Xcel Energy | 85 | 13781 | IOU | 05562671 | 6.09 | Solar |  |  | Interconnected | Trade Secret | Trade | AVN | AVN021 | Residential | Solar*Rewards | Trade Secret | 2023 | 2023
20252-215912-02 | Xcel Energy | 85 | 13781 | IOU | 05562677 | 9.994 | Solar |  |  | Interconnected | Trade Secret | Trade | RAM | RAM064 | Residential | Solar*Rewards | Trade Secret | 2023 | 2023
20252-215912-02 | Xcel Energy | 85 | 13781 | IOU | 05562707 | 8.82 | Solar |  |  | Withdrawn | Trade Secret | Trade | WDY | WDY321 | Residential | Solar*Rewards | Trade Secret | 2023
20252-215912-02 | Xcel Energy | 85 | 13781 | IOU | 05562719 | 5.76 | Solar |  |  | Interconnected | Trade Secret | Trade | DND | DND071 | Residential |  | Trade Secret | 2023 | 2023
20252-215912-02 | Xcel Energy | 85 | 13781 | IOU | 05562811 | 17.955 | Solar |  |  | Interconnected | Trade Secret | Trade | MOL | MOL067 | Residential |  | Trade Secret | 2023 | 2023
20252-215912-02 | Xcel Energy | 85 | 13781 | IOU | 05563814 | 5.76 | Solar |  |  | Interconnected | Trade Secret | Trade | BRP | BRP073 | Residential |  | Trade Secret | 2023 | 2023
20252-215912-02 | Xcel Energy | 85 | 13781 | IOU | 05564196 | 9.994 | Solar |  |  | Interconnected | Trade Secret | Trade | ECK | ECK062 | Residential |  | Trade Secret | 2024 | 2024
20252-215912-02 | Xcel Energy | 85 | 13781 | IOU | 05564201 |  | Solar |  |  | Active Application | Trade Secret | Trade |  |  | Residential | Solar*Rewards | Trade Secret | 2023
20252-215912-02 | Xcel Energy | 85 | 13781 | IOU | 05564607 | 7.04 | Solar |  |  | Interconnected | Trade Secret | Trade | DPN | DPN071 | Residential | Solar*Rewards | Trade Secret | 2024 | 2024
20252-215912-02 | Xcel Energy | 85 | 13781 | IOU | 05564875 |  | Solar |  |  | Active Application | Trade Secret | Trade |  |  | Residential | Solar*Rewards | Trade Secret | 2023
20252-215912-02 | Xcel Energy | 85 | 13781 | IOU | 05565029 | 7.63 | Solar |  |  | Interconnected | Trade Secret | Trade | CTR | CTR021 | Residential | Solar*Rewards | Trade Secret | 2023 | 2024
20252-215912-02 | Xcel Energy | 85 | 13781 | IOU | 05565104 | 6.93 | Solar |  |  | Interconnected | Trade Secret | Trade | EDA | EDA089 | Residential | Solar*Rewards | Trade Secret | 2023 | 2023
20252-215912-02 | Xcel Energy | 85 | 13781 | IOU | 05565318 | 4.41 | Solar |  |  | Interconnected | Trade Secret | Trade | WDY | WDY311 | Residential | Solar*Rewards | Trade Secret | 2023 | 2023
20252-215912-02 | Xcel Energy | 85 | 13781 | IOU | 05565433 | 14.592 | Solar |  |  | Interconnected | Trade Secret | Trade | TLK | TLK077 | Residential |  | Trade Secret | 2023 | 2023
20252-215912-02 | Xcel Energy | 85 | 13781 | IOU | 05565701 | 4.41 | Solar |  |  | Interconnected | Trade Secret | Trade | UPP | UPP082 | Residential | Solar*Rewards | Trade Secret | 2023 | 2023
20252-215912-02 | Xcel Energy | 85 | 13781 | IOU | 05565711 | 2.835 | Solar |  |  | Withdrawn | Trade Secret | Trade | CRL | CRL065 | Residential | Solar*Rewards | Trade Secret | 2023
20252-215912-02 | Xcel Energy | 85 | 13781 | IOU | 05565733 | 3.78 | Solar |  |  | Interconnected | Trade Secret | Trade | WDY | WDY321 | Residential | Solar*Rewards | Trade Secret | 2023 | 2023
20252-215912-02 | Xcel Energy | 85 | 13781 | IOU | 05565851 | 8.96 | Solar |  |  | Interconnected | Trade Secret | Trade | NOF | NOF071 | Residential |  | Trade Secret | 2023 | 2023
20252-215912-02 | Xcel Energy | 85 | 13781 | IOU | 05566270 | 11.02 | Solar |  |  | Interconnected | Trade Secret | Trade | RPO | RPO311 | Residential |  | Trade Secret | 2023 | 2023
20252-215912-02 | Xcel Energy | 85 | 13781 | IOU | 05566892 | 2.52 | Solar |  |  | Withdrawn | Trade Secret | Trade | SOU | SOU072 | Residential | Solar*Rewards | Trade Secret | 2023
20252-215912-02 | Xcel Energy | 85 | 13781 | IOU | 05566897 | 3.19 | Solar |  |  | Active Application | Trade Secret | Trade | APA | APA068 | Residential |  | Trade Secret | 2023
20252-215912-02 | Xcel Energy | 85 | 13781 | IOU | 05566905 | 13.44 | Solar |  |  | Interconnected | Trade Secret | Trade | WSG | WSG352 | Residential |  | Trade Secret | 2023 | 2022
20252-215912-02 | Xcel Energy | 85 | 13781 | IOU | 05566920 | 4.93 | Solar |  |  | Active Application | Trade Secret | Trade | TLK | TLK071 | Residential |  | Trade Secret | 2023
20252-215912-02 | Xcel Energy | 85 | 13781 | IOU | 05566926 | 3.78 | Solar |  |  | Withdrawn | Trade Secret | Trade | SOU | SOU063 | Residential | Solar*Rewards | Trade Secret | 2023
20252-215912-02 | Xcel Energy | 85 | 13781 | IOU | 05566964 | 5.67 | Solar |  |  | Interconnected | Trade Secret | Trade | RAM | RAM062 | Residential | Solar*Rewards | Trade Secret | 2023 | 2023
20252-215912-02 | Xcel Energy | 85 | 13781 | IOU | 05566978 |  | Solar |  |  | Withdrawn | Trade Secret | Trade |  |  | Residential | Solar*Rewards | Trade Secret | 2023
20252-215912-02 | Xcel Energy | 85 | 13781 | IOU | 05566982 | 8.19 | Solar |  |  | Interconnected | Trade Secret | Trade | DND | DND071 | Residential | Solar*Rewards | Trade Secret | 2023 | 2024
20252-215912-02 | Xcel Energy | 85 | 13781 | IOU | 05566995 | 4.35 | Solar |  |  | Interconnected | Trade Secret | Trade | RPO | RPO311 | Residential |  | Trade Secret | 2023 | 2023
20252-215912-02 | Xcel Energy | 85 | 13781 | IOU | 05567011 | 9.45 | Solar |  |  | Interconnected | Trade Secret | Trade | WDY | WDY311 | Residential | Solar*Rewards | Trade Secret | 2023 | 2023
20252-215912-02 | Xcel Energy | 85 | 13781 | IOU | 05567034 |  | Solar |  |  | Active Application | Trade Secret | Trade |  |  | Residential | Solar*Rewards | Trade Secret | 2023
20252-215912-02 | Xcel Energy | 85 | 13781 | IOU | 05567035 | 5.985 | Solar |  |  | Interconnected | Trade Secret | Trade | OSS | OSS063 | Residential |  | Trade Secret | 2023 | 2023
20252-215912-02 | Xcel Energy | 85 | 13781 | IOU | 05567083 | 15.356 | Solar |  |  | Withdrawn | Trade Secret | Trade | BEL | BEL061 | Residential |  | Trade Secret | 2023
20252-215912-02 | Xcel Energy | 85 | 13781 | IOU | 05567107 | 13.86 | Solar |  |  | Interconnected | Trade Secret | Trade | BEL | BEL061 | Residential |  | Trade Secret | 2023 | 2023
20252-215912-02 | Xcel Energy | 85 | 13781 | IOU | 05567126 | 5.355 | Solar |  |  | Interconnected | Trade Secret | Trade | SOU | SOU069 | Residential |  | Trade Secret | 2023 | 2023
20252-215912-02 | Xcel Energy | 85 | 13781 | IOU | 05567141 | 3.75 | Solar |  |  | Active Application | Trade Secret | Trade | VES | VES021 | Residential | Solar*Rewards | Trade Secret | 2023
20252-215912-02 | Xcel Energy | 85 | 13781 | IOU | 05567319 | 3.48 | Solar |  |  | Active Application | Trade Secret | Trade | DHL | DHL061 | Residential |  | Trade Secret | 2023
20252-215912-02 | Xcel Energy | 85 | 13781 | IOU | 05567545 | 8.376 | Solar |  |  | Interconnected | Trade Secret | Trade | SLP | SLP085 | Residential |  | Trade Secret | 2023 | 2023
20252-215912-02 | Xcel Energy | 85 | 13781 | IOU | 05567583 | 5.12 | Solar |  |  | Withdrawn | Trade Secret | Trade | IDA | IDA074 | Residential | Solar*Rewards | Trade Secret | 2023
20252-215912-02 | Xcel Energy | 85 | 13781 | IOU | 05567749 | 3.77 | Solar |  |  | Withdrawn | Trade Secret | Trade |  |  | Residential |  | Trade Secret | 2023
20252-215912-02 | Xcel Energy | 85 | 13781 | IOU | 05567776 | 5.67 | Solar |  |  | Interconnected | Trade Secret | Trade | RAM | RAM071 | Residential |  | Trade Secret | 2023 | 2024
20252-215912-02 | Xcel Energy | 85 | 13781 | IOU | 05567805 | 4.41 | Solar |  |  | Interconnected | Trade Secret | Trade | SLP | SLP076 | Residential |  | Trade Secret | 2023 | 2023
20252-215912-02 | Xcel Energy | 85 | 13781 | IOU | 05567837 | 10.08 | Solar |  |  | Interconnected | Trade Secret | Trade | RLK | RLK073 | Residential |  | Trade Secret | 2023 | 2021
20252-215912-02 | Xcel Energy | 85 | 13781 | IOU | 05568421 | 5.76 | Solar |  |  | Interconnected | Trade Secret | Trade | WIL | WIL081 | Residential |  | Trade Secret | 2023 | 2023
20252-215912-02 | Xcel Energy | 85 | 13781 | IOU | 05568552 | 11.31 | Solar |  |  | Interconnected | Trade Secret | Trade | MPK | MPK071 | Residential |  | Trade Secret | 2023 | 2024
20252-215912-02 | Xcel Energy | 85 | 13781 | IOU | 05568572 |  |  |  |  | Active Application | Trade Secret | Trade |  |  | Residential |  | Trade Secret | 2023
20252-215912-02 | Xcel Energy | 85 | 13781 | IOU | 05568573 | 4 | Solar |  |  | Active Application | Trade Secret | Trade | SOU | SOU083 | Residential |  | Trade Secret | 2023
20252-215912-02 | Xcel Energy | 85 | 13781 | IOU | 05568605 | 5 | Solar |  |  | Interconnected | Trade Secret | Trade | MOL | MOL068 | Residential |  | Trade Secret | 2023 | 2024
20252-215912-02 | Xcel Energy | 85 | 13781 | IOU | 05569219 | 7.04 | Solar |  |  | Interconnected | Trade Secret | Trade | ECK | ECK321 | Residential |  | Trade Secret | 2023 | 2023
20252-215912-02 | Xcel Energy | 85 | 13781 | IOU | 05569296 | 13.44 | Solar |  |  | Interconnected | Trade Secret | Trade | PAT | PAT313 | Commercial | Solar*Rewards | Trade Secret | 2023 | 2023
20252-215912-02 | Xcel Energy | 85 | 13781 | IOU | 05569349 |  |  |  |  | Active Application | Trade Secret | Trade |  |  | Residential |  | Trade Secret | 2023
20252-215912-02 | Xcel Energy | 85 | 13781 | IOU | 05569386 |  | Solar |  |  | Withdrawn | Trade Secret | Trade |  |  | Residential | Solar*Rewards | Trade Secret | 2023
20252-215912-02 | Xcel Energy | 85 | 13781 | IOU | 05569402 | 4.48 | Solar |  |  | Interconnected | Trade Secret | Trade | CTR | CTR022 | Residential | Solar*Rewards | Trade Secret | 2023 | 2023
20252-215912-02 | Xcel Energy | 85 | 13781 | IOU | 05569430 | 5.985 | Solar |  |  | Interconnected | Trade Secret | Trade | RMT | RMT321 | Residential |  | Trade Secret | 2023 | 2023
20252-215912-02 | Xcel Energy | 85 | 13781 | IOU | 05569485 | 7.56 | Solar |  |  | Interconnected | Trade Secret | Trade | RRK | RRK082 | Residential | Solar*Rewards | Trade Secret | 2023 | 2023
20252-215912-02 | Xcel Energy | 85 | 13781 | IOU | 05569693 | 8.19 | Solar |  |  | Interconnected | Trade Secret | Trade | KOL | KOL062 | Residential |  | Trade Secret | 2023 | 2023
20252-215912-02 | Xcel Energy | 85 | 13781 | IOU | 05569774 | 7.54 | Solar |  |  | Active Application | Trade Secret | Trade | BRP | BRP061 | Residential |  | Trade Secret | 2023
20252-215912-02 | Xcel Energy | 85 | 13781 | IOU | 05569806 | 6.144 | Solar |  |  | Interconnected | Trade Secret | Trade | SOU | SOU083 | Residential |  | Trade Secret | 2023 | 2024
20252-215912-02 | Xcel Energy | 85 | 13781 | IOU | 05569932 | 8.96 | Solar |  |  | Interconnected | Trade Secret | Trade | NOF | NOF071 | Residential |  | Trade Secret | 2023 | 2024
20252-215912-02 | Xcel Energy | 85 | 13781 | IOU | 05569954 | 3.15 | Solar |  |  | Active Application | Trade Secret | Trade | LLK | LLK061 | Residential |  | Trade Secret | 2023
20252-215912-02 | Xcel Energy | 85 | 13781 | IOU | 05569959 |  |  |  |  | Active Application | Trade Secret | Trade | KOL | KOL062 | Residential |  | Trade Secret | 2023
20252-215912-02 | Xcel Energy | 85 | 13781 | IOU | 05570022 | 500 | Solar |  |  | Active Application | Trade Secret | Trade | WEH | WEH022 | Commercial |  | Trade Secret | 2023
20252-215912-02 | Xcel Energy | 85 | 13781 | IOU | 05570111 | 5.67 | Solar |  |  | Interconnected | Trade Secret | Trade | RPO | RPO311 | Residential |  | Trade Secret | 2023 | 2023
20252-215912-02 | Xcel Energy | 85 | 13781 | IOU | 05570156 | 5.052 | Solar |  |  | Interconnected | Trade Secret | Trade | MPK | MPK074 | Residential | Solar*Rewards | Trade Secret | 2023 | 2023
20252-215912-02 | Xcel Energy | 85 | 13781 | IOU | 05570669 | 10.24 | Solar |  |  | Interconnected | Trade Secret | Trade | ECK | ECK322 | Residential | Solar*Rewards | Trade Secret | 2023 | 2024
20252-215912-02 | Xcel Energy | 85 | 13781 | IOU | 05570722 | 5.51 | Solar |  |  | Interconnected | Trade Secret | Trade | PKL | PKL085 | Residential |  | Trade Secret | 2023 | 2024
20252-215912-02 | Xcel Energy | 85 | 13781 | IOU | 05570926 | 9.984 | Solar |  |  | Interconnected | Trade Secret | Trade | AFT | AFT315 | Residential |  | Trade Secret | 2023 | 2024
20252-215912-02 | Xcel Energy | 85 | 13781 | IOU | 05570943 | 5.76 | Solar |  |  | Interconnected | Trade Secret | Trade | ECK | ECK322 | Residential | Solar*Rewards | Trade Secret | 2023 | 2023
20252-215912-02 | Xcel Energy | 85 | 13781 | IOU | 05570956 | 2.192 | Solar |  | X | Withdrawn | Trade Secret | Trade | RMT | RMT321 | Residential | Solar*Rewards | Trade Secret | 2023
20252-215912-02 | Xcel Energy | 85 | 13781 | IOU | 05571116 | 1.54 | Solar |  |  | Active Application | Trade Secret | Trade | OAD | OAD073 | Residential |  | Trade Secret | 2023
20252-215912-02 | Xcel Energy | 85 | 13781 | IOU | 05571449 | 500 | Solar |  |  | Withdrawn | Trade Secret | Trade |  |  | Community Solar Garden | Solar*Rewards Community | Trade Secret | 2023
20252-215912-02 | Xcel Energy | 85 | 13781 | IOU | 05571502 | 7.54 | Solar |  |  | Interconnected | Trade Secret | Trade | HWW | HWW074 | Residential |  | Trade Secret | 2023 | 2023
20252-215912-02 | Xcel Energy | 85 | 13781 | IOU | 05571510 | 5.355 | Solar |  |  | Interconnected | Trade Secret | Trade | CGR | CGR072 | Residential |  | Trade Secret | 2023 | 2023
20252-215912-02 | Xcel Energy | 85 | 13781 | IOU | 05571514 | 8.82 | Solar |  |  | Interconnected | Trade Secret | Trade | WDY | WDY321 | Residential |  | Trade Secret | 2023 | 2024
20252-215912-02 | Xcel Energy | 85 | 13781 | IOU | 05571524 | 9.074 | Solar |  |  | Interconnected | Trade Secret | Trade | RLK | RLK071 | Residential | Solar*Rewards | Trade Secret | 2023 | 2023
20252-215912-02 | Xcel Energy | 85 | 13781 | IOU | 05571537 | 7.245 | Solar |  |  | Interconnected | Trade Secret | Trade | ECK | ECK082 | Residential |  | Trade Secret | 2023 | 2024
20252-215912-02 | Xcel Energy | 85 | 13781 | IOU | 05571557 | 8.19 | Solar |  |  | Interconnected | Trade Secret | Trade | TER | TER071 | Residential |  | Trade Secret | 2023 | 2023
20252-215912-02 | Xcel Energy | 85 | 13781 | IOU | 05571564 | 7.56 | Solar |  |  | Active Application | Trade Secret | Trade | RPO | RPO311 | Residential |  | Trade Secret | 2023
20252-215912-02 | Xcel Energy | 85 | 13781 | IOU | 05571592 | 6.5 | Solar |  |  | Interconnected | Trade Secret | Trade | WIL | WIL079 | Residential |  | Trade Secret | 2023 | 2024
20252-215912-02 | Xcel Energy | 85 | 13781 | IOU | 05571826 | 5.22 | Solar |  |  | Interconnected | Trade Secret | Trade | OAD | OAD061 | Residential | Solar*Rewards | Trade Secret | 2023 | 2024
20252-215912-02 | Xcel Energy | 85 | 13781 | IOU | 05572045 | 5.052 | Solar |  |  | Withdrawn | Trade Secret | Trade | SOU | SOU083 | Residential | Solar*Rewards | Trade Secret | 2023
20252-215912-02 | Xcel Energy | 85 | 13781 | IOU | 05572050 | 5.052 | Solar |  |  | Interconnected | Trade Secret | Trade | SOU | SOU083 | Residential |  | Trade Secret | 2023 | 2023
20252-215912-02 | Xcel Energy | 85 | 13781 | IOU | 05572064 | 4.06 | Solar |  |  | Interconnected | Trade Secret | Trade | HUG | HUG312 | Residential |  | Trade Secret | 2023 | 2024
20252-215912-02 | Xcel Energy | 85 | 13781 | IOU | 05572073 | 6 | Solar |  |  | Interconnected | Trade Secret | Trade | KOL | KOL071 | Residential | Solar*Rewards | Trade Secret | 2023 | 2023
20252-215912-02 | Xcel Energy | 85 | 13781 | IOU | 05572074 | 9.994 | Solar |  |  | Interconnected | Trade Secret | Trade | WDY | WDY312 | Residential |  | Trade Secret | 2023 | 2023
20252-215912-02 | Xcel Energy | 85 | 13781 | IOU | 05572149 | 6.4 | Solar |  |  | Interconnected | Trade Secret | Trade | ECK | ECK061 | Residential |  | Trade Secret | 2023 | 2023
20252-215912-02 | Xcel Energy | 85 | 13781 | IOU | 05572261 | 40.005 | Solar |  |  | Withdrawn | Trade Secret | Trade | WYO | WYO032 | Commercial |  | Trade Secret | 2023
20252-215912-02 | Xcel Energy | 85 | 13781 | IOU | 05572511 | 7.56 | Solar |  |  | Interconnected | Trade Secret | Trade | CHE | CHE076 | Residential |  | Trade Secret | 2023 | 2023
20252-215912-02 | Xcel Energy | 85 | 13781 | IOU | 05572539 | 2.52 | Solar |  |  | Interconnected | Trade Secret | Trade | GNL | GNL071 | Residential |  | Trade Secret | 2023 | 2023
20252-215912-02 | Xcel Energy | 85 | 13781 | IOU | 05572671 | 11.282 | Solar |  | X | Withdrawn | Trade Secret | Trade | RPO | RPO311 | Residential |  | Trade Secret | 2023
20252-215912-02 | Xcel Energy | 85 | 13781 | IOU | 05572704 |  | Solar |  |  | Active Application | Trade Secret | Trade |  |  | Residential | Solar*Rewards | Trade Secret | 2023
20252-215912-02 | Xcel Energy | 85 | 13781 | IOU | 05572746 |  | Solar |  |  | Withdrawn | Trade Secret | Trade |  |  | Commercial | Solar*Rewards | Trade Secret | 2023
20252-215912-02 | Xcel Energy | 85 | 13781 | IOU | 05572774 | 6.615 | Solar |  |  | Interconnected | Trade Secret | Trade | BYT | BYT061 | Residential | Solar*Rewards | Trade Secret | 2023 | 2023
20252-215912-02 | Xcel Energy | 85 | 13781 | IOU | 05572793 | 13.744 | Solar |  |  | Interconnected | Trade Secret | Trade | WCR | WCR311 | Residential | Solar*Rewards | Trade Secret | 2023 | 2023
20252-215912-02 | Xcel Energy | 85 | 13781 | IOU | 05572794 | 7.25 | Solar |  |  | Interconnected | Trade Secret | Trade | ALD | ALD076 | Residential | Solar*Rewards | Trade Secret | 2023 | 2023
20252-215912-02 | Xcel Energy | 85 | 13781 | IOU | 05572801 | 5.85 | Solar |  |  | Withdrawn | Trade Secret | Trade | SOU | SOU069 | Residential | Solar*Rewards | Trade Secret | 2023
20252-215912-02 | Xcel Energy | 85 | 13781 | IOU | 05572897 | 125 | Solar |  |  | Withdrawn | Trade Secret | Trade |  |  | Community Solar Garden | Solar*Rewards Community | Trade Secret | 2023
20252-215912-02 | Xcel Energy | 85 | 13781 | IOU | 05573056 | 8.448 | Solar |  |  | Interconnected | Trade Secret | Trade | SOU | SOU083 | Residential |  | Trade Secret | 2023 | 2024
20252-215912-02 | Xcel Energy | 85 | 13781 | IOU | 05573067 | 4.095 | Solar |  |  | Interconnected | Trade Secret | Trade | HOL | HOL072 | Residential |  | Trade Secret | 2023 | 2024
20252-215912-02 | Xcel Energy | 85 | 13781 | IOU | 05573094 | 4.725 | Solar |  |  | Interconnected | Trade Secret | Trade | ECK | ECK322 | Residential |  | Trade Secret | 2023 | 2024
20252-215912-02 | Xcel Energy | 85 | 13781 | IOU | 05573109 | 2.61 | Solar |  |  | Interconnected | Trade Secret | Trade | WIL | WIL075 | Residential |  | Trade Secret | 2023 | 2023
20252-215912-02 | Xcel Energy | 85 | 13781 | IOU | 05573551 | 6 | Solar |  |  | Interconnected | Trade Secret | Trade | SOU | SOU069 | Residential |  | Trade Secret | 2023 | 2024
20252-215912-02 | Xcel Energy | 85 | 13781 | IOU | 05573696 | 8.41 | Solar |  |  | Active Application | Trade Secret | Trade | CGR | CGR063 | Residential |  | Trade Secret | 2023
20252-215912-02 | Xcel Energy | 85 | 13781 | IOU | 05573726 | 7.6 | Solar |  |  | Interconnected | Trade Secret | Trade | ECK | ECK061 | Residential |  | Trade Secret | 2023 | 2023
20252-215912-02 | Xcel Energy | 85 | 13781 | IOU | 05573758 | 14.658 | Solar |  |  | Withdrawn | Trade Secret | Trade | SIP | SIP073 | Residential |  | Trade Secret | 2023
20252-215912-02 | Xcel Energy | 85 | 13781 | IOU | 05573865 | 8.448 | Solar |  |  | Withdrawn | Trade Secret | Trade | AFT | AFT322 | Residential | Solar*Rewards | Trade Secret | 2023
20252-215912-02 | Xcel Energy | 85 | 13781 | IOU | 05573890 | 11.52 | Solar |  |  | Withdrawn | Trade Secret | Trade | ALK | ALK072 | Residential |  | Trade Secret | 2023
20252-215912-02 | Xcel Energy | 85 | 13781 | IOU | 05573937 | 3.15 | Solar |  |  | Interconnected | Trade Secret | Trade | ECK | ECK063 | Residential | Solar*Rewards | Trade Secret | 2023 | 2024
20252-215912-02 | Xcel Energy | 85 | 13781 | IOU | 05573965 | 14.49 | Solar |  |  | Interconnected | Trade Secret | Trade | ECK | ECK341 | Residential | Solar*Rewards | Trade Secret | 2023 | 2024
20252-215912-02 | Xcel Energy | 85 | 13781 | IOU | 05573986 | 7.56 | Solar |  |  | Interconnected | Trade Secret | Trade | SLP | SLP076 | Residential | Solar*Rewards | Trade Secret | 2023 | 2023
20252-215912-02 | Xcel Energy | 85 | 13781 | IOU | 05573995 | 16.185 | Solar |  | X | Interconnected | Trade Secret | Trade | AFT | AFT314 | Residential | Solar*Rewards | Trade Secret | 2023 | 2025
20252-215912-02 | Xcel Energy | 85 | 13781 | IOU | 05574014 | 15.75 | Solar |  |  | Active Application | Trade Secret | Trade | BEL | BEL061 | Residential | Solar*Rewards | Trade Secret | 2023
20252-215912-02 | Xcel Energy | 85 | 13781 | IOU | 05574046 | 5.8 | Solar |  |  | Interconnected | Trade Secret | Trade | GSL | GSL341 | Residential | Solar*Rewards | Trade Secret | 2023 | 2023
20252-215912-02 | Xcel Energy | 85 | 13781 | IOU | 05574163 | 4.64 | Solar |  |  | Interconnected | Trade Secret | Trade | ECK | ECK341 | Residential |  | Trade Secret | 2023 | 2024
20252-215912-02 | Xcel Energy | 85 | 13781 | IOU | 05574199 | 7.04 | Solar |  |  | Interconnected | Trade Secret | Trade | CHE | CHE064 | Residential | Solar*Rewards | Trade Secret | 2023 | 2024
20252-215912-02 | Xcel Energy | 85 | 13781 | IOU | 05574779 |  | Solar |  |  | Active Application | Trade Secret | Trade | SOU | SOU075 | Residential | Solar*Rewards | Trade Secret | 2023
20252-215912-02 | Xcel Energy | 85 | 13781 | IOU | 05574783 | 6.93 | Solar |  |  | Interconnected | Trade Secret | Trade | OAD | OAD073 | Residential |  | Trade Secret | 2023 | 2023
20252-215912-02 | Xcel Energy | 85 | 13781 | IOU | 05574800 |  |  |  |  | Active Application | Trade Secret | Trade |  |  | Residential |  | Trade Secret | 2023
20252-215912-02 | Xcel Energy | 85 | 13781 | IOU | 05574914 | 3.19 | Solar |  |  | Interconnected | Trade Secret | Trade | SOU | SOU075 | Residential |  | Trade Secret | 2023 | 2023
20252-215912-02 | Xcel Energy | 85 | 13781 | IOU | 05575043 | 2.835 | Solar |  |  | Withdrawn | Trade Secret | Trade | ALD | ALD072 | Residential | Solar*Rewards | Trade Secret | 2023
20252-215912-02 | Xcel Energy | 85 | 13781 | IOU | 05575065 | 6.93 | Solar |  |  | Active Application | Trade Secret | Trade | NOF | NOF061 | Residential | Solar*Rewards | Trade Secret | 2023
20252-215912-02 | Xcel Energy | 85 | 13781 | IOU | 05575072 | 9.216 | Solar |  |  | Interconnected | Trade Secret | Trade | GNL | GNL063 | Residential |  | Trade Secret | 2023 | 2023
20252-215912-02 | Xcel Energy | 85 | 13781 | IOU | 05575110 | 5000 | Solar |  |  | Withdrawn | Trade Secret | Trade |  |  | Residential | Other | Trade Secret | 2023
20252-215912-02 | Xcel Energy | 85 | 13781 | IOU | 05575121 | 4.725 | Solar |  |  | Interconnected | Trade Secret | Trade | FSL | FSL312 | Residential |  | Trade Secret | 2023 | 2023
20252-215912-02 | Xcel Energy | 85 | 13781 | IOU | 05575149 | 5.985 | Solar |  |  | Active Application | Trade Secret | Trade |  |  | Residential |  | Trade Secret | 2023
20252-215912-02 | Xcel Energy | 85 | 13781 | IOU | 05575186 |  |  |  |  | Active Application | Trade Secret | Trade |  |  | Residential |  | Trade Secret | 2023
20252-215912-02 | Xcel Energy | 85 | 13781 | IOU | 05575405 |  |  |  |  | Active Application | Trade Secret | Trade |  |  | Residential |  | Trade Secret | 2023
20252-215912-02 | Xcel Energy | 85 | 13781 | IOU | 05575471 | 7.68 | Solar |  |  | Withdrawn | Trade Secret | Trade | ECK | ECK082 | Residential | Solar*Rewards | Trade Secret | 2023
20252-215912-02 | Xcel Energy | 85 | 13781 | IOU | 05575472 | 960 | Solar |  |  | Active Application | Trade Secret | Trade | AFT | AFT314 | Commercial |  | Trade Secret | 2023
20252-215912-02 | Xcel Energy | 85 | 13781 | IOU | 05575552 | 9.994 | Solar |  |  | Interconnected | Trade Secret | Trade | AFT | AFT314 | Residential | Solar*Rewards | Trade Secret | 2023 | 2023
20252-215912-02 | Xcel Energy | 85 | 13781 | IOU | 05575844 | 15.08 | Solar |  |  | Interconnected | Trade Secret | Trade | DLO | DLO021 | Residential | Solar*Rewards | Trade Secret | 2023 | 2024
20252-215912-02 | Xcel Energy | 85 | 13781 | IOU | 05576090 | 11.52 | Solar |  |  | Interconnected | Trade Secret | Trade | AFT | AFT322 | Residential |  | Trade Secret | 2023 | 2023
20252-215912-02 | Xcel Energy | 85 | 13781 | IOU | 05576122 | 8.12 | Solar |  |  | Interconnected | Trade Secret | Trade | ECK | ECK322 | Residential |  | Trade Secret | 2023 | 2024
20252-215912-02 | Xcel Energy | 85 | 13781 | IOU | 05576207 | 5.04 | Solar |  |  | Interconnected | Trade Secret | Trade | TER | TER061 | Residential | Solar*Rewards | Trade Secret | 2023 | 2024
20252-215912-02 | Xcel Energy | 85 | 13781 | IOU | 05576221 | 8.505 | Solar |  |  | Interconnected | Trade Secret | Trade | RPO | RPO312 | Residential | Solar*Rewards | Trade Secret | 2023 | 2023
20252-215912-02 | Xcel Energy | 85 | 13781 | IOU | 05576238 | 7.56 | Solar |  |  | Interconnected | Trade Secret | Trade | WDY | WDY311 | Residential | Solar*Rewards | Trade Secret | 2023 | 2023
20252-215912-02 | Xcel Energy | 85 | 13781 | IOU | 05576390 | 12.672 | Solar |  |  | Interconnected | Trade Secret | Trade | RED | RED091 | Residential |  | Trade Secret | 2023 | 2023
20252-215912-02 | Xcel Energy | 85 | 13781 | IOU | 05576407 | 8.99 | Solar |  |  | Interconnected | Trade Secret | Trade | RPO | RPO311 | Residential | Solar*Rewards | Trade Secret | 2023 | 2023
20252-215912-02 | Xcel Energy | 85 | 13781 | IOU | 05576419 |  | Solar |  |  | Active Application | Trade Secret | Trade |  |  | Residential | Solar*Rewards | Trade Secret | 2023
20252-215912-02 | Xcel Energy | 85 | 13781 | IOU | 05576595 | 13.056 | Solar |  | X | Interconnected | Trade Secret | Trade | LEX | LEX331 | Residential | Solar*Rewards | Trade Secret | 2023 | 2024
20252-215912-02 | Xcel Energy | 85 | 13781 | IOU | 05576613 |  |  |  |  | Withdrawn | Trade Secret | Trade |  |  | Residential |  | Trade Secret | 2023
20252-215912-02 | Xcel Energy | 85 | 13781 | IOU | 05576828 | 2.835 | Solar |  |  | Interconnected | Trade Secret | Trade | TWL | TWL066 | Residential |  | Trade Secret | 2023 | 2023
20252-215912-02 | Xcel Energy | 85 | 13781 | IOU | 05576989 | 400 | Solar |  |  | Interconnected | Trade Secret | Trade | MOL | MOL062 | Commercial |  | Trade Secret | 2019 | 2021
20252-215912-02 | Xcel Energy | 85 | 13781 | IOU | 05577235 | 8.32 | Solar |  |  | Withdrawn | Trade Secret | Trade | WCR | WCR322 | Residential | Solar*Rewards | Trade Secret | 2023
20252-215912-02 | Xcel Energy | 85 | 13781 | IOU | 05577263 | 6.615 | Solar |  |  | Interconnected | Trade Secret | Trade | SOU | SOU083 | Residential |  | Trade Secret | 2023 | 2023
20252-215912-02 | Xcel Energy | 85 | 13781 | IOU | 05577293 | 6.93 | Solar |  |  | Interconnected | Trade Secret | Trade | RMT | RMT321 | Residential |  | Trade Secret | 2023 | 2023
20252-215912-02 | Xcel Energy | 85 | 13781 | IOU | 05577300 | 5.985 | Solar |  |  | Interconnected | Trade Secret | Trade | WIL | WIL061 | Residential | Solar*Rewards | Trade Secret | 2023 | 2023
20252-215912-02 | Xcel Energy | 85 | 13781 | IOU | 05577367 | 7.875 | Solar |  |  | Withdrawn | Trade Secret | Trade | HAS | HAS021 | Residential | Solar*Rewards | Trade Secret | 2023
20252-215912-02 | Xcel Energy | 85 | 13781 | IOU | 05577395 | 6.3 | Solar |  |  | Interconnected | Trade Secret | Trade | TER | TER075 | Residential | Solar*Rewards | Trade Secret | 2023 | 2023
20252-215912-02 | Xcel Energy | 85 | 13781 | IOU | 05577801 | 5.12 | Solar |  |  | Withdrawn | Trade Secret | Trade | IDA | IDA074 | Residential |  | Trade Secret | 2023
20252-215912-02 | Xcel Energy | 85 | 13781 | IOU | 05577811 | 30.4 | Solar |  | X | Interconnected | Trade Secret | Trade | ORO | ORO062 | Residential |  | Trade Secret | 2023 | 2024
20252-215912-02 | Xcel Energy | 85 | 13781 | IOU | 05577947 | 13.056 | Solar |  |  | Withdrawn | Trade Secret | Trade | GLK | GLK061 | Residential |  | Trade Secret | 2023
20252-215912-02 | Xcel Energy | 85 | 13781 | IOU | 05577993 | 10.24 | Solar |  |  | Interconnected | Trade Secret | Trade | WCR | WCR322 | Residential | Solar*Rewards | Trade Secret | 2023 | 2023
20252-215912-02 | Xcel Energy | 85 | 13781 | IOU | 05578018 | 3.84 | Solar |  |  | Withdrawn | Trade Secret | Trade | NOF | NOF072 | Residential | Solar*Rewards | Trade Secret | 2023
20252-215912-02 | Xcel Energy | 85 | 13781 | IOU | 05578105 | 5.04 | Solar |  |  | Interconnected | Trade Secret | Trade | OPK | OPK065 | Residential |  | Trade Secret | 2023 | 2024
20252-215912-02 | Xcel Energy | 85 | 13781 | IOU | 05579050 |  | Solar |  |  | Active Application | Trade Secret | Trade |  |  | Residential | Solar*Rewards | Trade Secret | 2023
20252-215912-02 | Xcel Energy | 85 | 13781 | IOU | 05579064 | 5.12 | Solar |  |  | Interconnected | Trade Secret | Trade | SLP | SLP077 | Residential | Solar*Rewards | Trade Secret | 2023 | 2023
20252-215912-02 | Xcel Energy | 85 | 13781 | IOU | 05579065 |  |  |  |  | Active Application | Trade Secret | Trade |  |  | Residential |  | Trade Secret | 2023
20252-215912-02 | Xcel Energy | 85 | 13781 | IOU | 05579141 | 8.027 | Solar |  |  | Interconnected | Trade Secret | Trade | CGR | CGR072 | Residential |  | Trade Secret | 2023 | 2023
20252-215912-02 | Xcel Energy | 85 | 13781 | IOU | 05579164 | 6.93 | Solar |  | X | Interconnected | Trade Secret | Trade | LEX | LEX332 | Residential | Solar*Rewards | Trade Secret | 2023 | 2024
20252-215912-02 | Xcel Energy | 85 | 13781 | IOU | 05579177 | 1000 | Solar |  |  | Active Application | Trade Secret | Trade |  |  | Community Solar Garden | Solar*Rewards Community | Trade Secret | 2023
20252-215912-02 | Xcel Energy | 85 | 13781 | IOU | 05579186 | 9.135 | Solar |  |  | Interconnected | Trade Secret | Trade | SOU | SOU064 | Residential | Solar*Rewards | Trade Secret | 2023 | 2023
20252-215912-02 | Xcel Energy | 85 | 13781 | IOU | 05579258 | 2.835 | Solar |  |  | Active Application | Trade Secret | Trade | OAD | OAD061 | Residential | Solar*Rewards | Trade Secret | 2023
20252-215912-02 | Xcel Energy | 85 | 13781 | IOU | 05579273 | 2.52 | Solar |  |  | Interconnected | Trade Secret | Trade | MPK | MPK087 | Residential | Solar*Rewards | Trade Secret | 2023 | 2023
20252-215912-02 | Xcel Energy | 85 | 13781 | IOU | 05579569 | 5.76 | Solar |  |  | Interconnected | Trade Secret | Trade | MPK | MPK071 | Residential | Solar*Rewards | Trade Secret | 2023 | 2024
20252-215912-02 | Xcel Energy | 85 | 13781 | IOU | 05579727 | 9.86 | Solar |  |  | Withdrawn | Trade Secret | Trade | LOK | LOK062 | Residential | Solar*Rewards | Trade Secret | 2023
20252-215912-02 | Xcel Energy | 85 | 13781 | IOU | 05579740 | 17.28 | Solar |  |  | Interconnected | Trade Secret | Trade | PAT | PAT313 | Residential | Solar*Rewards | Trade Secret | 2023 | 2024
20252-215912-02 | Xcel Energy | 85 | 13781 | IOU | 05580060 | 6.528 | Solar |  |  | Interconnected | Trade Secret | Trade | SIP | SIP063 | Residential |  | Trade Secret | 2023 | 2023
20252-215912-02 | Xcel Energy | 85 | 13781 | IOU | 05580482 | 6.3 | Solar |  |  | Interconnected | Trade Secret | Trade | RRK | RRK082 | Residential |  | Trade Secret | 2023 | 2023
20252-215912-02 | Xcel Energy | 85 | 13781 | IOU | 05580947 | 7.68 | Solar |  |  | Interconnected | Trade Secret | Trade | SDX | SDX312 | Residential | Solar*Rewards | Trade Secret | 2023 | 2023
20252-215912-02 | Xcel Energy | 85 | 13781 | IOU | 05580975 | 5.76 | Solar |  |  | Withdrawn | Trade Secret | Trade | SLP | SLP081 | Residential | Solar*Rewards | Trade Secret | 2023
20252-215912-02 | Xcel Energy | 85 | 13781 | IOU | 05580979 | 9.86 | Solar |  |  | Withdrawn | Trade Secret | Trade | LOK | LOK062 | Residential |  | Trade Secret | 2023
20252-215912-02 | Xcel Energy | 85 | 13781 | IOU | 05581183 | 11.52 | Solar |  |  | Active Application | Trade Secret | Trade | CHE | CHE065 | Residential | Solar*Rewards | Trade Secret | 2023
20252-215912-02 | Xcel Energy | 85 | 13781 | IOU | 05581292 | 9.994 | Solar |  |  | Interconnected | Trade Secret | Trade | MND | MND063 | Residential | Solar*Rewards | Trade Secret | 2023 | 2024
20252-215912-02 | Xcel Energy | 85 | 13781 | IOU | 05581478 | 8.99 | Solar |  |  | Interconnected | Trade Secret | Trade | CEL | CEL066 | Residential | Solar*Rewards | Trade Secret | 2023 | 2023
20252-215912-02 | Xcel Energy | 85 | 13781 | IOU | 05581479 | 2.835 | Solar |  |  | Withdrawn | Trade Secret | Trade | GRC | GRC063 | Residential | Solar*Rewards | Trade Secret | 2023
20252-215912-02 | Xcel Energy | 85 | 13781 | IOU | 05581524 | 3.78 | Solar |  |  | Interconnected | Trade Secret | Trade | GNL | GNL071 | Residential | Solar*Rewards | Trade Secret | 2023 | 2023
20252-215912-02 | Xcel Energy | 85 | 13781 | IOU | 05581578 | 11.97 | Solar |  |  | Interconnected | Trade Secret | Trade | SLP | SLP085 | Residential | Solar*Rewards | Trade Secret | 2023 | 2024
20252-215912-02 | Xcel Energy | 85 | 13781 | IOU | 05581589 | 23.23 | Solar |  | X | Interconnected | Trade Secret | Trade | DPN | DPN072 | Residential | Solar*Rewards | Trade Secret | 2023 | 2024
20252-215912-02 | Xcel Energy | 85 | 13781 | IOU | 05581606 | 7.56 | Solar |  |  | Interconnected | Trade Secret | Trade | GRC | GRC063 | Residential |  | Trade Secret | 2023 | 2024
20252-215912-02 | Xcel Energy | 85 | 13781 | IOU | 05581619 | 6.93 | Solar |  |  | Active Application | Trade Secret | Trade | SLP | SLP092 | Residential |  | Trade Secret | 2024
20252-215912-02 | Xcel Energy | 85 | 13781 | IOU | 05581629 | 14.55 | Solar |  | X | Interconnected | Trade Secret | Trade | RAM | RAM062 | Residential |  | Trade Secret | 2023 | 2024
20252-215912-02 | Xcel Energy | 85 | 13781 | IOU | 05581635 | 18.993 | Solar |  |  | Interconnected | Trade Secret | Trade | EXC | EXC062 | Residential | Solar*Rewards | Trade Secret | 2023 | 2023
20252-215912-02 | Xcel Energy | 85 | 13781 | IOU | 05581699 |  | Solar |  |  | Withdrawn | Trade Secret | Trade |  |  | Residential | Solar*Rewards | Trade Secret | 2023
20252-215912-02 | Xcel Energy | 85 | 13781 | IOU | 05581706 | 120 | Solar |  |  | Interconnected | Trade Secret | Trade | DND | DND062 | Commercial |  | Trade Secret | 2023 | 2024
20252-215912-02 | Xcel Energy | 85 | 13781 | IOU | 05581738 | 5.052 | Solar |  |  | Interconnected | Trade Secret | Trade | RPO | RPO312 | Residential | Solar*Rewards | Trade Secret | 2023 | 2023
20252-215912-02 | Xcel Energy | 85 | 13781 | IOU | 05581748 | 3.465 | Solar |  |  | Active Application | Trade Secret | Trade | MOL | MOL078 | Residential |  | Trade Secret | 2023
20252-215912-02 | Xcel Energy | 85 | 13781 | IOU | 05581763 | 4.41 | Solar |  |  | Interconnected | Trade Secret | Trade | CGR | CGR072 | Residential |  | Trade Secret | 2023 | 2023
20252-215912-02 | Xcel Energy | 85 | 13781 | IOU | 05581766 | 5000 | Solar |  |  | Withdrawn | Trade Secret | Trade |  |  | Residential | Other | Trade Secret | 2023
20252-215912-02 | Xcel Energy | 85 | 13781 | IOU | 05581772 | 4.64 | Solar |  |  | Withdrawn | Trade Secret | Trade | OPK | OPK065 | Residential |  | Trade Secret | 2023
20252-215912-02 | Xcel Energy | 85 | 13781 | IOU | 05581781 | 5000 | Solar |  |  | Withdrawn | Trade Secret | Trade |  |  | Residential | Other | Trade Secret | 2023
20252-215912-02 | Xcel Energy | 85 | 13781 | IOU | 05581783 | 4.64 | Solar |  |  | Withdrawn | Trade Secret | Trade | LEX | LEX333 | Residential |  | Trade Secret | 2023
20252-215912-02 | Xcel Energy | 85 | 13781 | IOU | 05581790 | 4.35 | Solar |  |  | Interconnected | Trade Secret | Trade | DHL | DHL061 | Residential |  | Trade Secret | 2023 | 2023
20252-215912-02 | Xcel Energy | 85 | 13781 | IOU | 05581794 | 6.93 | Solar |  |  | Interconnected | Trade Secret | Trade | EBL | EBL084 | Residential |  | Trade Secret | 2023 | 2023
20252-215912-02 | Xcel Energy | 85 | 13781 | IOU | 05581797 | 6.615 | Solar |  |  | Interconnected | Trade Secret | Trade | HSN | HSN312 | Residential |  | Trade Secret | 2023 | 2024
20252-215912-02 | Xcel Energy | 85 | 13781 | IOU | 05581806 | 5000 | Solar |  |  | Withdrawn | Trade Secret | Trade |  |  | Residential | Other | Trade Secret | 2023
20252-215912-02 | Xcel Energy | 85 | 13781 | IOU | 05581808 | 5000 | Solar |  |  | Withdrawn | Trade Secret | Trade |  |  | Residential | Other | Trade Secret | 2023
20252-215912-02 | Xcel Energy | 85 | 13781 | IOU | 05581811 | 8.505 | Solar |  |  | Interconnected | Trade Secret | Trade | EXC | EXC061 | Residential |  | Trade Secret | 2023 | 2024
20252-215912-02 | Xcel Energy | 85 | 13781 | IOU | 05582115 | 6 | Solar |  |  | Interconnected | Trade Secret | Trade | DND | DND071 | Residential |  | Trade Secret | 2023 | 2024
20252-215912-02 | Xcel Energy | 85 | 13781 | IOU | 05582145 | 14.976 | Solar |  |  | Interconnected | Trade Secret | Trade | APA | APA061 | Residential |  | Trade Secret | 2023 | 2023
20252-215912-02 | Xcel Energy | 85 | 13781 | IOU | 05582230 | 2 | Solar |  |  | Withdrawn | Trade Secret | Trade | SOU | SOU087 | Residential |  | Trade Secret | 2023
20252-215912-02 | Xcel Energy | 85 | 13781 | IOU | 05582268 | 5.51 | Solar |  |  | Withdrawn | Trade Secret | Trade | TWL | TWL063 | Residential | Solar*Rewards | Trade Secret | 2023
20252-215912-02 | Xcel Energy | 85 | 13781 | IOU | 05582318 | 11.31 | Solar |  |  | Interconnected | Trade Secret | Trade | BCH | BCH311 | Residential | Solar*Rewards | Trade Secret | 2023 | 2024
20252-215912-02 | Xcel Energy | 85 | 13781 | IOU | 05582433 | 10.368 | Solar |  |  | Interconnected | Trade Secret | Trade | SOU | SOU075 | Commercial |  | Trade Secret | 2023 | 2023
20252-215912-02 | Xcel Energy | 85 | 13781 | IOU | 05582502 | 4.725 | Solar |  |  | Interconnected | Trade Secret | Trade | SOU | SOU083 | Residential | Solar*Rewards | Trade Secret | 2023 | 2023
20252-215912-02 | Xcel Energy | 85 | 13781 | IOU | 05582503 | 7.54 | Solar |  |  | Interconnected | Trade Secret | Trade | DHL | DHL061 | Residential | Solar*Rewards | Trade Secret | 2023 | 2023
20252-215912-02 | Xcel Energy | 85 | 13781 | IOU | 05582518 | 7.245 | Solar |  |  | Interconnected | Trade Secret | Trade | RPO | RPO312 | Residential | Solar*Rewards | Trade Secret | 2023 | 2023
20252-215912-02 | Xcel Energy | 85 | 13781 | IOU | 05582686 | 5.67 | Solar |  |  | Interconnected | Trade Secret | Trade | CDV | CDV072 | Residential |  | Trade Secret | 2023 | 2023
20252-215912-02 | Xcel Energy | 85 | 13781 | IOU | 05582820 | 6.93 | Solar |  |  | Interconnected | Trade Secret | Trade | ECK | ECK062 | Residential |  | Trade Secret | 2023 | 2024
20252-215912-02 | Xcel Energy | 85 | 13781 | IOU | 05582858 | 15.046 | Solar |  |  | Interconnected | Trade Secret | Trade | MPK | MPK078 | Commercial |  | Trade Secret | 2023 | 2024
20252-215912-02 | Xcel Energy | 85 | 13781 | IOU | 05582918 | 9.45 | Solar |  |  | Interconnected | Trade Secret | Trade | DPN | DPN071 | Residential |  | Trade Secret | 2023 | 2024
20252-215912-02 | Xcel Energy | 85 | 13781 | IOU | 05583117 | 4.35 | Solar |  |  | Interconnected | Trade Secret | Trade | EDA | EDA067 | Residential |  | Trade Secret | 2023 | 2023
20252-215912-02 | Xcel Energy | 85 | 13781 | IOU | 05583218 |  |  |  |  | Withdrawn | Trade Secret | Trade |  |  | Residential |  | Trade Secret | 2023
20252-215912-02 | Xcel Energy | 85 | 13781 | IOU | 05583529 | 5.985 | Solar |  |  | Interconnected | Trade Secret | Trade | MPK | MPK074 | Residential | Solar*Rewards | Trade Secret | 2023 | 2023
20252-215912-02 | Xcel Energy | 85 | 13781 | IOU | 05583635 | 13.824 | Solar |  |  | Interconnected | Trade Secret | Trade | RPO | RPO312 | Residential |  | Trade Secret | 2023 | 2023
20252-215912-02 | Xcel Energy | 85 | 13781 | IOU | 05583836 | 3.15 | Solar |  |  | Interconnected | Trade Secret | Trade | SOU | SOU072 | Residential | Solar*Rewards | Trade Secret | 2023 | 2023
20252-215912-02 | Xcel Energy | 85 | 13781 | IOU | 05584251 | 5.51 | Solar |  |  | Interconnected | Trade Secret | Trade | LEX | LEX074 | Residential |  | Trade Secret | 2023 | 2024
20252-215912-02 | Xcel Energy | 85 | 13781 | IOU | 05584559 | 4.725 | Solar |  |  | Interconnected | Trade Secret | Trade | APA | APA068 | Residential |  | Trade Secret | 2023 | 2023
20252-215912-02 | Xcel Energy | 85 | 13781 | IOU | 05584620 | 1000 | Solar |  |  | Withdrawn | Trade Secret | Trade | SLW | SLW062 | Community Solar Garden | Solar*Rewards Community | Trade Secret | 2023
20252-215912-02 | Xcel Energy | 85 | 13781 | IOU | 05584745 | 7.245 | Solar |  |  | Interconnected | Trade Secret | Trade | HUG | HUG311 | Residential | Solar*Rewards | Trade Secret | 2023 | 2023
20252-215912-02 | Xcel Energy | 85 | 13781 | IOU | 05584746 | 5.67 | Solar |  |  | Interconnected | Trade Secret | Trade | HOL | HOL072 | Residential |  | Trade Secret | 2023 | 2024
20252-215912-02 | Xcel Energy | 85 | 13781 | IOU | 05584747 | 10.67 | Solar |  | X | Interconnected | Trade Secret | Trade | TER | TER065 | Residential | Solar*Rewards | Trade Secret | 2023 | 2024
20252-215912-02 | Xcel Energy | 85 | 13781 | IOU | 05584748 | 3.78 | Solar |  |  | Withdrawn | Trade Secret | Trade | BRP | BRP061 | Residential |  | Trade Secret | 2023
20252-215912-02 | Xcel Energy | 85 | 13781 | IOU | 05584749 | 10 | Storage |  |  | Interconnected | Trade Secret | Trade | OPK | OPK073 | Residential |  | Trade Secret | 2023 | 2024
20252-215912-02 | Xcel Energy | 85 | 13781 | IOU | 05584750 | 16.25 | Solar |  |  | Interconnected | Trade Secret | Trade | DPN | DPN072 | Residential |  | Trade Secret | 2024 | 2024
20252-215912-02 | Xcel Energy | 85 | 13781 | IOU | 05584788 | 6.5 | Solar |  |  | Withdrawn | Trade Secret | Trade | HWW | HWW062 | Residential |  | Trade Secret | 2023
20252-215912-02 | Xcel Energy | 85 | 13781 | IOU | 05584902 | 12.16 | Solar |  |  | Interconnected | Trade Secret | Trade | DND | DND071 | Residential |  | Trade Secret | 2023 | 2023
20252-215912-02 | Xcel Energy | 85 | 13781 | IOU | 05585022 | 6.4 | Solar |  |  | Interconnected | Trade Secret | Trade | SLP | SLP087 | Residential | Solar*Rewards | Trade Secret | 2023 | 2023
20252-215912-02 | Xcel Energy | 85 | 13781 | IOU | 05585036 | 6.4 | Solar |  |  | Interconnected | Trade Secret | Trade | CRL | CRL033 | Residential |  | Trade Secret | 2023 | 2024
20252-215912-02 | Xcel Energy | 85 | 13781 | IOU | 05585106 | 8.88 | Solar |  | X | Interconnected | Trade Secret | Trade | SLP | SLP097 | Residential |  | Trade Secret | 2023 | 2023
20252-215912-02 | Xcel Energy | 85 | 13781 | IOU | 05585129 | 8.32 | Solar |  |  | Withdrawn | Trade Secret | Trade | FSL | FSL311 | Residential | Solar*Rewards | Trade Secret | 2023
20252-215912-02 | Xcel Energy | 85 | 13781 | IOU | 05585144 | 66.6 | Solar |  |  | Interconnected | Trade Secret | Trade | CEL | CEL062 | Commercial |  | Trade Secret | 2023 | 2024
20252-215912-02 | Xcel Energy | 85 | 13781 | IOU | 05585207 |  |  |  |  | Active Application | Trade Secret | Trade |  |  | Residential |  | Trade Secret | 2023
20252-215912-02 | Xcel Energy | 85 | 13781 | IOU | 05585209 | 5.584 | Solar |  |  | Interconnected | Trade Secret | Trade | SHP | SHP062 | Residential |  | Trade Secret | 2024 | 2024
20252-215912-02 | Xcel Energy | 85 | 13781 | IOU | 05585297 | 5.525 | Solar |  |  | Withdrawn | Trade Secret | Trade | ECK | ECK321 | Residential |  | Trade Secret | 2023
20252-215912-02 | Xcel Energy | 85 | 13781 | IOU | 05585309 | 7.296 | Solar |  |  | Interconnected | Trade Secret | Trade | APA | APA064 | Residential |  | Trade Secret | 2023 | 2023
20252-215912-02 | Xcel Energy | 85 | 13781 | IOU | 05585472 | 14.49 | Solar |  |  | Withdrawn | Trade Secret | Trade | PKL | PKL085 | Residential | Solar*Rewards | Trade Secret | 2023
20252-215912-02 | Xcel Energy | 85 | 13781 | IOU | 05585599 |  |  |  |  | Active Application | Trade Secret | Trade |  |  | Residential |  | Trade Secret | 2023
20252-215912-02 | Xcel Energy | 85 | 13781 | IOU | 05586112 | 6.4 | Solar |  |  | Interconnected | Trade Secret | Trade | OSS | OSS076 | Residential | Solar*Rewards | Trade Secret | 2023 | 2024
20252-215912-02 | Xcel Energy | 85 | 13781 | IOU | 05586125 | 5.12 | Solar |  |  | Withdrawn | Trade Secret | Trade | FSL | FSL311 | Residential | Solar*Rewards | Trade Secret | 2023
20252-215912-02 | Xcel Energy | 85 | 13781 | IOU | 05586239 | 10 | Storage |  |  | Interconnected | Trade Secret | Trade | WCR | WCR322 | Residential |  | Trade Secret | 2023 | 2024
20252-215912-02 | Xcel Energy | 85 | 13781 | IOU | 05586298 | 92 | Solar |  |  | Interconnected | Trade Secret | Trade | SLP | SLP081 | Commercial |  | Trade Secret | 2023 | 2024
20252-215912-02 | Xcel Energy | 85 | 13781 | IOU | 05586398 | 4.64 | Solar |  |  | Interconnected | Trade Secret | Trade | PKL | PKL085 | Residential |  | Trade Secret | 2023 | 2024
20252-215912-02 | Xcel Energy | 85 | 13781 | IOU | 05586473 | 2.32 | Solar |  |  | Interconnected | Trade Secret | Trade | KOL | KOL062 | Residential |  | Trade Secret | 2023 | 2023
20252-215912-02 | Xcel Energy | 85 | 13781 | IOU | 05586603 | 6.528 | Solar |  |  | Interconnected | Trade Secret | Trade | UPP | UPP084 | Residential |  | Trade Secret | 2023 | 2024
20252-215912-02 | Xcel Energy | 85 | 13781 | IOU | 05586617 | 9.45 | Solar |  |  | Interconnected | Trade Secret | Trade | CTR | CTR021 | Residential | Solar*Rewards | Trade Secret | 2023 | 2024
20252-215912-02 | Xcel Energy | 85 | 13781 | IOU | 05586626 | 4.992 | Solar |  |  | Interconnected | Trade Secret | Trade | OAD | OAD061 | Residential |  | Trade Secret | 2023 | 2023
20252-215912-02 | Xcel Energy | 85 | 13781 | IOU | 05586697 | 9.423 | Solar |  |  | Interconnected | Trade Secret | Trade | SHP | SHP061 | Residential | Solar*Rewards | Trade Secret | 2023 | 2024
20252-215912-02 | Xcel Energy | 85 | 13781 | IOU | 05586715 | 23.94 | Solar |  |  | Active Application | Trade Secret | Trade | GVW | GVW021 | Residential | Solar*Rewards | Trade Secret | 2023
20252-215912-02 | Xcel Energy | 85 | 13781 | IOU | 05586737 | 7.56 | Solar |  |  | Active Application | Trade Secret | Trade | HWW | HWW073 | Residential | Solar*Rewards | Trade Secret | 2023
20252-215912-02 | Xcel Energy | 85 | 13781 | IOU | 05586769 | 7.56 | Solar |  |  | Interconnected | Trade Secret | Trade | DPN | DPN073 | Residential |  | Trade Secret | 2023 | 2023
20252-215912-02 | Xcel Energy | 85 | 13781 | IOU | 05587324 | 5.355 | Solar |  |  | Interconnected | Trade Secret | Trade | ECK | ECK062 | Residential |  | Trade Secret | 2023 | 2023
20252-215912-02 | Xcel Energy | 85 | 13781 | IOU | 05587356 | 3.75 | Solar |  |  | Withdrawn | Trade Secret | Trade | SOU | SOU083 | Residential | Solar*Rewards | Trade Secret | 2023
20252-215912-02 | Xcel Energy | 85 | 13781 | IOU | 05587365 | 25.2 | Storage |  |  | Interconnected | Trade Secret | Trade | AFT | AFT314 | Residential |  | Trade Secret | 2023 | 2023
20252-215912-02 | Xcel Energy | 85 | 13781 | IOU | 05587391 | 11.904 | Solar |  |  | Interconnected | Trade Secret | Trade | WDY | WDY312 | Residential |  | Trade Secret | 2023 | 2024
20252-215912-02 | Xcel Energy | 85 | 13781 | IOU | 05587509 |  | Solar |  |  | Active Application | Trade Secret | Trade |  |  | Residential | Solar*Rewards | Trade Secret | 2023
20252-215912-02 | Xcel Energy | 85 | 13781 | IOU | 05587590 |  | Solar |  |  | Active Application | Trade Secret | Trade |  |  | Residential | Solar*Rewards | Trade Secret | 2023
20252-215912-02 | Xcel Energy | 85 | 13781 | IOU | 05587594 | 7.68 | Solar |  |  | Interconnected | Trade Secret | Trade | ECK | ECK082 | Residential |  | Trade Secret | 2023 | 2024
20252-215912-02 | Xcel Energy | 85 | 13781 | IOU | 05587692 | 780 | Solar |  |  | Active Application | Trade Secret | Trade | ECK | ECK081 | Commercial |  | Trade Secret | 2023
20252-215912-02 | Xcel Energy | 85 | 13781 | IOU | 05587875 | 9.45 | Solar |  |  | Interconnected | Trade Secret | Trade | SLP | SLP092 | Residential | Solar*Rewards | Trade Secret | 2023 | 2024
20252-215912-02 | Xcel Energy | 85 | 13781 | IOU | 05587883 | 6.631 | Solar |  |  | Interconnected | Trade Secret | Trade | RAM | RAM064 | Residential | Solar*Rewards | Trade Secret | 2023 | 2024
20252-215912-02 | Xcel Energy | 85 | 13781 | IOU | 05587897 | 35.75 | Solar |  | X | Interconnected | Trade Secret | Trade | OPK | OPK073 | Residential |  | Trade Secret | 2023 | 2024
20252-215912-02 | Xcel Energy | 85 | 13781 | IOU | 05587929 | 11.52 | Solar |  |  | Withdrawn | Trade Secret | Trade | SAV | SAV063 | Residential | Solar*Rewards | Trade Secret | 2023
20252-215912-02 | Xcel Energy | 85 | 13781 | IOU | 05588068 | 5 | Solar |  |  | Interconnected | Trade Secret | Trade | TWL | TWL089 | Residential |  | Trade Secret | 2023 | 2024
20252-215912-02 | Xcel Energy | 85 | 13781 | IOU | 05588522 | 7.245 | Solar |  |  | Interconnected | Trade Secret | Trade | OPK | OPK077 | Residential | Solar*Rewards | Trade Secret | 2023 | 2024
20252-215912-02 | Xcel Energy | 85 | 13781 | IOU | 05588535 | 11.025 | Solar |  |  | Interconnected | Trade Secret | Trade | RAM | RAM073 | Residential | Solar*Rewards | Trade Secret | 2023 | 2023
20252-215912-02 | Xcel Energy | 85 | 13781 | IOU | 05588583 | 6.93 | Solar |  |  | Interconnected | Trade Secret | Trade | IDA | IDA073 | Residential | Solar*Rewards | Trade Secret | 2023 | 2024
20252-215912-02 | Xcel Energy | 85 | 13781 | IOU | 05588598 | 10.71 | Solar |  |  | Interconnected | Trade Secret | Trade | LLK | LLK071 | Residential | Solar*Rewards | Trade Secret | 2023 | 2024
20252-215912-02 | Xcel Energy | 85 | 13781 | IOU | 05588600 |  | Solar |  |  | Withdrawn | Trade Secret | Trade |  |  | Residential | Solar*Rewards | Trade Secret | 2023
20252-215912-02 | Xcel Energy | 85 | 13781 | IOU | 05588614 | 14.175 | Solar |  |  | Interconnected | Trade Secret | Trade | CHE | CHE076 | Residential | Solar*Rewards | Trade Secret | 2023 | 2023
20252-215912-02 | Xcel Energy | 85 | 13781 | IOU | 05588628 | 5.355 | Solar |  |  | Interconnected | Trade Secret | Trade | FSL | FSL312 | Residential |  | Trade Secret | 2023 | 2024
20252-215912-02 | Xcel Energy | 85 | 13781 | IOU | 05588648 | 11.393 | Solar |  |  | Interconnected | Trade Secret | Trade | SOU | SOU064 | Residential | Solar*Rewards | Trade Secret | 2023 | 2024
20252-215912-02 | Xcel Energy | 85 | 13781 | IOU | 05588673 | 2.32 | Solar |  |  | Active Application | Trade Secret | Trade | MST | MST068 | Residential |  | Trade Secret | 2023
20252-215912-02 | Xcel Energy | 85 | 13781 | IOU | 05588753 | 7.245 | Solar |  |  | Active Application | Trade Secret | Trade | TWL | TWL081 | Residential |  | Trade Secret | 2023
20252-215912-02 | Xcel Energy | 85 | 13781 | IOU | 05588786 |  | Solar |  |  | Withdrawn | Trade Secret | Trade |  |  | Residential | Solar*Rewards | Trade Secret | 2023
20252-215912-02 | Xcel Energy | 85 | 13781 | IOU | 05588800 |  | Solar |  |  | Withdrawn | Trade Secret | Trade |  |  | Residential | Solar*Rewards | Trade Secret | 2023
20252-215912-02 | Xcel Energy | 85 | 13781 | IOU | 05588819 | 6.615 | Solar |  |  | Interconnected | Trade Secret | Trade | WCR | WCR311 | Residential | Solar*Rewards | Trade Secret | 2023 | 2023
20252-215912-02 | Xcel Energy | 85 | 13781 | IOU | 05588822 | 7.616 | Solar |  |  | Active Application | Trade Secret | Trade | ZUM | ZUM021 | Residential |  | Trade Secret | 2023
20252-215912-02 | Xcel Energy | 85 | 13781 | IOU | 05588832 | 4.095 | Solar |  |  | Withdrawn | Trade Secret | Trade | LIN | LIN031 | Residential | Solar*Rewards | Trade Secret | 2023
20252-215912-02 | Xcel Energy | 85 | 13781 | IOU | 05588843 | 17.64 | Solar |  |  | Interconnected | Trade Secret | Trade | HUG | HUG321 | Residential | Solar*Rewards | Trade Secret | 2023 | 2024
20252-215912-02 | Xcel Energy | 85 | 13781 | IOU | 05588851 | 17.3 | Solar |  |  | Interconnected | Trade Secret | Trade | HWW | HWW062 | Commercial |  | Trade Secret | 2023 | 2024
20252-215912-02 | Xcel Energy | 85 | 13781 | IOU | 05588881 | 13.545 | Solar |  |  | Withdrawn | Trade Secret | Trade | HSN | HSN322 | Residential | Solar*Rewards | Trade Secret | 2023
20252-215912-02 | Xcel Energy | 85 | 13781 | IOU | 05588920 |  | Solar |  |  | Active Application | Trade Secret | Trade |  |  | Community Solar Garden | Solar*Rewards Community | Trade Secret | 2023
20252-215912-02 | Xcel Energy | 85 | 13781 | IOU | 05589002 | 4.095 | Solar |  |  | Interconnected | Trade Secret | Trade | LIN | LIN031 | Residential |  | Trade Secret | 2023 | 2024
20252-215912-02 | Xcel Energy | 85 | 13781 | IOU | 05589010 | 520 | Solar |  |  | Active Application | Trade Secret | Trade | HYL | HYL074 | Commercial |  | Trade Secret | 2023
20252-215912-02 | Xcel Energy | 85 | 13781 | IOU | 05589018 | 10.08 | Solar |  |  | Interconnected | Trade Secret | Trade | MEL | MEL088 | Residential | Solar*Rewards | Trade Secret | 2023 | 2024
20252-215912-02 | Xcel Energy | 85 | 13781 | IOU | 05589030 | 5.76 | Solar |  |  | Interconnected | Trade Secret | Trade | WCS | WCS072 | Residential |  | Trade Secret | 2023 | 2024
20252-215912-02 | Xcel Energy | 85 | 13781 | IOU | 05589041 | 9.135 | Solar |  |  | Interconnected | Trade Secret | Trade | SOU | SOU087 | Residential | Solar*Rewards | Trade Secret | 2023 | 2023
20252-215912-02 | Xcel Energy | 85 | 13781 | IOU | 05589069 |  |  |  |  | Active Application | Trade Secret | Trade |  |  | Residential |  | Trade Secret | 2023
20252-215912-02 | Xcel Energy | 85 | 13781 | IOU | 05589133 | 4.41 | Solar |  |  | Interconnected | Trade Secret | Trade | WRR | WRR075 | Residential |  | Trade Secret | 2023 | 2023
20252-215912-02 | Xcel Energy | 85 | 13781 | IOU | 05589154 | 10.752 | Solar |  |  | Interconnected | Trade Secret | Trade | MAZ | MAZ021 | Residential |  | Trade Secret | 2023 | 2024
20252-215912-02 | Xcel Energy | 85 | 13781 | IOU | 05589301 | 6.5 | Solar |  |  | Active Application | Trade Secret | Trade | CRL | CRL031 | Residential |  | Trade Secret | 2023
20252-215912-02 | Xcel Energy | 85 | 13781 | IOU | 05589762 | 5.85 | Solar |  |  | Active Application | Trade Secret | Trade | ALD | ALD076 | Residential | Solar*Rewards | Trade Secret | 2024
20252-215912-02 | Xcel Energy | 85 | 13781 | IOU | 05589775 | 3.84 | Solar |  |  | Withdrawn | Trade Secret | Trade | FSL | FSL311 | Residential |  | Trade Secret | 2023
20252-215912-02 | Xcel Energy | 85 | 13781 | IOU | 05589785 | 5.85 | Solar |  |  | Withdrawn | Trade Secret | Trade | IDA | IDA062 | Residential | Solar*Rewards | Trade Secret | 2023
20252-215912-02 | Xcel Energy | 85 | 13781 | IOU | 05589788 | 5.76 | Solar |  |  | Interconnected | Trade Secret | Trade | ALD | ALD088 | Residential |  | Trade Secret | 2023 | 2023
20252-215912-02 | Xcel Energy | 85 | 13781 | IOU | 05589792 | 11.7 | Solar |  |  | Active Application | Trade Secret | Trade | WAB | WAB031 | Residential |  | Trade Secret | 2023
20252-215912-02 | Xcel Energy | 85 | 13781 | IOU | 05589806 | 5.85 | Solar |  |  | Withdrawn | Trade Secret | Trade | TWL | TWL063 | Residential | Solar*Rewards | Trade Secret | 2023
20252-215912-02 | Xcel Energy | 85 | 13781 | IOU | 05590031 | 3.84 | Solar |  |  | Withdrawn | Trade Secret | Trade | SDX | SDX312 | Residential | Solar*Rewards | Trade Secret | 2023
20252-215912-02 | Xcel Energy | 85 | 13781 | IOU | 05590161 | 6.046 | Solar |  |  | Interconnected | Trade Secret | Trade | ALD | ALD084 | Residential | Solar*Rewards | Trade Secret | 2023 | 2023
20252-215912-02 | Xcel Energy | 85 | 13781 | IOU | 05590166 |  | Solar |  |  | Active Application | Trade Secret | Trade | HWW | HWW062 | Commercial | Solar*Rewards | Trade Secret | 2023
20252-215912-02 | Xcel Energy | 85 | 13781 | IOU | 05590209 | 5.985 | Solar |  |  | Withdrawn | Trade Secret | Trade | MPK | MPK063 | Residential | Solar*Rewards | Trade Secret | 2023
20252-215912-02 | Xcel Energy | 85 | 13781 | IOU | 05590223 | 5.04 | Solar |  |  | Interconnected | Trade Secret | Trade | AFT | AFT322 | Residential |  | Trade Secret | 2023 | 2023
20252-215912-02 | Xcel Energy | 85 | 13781 | IOU | 05590229 | 4.725 | Solar |  |  | Interconnected | Trade Secret | Trade | STY | STY062 | Residential |  | Trade Secret | 2023 | 2023
20252-215912-02 | Xcel Energy | 85 | 13781 | IOU | 05590237 | 7.875 | Solar |  |  | Withdrawn | Trade Secret | Trade | EDA | EDA067 | Residential | Solar*Rewards | Trade Secret | 2023
20252-215912-02 | Xcel Energy | 85 | 13781 | IOU | 05590243 | 5.355 | Solar |  |  | Interconnected | Trade Secret | Trade | TWL | TWL081 | Residential |  | Trade Secret | 2023 | 2023
20252-215912-02 | Xcel Energy | 85 | 13781 | IOU | 05590270 | 10.08 | Solar |  |  | Interconnected | Trade Secret | Trade | HYL | HYL064 | Residential | Solar*Rewards | Trade Secret | 2023 | 2023
20252-215912-02 | Xcel Energy | 85 | 13781 | IOU | 05590281 | 4.41 | Solar |  |  | Interconnected | Trade Secret | Trade | APA | APA068 | Residential | Solar*Rewards | Trade Secret | 2023 | 2024
20252-215912-02 | Xcel Energy | 85 | 13781 | IOU | 05590293 | 5.04 | Solar |  |  | Withdrawn | Trade Secret | Trade | SOU | SOU060 | Residential | Solar*Rewards | Trade Secret | 2023
20252-215912-02 | Xcel Energy | 85 | 13781 | IOU | 05590320 | 4.095 | Solar |  |  | Withdrawn | Trade Secret | Trade | MPK | MPK063 | Residential | Solar*Rewards | Trade Secret | 2023
20252-215912-02 | Xcel Energy | 85 | 13781 | IOU | 05590747 | 5.8 | Solar |  |  | Interconnected | Trade Secret | Trade | BRP | BRP063 | Residential |  | Trade Secret | 2023 | 2023
20252-215912-02 | Xcel Energy | 85 | 13781 | IOU | 05590750 | 4.93 | Solar |  |  | Interconnected | Trade Secret | Trade | APA | APA067 | Residential |  | Trade Secret | 2023 | 2024
20252-215912-02 | Xcel Energy | 85 | 13781 | IOU | 05590756 | 5.51 | Solar |  |  | Interconnected | Trade Secret | Trade | PKL | PKL085 | Residential |  | Trade Secret | 2023 | 2023
20252-215912-02 | Xcel Energy | 85 | 13781 | IOU | 05590758 | 2.61 | Solar |  |  | Active Application | Trade Secret | Trade | IDA | IDA074 | Residential |  | Trade Secret | 2023
20252-215912-02 | Xcel Energy | 85 | 13781 | IOU | 05590840 |  | Solar |  |  | Active Application | Trade Secret | Trade |  |  | Residential | Solar*Rewards | Trade Secret | 2023
20252-215912-02 | Xcel Energy | 85 | 13781 | IOU | 05591147 | 10.08 | Solar |  |  | Withdrawn | Trade Secret | Trade | RRK | RRK063 | Residential | Solar*Rewards | Trade Secret | 2023
20252-215912-02 | Xcel Energy | 85 | 13781 | IOU | 05591192 | 9.994 | Solar |  |  | Interconnected | Trade Secret | Trade | MPK | MPK087 | Residential | Solar*Rewards | Trade Secret | 2023 | 2023
20252-215912-02 | Xcel Energy | 85 | 13781 | IOU | 05591208 | 11.34 | Solar |  |  | Withdrawn | Trade Secret | Trade | RRK | RRK063 | Residential | Solar*Rewards | Trade Secret | 2023
20252-215912-02 | Xcel Energy | 85 | 13781 | IOU | 05591258 | 11.34 | Solar |  |  | Interconnected | Trade Secret | Trade | RRK | RRK063 | Residential |  | Trade Secret | 2023 | 2023
20252-215912-02 | Xcel Energy | 85 | 13781 | IOU | 05591379 | 11.52 | Solar |  |  | Interconnected | Trade Secret | Trade | ALK | ALK072 | Residential | Solar*Rewards | Trade Secret | 2023 | 2023
20252-215912-02 | Xcel Energy | 85 | 13781 | IOU | 05591477 | 5.12 | Solar |  |  | Active Application | Trade Secret | Trade | RMT | RMT321 | Residential | Solar*Rewards | Trade Secret | 2023
20252-215912-02 | Xcel Energy | 85 | 13781 | IOU | 05591492 | 3.84 | Solar |  |  | Interconnected | Trade Secret | Trade | FSL | FSL311 | Residential |  | Trade Secret | 2023 | 2024
20252-215912-02 | Xcel Energy | 85 | 13781 | IOU | 05591890 | 4.41 | Solar |  |  | Interconnected | Trade Secret | Trade | WIL | WIL086 | Residential | Solar*Rewards | Trade Secret | 2023 | 2023
20252-215912-02 | Xcel Energy | 85 | 13781 | IOU | 05591919 | 5.67 | Solar |  |  | Interconnected | Trade Secret | Trade | HUG | HUG311 | Residential |  | Trade Secret | 2023 | 2024
20252-215912-02 | Xcel Energy | 85 | 13781 | IOU | 05591927 | 4.725 | Solar |  |  | Interconnected | Trade Secret | Trade | SOU | SOU075 | Residential |  | Trade Secret | 2023 | 2023
20252-215912-02 | Xcel Energy | 85 | 13781 | IOU | 05591945 | 24.658 | Storage |  |  | Interconnected | Trade Secret | Trade | GLK | GLK065 | Residential |  | Trade Secret | 2023 | 2023
20252-215912-02 | Xcel Energy | 85 | 13781 | IOU | 05592106 | 3000 | Solar |  |  | Withdrawn | Trade Secret | Trade |  |  | Residential | Other | Trade Secret | 2023
20252-215912-02 | Xcel Energy | 85 | 13781 | IOU | 05592259 | 7.6 | Solar |  |  | Interconnected | Trade Secret | Trade | HUG | HUG312 | Residential | Solar*Rewards | Trade Secret | 2023 | 2023
20252-215912-02 | Xcel Energy | 85 | 13781 | IOU | 05592422 | 1000 | Solar |  |  | Withdrawn | Trade Secret | Trade | MDF | MDF021 | Community Solar Garden | Solar*Rewards Community | Trade Secret | 2023
20252-215912-02 | Xcel Energy | 85 | 13781 | IOU | 05592426 | 600 | Solar |  |  | Active Application | Trade Secret | Trade | MHW | MHW311 | Commercial |  | Trade Secret | 2023
20252-215912-02 | Xcel Energy | 85 | 13781 | IOU | 05592442 | 11.136 | Solar |  |  | Interconnected | Trade Secret | Trade | WIL | WIL079 | Residential |  | Trade Secret | 2023 | 2023
20252-215912-02 | Xcel Energy | 85 | 13781 | IOU | 05592547 | 7.245 | Solar |  |  | Interconnected | Trade Secret | Trade | ECK | ECK321 | Residential | Solar*Rewards | Trade Secret | 2023 | 2024
20252-215912-02 | Xcel Energy | 85 | 13781 | IOU | 05592737 | 4.27 | Solar |  |  | Interconnected | Trade Secret | Trade | CHE | CHE076 | Residential | Solar*Rewards | Trade Secret | 2023 | 2024
20252-215912-02 | Xcel Energy | 85 | 13781 | IOU | 05592738 | 8.832 | Solar |  |  | Active Application | Trade Secret | Trade | STY | STY061 | Residential | Solar*Rewards | Trade Secret | 2023
20252-215912-02 | Xcel Energy | 85 | 13781 | IOU | 05592811 | 7.5 | Solar |  |  | Active Application | Trade Secret | Trade | WAS | WAS092 | Residential |  | Trade Secret | 2023
20252-215912-02 | Xcel Energy | 85 | 13781 | IOU | 05592812 | 6.3 | Solar |  |  | Active Application | Trade Secret | Trade | GLK | GLK065 | Residential | Solar*Rewards | Trade Secret | 2023
20252-215912-02 | Xcel Energy | 85 | 13781 | IOU | 05592833 | 7.56 | Solar |  |  | Withdrawn | Trade Secret | Trade | SHP | SHP062 | Residential | Solar*Rewards | Trade Secret | 2023
20252-215912-02 | Xcel Energy | 85 | 13781 | IOU | 05592983 | 9.994 | Solar |  |  | Interconnected | Trade Secret | Trade | ELP | ELP062 | Commercial | Solar*Rewards | Trade Secret | 2023 | 2023
20252-215912-02 | Xcel Energy | 85 | 13781 | IOU | 05593153 |  |  |  |  | Active Application | Trade Secret | Trade |  |  | Residential |  | Trade Secret | 2023
20252-215912-02 | Xcel Energy | 85 | 13781 | IOU | 05593172 | 11.136 | Solar |  |  | Interconnected | Trade Secret | Trade | GLK | GLK071 | Residential |  | Trade Secret | 2023 | 2023
20252-215912-02 | Xcel Energy | 85 | 13781 | IOU | 05593685 |  |  |  |  | Withdrawn | Trade Secret | Trade |  |  | Residential |  | Trade Secret | 2023
20252-215912-02 | Xcel Energy | 85 | 13781 | IOU | 05593701 | 5.22 | Solar |  |  | Interconnected | Trade Secret | Trade | OSS | OSS062 | Residential |  | Trade Secret | 2023 | 2024
20252-215912-02 | Xcel Energy | 85 | 13781 | IOU | 05593728 |  | Solar |  |  | Withdrawn | Trade Secret | Trade |  |  | Residential | Solar*Rewards | Trade Secret | 2023
20252-215912-02 | Xcel Energy | 85 | 13781 | IOU | 05593735 | 5.67 | Solar |  |  | Interconnected | Trade Secret | Trade | ECK | ECK082 | Residential |  | Trade Secret | 2023 | 2023
20252-215912-02 | Xcel Energy | 85 | 13781 | IOU | 05593795 | 10.24 | Solar |  |  | Interconnected | Trade Secret | Trade | FSL | FSL312 | Residential | Solar*Rewards | Trade Secret | 2023 | 2023
20252-215912-02 | Xcel Energy | 85 | 13781 | IOU | 05593868 | 6.4 | Solar |  |  | Active Application | Trade Secret | Trade | FSL | FSL311 | Residential | Solar*Rewards | Trade Secret | 2023
20252-215912-02 | Xcel Energy | 85 | 13781 | IOU | 05593872 | 3.84 | Solar |  |  | Active Application | Trade Secret | Trade | FAP | FAP061 | Residential | Solar*Rewards | Trade Secret | 2023
20252-215912-02 | Xcel Energy | 85 | 13781 | IOU | 05593926 | 4.41 | Solar |  |  | Interconnected | Trade Secret | Trade | CRL | CRL065 | Residential |  | Trade Secret | 2023 | 2023
20252-215912-02 | Xcel Energy | 85 | 13781 | IOU | 05593952 | 10.08 | Solar |  |  | Interconnected | Trade Secret | Trade | RPO | RPO311 | Residential | Solar*Rewards | Trade Secret | 2023 | 2024
20252-215912-02 | Xcel Energy | 85 | 13781 | IOU | 05593956 | 6.615 | Solar |  |  | Interconnected | Trade Secret | Trade | RLK | RLK069 | Residential |  | Trade Secret | 2023 | 2024
20252-215912-02 | Xcel Energy | 85 | 13781 | IOU | 05593969 | 11.34 | Solar |  |  | Withdrawn | Trade Secret | Trade | ANN | ANN021 | Residential |  | Trade Secret | 2023
20252-215912-02 | Xcel Energy | 85 | 13781 | IOU | 05593987 | 3.78 | Solar |  |  | Interconnected | Trade Secret | Trade | SOU | SOU063 | Residential |  | Trade Secret | 2023 | 2023
20252-215912-02 | Xcel Energy | 85 | 13781 | IOU | 05594004 | 10.08 | Solar |  |  | Active Application | Trade Secret | Trade | MAZ | MAZ021 | Residential | Solar*Rewards | Trade Secret | 2023
20252-215912-02 | Xcel Energy | 85 | 13781 | IOU | 05594018 | 13.86 | Solar |  |  | Interconnected | Trade Secret | Trade | SHP | SHP061 | Residential |  | Trade Secret | 2023 | 2024
20252-215912-02 | Xcel Energy | 85 | 13781 | IOU | 05594031 | 3.78 | Solar |  |  | Active Application | Trade Secret | Trade | MEL | MEL068 | Residential |  | Trade Secret | 2023
20252-215912-02 | Xcel Energy | 85 | 13781 | IOU | 05594043 | 35.75 | Solar |  | X | Interconnected | Trade Secret | Trade | OPK | OPK073 | Residential |  | Trade Secret | 2023 | 2023
20252-215912-02 | Xcel Energy | 85 | 13781 | IOU | 05594052 | 35.75 | Solar |  | X | Active Application | Trade Secret | Trade | OPK | OPK073 | Commercial |  | Trade Secret | 2023
20252-215912-02 | Xcel Energy | 85 | 13781 | IOU | 05594055 | 240 | Solar |  |  | Active Application | Trade Secret | Trade | CGR | CGR074 | Commercial |  | Trade Secret | 2023
20252-215912-02 | Xcel Energy | 85 | 13781 | IOU | 05594066 | 15.36 | Solar |  |  | Active Application | Trade Secret | Trade | KAN | KAN021 | Residential | Solar*Rewards | Trade Secret | 2023
20252-215912-02 | Xcel Energy | 85 | 13781 | IOU | 05594095 | 8.832 | Solar |  |  | Active Application | Trade Secret | Trade | WEH | WEH021 | Residential |  | Trade Secret | 2023
20252-215912-02 | Xcel Energy | 85 | 13781 | IOU | 05594156 |  |  |  |  | Active Application | Trade Secret | Trade |  |  | Residential |  | Trade Secret | 2023
20252-215912-02 | Xcel Energy | 85 | 13781 | IOU | 05594314 | 233.3 | Solar |  |  | Interconnected | Trade Secret | Trade | AVN | AVN021 | Commercial |  | Trade Secret | 2023 | 2025
20252-215912-02 | Xcel Energy | 85 | 13781 | IOU | 05594994 | 3.84 | Solar |  |  | Active Application | Trade Secret | Trade | FSL | FSL312 | Residential | Solar*Rewards | Trade Secret | 2023
20252-215912-02 | Xcel Energy | 85 | 13781 | IOU | 05595001 | 6.912 | Solar |  |  | Interconnected | Trade Secret | Trade | DHL | DHL061 | Residential |  | Trade Secret | 2023 | 2023
20252-215912-02 | Xcel Energy | 85 | 13781 | IOU | 05595100 | 4.725 | Solar |  |  | Interconnected | Trade Secret | Trade | ECK | ECK322 | Residential |  | Trade Secret | 2023 | 2023
20252-215912-02 | Xcel Energy | 85 | 13781 | IOU | 05595187 | 4.48 | Solar |  |  | Interconnected | Trade Secret | Trade | FSL | FSL312 | Residential | Solar*Rewards | Trade Secret | 2023 | 2023
20252-215912-02 | Xcel Energy | 85 | 13781 | IOU | 05595275 | 3.78 | Solar |  |  | Interconnected | Trade Secret | Trade | ALK | ALK067 | Residential |  | Trade Secret | 2023 | 2024
20252-215912-02 | Xcel Energy | 85 | 13781 | IOU | 05595383 | 8.505 | Solar |  |  | Active Application | Trade Secret | Trade | CGR | CGR063 | Residential |  | Trade Secret | 2023
20252-215912-02 | Xcel Energy | 85 | 13781 | IOU | 05595468 | 3.78 | Solar |  |  | Interconnected | Trade Secret | Trade | VMR | VMR062 | Residential |  | Trade Secret | 2023 | 2023
20252-215912-02 | Xcel Energy | 85 | 13781 | IOU | 05595470 | 4000 | Solar |  |  | Withdrawn | Trade Secret | Trade |  |  | Residential | Other | Trade Secret | 2023
20252-215912-02 | Xcel Energy | 85 | 13781 | IOU | 05595481 | 6.3 | Solar |  |  | Interconnected | Trade Secret | Trade | RPO | RPO312 | Residential |  | Trade Secret | 2023 | 2024
20252-215912-02 | Xcel Energy | 85 | 13781 | IOU | 05595505 | 6.3 | Solar |  |  | Interconnected | Trade Secret | Trade | RAM | RAM064 | Residential |  | Trade Secret | 2023 | 2024
20252-215912-02 | Xcel Energy | 85 | 13781 | IOU | 05595767 |  | Solar |  |  | Active Application | Trade Secret | Trade |  |  | Community Solar Garden | Solar*Rewards Community | Trade Secret | 2023
20252-215912-02 | Xcel Energy | 85 | 13781 | IOU | 05596093 | 16.752 | Solar |  |  | Active Application | Trade Secret | Trade | HUG | HUG311 | Residential | Solar*Rewards | Trade Secret | 2023
20252-215912-02 | Xcel Energy | 85 | 13781 | IOU | 05596165 |  |  |  |  | Active Application | Trade Secret | Trade |  |  | Residential |  | Trade Secret | 2023
20252-215912-02 | Xcel Energy | 85 | 13781 | IOU | 05596264 | 4.48 | Solar |  |  | Withdrawn | Trade Secret | Trade | ALD | ALD088 | Residential | Solar*Rewards | Trade Secret | 2023
20252-215912-02 | Xcel Energy | 85 | 13781 | IOU | 05596287 | 11.52 | Solar |  | X | Interconnected | Trade Secret | Trade | MND | MND061 | Residential |  | Trade Secret | 2023 | 2024
20252-215912-02 | Xcel Energy | 85 | 13781 | IOU | 05596668 | 43.53 |  |  |  | Withdrawn | Trade Secret | Trade | GVW | GVW022 | Commercial |  | Trade Secret | 2023
20252-215912-02 | Xcel Energy | 85 | 13781 | IOU | 05596831 | 43.53 | Solar |  |  | Interconnected | Trade Secret | Trade | GVW | GVW022 | Commercial |  | Trade Secret | 2023 | 2024
20252-215912-02 | Xcel Energy | 85 | 13781 | IOU | 05597160 | 1000 | Solar |  |  | Withdrawn | Trade Secret | Trade | MDF | MDF021 | Community Solar Garden | Solar*Rewards Community | Trade Secret | 2023
20252-215912-02 | Xcel Energy | 85 | 13781 | IOU | 05597161 | 1000 | Solar |  |  | Withdrawn | Trade Secret | Trade | MDF | MDF021 | Community Solar Garden | Solar*Rewards Community | Trade Secret | 2023
20252-215912-02 | Xcel Energy | 85 | 13781 | IOU | 05597162 | 1000 | Solar |  |  | Withdrawn | Trade Secret | Trade | MDF | MDF021 | Community Solar Garden | Solar*Rewards Community | Trade Secret | 2023
20252-215912-02 | Xcel Energy | 85 | 13781 | IOU | 05597259 | 4.725 | Solar |  |  | Interconnected | Trade Secret | Trade | CGR | CGR064 | Residential |  | Trade Secret | 2023 | 2024
20252-215912-02 | Xcel Energy | 85 | 13781 | IOU | 05597353 | 1000 | Solar |  |  | Withdrawn | Trade Secret | Trade | SMT | SMT072 | Community Solar Garden | Solar*Rewards Community | Trade Secret | 2023
20252-215912-02 | Xcel Energy | 85 | 13781 | IOU | 05597354 | 1000 | Solar |  |  | Withdrawn | Trade Secret | Trade | SMT | SMT072 | Community Solar Garden | Solar*Rewards Community | Trade Secret | 2023
20252-215912-02 | Xcel Energy | 85 | 13781 | IOU | 05597355 | 1000 | Solar |  |  | Withdrawn | Trade Secret | Trade | SMT | SMT072 | Community Solar Garden | Solar*Rewards Community | Trade Secret | 2023
20252-215912-02 | Xcel Energy | 85 | 13781 | IOU | 05597359 | 4.725 | Solar |  |  | Withdrawn | Trade Secret | Trade | ALD | ALD095 | Residential | Solar*Rewards | Trade Secret | 2023
20252-215912-02 | Xcel Energy | 85 | 13781 | IOU | 05597361 | 7.56 | Solar |  |  | Interconnected | Trade Secret | Trade | SLP | SLP081 | Residential | Solar*Rewards | Trade Secret | 2023 | 2024
20252-215912-02 | Xcel Energy | 85 | 13781 | IOU | 05597362 | 4.095 | Solar |  |  | Active Application | Trade Secret | Trade | HWW | HWW074 | Residential | Solar*Rewards | Trade Secret | 2023
20252-215912-02 | Xcel Energy | 85 | 13781 | IOU | 05597363 | 9.45 | Solar |  |  | Interconnected | Trade Secret | Trade | GLK | GLK065 | Residential |  | Trade Secret | 2023 | 2023
20252-215912-02 | Xcel Energy | 85 | 13781 | IOU | 05597364 | 1.575 | Solar |  |  | Interconnected | Trade Secret | Trade | DOC | DOC021 | Residential |  | Trade Secret | 2023 | 2024
20252-215912-02 | Xcel Energy | 85 | 13781 | IOU | 05597365 | 4.095 | Solar |  |  | Interconnected | Trade Secret | Trade | RLK | RLK079 | Residential |  | Trade Secret | 2023 | 2024
20252-215912-02 | Xcel Energy | 85 | 13781 | IOU | 05597366 | 9.135 | Solar |  |  | Active Application | Trade Secret | Trade | EDA | EDA071 | Residential |  | Trade Secret | 2023
20252-215912-02 | Xcel Energy | 85 | 13781 | IOU | 05597367 | 7.56 | Solar |  |  | Active Application | Trade Secret | Trade | UPP | UPP082 | Residential |  | Trade Secret | 2023
20252-215912-02 | Xcel Energy | 85 | 13781 | IOU | 05597368 | 4.55 | Solar |  |  | Active Application | Trade Secret | Trade | WIL | WIL062 | Commercial | Solar*Rewards | Trade Secret | 2023
20252-215912-02 | Xcel Energy | 85 | 13781 | IOU | 05597369 | 7.56 | Solar |  |  | Interconnected | Trade Secret | Trade | AFT | AFT314 | Residential |  | Trade Secret | 2023 | 2024
20252-215912-02 | Xcel Energy | 85 | 13781 | IOU | 05597370 | 6.93 | Solar |  |  | Interconnected | Trade Secret | Trade | RAM | RAM077 | Residential |  | Trade Secret | 2023 | 2023
20252-215912-02 | Xcel Energy | 85 | 13781 | IOU | 05597372 | 6.615 | Solar |  |  | Interconnected | Trade Secret | Trade | MEL | MEL078 | Residential |  | Trade Secret | 2023 | 2024
20252-215912-02 | Xcel Energy | 85 | 13781 | IOU | 05597636 | 4.41 | Solar |  |  | Withdrawn | Trade Secret | Trade | RAM | RAM064 | Residential | Solar*Rewards | Trade Secret | 2023
20252-215912-02 | Xcel Energy | 85 | 13781 | IOU | 05597735 | 11.34 | Solar |  |  | Withdrawn | Trade Secret | Trade | LAB | LAB312 | Residential | Solar*Rewards | Trade Secret | 2023
20252-215912-02 | Xcel Energy | 85 | 13781 | IOU | 05597895 | 750 | Solar |  |  | Active Application | Trade Secret | Trade | GLD | GLD021 | Commercial |  | Trade Secret | 2023
20252-215912-02 | Xcel Energy | 85 | 13781 | IOU | 05597918 | 4.886 | Solar |  |  | Interconnected | Trade Secret | Trade | BEL | BEL062 | Residential |  | Trade Secret | 2023 | 2024
20252-215912-02 | Xcel Energy | 85 | 13781 | IOU | 05598013 | 14.592 | Solar |  |  | Withdrawn | Trade Secret | Trade | ECK | ECK322 | Residential | Solar*Rewards | Trade Secret | 2023
20252-215912-02 | Xcel Energy | 85 | 13781 | IOU | 05598099 | 5.76 | Solar |  |  | Interconnected | Trade Secret | Trade | SLP | SLP081 | Residential |  | Trade Secret | 2023 | 2024
20252-215912-02 | Xcel Energy | 85 | 13781 | IOU | 05598134 | 3.75 | Solar |  |  | Active Application | Trade Secret | Trade | WAV | WAV021 | Residential |  | Trade Secret | 2023
20252-215912-02 | Xcel Energy | 85 | 13781 | IOU | 05598235 |  | Solar |  |  | Withdrawn | Trade Secret | Trade |  |  | Residential | Solar*Rewards | Trade Secret | 2023
20252-215912-02 | Xcel Energy | 85 | 13781 | IOU | 05598262 | 6.144 |  |  |  | Withdrawn | Trade Secret | Trade | GSL | GSL341 | Residential |  | Trade Secret | 2023
20252-215912-02 | Xcel Energy | 85 | 13781 | IOU | 05598383 |  |  |  |  | Active Application | Trade Secret | Trade |  |  | Residential |  | Trade Secret | 2023
20252-215912-02 | Xcel Energy | 85 | 13781 | IOU | 05598400 | 6.615 | Solar |  |  | Interconnected | Trade Secret | Trade | MPK | MPK063 | Residential |  | Trade Secret | 2023 | 2023
20252-215912-02 | Xcel Energy | 85 | 13781 | IOU | 05598755 | 9.6 | Solar |  |  | Interconnected | Trade Secret | Trade | HWW | HWW073 | Residential |  | Trade Secret | 2023 | 2024
20252-215912-02 | Xcel Energy | 85 | 13781 | IOU | 05598846 |  | Solar |  |  | Withdrawn | Trade Secret | Trade |  |  | Residential | Solar*Rewards | Trade Secret | 2023
20252-215912-02 | Xcel Energy | 85 | 13781 | IOU | 05598852 |  | Solar |  |  | Withdrawn | Trade Secret | Trade |  |  | Residential | Solar*Rewards | Trade Secret | 2023
20252-215912-02 | Xcel Energy | 85 | 13781 | IOU | 05598915 | 3.78 | Solar |  |  | Withdrawn | Trade Secret | Trade | OAD | OAD062 | Residential | Solar*Rewards | Trade Secret | 2023
20252-215912-02 | Xcel Energy | 85 | 13781 | IOU | 05598968 | 4.992 | Solar |  |  | Interconnected | Trade Secret | Trade | TWL | TWL075 | Residential |  | Trade Secret | 2023 | 2023
20252-215912-02 | Xcel Energy | 85 | 13781 | IOU | 05598996 | 9.45 | Solar |  |  | Interconnected | Trade Secret | Trade | APA | APA071 | Residential | Solar*Rewards | Trade Secret | 2023 | 2024
20252-215912-02 | Xcel Energy | 85 | 13781 | IOU | 05599085 | 8.82 | Solar |  |  | Withdrawn | Trade Secret | Trade | UPP | UPP082 | Residential | Solar*Rewards | Trade Secret | 2023
20252-215912-02 | Xcel Energy | 85 | 13781 | IOU | 05599159 | 3.465 | Solar |  | X | Active Application | Trade Secret | Trade | SOU | SOU075 | Residential | Solar*Rewards | Trade Secret | 2023
20252-215912-02 | Xcel Energy | 85 | 13781 | IOU | 05599246 | 12.672 | Solar |  |  | Active Application | Trade Secret | Trade | SCA | SCA021 | Residential |  | Trade Secret | 2023
20252-215912-02 | Xcel Energy | 85 | 13781 | IOU | 05599250 | 5 | Solar |  |  | Interconnected | Trade Secret | Trade | MOL | MOL079 | Residential |  | Trade Secret | 2023 | 2024
20252-215912-02 | Xcel Energy | 85 | 13781 | IOU | 05599335 |  |  |  |  | Withdrawn | Trade Secret | Trade | IDA | IDA073 | Residential |  | Trade Secret | 2023
20252-215912-02 | Xcel Energy | 85 | 13781 | IOU | 05599450 |  | Solar |  |  | Withdrawn | Trade Secret | Trade |  |  | Residential | Solar*Rewards | Trade Secret | 2023
20252-215912-02 | Xcel Energy | 85 | 13781 | IOU | 05599469 |  |  |  |  | Active Application | Trade Secret | Trade |  |  | Residential |  | Trade Secret | 2023
20252-215912-02 | Xcel Energy | 85 | 13781 | IOU | 05599497 | 17.3 | Solar |  |  | Interconnected | Trade Secret | Trade | SHP | SHP072 | Commercial | Solar*Rewards | Trade Secret | 2023 | 2024
20252-215912-02 | Xcel Energy | 85 | 13781 | IOU | 05599634 | 7.616 | Solar |  |  | Withdrawn | Trade Secret | Trade | DOC | DOC211 | Residential |  | Trade Secret | 2023
20252-215912-02 | Xcel Energy | 85 | 13781 | IOU | 05599802 | 6.912 | Solar |  |  | Interconnected | Trade Secret | Trade | WRR | WRR064 | Residential |  | Trade Secret | 2023 | 2023
20252-215912-02 | Xcel Energy | 85 | 13781 | IOU | 05599844 | 7.56 | Solar |  |  | Interconnected | Trade Secret | Trade | STY | STY061 | Residential |  | Trade Secret | 2023 | 2023
20252-215912-02 | Xcel Energy | 85 | 13781 | IOU | 05599869 | 12.18 | Solar |  |  | Interconnected | Trade Secret | Trade | MEL | MEL078 | Residential |  | Trade Secret | 2023 | 2023
20252-215912-02 | Xcel Energy | 85 | 13781 | IOU | 05599954 | 6.912 | Solar |  |  | Withdrawn | Trade Secret | Trade | DHL | DHL061 | Residential | Solar*Rewards | Trade Secret | 2023
20252-215912-02 | Xcel Energy | 85 | 13781 | IOU | 05600035 | 10.752 | Solar |  |  | Interconnected | Trade Secret | Trade | BRP | BRP063 | Residential |  | Trade Secret | 2023 | 2023
20252-215912-02 | Xcel Energy | 85 | 13781 | IOU | 05600057 | 4.41 | Solar |  |  | Interconnected | Trade Secret | Trade | RIV | RIV073 | Residential |  | Trade Secret | 2023 | 2024
20252-215912-02 | Xcel Energy | 85 | 13781 | IOU | 05600076 | 4.41 | Solar |  |  | Interconnected | Trade Secret | Trade | ALD | ALD072 | Residential |  | Trade Secret | 2023 | 2023
20252-215912-02 | Xcel Energy | 85 | 13781 | IOU | 05600089 | 12.915 | Solar |  |  | Interconnected | Trade Secret | Trade | LAB | LAB312 | Residential |  | Trade Secret | 2023 | 2024
20252-215912-02 | Xcel Energy | 85 | 13781 | IOU | 05600111 | 16.512 | Solar |  |  | Interconnected | Trade Secret | Trade | WSG | WSG063 | Residential |  | Trade Secret | 2023 | 2023
20252-215912-02 | Xcel Energy | 85 | 13781 | IOU | 05600122 | 9.45 | Solar |  |  | Interconnected | Trade Secret | Trade | WWK | WWK311 | Residential |  | Trade Secret | 2023 | 2023
20252-215912-02 | Xcel Energy | 85 | 13781 | IOU | 05600139 | 5000 | Solar |  |  | Withdrawn | Trade Secret | Trade |  |  | Residential | Other | Trade Secret | 2023
20252-215912-02 | Xcel Energy | 85 | 13781 | IOU | 05600140 | 6.3 | Solar |  |  | Interconnected | Trade Secret | Trade | SCL | SCL312 | Residential | Solar*Rewards | Trade Secret | 2023 | 2024
20252-215912-02 | Xcel Energy | 85 | 13781 | IOU | 05600151 | 5.12 | Solar |  |  | Interconnected | Trade Secret | Trade | RMT | RMT321 | Residential |  | Trade Secret | 2023 | 2024
20252-215912-02 | Xcel Energy | 85 | 13781 | IOU | 05600431 | 990 | Solar |  |  | Active Application | Trade Secret | Trade | HUG | HUG321 | Community Solar Garden | Solar*Rewards Community | Trade Secret | 2023
20252-215912-02 | Xcel Energy | 85 | 13781 | IOU | 05600467 | 4.48 | Solar |  |  | Interconnected | Trade Secret | Trade | ALD | ALD088 | Residential |  | Trade Secret | 2023 | 2024
20252-215912-02 | Xcel Energy | 85 | 13781 | IOU | 05600652 | 7.625 | Solar |  |  | Withdrawn | Trade Secret | Trade | ECK | ECK322 | Residential |  | Trade Secret | 2023
20252-215912-02 | Xcel Energy | 85 | 13781 | IOU | 05600774 | 8.505 | Solar |  |  | Interconnected | Trade Secret | Trade | WCR | WCR322 | Residential |  | Trade Secret | 2023 | 2024
20252-215912-02 | Xcel Energy | 85 | 13781 | IOU | 05601093 |  | Solar |  |  | Withdrawn | Trade Secret | Trade |  |  | Residential | Solar*Rewards | Trade Secret | 2023
20252-215912-02 | Xcel Energy | 85 | 13781 | IOU | 05601162 | 2.32 | Solar |  |  | Interconnected | Trade Secret | Trade | ALD | ALD073 | Residential |  | Trade Secret | 2023 | 2023
20252-215912-02 | Xcel Energy | 85 | 13781 | IOU | 05601245 | 8.505 | Solar |  |  | Withdrawn | Trade Secret | Trade | PBE | PBE061 | Residential | Solar*Rewards | Trade Secret | 2023
20252-215912-02 | Xcel Energy | 85 | 13781 | IOU | 05601270 | 6.631 | Solar |  |  | Withdrawn | Trade Secret | Trade | LAC | LAC062 | Residential | Solar*Rewards | Trade Secret | 2023
20252-215912-02 | Xcel Energy | 85 | 13781 | IOU | 05601299 | 8.505 | Solar |  |  | Interconnected | Trade Secret | Trade | OAD | OAD062 | Residential |  | Trade Secret | 2023 | 2024
20252-215912-02 | Xcel Energy | 85 | 13781 | IOU | 05601395 | 1.89 | Solar |  |  | Withdrawn | Trade Secret | Trade | ORO | ORO062 | Residential | Solar*Rewards | Trade Secret | 2023
20252-215912-02 | Xcel Energy | 85 | 13781 | IOU | 05601418 | 7.56 | Solar |  |  | Active Application | Trade Secret | Trade | IDA | IDA071 | Residential | Solar*Rewards | Trade Secret | 2023
20252-215912-02 | Xcel Energy | 85 | 13781 | IOU | 05601443 | 7.56 | Solar |  |  | Interconnected | Trade Secret | Trade | GSL | GSL341 | Residential |  | Trade Secret | 2023 | 2024
20252-215912-02 | Xcel Energy | 85 | 13781 | IOU | 05601469 |  | Solar |  |  | Withdrawn | Trade Secret | Trade |  |  | Residential | Solar*Rewards | Trade Secret | 2023
20252-215912-02 | Xcel Energy | 85 | 13781 | IOU | 05601483 | 5.985 | Solar |  |  | Interconnected | Trade Secret | Trade | LEX | LEX332 | Residential | Solar*Rewards | Trade Secret | 2023 | 2024
20252-215912-02 | Xcel Energy | 85 | 13781 | IOU | 05601497 | 11.52 | Solar |  |  | Active Application | Trade Secret | Trade | AFT | AFT315 | Residential | Solar*Rewards | Trade Secret | 2023
20252-215912-02 | Xcel Energy | 85 | 13781 | IOU | 05601505 | 2.52 | Solar |  |  | Active Application | Trade Secret | Trade | AHI | AHI063 | Residential | Solar*Rewards | Trade Secret | 2023
20252-215912-02 | Xcel Energy | 85 | 13781 | IOU | 05601511 | 5.67 | Solar |  |  | Interconnected | Trade Secret | Trade | CEL | CEL061 | Residential | Solar*Rewards | Trade Secret | 2023 | 2024
20252-215912-02 | Xcel Energy | 85 | 13781 | IOU | 05601523 | 6.3 | Solar |  |  | Active Application | Trade Secret | Trade | WIL | WIL074 | Residential | Solar*Rewards | Trade Secret | 2023
20252-215912-02 | Xcel Energy | 85 | 13781 | IOU | 05601528 | 7.245 | Solar |  |  | Interconnected | Trade Secret | Trade | RAM | RAM071 | Residential |  | Trade Secret | 2023 | 2023
20252-215912-02 | Xcel Energy | 85 | 13781 | IOU | 05601541 | 5.04 | Solar |  | X | Active Application | Trade Secret | Trade | MPK | MPK076 | Residential | Solar*Rewards | Trade Secret | 2023
20252-215912-02 | Xcel Energy | 85 | 13781 | IOU | 05601546 | 3.9 | Solar |  |  | Interconnected | Trade Secret | Trade | ALD | ALD093 | Residential |  | Trade Secret | 2023 | 2024
20252-215912-02 | Xcel Energy | 85 | 13781 | IOU | 05601554 | 6.3 | Solar |  |  | Interconnected | Trade Secret | Trade | SOU | SOU083 | Residential |  | Trade Secret | 2023 | 2023
20252-215912-02 | Xcel Energy | 85 | 13781 | IOU | 05601563 | 6.046 | Solar |  |  | Interconnected | Trade Secret | Trade | LEX | LEX333 | Residential | Solar*Rewards | Trade Secret | 2023 | 2024
20252-215912-02 | Xcel Energy | 85 | 13781 | IOU | 05601569 | 4.725 | Solar |  |  | Withdrawn | Trade Secret | Trade | HWW | HWW074 | Residential | Solar*Rewards | Trade Secret | 2023
20252-215912-02 | Xcel Energy | 85 | 13781 | IOU | 05601579 | 5.67 | Solar |  |  | Withdrawn | Trade Secret | Trade | APA | APA069 | Residential | Solar*Rewards | Trade Secret | 2023
20252-215912-02 | Xcel Energy | 85 | 13781 | IOU | 05601581 | 29.982 | Solar |  | X | Active Application | Trade Secret | Trade | LCR | LCR311 | Residential |  | Trade Secret | 2023
20252-215912-02 | Xcel Energy | 85 | 13781 | IOU | 05601596 | 6.67 | Solar |  | X | Interconnected | Trade Secret | Trade | MPK | MPK087 | Residential |  | Trade Secret | 2023 | 2024
20252-215912-02 | Xcel Energy | 85 | 13781 | IOU | 05601606 | 2.205 | Solar |  |  | Withdrawn | Trade Secret | Trade | SOU | SOU081 | Residential | Solar*Rewards | Trade Secret | 2023
20252-215912-02 | Xcel Energy | 85 | 13781 | IOU | 05601610 | 3.78 | Solar |  |  | Interconnected | Trade Secret | Trade | IDA | IDA062 | Residential |  | Trade Secret | 2023 | 2024
20252-215912-02 | Xcel Energy | 85 | 13781 | IOU | 05601621 | 6.615 | Solar |  | X | Withdrawn | Trade Secret | Trade | AFT | AFT315 | Residential | Solar*Rewards | Trade Secret | 2023
20252-215912-02 | Xcel Energy | 85 | 13781 | IOU | 05601641 | 6.38 | Solar |  |  | Interconnected | Trade Secret | Trade | ALD | ALD076 | Residential |  | Trade Secret | 2023 | 2024
20252-215912-02 | Xcel Energy | 85 | 13781 | IOU | 05601642 | 29.982 | Solar |  |  | Withdrawn | Trade Secret | Trade | CRL | CRL031 | Residential | Solar*Rewards | Trade Secret | 2023
20252-215912-02 | Xcel Energy | 85 | 13781 | IOU | 05601647 | 8.19 | Solar |  |  | Active Application | Trade Secret | Trade | RAM | RAM062 | Residential | Solar*Rewards | Trade Secret | 2023
20252-215912-02 | Xcel Energy | 85 | 13781 | IOU | 05601661 | 3.15 | Solar |  |  | Active Application | Trade Secret | Trade | RPO | RPO312 | Residential |  | Trade Secret | 2023
20252-215912-02 | Xcel Energy | 85 | 13781 | IOU | 05601667 | 8.19 | Solar |  |  | Active Application | Trade Secret | Trade | IDA | IDA073 | Residential | Solar*Rewards | Trade Secret | 2023
20252-215912-02 | Xcel Energy | 85 | 13781 | IOU | 05601668 | 5.76 | Solar |  |  | Interconnected | Trade Secret | Trade | HSN | HSN322 | Residential |  | Trade Secret | 2023 | 2024
20252-215912-02 | Xcel Energy | 85 | 13781 | IOU | 05601672 | 2.32 | Solar |  |  | Interconnected | Trade Secret | Trade | APA | APA075 | Residential |  | Trade Secret | 2023 | 2024
20252-215912-02 | Xcel Energy | 85 | 13781 | IOU | 05601689 | 3.84 | Solar |  |  | Interconnected | Trade Secret | Trade | FSL | FSL311 | Residential |  | Trade Secret | 2023 | 2023
20252-215912-02 | Xcel Energy | 85 | 13781 | IOU | 05601706 | 10.24 | Solar |  |  | Interconnected | Trade Secret | Trade | FSL | FSL312 | Residential |  | Trade Secret | 2023 | 2024
20252-215912-02 | Xcel Energy | 85 | 13781 | IOU | 05601712 | 6.4 | Solar |  |  | Interconnected | Trade Secret | Trade | ECK | ECK322 | Residential |  | Trade Secret | 2023 | 2024
20252-215912-02 | Xcel Energy | 85 | 13781 | IOU | 05601720 | 5.76 | Solar |  |  | Interconnected | Trade Secret | Trade | ALK | ALK072 | Residential |  | Trade Secret | 2023 | 2024
20252-215912-02 | Xcel Energy | 85 | 13781 | IOU | 05601725 | 7.04 | Solar |  |  | Interconnected | Trade Secret | Trade | HSN | HSN322 | Residential |  | Trade Secret | 2023 | 2023
20252-215912-02 | Xcel Energy | 85 | 13781 | IOU | 05601754 | 2.52 | Solar |  |  | Interconnected | Trade Secret | Trade | BRP | BRP072 | Residential |  | Trade Secret | 2023 | 2023
20252-215912-02 | Xcel Energy | 85 | 13781 | IOU | 05601761 | 7.04 | Solar |  |  | Interconnected | Trade Secret | Trade | SLP | SLP086 | Residential |  | Trade Secret | 2023 | 2024
20252-215912-02 | Xcel Energy | 85 | 13781 | IOU | 05601775 | 6.4 | Solar |  |  | Interconnected | Trade Secret | Trade | HOL | HOL072 | Residential |  | Trade Secret | 2023 | 2024
20252-215912-02 | Xcel Energy | 85 | 13781 | IOU | 05601786 | 3.84 | Solar |  |  | Active Application | Trade Secret | Trade | FSL | FSL312 | Residential |  | Trade Secret | 2023
20252-215912-02 | Xcel Energy | 85 | 13781 | IOU | 05601791 | 5.76 | Solar |  |  | Interconnected | Trade Secret | Trade | FSL | FSL312 | Residential |  | Trade Secret | 2023 | 2024
20252-215912-02 | Xcel Energy | 85 | 13781 | IOU | 05601798 | 5.12 | Solar |  |  | Interconnected | Trade Secret | Trade | FSL | FSL312 | Residential |  | Trade Secret | 2023 | 2023
20252-215912-02 | Xcel Energy | 85 | 13781 | IOU | 05601801 | 2.32 | Solar |  |  | Interconnected | Trade Secret | Trade | LAP | LAP311 | Residential |  | Trade Secret | 2023 | 2024
20252-215912-02 | Xcel Energy | 85 | 13781 | IOU | 05601805 | 7.245 | Solar |  |  | Interconnected | Trade Secret | Trade | RMT | RMT321 | Residential | Solar*Rewards | Trade Secret | 2023 | 2024
20252-215912-02 | Xcel Energy | 85 | 13781 | IOU | 05601820 | 3.78 | Solar |  |  | Interconnected | Trade Secret | Trade | MPK | MPK085 | Residential |  | Trade Secret | 2023 | 2023
20252-215912-02 | Xcel Energy | 85 | 13781 | IOU | 05601828 | 10.71 | Solar |  |  | Withdrawn | Trade Secret | Trade | SOU | SOU069 | Residential | Solar*Rewards | Trade Secret | 2023
20252-215912-02 | Xcel Energy | 85 | 13781 | IOU | 05601832 | 4.41 | Solar |  |  | Interconnected | Trade Secret | Trade | SOU | SOU064 | Residential |  | Trade Secret | 2023 | 2024
20252-215912-02 | Xcel Energy | 85 | 13781 | IOU | 05601841 | 7.56 | Solar |  |  | Active Application | Trade Secret | Trade | APA | APA077 | Residential | Solar*Rewards | Trade Secret | 2023
20252-215912-02 | Xcel Energy | 85 | 13781 | IOU | 05601925 | 1000 | Solar |  |  | Withdrawn | Trade Secret | Trade | GRC | GRC312 | Community Solar Garden | Solar*Rewards Community | Trade Secret | 2023
20252-215912-02 | Xcel Energy | 85 | 13781 | IOU | 05601928 | 1000 | Solar |  |  | Withdrawn | Trade Secret | Trade | GRC | GRC312 | Community Solar Garden | Solar*Rewards Community | Trade Secret | 2023
20252-215912-02 | Xcel Energy | 85 | 13781 | IOU | 05601929 | 1000 | Solar |  |  | Withdrawn | Trade Secret | Trade | GRC | GRC312 | Community Solar Garden | Solar*Rewards Community | Trade Secret | 2023
20252-215912-02 | Xcel Energy | 85 | 13781 | IOU | 05601931 | 1000 | Solar |  |  | Withdrawn | Trade Secret | Trade | GRC | GRC312 | Community Solar Garden | Solar*Rewards Community | Trade Secret | 2023
20252-215912-02 | Xcel Energy | 85 | 13781 | IOU | 05601932 | 1000 | Solar |  |  | Withdrawn | Trade Secret | Trade | GRC | GRC312 | Community Solar Garden | Solar*Rewards Community | Trade Secret | 2023
20252-215912-02 | Xcel Energy | 85 | 13781 | IOU | 05601938 | 1000 | Solar |  |  | Active Application | Trade Secret | Trade |  |  | Community Solar Garden | Solar*Rewards Community | Trade Secret | 2023
20252-215912-02 | Xcel Energy | 85 | 13781 | IOU | 05601942 | 1000 | Solar |  |  | Active Application | Trade Secret | Trade |  |  | Community Solar Garden | Solar*Rewards Community | Trade Secret | 2023
20252-215912-02 | Xcel Energy | 85 | 13781 | IOU | 05601943 | 1000 | Solar |  |  | Active Application | Trade Secret | Trade |  |  | Community Solar Garden | Solar*Rewards Community | Trade Secret | 2023
20252-215912-02 | Xcel Energy | 85 | 13781 | IOU | 05601952 | 1000 | Solar |  |  | Active Application | Trade Secret | Trade |  |  | Community Solar Garden | Solar*Rewards Community | Trade Secret | 2023
20252-215912-02 | Xcel Energy | 85 | 13781 | IOU | 05601980 | 1000 | Solar |  |  | Active Application | Trade Secret | Trade |  |  | Community Solar Garden | Solar*Rewards Community | Trade Secret | 2023
20252-215912-02 | Xcel Energy | 85 | 13781 | IOU | 05601985 | 1000 | Solar |  |  | Withdrawn | Trade Secret | Trade | FIC | FIC022 | Community Solar Garden | Solar*Rewards Community | Trade Secret | 2023
20252-215912-02 | Xcel Energy | 85 | 13781 | IOU | 05601986 | 1000 | Solar |  |  | Withdrawn | Trade Secret | Trade | FIC | FIC022 | Community Solar Garden | Solar*Rewards Community | Trade Secret | 2023
20252-215912-02 | Xcel Energy | 85 | 13781 | IOU | 05601989 | 1000 | Solar |  |  | Withdrawn | Trade Secret | Trade | FIC | FIC022 | Community Solar Garden | Solar*Rewards Community | Trade Secret | 2023
20252-215912-02 | Xcel Energy | 85 | 13781 | IOU | 05601995 |  | Solar |  |  | Active Application | Trade Secret | Trade |  |  | Community Solar Garden | Solar*Rewards Community | Trade Secret | 2023
20252-215912-02 | Xcel Energy | 85 | 13781 | IOU | 05601996 |  | Solar |  |  | Active Application | Trade Secret | Trade |  |  | Community Solar Garden | Solar*Rewards Community | Trade Secret | 2023
20252-215912-02 | Xcel Energy | 85 | 13781 | IOU | 05601998 |  | Solar |  |  | Active Application | Trade Secret | Trade |  |  | Community Solar Garden | Solar*Rewards Community | Trade Secret | 2023
20252-215912-02 | Xcel Energy | 85 | 13781 | IOU | 05602000 |  | Solar |  |  | Active Application | Trade Secret | Trade |  |  | Community Solar Garden | Solar*Rewards Community | Trade Secret | 2023
20252-215912-02 | Xcel Energy | 85 | 13781 | IOU | 05602003 |  | Solar |  |  | Active Application | Trade Secret | Trade |  |  | Community Solar Garden | Solar*Rewards Community | Trade Secret | 2023
20252-215912-02 | Xcel Energy | 85 | 13781 | IOU | 05602004 | 1000 | Solar |  |  | Active Application | Trade Secret | Trade |  |  | Community Solar Garden | Solar*Rewards Community | Trade Secret | 2023
20252-215912-02 | Xcel Energy | 85 | 13781 | IOU | 05602005 | 1000 | Solar |  |  | Active Application | Trade Secret | Trade |  |  | Community Solar Garden | Solar*Rewards Community | Trade Secret | 2023
20252-215912-02 | Xcel Energy | 85 | 13781 | IOU | 05602007 | 1000 | Solar |  |  | Active Application | Trade Secret | Trade |  |  | Community Solar Garden | Solar*Rewards Community | Trade Secret | 2023
20252-215912-02 | Xcel Energy | 85 | 13781 | IOU | 05602010 | 1000 | Solar |  |  | Active Application | Trade Secret | Trade |  |  | Community Solar Garden | Solar*Rewards Community | Trade Secret | 2023
20252-215912-02 | Xcel Energy | 85 | 13781 | IOU | 05602012 | 1000 | Solar |  |  | Active Application | Trade Secret | Trade |  |  | Community Solar Garden | Solar*Rewards Community | Trade Secret | 2023
20252-215912-02 | Xcel Energy | 85 | 13781 | IOU | 05602032 | 9.994 | Solar |  |  | Active Application | Trade Secret | Trade | CTF | CTF022 | Residential | Solar*Rewards | Trade Secret | 2023
20252-215912-02 | Xcel Energy | 85 | 13781 | IOU | 05602405 | 1000 | Solar |  |  | Withdrawn | Trade Secret | Trade | HAD | HAD022 | Community Solar Garden | Solar*Rewards Community | Trade Secret | 2023
20252-215912-02 | Xcel Energy | 85 | 13781 | IOU | 05602481 | 9.994 | Solar |  |  | Withdrawn | Trade Secret | Trade | ALD | ALD076 | Residential | Solar*Rewards | Trade Secret | 2023
20252-215912-02 | Xcel Energy | 85 | 13781 | IOU | 05602611 | 8.96 | Solar |  |  | Interconnected | Trade Secret | Trade | FSL | FSL312 | Residential |  | Trade Secret | 2023 | 2024
20252-215912-02 | Xcel Energy | 85 | 13781 | IOU | 05602706 | 5 | Solar |  |  | Withdrawn | Trade Secret | Trade | OPK | OPK077 | Residential |  | Trade Secret | 2023
20252-215912-02 | Xcel Energy | 85 | 13781 | IOU | 05602711 | 8 | Solar |  |  | Withdrawn | Trade Secret | Trade | LAP | LAP311 | Residential |  | Trade Secret | 2023
20252-215912-02 | Xcel Energy | 85 | 13781 | IOU | 05602796 | 6.3 | Solar |  |  | Interconnected | Trade Secret | Trade | TLK | TLK077 | Residential |  | Trade Secret | 2023 | 2024
20252-215912-02 | Xcel Energy | 85 | 13781 | IOU | 05602803 |  |  |  |  | Withdrawn | Trade Secret | Trade | ALD | ALD082 | Commercial |  | Trade Secret | 2023
20252-215912-02 | Xcel Energy | 85 | 13781 | IOU | 05603143 | 4.93 | Solar |  |  | Interconnected | Trade Secret | Trade | LEX | LEX075 | Residential |  | Trade Secret | 2023 | 2023
20252-215912-02 | Xcel Energy | 85 | 13781 | IOU | 05603144 | 5.76 | Solar |  |  | Interconnected | Trade Secret | Trade | FSL | FSL312 | Residential |  | Trade Secret | 2023 | 2023
20252-215912-02 | Xcel Energy | 85 | 13781 | IOU | 05603160 | 8.505 | Solar |  |  | Interconnected | Trade Secret | Trade | RAM | RAM062 | Residential |  | Trade Secret | 2023 | 2024
20252-215912-02 | Xcel Energy | 85 | 13781 | IOU | 05603170 | 6.67 | Solar |  |  | Interconnected | Trade Secret | Trade | UPP | UPP082 | Residential |  | Trade Secret | 2023 | 2024
20252-215912-02 | Xcel Energy | 85 | 13781 | IOU | 05603179 | 4.41 | Solar |  |  | Interconnected | Trade Secret | Trade | GLK | GLK072 | Residential |  | Trade Secret | 2023 | 2024
20252-215912-02 | Xcel Energy | 85 | 13781 | IOU | 05604178 | 5.12 | Solar |  |  | Interconnected | Trade Secret | Trade | FSL | FSL312 | Residential |  | Trade Secret | 2023 | 2024
20252-215912-02 | Xcel Energy | 85 | 13781 | IOU | 05604357 |  | Solar |  |  | Active Application | Trade Secret | Trade | FRM | FRM071 | Residential | Solar*Rewards | Trade Secret | 2023
20252-215912-02 | Xcel Energy | 85 | 13781 | IOU | 05604381 |  | Solar |  |  | Active Application | Trade Secret | Trade |  |  | Residential | Solar*Rewards | Trade Secret | 2023
20252-215912-02 | Xcel Energy | 85 | 13781 | IOU | 05604382 | 4.608 | Solar |  |  | Withdrawn | Trade Secret | Trade | FRM | FRM071 | Residential |  | Trade Secret | 2023
20252-215912-02 | Xcel Energy | 85 | 13781 | IOU | 05604424 | 5.052 | Solar |  |  | Interconnected | Trade Secret | Trade | DND | DND061 | Residential |  | Trade Secret | 2023 | 2024
20252-215912-02 | Xcel Energy | 85 | 13781 | IOU | 05604491 | 18.048 | Solar |  |  | Interconnected | Trade Secret | Trade | CGR | CGR071 | Residential |  | Trade Secret | 2023 | 2023
20252-215912-02 | Xcel Energy | 85 | 13781 | IOU | 05604600 | 6.615 | Solar |  |  | Active Application | Trade Secret | Trade | RAM | RAM062 | Residential | Solar*Rewards | Trade Secret | 2023
20252-215912-02 | Xcel Energy | 85 | 13781 | IOU | 05604613 | 18.505 | Solar |  | X | Interconnected | Trade Secret | Trade | CEL | CEL075 | Residential |  | Trade Secret | 2023 | 2024
20252-215912-02 | Xcel Energy | 85 | 13781 | IOU | 05604638 | 3.78 | Solar |  |  | Active Application | Trade Secret | Trade | RIV | RIV061 | Residential | Solar*Rewards | Trade Secret | 2023
20252-215912-02 | Xcel Energy | 85 | 13781 | IOU | 05604660 | 6.93 | Solar |  |  | Active Application | Trade Secret | Trade | MOL | MOL078 | Residential | Solar*Rewards | Trade Secret | 2023
20252-215912-02 | Xcel Energy | 85 | 13781 | IOU | 05604670 | 14.592 | Solar |  |  | Interconnected | Trade Secret | Trade | PKL | PKL085 | Residential |  | Trade Secret | 2023 | 2023
20252-215912-02 | Xcel Energy | 85 | 13781 | IOU | 05604685 | 6.3 | Solar |  |  | Active Application | Trade Secret | Trade | SAK | SAK321 | Residential | Solar*Rewards | Trade Secret | 2023
20252-215912-02 | Xcel Energy | 85 | 13781 | IOU | 05604700 | 12.915 | Solar |  |  | Active Application | Trade Secret | Trade | HUG | HUG311 | Residential | Solar*Rewards | Trade Secret | 2023
20252-215912-02 | Xcel Energy | 85 | 13781 | IOU | 05604755 | 6.93 | Solar |  |  | Interconnected | Trade Secret | Trade | RAM | RAM072 | Residential |  | Trade Secret | 2023 | 2024
20252-215912-02 | Xcel Energy | 85 | 13781 | IOU | 05604777 | 39.9 | Solar |  |  | Interconnected | Trade Secret | Trade | CDV | CDV063 | Commercial |  | Trade Secret | 2023 | 2024
20252-215912-02 | Xcel Energy | 85 | 13781 | IOU | 05604781 | 5000 | Solar |  |  | Active Application | Trade Secret | Trade |  |  | Residential |  | Trade Secret | 2023
20252-215912-02 | Xcel Energy | 85 | 13781 | IOU | 05604914 | 3.19 | Solar |  |  | Interconnected | Trade Secret | Trade | APA | APA073 | Residential |  | Trade Secret | 2023 | 2024
20252-215912-02 | Xcel Energy | 85 | 13781 | IOU | 05604978 |  | Solar |  |  | Active Application | Trade Secret | Trade |  |  | Residential | Solar*Rewards | Trade Secret | 2023
20252-215912-02 | Xcel Energy | 85 | 13781 | IOU | 05605107 | 9.994 | Solar |  |  | Interconnected | Trade Secret | Trade | WEF | WEF071 | Residential |  | Trade Secret | 2023 | 2024
20252-215912-02 | Xcel Energy | 85 | 13781 | IOU | 05605338 | 14.658 | Solar |  |  | Interconnected | Trade Secret | Trade | SIP | SIP073 | Residential |  | Trade Secret | 2023 | 2024
20252-215912-02 | Xcel Energy | 85 | 13781 | IOU | 05605464 | 187.5 | Solar |  |  | Active Application | Trade Secret | Trade | HSN | HSN322 | Commercial |  | Trade Secret | 2023
20252-215912-02 | Xcel Energy | 85 | 13781 | IOU | 05605493 | 7.56 | Solar |  |  | Interconnected | Trade Secret | Trade | SHP | SHP062 | Residential |  | Trade Secret | 2023 | 2024
20252-215912-02 | Xcel Energy | 85 | 13781 | IOU | 05605536 | 43.2 | Solar |  |  | Interconnected | Trade Secret | Trade | FST | FST087 | Commercial |  | Trade Secret | 2023 | 2024
20252-215912-02 | Xcel Energy | 85 | 13781 | IOU | 05605544 | 25.032 | Solar |  |  | Active Application | Trade Secret | Trade | SOU | SOU061 | Commercial |  | Trade Secret | 2023
20252-215912-02 | Xcel Energy | 85 | 13781 | IOU | 05605558 |  | Solar |  |  | Withdrawn | Trade Secret | Trade |  |  | Community Solar Garden | Solar*Rewards Community | Trade Secret | 2023
20252-215912-02 | Xcel Energy | 85 | 13781 | IOU | 05605564 |  | Solar |  |  | Withdrawn | Trade Secret | Trade |  |  | Community Solar Garden | Solar*Rewards Community | Trade Secret | 2023
20252-215912-02 | Xcel Energy | 85 | 13781 | IOU | 05605570 |  | Solar |  |  | Withdrawn | Trade Secret | Trade |  |  | Community Solar Garden | Solar*Rewards Community | Trade Secret | 2023
20252-215912-02 | Xcel Energy | 85 | 13781 | IOU | 05605576 |  | Solar |  |  | Withdrawn | Trade Secret | Trade |  |  | Community Solar Garden | Solar*Rewards Community | Trade Secret | 2023
20252-215912-02 | Xcel Energy | 85 | 13781 | IOU | 05605590 |  | Solar |  |  | Withdrawn | Trade Secret | Trade |  |  | Community Solar Garden | Solar*Rewards Community | Trade Secret | 2023
20252-215912-02 | Xcel Energy | 85 | 13781 | IOU | 05605597 | 1000 | Solar |  |  | Withdrawn | Trade Secret | Trade | RNV | RNV021 | Community Solar Garden | Solar*Rewards Community | Trade Secret | 2023
20252-215912-02 | Xcel Energy | 85 | 13781 | IOU | 05605599 | 1000 | Solar |  |  | Withdrawn | Trade Secret | Trade | RNV | RNV021 | Community Solar Garden | Solar*Rewards Community | Trade Secret | 2023
20252-215912-02 | Xcel Energy | 85 | 13781 | IOU | 05605601 | 1000 | Solar |  |  | Withdrawn | Trade Secret | Trade | RNV | RNV021 | Community Solar Garden | Solar*Rewards Community | Trade Secret | 2023
20252-215912-02 | Xcel Energy | 85 | 13781 | IOU | 05605605 | 896 | Solar |  |  | Withdrawn | Trade Secret | Trade |  |  | Community Solar Garden | Solar*Rewards Community | Trade Secret | 2023
20252-215912-02 | Xcel Energy | 85 | 13781 | IOU | 05605608 | 1000 | Solar |  |  | Withdrawn | Trade Secret | Trade |  |  | Community Solar Garden | Solar*Rewards Community | Trade Secret | 2023
20252-215912-02 | Xcel Energy | 85 | 13781 | IOU | 05605654 | 9.45 | Solar |  |  | Active Application | Trade Secret | Trade | BCH | BCH311 | Residential | Solar*Rewards | Trade Secret | 2023
20252-215912-02 | Xcel Energy | 85 | 13781 | IOU | 05605714 | 3.15 | Solar |  |  | Interconnected | Trade Secret | Trade | SHP | SHP072 | Residential |  | Trade Secret | 2023 | 2024
20252-215912-02 | Xcel Energy | 85 | 13781 | IOU | 05605729 | 8.82 | Solar |  |  | Withdrawn | Trade Secret | Trade | MPK | MPK074 | Residential | Solar*Rewards | Trade Secret | 2023
20252-215912-02 | Xcel Energy | 85 | 13781 | IOU | 05605782 | 15.046 | Solar |  |  | Interconnected | Trade Secret | Trade | MPK | MPK071 | Residential | Solar*Rewards | Trade Secret | 2023 | 2024
20252-215912-02 | Xcel Energy | 85 | 13781 | IOU | 05605784 | 5.985 | Solar |  |  | Interconnected | Trade Secret | Trade | SLP | SLP076 | Residential |  | Trade Secret | 2023 | 2024
20252-215912-02 | Xcel Energy | 85 | 13781 | IOU | 05605791 | 10.752 | Solar |  |  | Interconnected | Trade Secret | Trade | LEX | LEX332 | Residential |  | Trade Secret | 2023 | 2023
20252-215912-02 | Xcel Energy | 85 | 13781 | IOU | 05606403 | 3.465 | Solar |  |  | Interconnected | Trade Secret | Trade | GRC | GRC063 | Residential |  | Trade Secret | 2023 | 2024
20252-215912-02 | Xcel Energy | 85 | 13781 | IOU | 05606442 | 36 | Solar |  |  | Active Application | Trade Secret | Trade | WCS | WCS071 | Commercial |  | Trade Secret | 2023
20252-215912-02 | Xcel Energy | 85 | 13781 | IOU | 05606590 | 7.56 | Solar |  |  | Withdrawn | Trade Secret | Trade |  |  | Residential | Solar*Rewards | Trade Secret | 2023
20252-215912-02 | Xcel Energy | 85 | 13781 | IOU | 05606652 | 9.994 | Solar |  |  | Interconnected | Trade Secret | Trade | LAB | LAB312 | Residential |  | Trade Secret | 2023 | 2024
20252-215912-02 | Xcel Energy | 85 | 13781 | IOU | 05606678 | 7.5 | Solar |  |  | Active Application | Trade Secret | Trade | BEL | BEL061 | Residential |  | Trade Secret | 2023
20252-215912-02 | Xcel Energy | 85 | 13781 | IOU | 05606710 | 3.78 | Solar |  |  | Active Application | Trade Secret | Trade | SOU | SOU060 | Residential | Solar*Rewards | Trade Secret | 2023
20252-215912-02 | Xcel Energy | 85 | 13781 | IOU | 05606759 | 11.393 | Solar |  |  | Withdrawn | Trade Secret | Trade | LAP | LAP311 | Residential | Solar*Rewards | Trade Secret | 2023
20252-215912-02 | Xcel Energy | 85 | 13781 | IOU | 05606980 |  |  |  |  | Active Application | Trade Secret | Trade |  |  | Residential |  | Trade Secret | 2023
20252-215912-02 | Xcel Energy | 85 | 13781 | IOU | 05607378 | 10.752 | Solar |  |  | Interconnected | Trade Secret | Trade | HOL | HOL071 | Residential |  | Trade Secret | 2023 | 2024
20252-215912-02 | Xcel Energy | 85 | 13781 | IOU | 05607454 | 39.976 | Solar |  |  | Interconnected | Trade Secret | Trade | CRL | CRL027 | Commercial | Solar*Rewards | Trade Secret | 2023 | 2024
20252-215912-02 | Xcel Energy | 85 | 13781 | IOU | 05607531 | 30.096 | Solar |  |  | Interconnected | Trade Secret | Trade | ORO | ORO061 | Residential |  | Trade Secret | 2023 | 2024
20252-215912-02 | Xcel Energy | 85 | 13781 | IOU | 05607649 | 2.52 | Solar |  |  | Interconnected | Trade Secret | Trade | OAD | OAD061 | Residential |  | Trade Secret | 2023 | 2024
20252-215912-02 | Xcel Energy | 85 | 13781 | IOU | 05607671 | 5.355 | Solar |  |  | Interconnected | Trade Secret | Trade | ECK | ECK322 | Residential |  | Trade Secret | 2023 | 2024
20252-215912-02 | Xcel Energy | 85 | 13781 | IOU | 05607683 | 5.22 | Solar |  |  | Interconnected | Trade Secret | Trade | DHL | DHL061 | Residential |  | Trade Secret | 2023 | 2024
20252-215912-02 | Xcel Energy | 85 | 13781 | IOU | 05607693 | 2.52 | Solar |  |  | Interconnected | Trade Secret | Trade | RPO | RPO311 | Residential |  | Trade Secret | 2023 | 2024
20252-215912-02 | Xcel Energy | 85 | 13781 | IOU | 05607729 | 4.725 | Solar |  |  | Active Application | Trade Secret | Trade | HSN | HSN322 | Residential |  | Trade Secret | 2023
20252-215912-02 | Xcel Energy | 85 | 13781 | IOU | 05607758 | 5.51 | Solar |  |  | Active Application | Trade Secret | Trade | DHL | DHL061 | Residential |  | Trade Secret | 2023
20252-215912-02 | Xcel Energy | 85 | 13781 | IOU | 05607789 | 5.67 | Solar |  |  | Interconnected | Trade Secret | Trade | TER | TER065 | Residential |  | Trade Secret | 2023 | 2024
20252-215912-02 | Xcel Energy | 85 | 13781 | IOU | 05607821 |  |  |  |  | Active Application | Trade Secret | Trade |  |  | Residential |  | Trade Secret | 2023
20252-215912-02 | Xcel Energy | 85 | 13781 | IOU | 05607826 |  | Solar |  |  | Withdrawn | Trade Secret | Trade |  |  | Residential | Solar*Rewards | Trade Secret | 2023
20252-215912-02 | Xcel Energy | 85 | 13781 | IOU | 05607828 | 8.96 | Solar |  |  | Active Application | Trade Secret | Trade | TWL | TWL079 | Residential | Solar*Rewards | Trade Secret | 2023
20252-215912-02 | Xcel Energy | 85 | 13781 | IOU | 05607837 | 9.994 | Solar |  |  | Withdrawn | Trade Secret | Trade | PIL | PIL022 | Commercial | Solar*Rewards | Trade Secret | 2023
20252-215912-02 | Xcel Energy | 85 | 13781 | IOU | 05607898 |  | Solar |  |  | Active Application | Trade Secret | Trade |  |  | Residential | Solar*Rewards | Trade Secret | 2023
20252-215912-02 | Xcel Energy | 85 | 13781 | IOU | 05607906 | 2.9 | Solar |  |  | Interconnected | Trade Secret | Trade | CNC | CNC072 | Residential |  | Trade Secret | 2023 | 2024
20252-215912-02 | Xcel Energy | 85 | 13781 | IOU | 05607912 | 8.32 | Solar |  |  | Interconnected | Trade Secret | Trade | ECK | ECK322 | Residential |  | Trade Secret | 2023 | 2024
20252-215912-02 | Xcel Energy | 85 | 13781 | IOU | 05607948 | 3.19 | Solar |  |  | Interconnected | Trade Secret | Trade | WIL | WIL082 | Residential |  | Trade Secret | 2023 | 2023
20252-215912-02 | Xcel Energy | 85 | 13781 | IOU | 05607974 | 2.9 | Solar |  |  | Withdrawn | Trade Secret | Trade | SOU | SOU083 | Residential |  | Trade Secret | 2023
20252-215912-02 | Xcel Energy | 85 | 13781 | IOU | 05608050 | 4.35 | Solar |  |  | Interconnected | Trade Secret | Trade | HYL | HYL064 | Residential |  | Trade Secret | 2023 | 2023
20252-215912-02 | Xcel Energy | 85 | 13781 | IOU | 05608446 |  | Solar |  |  | Active Application | Trade Secret | Trade | EDA | EDA067 | Residential | Solar*Rewards | Trade Secret | 2023
20252-215912-02 | Xcel Energy | 85 | 13781 | IOU | 05608580 | 5.376 | Solar |  |  | Interconnected | Trade Secret | Trade | MDT | MDT077 | Residential |  | Trade Secret | 2023 | 2024
20252-215912-02 | Xcel Energy | 85 | 13781 | IOU | 05608590 | 5.12 | Solar |  |  | Interconnected | Trade Secret | Trade | ECK | ECK322 | Residential |  | Trade Secret | 2023 | 2023
20252-215912-02 | Xcel Energy | 85 | 13781 | IOU | 05608977 |  | Solar |  |  | Active Application | Trade Secret | Trade | RPL | RPL063 | Residential | Solar*Rewards | Trade Secret | 2023
20252-215912-02 | Xcel Energy | 85 | 13781 | IOU | 05609091 | 10.24 | Solar |  |  | Interconnected | Trade Secret | Trade | CTR | CTR031 | Residential |  | Trade Secret | 2023 | 2023
20252-215912-02 | Xcel Energy | 85 | 13781 | IOU | 05609105 | 7.68 | Solar |  |  | Interconnected | Trade Secret | Trade | FSL | FSL312 | Residential |  | Trade Secret | 2023 | 2023
20252-215912-02 | Xcel Energy | 85 | 13781 | IOU | 05609380 | 5.51 | Solar |  |  | Interconnected | Trade Secret | Trade | WCR | WCR322 | Residential |  | Trade Secret | 2023 | 2023
20252-215912-02 | Xcel Energy | 85 | 13781 | IOU | 05609381 | 5.355 | Solar |  |  | Interconnected | Trade Secret | Trade | CGR | CGR071 | Residential |  | Trade Secret | 2023 | 2024
20252-215912-02 | Xcel Energy | 85 | 13781 | IOU | 05609394 | 10.44 | Solar |  |  | Interconnected | Trade Secret | Trade | ALK | ALK063 | Residential |  | Trade Secret | 2023 | 2023
20252-215912-02 | Xcel Energy | 85 | 13781 | IOU | 05609651 | 4.992 | Solar |  |  | Active Application | Trade Secret | Trade | ZUM | ZUM022 | Residential |  | Trade Secret | 2023
20252-215912-02 | Xcel Energy | 85 | 13781 | IOU | 05609787 | 6.912 | Solar |  |  | Interconnected | Trade Secret | Trade | WSG | WSG066 | Residential |  | Trade Secret | 2024 | 2024
20252-215912-02 | Xcel Energy | 85 | 13781 | IOU | 05609900 | 13.86 | Solar |  |  | Active Application | Trade Secret | Trade | RPO | RPO312 | Residential |  | Trade Secret | 2023
20252-215912-02 | Xcel Energy | 85 | 13781 | IOU | 05609919 | 5.355 | Solar |  |  | Interconnected | Trade Secret | Trade | WES | WES074 | Residential |  | Trade Secret | 2023 | 2024
20252-215912-02 | Xcel Energy | 85 | 13781 | IOU | 05610158 | 15 | Solar |  |  | Interconnected | Trade Secret | Trade | AFT | AFT314 | Residential |  | Trade Secret | 2024 | 2024
20252-215912-02 | Xcel Energy | 85 | 13781 | IOU | 05610721 |  |  |  |  | Active Application | Trade Secret | Trade |  |  | Residential |  | Trade Secret | 2023
20252-215912-02 | Xcel Energy | 85 | 13781 | IOU | 05610730 | 10 | Solar |  |  | Interconnected | Trade Secret | Trade | SLP | SLP075 | Commercial |  | Trade Secret | 2024 | 2024
20252-215912-02 | Xcel Energy | 85 | 13781 | IOU | 05610772 | 7.04 | Solar |  |  | Interconnected | Trade Secret | Trade | ECK | ECK322 | Residential |  | Trade Secret | 2023 | 2024
20252-215912-02 | Xcel Energy | 85 | 13781 | IOU | 05610790 | 3.84 | Solar |  |  | Interconnected | Trade Secret | Trade | WCR | WCR063 | Residential |  | Trade Secret | 2023 | 2024
20252-215912-02 | Xcel Energy | 85 | 13781 | IOU | 05611150 | 8.96 | Solar |  |  | Interconnected | Trade Secret | Trade | CRL | CRL065 | Residential |  | Trade Secret | 2023 | 2024
20252-215912-02 | Xcel Energy | 85 | 13781 | IOU | 05611177 | 5.76 | Solar |  |  | Interconnected | Trade Secret | Trade | SAV | SAV063 | Residential |  | Trade Secret | 2023 | 2024
20252-215912-02 | Xcel Energy | 85 | 13781 | IOU | 05611308 | 7.04 | Solar |  |  | Interconnected | Trade Secret | Trade | WCR | WCR063 | Residential |  | Trade Secret | 2023 | 2024
20252-215912-02 | Xcel Energy | 85 | 13781 | IOU | 05612118 | 8.448 | Solar |  |  | Interconnected | Trade Secret | Trade | SOU | SOU087 | Residential |  | Trade Secret | 2024 | 2024
20252-215912-02 | Xcel Energy | 85 | 13781 | IOU | 05612181 | 12.288 | Solar |  |  | Interconnected | Trade Secret | Trade | ESW | ESW062 | Residential |  | Trade Secret | 2023 | 2023
20252-215912-02 | Xcel Energy | 85 | 13781 | IOU | 05612220 | 1000 | Solar |  |  | Active Application | Trade Secret | Trade | SRD | SRD211 | Community Solar Garden | Solar*Rewards Community | Trade Secret | 2023
20252-215912-02 | Xcel Energy | 85 | 13781 | IOU | 05612230 | 1000 | Solar |  |  | Withdrawn | Trade Secret | Trade | SRD | SRD211 | Community Solar Garden | Solar*Rewards Community | Trade Secret | 2023
20252-215912-02 | Xcel Energy | 85 | 13781 | IOU | 05612235 | 1000 | Solar |  |  | Withdrawn | Trade Secret | Trade | SRD | SRD211 | Community Solar Garden | Solar*Rewards Community | Trade Secret | 2023
20252-215912-02 | Xcel Energy | 85 | 13781 | IOU | 05612237 | 1000 | Solar |  |  | Withdrawn | Trade Secret | Trade | SRD | SRD211 | Community Solar Garden | Solar*Rewards Community | Trade Secret | 2023
20252-215912-02 | Xcel Energy | 85 | 13781 | IOU | 05612240 | 1000 | Solar |  |  | Withdrawn | Trade Secret | Trade | SRD | SRD211 | Community Solar Garden | Solar*Rewards Community | Trade Secret | 2023
20252-215912-02 | Xcel Energy | 85 | 13781 | IOU | 05612251 | 1000 | Solar |  |  | Active Application | Trade Secret | Trade | ROC | ROC091 | Community Solar Garden | Solar*Rewards Community | Trade Secret | 2023
20252-215912-02 | Xcel Energy | 85 | 13781 | IOU | 05612254 | 1000 | Solar |  |  | Withdrawn | Trade Secret | Trade | ROC | ROC091 | Community Solar Garden | Solar*Rewards Community | Trade Secret | 2023
20252-215912-02 | Xcel Energy | 85 | 13781 | IOU | 05612262 | 1000 | Solar |  |  | Active Application | Trade Secret | Trade | WWK | WWK311 | Community Solar Garden | Solar*Rewards Community | Trade Secret | 2023
20252-215912-02 | Xcel Energy | 85 | 13781 | IOU | 05612268 | 1000 | Solar |  |  | Withdrawn | Trade Secret | Trade | WWK | WWK311 | Community Solar Garden | Solar*Rewards Community | Trade Secret | 2023
20252-215912-02 | Xcel Energy | 85 | 13781 | IOU | 05612269 | 1000 | Solar |  |  | Withdrawn | Trade Secret | Trade | WWK | WWK311 | Community Solar Garden | Solar*Rewards Community | Trade Secret | 2023
20252-215912-02 | Xcel Energy | 85 | 13781 | IOU | 05612270 | 1000 | Solar |  |  | Withdrawn | Trade Secret | Trade | WWK | WWK311 | Community Solar Garden | Solar*Rewards Community | Trade Secret | 2023
20252-215912-02 | Xcel Energy | 85 | 13781 | IOU | 05612275 | 1000 | Solar |  |  | Withdrawn | Trade Secret | Trade | WWK | WWK311 | Community Solar Garden | Solar*Rewards Community | Trade Secret | 2023
20252-215912-02 | Xcel Energy | 85 | 13781 | IOU | 05612339 | 1000 | Solar |  |  | Withdrawn | Trade Secret | Trade | FRA | FRA211 | Community Solar Garden | Solar*Rewards Community | Trade Secret | 2023
20252-215912-02 | Xcel Energy | 85 | 13781 | IOU | 05612420 | 1000 | Solar |  |  | Withdrawn | Trade Secret | Trade | FRA | FRA211 | Community Solar Garden | Solar*Rewards Community | Trade Secret | 2023
20252-215912-02 | Xcel Energy | 85 | 13781 | IOU | 05612502 | 1000 | Solar |  |  | Withdrawn | Trade Secret | Trade | FRA | FRA001 | Community Solar Garden | Solar*Rewards Community | Trade Secret | 2023
20252-215912-02 | Xcel Energy | 85 | 13781 | IOU | 05612544 | 1000 | Solar |  |  | Withdrawn | Trade Secret | Trade | FRA | FRA001 | Community Solar Garden | Solar*Rewards Community | Trade Secret | 2023
20252-215912-02 | Xcel Energy | 85 | 13781 | IOU | 05612567 | 1000 | Solar |  |  | Withdrawn | Trade Secret | Trade | FRA | FRA001 | Community Solar Garden | Solar*Rewards Community | Trade Secret | 2023
20252-215912-02 | Xcel Energy | 85 | 13781 | IOU | 05612764 | 12.66 | Solar |  | X | Interconnected | Trade Secret | Trade | REW | REW031 | Residential |  | Trade Secret | 2023 | 2024
20252-215912-02 | Xcel Energy | 85 | 13781 | IOU | 05612832 | 3.84 | Solar |  |  | Interconnected | Trade Secret | Trade | EDA | EDA071 | Residential |  | Trade Secret | 2023 | 2024
20252-215912-02 | Xcel Energy | 85 | 13781 | IOU | 05612836 | 67.3 | Solar |  |  | Interconnected | Trade Secret | Trade | NOF | NOF071 | Commercial |  | Trade Secret | 2023 | 2024
20252-215912-02 | Xcel Energy | 85 | 13781 | IOU | 05613408 | 6.3 | Solar |  |  | Interconnected | Trade Secret | Trade | MPK | MPK074 | Residential |  | Trade Secret | 2023 | 2024
20252-215912-02 | Xcel Energy | 85 | 13781 | IOU | 05613483 | 5.22 | Solar |  |  | Interconnected | Trade Secret | Trade | TWL | TWL082 | Residential |  | Trade Secret | 2023 | 2023
20252-215912-02 | Xcel Energy | 85 | 13781 | IOU | 05613486 | 2.835 | Solar |  |  | Interconnected | Trade Secret | Trade | ELP | ELP86Y | Residential |  | Trade Secret | 2023 | 2024
20252-215912-02 | Xcel Energy | 85 | 13781 | IOU | 05613647 | 6.4 | Solar |  |  | Interconnected | Trade Secret | Trade | WCR | WCR322 | Residential |  | Trade Secret | 2023 | 2024
20252-215912-02 | Xcel Energy | 85 | 13781 | IOU | 05613660 | 12.8 | Solar |  |  | Interconnected | Trade Secret | Trade | EDA | EDA065 | Residential |  | Trade Secret | 2023 | 2024
20252-215912-02 | Xcel Energy | 85 | 13781 | IOU | 05613763 | 5.22 | Solar |  |  | Interconnected | Trade Secret | Trade | SHP | SHP072 | Residential |  | Trade Secret | 2023 | 2023
20252-215912-02 | Xcel Energy | 85 | 13781 | IOU | 05613869 | 6.615 | Solar |  |  | Interconnected | Trade Secret | Trade | SOU | SOU060 | Residential |  | Trade Secret | 2023 | 2024
20252-215912-02 | Xcel Energy | 85 | 13781 | IOU | 05613889 | 2.52 | Solar |  |  | Interconnected | Trade Secret | Trade | SOU | SOU081 | Residential |  | Trade Secret | 2023 | 2023
20252-215912-02 | Xcel Energy | 85 | 13781 | IOU | 05613910 | 20.025 | Storage |  |  | Interconnected | Trade Secret | Trade | AFT | AFT314 | Residential |  | Trade Secret | 2023 | 2023
20252-215912-02 | Xcel Energy | 85 | 13781 | IOU | 05613970 | 4.06 | Solar |  |  | Interconnected | Trade Secret | Trade | HWW | HWW074 | Residential |  | Trade Secret | 2023 | 2024
20252-215912-02 | Xcel Energy | 85 | 13781 | IOU | 05613991 | 5.12 | Solar |  |  | Interconnected | Trade Secret | Trade | CRL | CRL065 | Residential |  | Trade Secret | 2023 | 2024
20252-215912-02 | Xcel Energy | 85 | 13781 | IOU | 05614002 | 18.9 | Solar |  |  | Interconnected | Trade Secret | Trade | BCR | BCR082 | Residential |  | Trade Secret | 2023 | 2024
20252-215912-02 | Xcel Energy | 85 | 13781 | IOU | 05614215 | 9.6 | Solar |  |  | Interconnected | Trade Secret | Trade | HOL | HOL072 | Residential |  | Trade Secret | 2023 | 2023
20252-215912-02 | Xcel Energy | 85 | 13781 | IOU | 05614729 | 5.76 | Solar |  |  | Interconnected | Trade Secret | Trade | EDA | EDA067 | Residential |  | Trade Secret | 2023 | 2024
20252-215912-02 | Xcel Energy | 85 | 13781 | IOU | 05614739 | 11.52 | Solar |  |  | Interconnected | Trade Secret | Trade | EDA | EDA067 | Residential |  | Trade Secret | 2023 | 2024
20252-215912-02 | Xcel Energy | 85 | 13781 | IOU | 05614772 | 8.82 | Solar |  |  | Interconnected | Trade Secret | Trade | UPP | UPP082 | Residential |  | Trade Secret | 2023 | 2024
20252-215912-02 | Xcel Energy | 85 | 13781 | IOU | 05614812 | 1.89 | Solar |  |  | Interconnected | Trade Secret | Trade | MPK | MPK074 | Residential |  | Trade Secret | 2023 | 2023
20252-215912-02 | Xcel Energy | 85 | 13781 | IOU | 05614874 | 3.8 | Solar |  |  | Interconnected | Trade Secret | Trade | ALK | ALK072 | Residential |  | Trade Secret | 2023 | 2024
20252-215912-02 | Xcel Energy | 85 | 13781 | IOU | 05614966 | 38 | Solar |  |  | Withdrawn | Trade Secret | Trade | KIM | KIM021 | Commercial |  | Trade Secret | 2023
20252-215912-02 | Xcel Energy | 85 | 13781 | IOU | 05614993 | 5.355 | Solar |  | X | Withdrawn | Trade Secret | Trade | AFT | AFT314 | Residential |  | Trade Secret | 2023
20252-215912-02 | Xcel Energy | 85 | 13781 | IOU | 05616007 | 4.55 | Solar |  |  | Active Application | Trade Secret | Trade | HYL | HYL073 | Residential | Solar*Rewards | Trade Secret | 2023
20252-215912-02 | Xcel Energy | 85 | 13781 | IOU | 05616191 | 11.904 | Solar |  |  | Active Application | Trade Secret | Trade | SCL | SCL322 | Residential |  | Trade Secret | 2023
20252-215912-02 | Xcel Energy | 85 | 13781 | IOU | 05616239 |  |  |  |  | Withdrawn | Trade Secret | Trade |  |  | Residential |  | Trade Secret | 2023
20252-215912-02 | Xcel Energy | 85 | 13781 | IOU | 05616252 | 6.144 | Solar |  |  | Interconnected | Trade Secret | Trade | XRD | XRD062 | Residential |  | Trade Secret | 2024 | 2024
20252-215912-02 | Xcel Energy | 85 | 13781 | IOU | 05616380 | 3.84 | Solar |  |  | Interconnected | Trade Secret | Trade | FAP | FAP061 | Residential |  | Trade Secret | 2023 | 2024
20252-215912-02 | Xcel Energy | 85 | 13781 | IOU | 05616393 |  |  |  |  | Active Application | Trade Secret | Trade |  |  | Residential |  | Trade Secret | 2023
20252-215912-02 | Xcel Energy | 85 | 13781 | IOU | 05616425 | 3.84 | Solar |  |  | Interconnected | Trade Secret | Trade | FSL | FSL312 | Residential |  | Trade Secret | 2023 | 2024
20252-215912-02 | Xcel Energy | 85 | 13781 | IOU | 05616541 | 5.12 | Solar |  |  | Interconnected | Trade Secret | Trade | FSL | FSL311 | Residential |  | Trade Secret | 2023 | 2024
20252-215912-02 | Xcel Energy | 85 | 13781 | IOU | 05616600 | 9.994 | Solar |  |  | Active Application | Trade Secret | Trade | WCR | WCR322 | Residential |  | Trade Secret | 2023
20252-215912-02 | Xcel Energy | 85 | 13781 | IOU | 05616769 | 5.76 | Solar |  |  | Interconnected | Trade Secret | Trade | CRL | CRL065 | Residential |  | Trade Secret | 2023 | 2021
20252-215912-02 | Xcel Energy | 85 | 13781 | IOU | 05616883 | 0.007 | Solar |  |  | Interconnected | Trade Secret | Trade | NOF | NOF073 | Residential |  | Trade Secret | 2023 | 2024
20252-215912-02 | Xcel Energy | 85 | 13781 | IOU | 05617308 | 3.15 | Solar |  |  | Interconnected | Trade Secret | Trade | HOL | HOL071 | Residential |  | Trade Secret | 2023 | 2024
20252-215912-02 | Xcel Energy | 85 | 13781 | IOU | 05617329 |  | Solar |  |  | Active Application | Trade Secret | Trade |  |  | Residential | Solar*Rewards | Trade Secret | 2023
20252-215912-02 | Xcel Energy | 85 | 13781 | IOU | 05617570 | 61.875 |  |  |  | Active Application | Trade Secret | Trade | AFT | AFT314 | Residential |  | Trade Secret | 2023
20252-215912-02 | Xcel Energy | 85 | 13781 | IOU | 05617722 | 5.12 | Solar |  |  | Interconnected | Trade Secret | Trade | ECK | ECK322 | Residential |  | Trade Secret | 2023 | 2024
20252-215912-02 | Xcel Energy | 85 | 13781 | IOU | 05617906 | 3.77 | Solar |  |  | Interconnected | Trade Secret | Trade | TWL | TWL082 | Residential |  | Trade Secret | 2023 | 2024
20252-215912-02 | Xcel Energy | 85 | 13781 | IOU | 05617936 | 7.56 | Solar |  |  | Interconnected | Trade Secret | Trade | RMT | RMT321 | Residential |  | Trade Secret | 2023 | 2024
20252-215912-02 | Xcel Energy | 85 | 13781 | IOU | 05617969 | 4.06 | Solar |  |  | Active Application | Trade Secret | Trade | ECK | ECK322 | Residential |  | Trade Secret | 2023
20252-215912-02 | Xcel Energy | 85 | 13781 | IOU | 05617981 | 3.78 | Solar |  |  | Interconnected | Trade Secret | Trade | OAD | OAD063 | Residential |  | Trade Secret | 2023 | 2024
20252-215912-02 | Xcel Energy | 85 | 13781 | IOU | 05618024 | 7000 | Solar |  |  | Withdrawn | Trade Secret | Trade |  |  | Residential | Other | Trade Secret | 2023
20252-215912-02 | Xcel Energy | 85 | 13781 | IOU | 05618033 | 7500 | Solar |  |  | Withdrawn | Trade Secret | Trade |  |  | Residential | Other | Trade Secret | 2023
20252-215912-02 | Xcel Energy | 85 | 13781 | IOU | 05618037 | 7500 | Solar |  |  | Withdrawn | Trade Secret | Trade |  |  | Residential | Other | Trade Secret | 2023
20252-215912-02 | Xcel Energy | 85 | 13781 | IOU | 05618298 | 5.76 | Solar |  |  | Interconnected | Trade Secret | Trade | CRL | CRL065 | Residential |  | Trade Secret | 2023 | 2023
20252-215912-02 | Xcel Energy | 85 | 13781 | IOU | 05618335 | 3.84 | Solar |  |  | Interconnected | Trade Secret | Trade | FSL | FSL312 | Residential |  | Trade Secret | 2023 | 2024
20252-215912-02 | Xcel Energy | 85 | 13781 | IOU | 05618426 | 8.064 | Solar |  |  | Interconnected | Trade Secret | Trade | MGN | MGN211 | Residential |  | Trade Secret | 2023 | 2024
20252-215912-02 | Xcel Energy | 85 | 13781 | IOU | 05618460 | 11.52 | Solar |  |  | Interconnected | Trade Secret | Trade | IDA | IDA072 | Residential |  | Trade Secret | 2023 | 2024
20252-215912-02 | Xcel Energy | 85 | 13781 | IOU | 05618497 | 5.376 | Solar |  |  | Interconnected | Trade Secret | Trade | GSL | GSL341 | Residential |  | Trade Secret | 2023 | 2023
20252-215912-02 | Xcel Energy | 85 | 13781 | IOU | 05618802 | 11.52 | Solar |  |  | Interconnected | Trade Secret | Trade | ECK | ECK062 | Residential |  | Trade Secret | 2023 | 2024
20252-215912-02 | Xcel Energy | 85 | 13781 | IOU | 05618831 | 58.509 | Solar |  |  | Active Application | Trade Secret | Trade | SLP | SLP083 | Commercial |  | Trade Secret | 2023
20252-215912-02 | Xcel Energy | 85 | 13781 | IOU | 05619020 | 75 | Solar |  |  | Interconnected | Trade Secret | Trade | WSG | WSG062 | Commercial |  | Trade Secret | 2023 | 2024
20252-215912-02 | Xcel Energy | 85 | 13781 | IOU | 05619080 |  | Solar |  |  | Withdrawn | Trade Secret | Trade |  |  | Residential | Solar*Rewards | Trade Secret | 2023
20252-215912-02 | Xcel Energy | 85 | 13781 | IOU | 05619178 | 22.04 | Solar |  |  | Withdrawn | Trade Secret | Trade | WSG | WSG066 | Residential | Solar*Rewards | Trade Secret | 2023
20252-215912-02 | Xcel Energy | 85 | 13781 | IOU | 05619505 | 4.48 | Solar |  |  | Interconnected | Trade Secret | Trade | WCR | WCR321 | Residential |  | Trade Secret | 2023 | 2024
20252-215912-02 | Xcel Energy | 85 | 13781 | IOU | 05619622 | 34.6 |  |  |  | Withdrawn | Trade Secret | Trade | WRR | WRR064 | Commercial |  | Trade Secret | 2023
20252-215912-02 | Xcel Energy | 85 | 13781 | IOU | 05619758 | 5.2 | Solar |  |  | Withdrawn | Trade Secret | Trade | HWW | HWW062 | Commercial |  | Trade Secret | 2023
20252-215912-02 | Xcel Energy | 85 | 13781 | IOU | 05619841 | 9.6 | Solar |  |  | Interconnected | Trade Secret | Trade | WCR | WCR061 | Residential |  | Trade Secret | 2023 | 2023
20252-215912-02 | Xcel Energy | 85 | 13781 | IOU | 05620221 | 7.68 | Solar |  |  | Interconnected | Trade Secret | Trade | WIL | WIL097 | Residential |  | Trade Secret | 2023 | 2024
20252-215912-02 | Xcel Energy | 85 | 13781 | IOU | 05620343 | 4.41 | Solar |  |  | Interconnected | Trade Secret | Trade | RMT | RMT321 | Residential |  | Trade Secret | 2023 | 2024
20252-215912-02 | Xcel Energy | 85 | 13781 | IOU | 05620348 | 8.19 | Solar |  |  | Interconnected | Trade Secret | Trade | DHL | DHL061 | Residential |  | Trade Secret | 2023 | 2024
20252-215912-02 | Xcel Energy | 85 | 13781 | IOU | 05620363 |  |  |  |  | Active Application | Trade Secret | Trade |  |  | Residential |  | Trade Secret | 2023
20252-215912-02 | Xcel Energy | 85 | 13781 | IOU | 05620684 | 5.76 | Solar |  |  | Interconnected | Trade Secret | Trade | EDP | EDP073 | Residential |  | Trade Secret | 2023 | 2024
20252-215912-02 | Xcel Energy | 85 | 13781 | IOU | 05620711 | 7.04 | Solar |  |  | Interconnected | Trade Secret | Trade | WCR | WCR063 | Residential |  | Trade Secret | 2023 | 2024
20252-215912-02 | Xcel Energy | 85 | 13781 | IOU | 05620951 | 9.984 | Solar |  |  | Interconnected | Trade Secret | Trade | GRC | GRC313 | Residential |  | Trade Secret | 2023 | 2024
20252-215912-02 | Xcel Energy | 85 | 13781 | IOU | 05621161 | 7.68 | Solar |  |  | Interconnected | Trade Secret | Trade | FSL | FSL312 | Residential |  | Trade Secret | 2023 | 2024
20252-215912-02 | Xcel Energy | 85 | 13781 | IOU | 05622419 | 5.8 | Solar |  |  | Withdrawn | Trade Secret | Trade | MOL | MOL072 | Residential | Solar*Rewards | Trade Secret | 2023
20252-215912-02 | Xcel Energy | 85 | 13781 | IOU | 05622552 | 2.32 | Solar |  |  | Active Application | Trade Secret | Trade | TER | TER062 | Residential |  | Trade Secret | 2023
20252-215912-02 | Xcel Energy | 85 | 13781 | IOU | 05622588 | 36 | Solar |  |  | Withdrawn | Trade Secret | Trade | HYL | HYL062 | Commercial |  | Trade Secret | 2023
20252-215912-02 | Xcel Energy | 85 | 13781 | IOU | 05622716 | 13.34 | Solar |  |  | Withdrawn | Trade Secret | Trade |  |  | Residential |  | Trade Secret | 2023
20252-215912-02 | Xcel Energy | 85 | 13781 | IOU | 05622728 | 6.4 | Solar |  |  | Interconnected | Trade Secret | Trade | FSL | FSL311 | Residential |  | Trade Secret | 2023 | 2024
20252-215912-02 | Xcel Energy | 85 | 13781 | IOU | 05622905 | 4.35 | Solar |  |  | Interconnected | Trade Secret | Trade | RAM | RAM062 | Residential |  | Trade Secret | 2023 | 2024
20252-215912-02 | Xcel Energy | 85 | 13781 | IOU | 05622908 | 2.32 | Solar |  |  | Interconnected | Trade Secret | Trade | IDA | IDA074 | Residential |  | Trade Secret | 2023 | 2024
20252-215912-02 | Xcel Energy | 85 | 13781 | IOU | 05622914 | 6.09 | Solar |  |  | Interconnected | Trade Secret | Trade | TWL | TWL081 | Residential |  | Trade Secret | 2023 | 2024
20252-215912-02 | Xcel Energy | 85 | 13781 | IOU | 05623173 | 6.4 | Solar |  |  | Interconnected | Trade Secret | Trade | FSL | FSL312 | Residential |  | Trade Secret | 2023 | 2024
20252-215912-02 | Xcel Energy | 85 | 13781 | IOU | 05623526 | 5.76 | Solar |  |  | Interconnected | Trade Secret | Trade | MPK | MPK082 | Residential |  | Trade Secret | 2024 | 2024
20252-215912-02 | Xcel Energy | 85 | 13781 | IOU | 05623638 | 34.6 | Solar |  |  | Interconnected | Trade Secret | Trade | WRR | WRR064 | Commercial |  | Trade Secret | 2023 | 2024
20252-215912-02 | Xcel Energy | 85 | 13781 | IOU | 05623669 | 9.994 | Solar |  |  | Interconnected | Trade Secret | Trade | FAP | FAP061 | Residential |  | Trade Secret | 2023 | 2024
20252-215912-02 | Xcel Energy | 85 | 13781 | IOU | 05623739 | 57.96 |  |  |  | Active Application | Trade Secret | Trade | APA | APA064 | Commercial |  | Trade Secret | 2023
20252-215912-02 | Xcel Energy | 85 | 13781 | IOU | 05623761 | 57.96 | Solar |  |  | Interconnected | Trade Secret | Trade | APA | APA064 | Commercial |  | Trade Secret | 2023 | 2024
20252-215912-02 | Xcel Energy | 85 | 13781 | IOU | 05623819 | 4.64 | Solar |  |  | Interconnected | Trade Secret | Trade | SLP | SLP322 | Residential |  | Trade Secret | 2023 | 2023
20252-215912-02 | Xcel Energy | 85 | 13781 | IOU | 05623886 | 7.68 | Solar |  |  | Interconnected | Trade Secret | Trade | MEL | MEL088 | Residential |  | Trade Secret | 2023 | 2024
20252-215912-02 | Xcel Energy | 85 | 13781 | IOU | 05623888 | 7.68 | Solar |  |  | Interconnected | Trade Secret | Trade | ECK | ECK322 | Residential |  | Trade Secret | 2023 | 2024
20252-215912-02 | Xcel Energy | 85 | 13781 | IOU | 05624322 |  |  |  |  | Active Application | Trade Secret | Trade |  |  | Residential |  | Trade Secret | 2023
20252-215912-02 | Xcel Energy | 85 | 13781 | IOU | 05624353 | 8.96 | Solar |  |  | Interconnected | Trade Secret | Trade | SAV | SAV073 | Residential |  | Trade Secret | 2023 | 2024
20252-215912-02 | Xcel Energy | 85 | 13781 | IOU | 05624442 | 1000 | Solar |  |  | Active Application | Trade Secret | Trade |  |  | Community Solar Garden | Solar*Rewards Community | Trade Secret | 2023
20252-215912-02 | Xcel Energy | 85 | 13781 | IOU | 05624455 | 5.22 | Solar |  |  | Withdrawn | Trade Secret | Trade | WIL | WIL063 | Residential | Solar*Rewards | Trade Secret | 2023
20252-215912-02 | Xcel Energy | 85 | 13781 | IOU | 05624866 |  |  |  |  | Withdrawn | Trade Secret | Trade |  |  | Residential |  | Trade Secret | 2023
20252-215912-02 | Xcel Energy | 85 | 13781 | IOU | 05624887 | 5.76 | Solar |  |  | Interconnected | Trade Secret | Trade | SAV | SAV063 | Residential |  | Trade Secret | 2023 | 2024
20252-215912-02 | Xcel Energy | 85 | 13781 | IOU | 05624993 | 5.5 | Solar |  |  | Active Application | Trade Secret | Trade | VES | VES021 | Residential |  | Trade Secret | 2023
20252-215912-02 | Xcel Energy | 85 | 13781 | IOU | 05625122 |  |  |  |  | Active Application | Trade Secret | Trade |  |  | Residential |  | Trade Secret | 2023
20252-215912-02 | Xcel Energy | 85 | 13781 | IOU | 05625236 |  |  |  |  | Active Application | Trade Secret | Trade |  |  | Residential |  | Trade Secret | 2023
20252-215912-02 | Xcel Energy | 85 | 13781 | IOU | 05625237 | 3.15 | Solar |  |  | Interconnected | Trade Secret | Trade | TWL | TWL076 | Residential |  | Trade Secret | 2023 | 2024
20252-215912-02 | Xcel Energy | 85 | 13781 | IOU | 05625748 | 9.216 | Solar |  |  | Active Application | Trade Secret | Trade | STY | STY061 | Residential |  | Trade Secret | 2023
20252-215912-02 | Xcel Energy | 85 | 13781 | IOU | 05626031 | 150 | Solar |  |  | Interconnected | Trade Secret | Trade | ECK | ECK321 | Commercial |  | Trade Secret | 2023 | 2024
20252-215912-02 | Xcel Energy | 85 | 13781 | IOU | 05626158 | 4.41 | Solar |  |  | Active Application | Trade Secret | Trade | ECK | ECK341 | Residential |  | Trade Secret | 2023
20252-215912-02 | Xcel Energy | 85 | 13781 | IOU | 05626209 | 4.48 | Solar |  |  | Interconnected | Trade Secret | Trade | SAV | SAV073 | Residential |  | Trade Secret | 2023 | 2024
20252-215912-02 | Xcel Energy | 85 | 13781 | IOU | 05626229 | 5.04 | Solar |  |  | Withdrawn | Trade Secret | Trade | MST | MST070 | Residential | Solar*Rewards | Trade Secret | 2023
20252-215912-02 | Xcel Energy | 85 | 13781 | IOU | 05626409 | 207.64 | Solar |  |  | Active Application | Trade Secret | Trade | NOF | NOF073 | Commercial |  | Trade Secret | 2024
20252-215912-02 | Xcel Energy | 85 | 13781 | IOU | 05626416 | 43.2 | Solar |  |  | Active Application | Trade Secret | Trade |  |  | Residential |  | Trade Secret | 2023
20252-215912-02 | Xcel Energy | 85 | 13781 | IOU | 05626419 | 10.395 | Solar |  |  | Interconnected | Trade Secret | Trade | WSG | WSG362 | Residential |  | Trade Secret | 2023 | 2024
20252-215912-02 | Xcel Energy | 85 | 13781 | IOU | 05626420 | 43.2 | Solar |  |  | Active Application | Trade Secret | Trade |  |  | Residential |  | Trade Secret | 2023
20252-215912-02 | Xcel Energy | 85 | 13781 | IOU | 05626425 | 20 | Solar |  |  | Active Application | Trade Secret | Trade |  |  | Residential |  | Trade Secret | 2023
20252-215912-02 | Xcel Energy | 85 | 13781 | IOU | 05626430 | 29.02 | Solar |  |  | Active Application | Trade Secret | Trade | NOF | NOF073 | Residential |  | Trade Secret | 2024
20252-215912-02 | Xcel Energy | 85 | 13781 | IOU | 05626438 | 29.02 | Solar |  |  | Active Application | Trade Secret | Trade | NOF | NOF073 | Residential |  | Trade Secret | 2024
20252-215912-02 | Xcel Energy | 85 | 13781 | IOU | 05626460 | 24.57 | Solar |  |  | Active Application | Trade Secret | Trade | WCR | WCR063 | Residential |  | Trade Secret | 2023
20252-215912-02 | Xcel Energy | 85 | 13781 | IOU | 05626598 | 17.594 | Solar |  |  | Interconnected | Trade Secret | Trade | WEF | WEF061 | Residential |  | Trade Secret | 2023 | 2024
20252-215912-02 | Xcel Energy | 85 | 13781 | IOU | 05626603 |  |  |  |  | Active Application | Trade Secret | Trade |  |  | Residential |  | Trade Secret | 2023
20252-215912-02 | Xcel Energy | 85 | 13781 | IOU | 05629037 | 7.68 | Solar |  |  | Interconnected | Trade Secret | Trade | WEH | WEH021 | Residential |  | Trade Secret | 2023 | 2024
20252-215912-02 | Xcel Energy | 85 | 13781 | IOU | 05629325 | 5.04 | Solar |  |  | Interconnected | Trade Secret | Trade | HSN | HSN322 | Residential |  | Trade Secret | 2023 | 2024
20252-215912-02 | Xcel Energy | 85 | 13781 | IOU | 05629504 | 2.9 | Solar |  |  | Interconnected | Trade Secret | Trade | OAD | OAD073 | Residential |  | Trade Secret | 2023 | 2024
20252-215912-02 | Xcel Energy | 85 | 13781 | IOU | 05629526 | 8.99 | Solar |  |  | Interconnected | Trade Secret | Trade | HOL | HOL071 | Residential |  | Trade Secret | 2023 | 2024
20252-215912-02 | Xcel Energy | 85 | 13781 | IOU | 05629530 | 4.55 | Solar |  |  | Interconnected | Trade Secret | Trade | HYL | HYL073 | Residential |  | Trade Secret | 2023 | 2024
20252-215912-02 | Xcel Energy | 85 | 13781 | IOU | 05629836 | 2.9 | Solar |  |  | Interconnected | Trade Secret | Trade | SOU | SOU083 | Residential |  | Trade Secret | 2023 | 2024
20252-215912-02 | Xcel Energy | 85 | 13781 | IOU | 05629848 | 2.52 | Solar |  |  | Interconnected | Trade Secret | Trade | TLK | TLK061 | Residential |  | Trade Secret | 2023 | 2024
20252-215912-02 | Xcel Energy | 85 | 13781 | IOU | 05635815 | 10.752 | Solar |  |  | Withdrawn | Trade Secret | Trade | BCR | BCR063 | Residential |  | Trade Secret | 2023
20252-215912-02 | Xcel Energy | 85 | 13781 | IOU | 05635960 | 7.68 | Solar |  |  | Withdrawn | Trade Secret | Trade | TWL | TWL089 | Residential |  | Trade Secret | 2023
20252-215912-02 | Xcel Energy | 85 | 13781 | IOU | 05635985 | 3.84 | Solar |  |  | Withdrawn | Trade Secret | Trade | NOF | NOF072 | Residential |  | Trade Secret | 2023
20252-215912-02 | Xcel Energy | 85 | 13781 | IOU | 05636046 | 9.984 | Solar |  |  | Interconnected | Trade Secret | Trade | WYO | WYO021 | Residential |  | Trade Secret | 2023 | 2024
20252-215912-02 | Xcel Energy | 85 | 13781 | IOU | 05636433 | 7.68 | Solar |  |  | Active Application | Trade Secret | Trade | MPK | MPK068 | Commercial |  | Trade Secret | 2024
20252-215912-02 | Xcel Energy | 85 | 13781 | IOU | 05636614 | 3.48 | Solar |  |  | Withdrawn | Trade Secret | Trade | MST | MST066 | Residential |  | Trade Secret | 2023
20252-215912-02 | Xcel Energy | 85 | 13781 | IOU | 05637035 |  |  |  |  | Active Application | Trade Secret | Trade |  |  | Residential |  | Trade Secret | 2023
20252-215912-02 | Xcel Energy | 85 | 13781 | IOU | 05637283 | 7.68 | Solar |  |  | Interconnected | Trade Secret | Trade | NMC | NMC082 | Residential |  | Trade Secret | 2024 | 2024
20252-215912-02 | Xcel Energy | 85 | 13781 | IOU | 05637344 | 13.44 | Solar |  |  | Interconnected | Trade Secret | Trade | GSL | GSL074 | Residential |  | Trade Secret | 2023 | 2024
20252-215912-02 | Xcel Energy | 85 | 13781 | IOU | 05637676 |  | Solar |  |  | Withdrawn | Trade Secret | Trade |  |  | Residential | Solar*Rewards | Trade Secret | 2023
20252-215912-02 | Xcel Energy | 85 | 13781 | IOU | 05637700 | 9.28 | Solar |  |  | Active Application | Trade Secret | Trade | CHE | CHE064 | Residential |  | Trade Secret | 2023
20252-215912-02 | Xcel Energy | 85 | 13781 | IOU | 05637719 |  |  |  |  | Active Application | Trade Secret | Trade |  |  | Residential |  | Trade Secret | 2023
20252-215912-02 | Xcel Energy | 85 | 13781 | IOU | 05637720 |  | Solar |  |  | Withdrawn | Trade Secret | Trade |  |  | Residential | Solar*Rewards | Trade Secret | 2023
20252-215912-02 | Xcel Energy | 85 | 13781 | IOU | 05637860 | 2.835 | Solar |  |  | Interconnected | Trade Secret | Trade | CGR | CGR072 | Residential |  | Trade Secret | 2023 | 2024
20252-215912-02 | Xcel Energy | 85 | 13781 | IOU | 05638306 | 9.984 | Solar |  |  | Interconnected | Trade Secret | Trade | BLC | BLC062 | Residential |  | Trade Secret | 2023 | 2024
20252-215912-02 | Xcel Energy | 85 | 13781 | IOU | 05638321 | 7.296 | Solar |  |  | Interconnected | Trade Secret | Trade | ANN | ANN021 | Residential |  | Trade Secret | 2023 | 2024
20252-215912-02 | Xcel Energy | 85 | 13781 | IOU | 05638425 | 99.999 | Solar |  |  | Interconnected | Trade Secret | Trade | SAV | SAV073 | Commercial |  | Trade Secret | 2023 | 2024
20252-215912-02 | Xcel Energy | 85 | 13781 | IOU | 05638505 |  |  |  |  | Active Application | Trade Secret | Trade | MPK | MPK087 | Residential |  | Trade Secret | 2023
20252-215912-02 | Xcel Energy | 85 | 13781 | IOU | 05638511 | 12.672 | Solar |  |  | Active Application | Trade Secret | Trade | MPK | MPK087 | Residential |  | Trade Secret | 2023
20252-215912-02 | Xcel Energy | 85 | 13781 | IOU | 05638742 | 7000 | Solar |  |  | Withdrawn | Trade Secret | Trade |  |  | Residential | Other | Trade Secret | 2023
20252-215912-02 | Xcel Energy | 85 | 13781 | IOU | 05638807 | 17.69 | Solar |  |  | Interconnected | Trade Secret | Trade | GSL | GSL064 | Residential |  | Trade Secret | 2023 | 2024
20252-215912-02 | Xcel Energy | 85 | 13781 | IOU | 05638872 | 7.25 | Solar |  |  | Withdrawn | Trade Secret | Trade | DPN | DPN072 | Residential | Solar*Rewards | Trade Secret | 2023
20252-215912-02 | Xcel Energy | 85 | 13781 | IOU | 05639296 | 15.36 | Solar |  |  | Interconnected | Trade Secret | Trade | KAN | KAN021 | Residential |  | Trade Secret | 2023 | 2024
20252-215912-02 | Xcel Energy | 85 | 13781 | IOU | 05639643 | 4.64 | Solar |  |  | Interconnected | Trade Secret | Trade | TLK | TLK067 | Residential |  | Trade Secret | 2023 | 2024
20252-215912-02 | Xcel Energy | 85 | 13781 | IOU | 05639651 | 14.592 | Solar |  |  | Interconnected | Trade Secret | Trade | WTN | WTN062 | Residential |  | Trade Secret | 2024 | 2024
20252-215912-02 | Xcel Energy | 85 | 13781 | IOU | 05639709 | 9.765 | Solar |  |  | Interconnected | Trade Secret | Trade | TWL | TWL071 | Residential |  | Trade Secret | 2023 | 2024
20252-215912-02 | Xcel Energy | 85 | 13781 | IOU | 05639740 | 9.6 | Solar |  |  | Interconnected | Trade Secret | Trade | WIL | WIL085 | Residential |  | Trade Secret | 2023 | 2024
20252-215912-02 | Xcel Energy | 85 | 13781 | IOU | 05639778 |  |  |  |  | Active Application | Trade Secret | Trade |  |  | Residential |  | Trade Secret | 2023
20252-215912-02 | Xcel Energy | 85 | 13781 | IOU | 05639940 | 6.5 | Solar |  |  | Active Application | Trade Secret | Trade | SAV | SAV063 | Residential |  | Trade Secret | 2023
20252-215912-02 | Xcel Energy | 85 | 13781 | IOU | 05639966 | 12.16 | Solar |  |  | Interconnected | Trade Secret | Trade | WCR | WCR311 | Residential |  | Trade Secret | 2023 | 2024
20252-215912-02 | Xcel Energy | 85 | 13781 | IOU | 05640151 | 5.67 | Solar |  |  | Interconnected | Trade Secret | Trade | TLK | TLK067 | Residential |  | Trade Secret | 2023 | 2024
20252-215912-02 | Xcel Energy | 85 | 13781 | IOU | 05640319 |  |  |  |  | Active Application | Trade Secret | Trade |  |  | Residential |  | Trade Secret | 2023
20252-215912-02 | Xcel Energy | 85 | 13781 | IOU | 05640382 | 33.3 | Solar |  |  | Withdrawn | Trade Secret | Trade | SCL | SCL313 | Commercial |  | Trade Secret | 2023
20252-215912-02 | Xcel Energy | 85 | 13781 | IOU | 05640387 | 33.3 | Solar |  |  | Withdrawn | Trade Secret | Trade | SCL | SCL313 | Commercial |  | Trade Secret | 2023
20252-215912-02 | Xcel Energy | 85 | 13781 | IOU | 05640397 | 39.75 | Solar |  |  | Withdrawn | Trade Secret | Trade | SCL | SCL313 | Commercial |  | Trade Secret | 2023
20252-215912-02 | Xcel Energy | 85 | 13781 | IOU | 05640480 | 7.25 | Solar |  |  | Interconnected | Trade Secret | Trade | DPN | DPN072 | Residential |  | Trade Secret | 2023 | 2024
20252-215912-02 | Xcel Energy | 85 | 13781 | IOU | 05640521 |  |  |  |  | Active Application | Trade Secret | Trade |  |  | Residential |  | Trade Secret | 2023
20252-215912-02 | Xcel Energy | 85 | 13781 | IOU | 05640522 |  |  |  |  | Active Application | Trade Secret | Trade |  |  | Residential |  | Trade Secret | 2023
20252-215912-02 | Xcel Energy | 85 | 13781 | IOU | 05640766 | 2.5 | Solar |  |  | Interconnected | Trade Secret | Trade | MOL | MOL076 | Residential |  | Trade Secret | 2023 | 2024
20252-215912-02 | Xcel Energy | 85 | 13781 | IOU | 05640794 | 8.5 | Solar |  |  | Interconnected | Trade Secret | Trade | AFT | AFT322 | Residential |  | Trade Secret | 2023 | 2024
20252-215912-02 | Xcel Energy | 85 | 13781 | IOU | 05640979 | 99 | Solar |  |  | Interconnected | Trade Secret | Trade | SAV | SAV073 | Commercial |  | Trade Secret | 2023 | 2024
20252-215912-02 | Xcel Energy | 85 | 13781 | IOU | 05641348 | 3.78 | Solar |  |  | Interconnected | Trade Secret | Trade | SOU | SOU063 | Residential |  | Trade Secret | 2023 | 2024
20252-215912-02 | Xcel Energy | 85 | 13781 | IOU | 05641465 | 60 | Solar |  |  | Active Application | Trade Secret | Trade | UPP | UPP083 | Commercial |  | Trade Secret | 2023
20252-215912-02 | Xcel Energy | 85 | 13781 | IOU | 05641477 | 9.135 | Solar |  |  | Withdrawn | Trade Secret | Trade | RRK | RRK063 | Residential |  | Trade Secret | 2023
20252-215912-02 | Xcel Energy | 85 | 13781 | IOU | 05641504 | 75 | Solar |  |  | Interconnected | Trade Secret | Trade | BCR | BCR062 | Commercial |  | Trade Secret | 2023 | 2024
20252-215912-02 | Xcel Energy | 85 | 13781 | IOU | 05641505 | 5.5 | Solar |  |  | Interconnected | Trade Secret | Trade | CTR | CTR031 | Residential |  | Trade Secret | 2023 | 2024
20252-215912-02 | Xcel Energy | 85 | 13781 | IOU | 05641556 | 5.355 | Solar |  |  | Interconnected | Trade Secret | Trade | BRP | BRP061 | Residential |  | Trade Secret | 2024 | 2024
20252-215912-02 | Xcel Energy | 85 | 13781 | IOU | 05641591 |  |  |  |  | Active Application | Trade Secret | Trade |  |  | Residential |  | Trade Secret | 2023
20252-215912-02 | Xcel Energy | 85 | 13781 | IOU | 05641976 |  | Solar |  |  | Active Application | Trade Secret | Trade | MOL | MOL064 | Residential | Solar*Rewards | Trade Secret | 2023
20252-215912-02 | Xcel Energy | 85 | 13781 | IOU | 05642290 | 5.76 | Solar |  |  | Interconnected | Trade Secret | Trade | HWW | HWW073 | Residential |  | Trade Secret | 2023 | 2024
20252-215912-02 | Xcel Energy | 85 | 13781 | IOU | 05642475 | 3 | Solar |  |  | Active Application | Trade Secret | Trade | SOU | SOU061 | Residential |  | Trade Secret | 2023
20252-215912-02 | Xcel Energy | 85 | 13781 | IOU | 05642535 | 6.93 | Solar |  |  | Interconnected | Trade Secret | Trade | SAV | SAV063 | Residential |  | Trade Secret | 2023 | 2023
20252-215912-02 | Xcel Energy | 85 | 13781 | IOU | 05642556 | 37.62 | Solar |  |  | Active Application | Trade Secret | Trade | SLW | SLW062 | Commercial |  | Trade Secret | 2024
20252-215912-02 | Xcel Energy | 85 | 13781 | IOU | 05642784 | 2.52 | Solar |  |  | Interconnected | Trade Secret | Trade | STY | STY073 | Residential |  | Trade Secret | 2023 | 2024
20252-215912-02 | Xcel Energy | 85 | 13781 | IOU | 05643222 | 8.82 | Solar |  |  | Interconnected | Trade Secret | Trade | TER | TER081 | Residential |  | Trade Secret | 2023 | 2023
20252-215912-02 | Xcel Energy | 85 | 13781 | IOU | 05643299 | 15.36 | Solar |  |  | Interconnected | Trade Secret | Trade | ECK | ECK322 | Residential |  | Trade Secret | 2023 | 2024
20252-215912-02 | Xcel Energy | 85 | 13781 | IOU | 05643493 | 6.282 | Solar |  |  | Interconnected | Trade Secret | Trade | HSN | HSN322 | Residential |  | Trade Secret | 2023 | 2024
20252-215912-02 | Xcel Energy | 85 | 13781 | IOU | 05643530 | 6.3 | Solar |  |  | Interconnected | Trade Secret | Trade | SLP | SLP076 | Residential |  | Trade Secret | 2023 | 2024
20252-215912-02 | Xcel Energy | 85 | 13781 | IOU | 05643792 | 39.75 | Solar |  |  | Active Application | Trade Secret | Trade | DBL | DBL064 | Commercial | Solar*Rewards | Trade Secret | 2023
20252-215912-02 | Xcel Energy | 85 | 13781 | IOU | 05644827 | 4.725 | Solar |  |  | Interconnected | Trade Secret | Trade | SOU | SOU064 | Residential |  | Trade Secret | 2023 | 2024
20252-215912-02 | Xcel Energy | 85 | 13781 | IOU | 05644830 | 9.45 | Solar |  |  | Interconnected | Trade Secret | Trade | CHE | CHE065 | Residential |  | Trade Secret | 2023 | 2024
20252-215912-02 | Xcel Energy | 85 | 13781 | IOU | 05644845 | 7.56 | Solar |  |  | Interconnected | Trade Secret | Trade | PKL | PKL085 | Residential |  | Trade Secret | 2023 | 2024
20252-215912-02 | Xcel Energy | 85 | 13781 | IOU | 05645214 | 25.172 | Solar |  | X | Interconnected | Trade Secret | Trade | GSL | GSL074 | Residential |  | Trade Secret | 2023 | 2024
20252-215912-02 | Xcel Energy | 85 | 13781 | IOU | 05645249 | 11.31 | Solar |  |  | Interconnected | Trade Secret | Trade | RMT | RMT321 | Residential |  | Trade Secret | 2023 | 2024
20252-215912-02 | Xcel Energy | 85 | 13781 | IOU | 05645254 | 4.93 | Solar |  |  | Interconnected | Trade Secret | Trade | SOU | SOU086 | Residential |  | Trade Secret | 2023 | 2024
20252-215912-02 | Xcel Energy | 85 | 13781 | IOU | 05645637 | 6.528 | Solar |  |  | Interconnected | Trade Secret | Trade | SCL | SCL313 | Residential |  | Trade Secret | 2023 | 2024
20252-215912-02 | Xcel Energy | 85 | 13781 | IOU | 05645721 |  | Solar |  |  | Active Application | Trade Secret | Trade |  |  | Residential | Solar*Rewards | Trade Secret | 2023
20252-215912-02 | Xcel Energy | 85 | 13781 | IOU | 05645852 | 5.67 | Solar |  |  | Interconnected | Trade Secret | Trade | ECK | ECK322 | Residential |  | Trade Secret | 2023 | 2024
20252-215912-02 | Xcel Energy | 85 | 13781 | IOU | 05645876 | 2.835 | Solar |  |  | Interconnected | Trade Secret | Trade | WCR | WCR321 | Residential |  | Trade Secret | 2023 | 2024
20252-215912-02 | Xcel Energy | 85 | 13781 | IOU | 05645950 | 6.96 | Solar |  |  | Interconnected | Trade Secret | Trade | DBL | DBL073 | Residential |  | Trade Secret | 2023 | 2024
20252-215912-02 | Xcel Energy | 85 | 13781 | IOU | 05645961 | 10.08 | Solar |  |  | Interconnected | Trade Secret | Trade | ECK | ECK321 | Residential |  | Trade Secret | 2023 | 2024
20252-215912-02 | Xcel Energy | 85 | 13781 | IOU | 05645975 | 6.5 | Solar |  |  | Withdrawn | Trade Secret | Trade | IDA | IDA073 | Residential | Solar*Rewards | Trade Secret | 2024
20252-215912-02 | Xcel Energy | 85 | 13781 | IOU | 05646136 |  | Solar |  |  | Active Application | Trade Secret | Trade |  |  | Residential | Solar*Rewards | Trade Secret | 2023
20252-215912-02 | Xcel Energy | 85 | 13781 | IOU | 05646140 | 11.933 | Solar |  |  | Withdrawn | Trade Secret | Trade | GFD | GFD021 | Residential |  | Trade Secret | 2023
20252-215912-02 | Xcel Energy | 85 | 13781 | IOU | 05646222 | 5000 | Solar |  |  | Withdrawn | Trade Secret | Trade |  |  | Residential |  | Trade Secret | 2023
20252-215912-02 | Xcel Energy | 85 | 13781 | IOU | 05646391 | 9.994 | Solar |  |  | Interconnected | Trade Secret | Trade | APA | APA075 | Residential |  | Trade Secret | 2023 | 2024
20252-215912-02 | Xcel Energy | 85 | 13781 | IOU | 05646415 | 8.19 | Solar |  |  | Interconnected | Trade Secret | Trade | AFT | AFT314 | Residential |  | Trade Secret | 2023 | 2024
20252-215912-02 | Xcel Energy | 85 | 13781 | IOU | 05646423 | 4.725 | Solar |  |  | Interconnected | Trade Secret | Trade | SOU | SOU081 | Residential |  | Trade Secret | 2023 | 2024
20252-215912-02 | Xcel Energy | 85 | 13781 | IOU | 05646452 | 12.6 | Solar |  |  | Interconnected | Trade Secret | Trade | EDA | EDA067 | Residential |  | Trade Secret | 2023 | 2024
20252-215912-02 | Xcel Energy | 85 | 13781 | IOU | 05646485 | 7.56 | Solar |  |  | Interconnected | Trade Secret | Trade | SAV | SAV073 | Residential |  | Trade Secret | 2023 | 2024
20252-215912-02 | Xcel Energy | 85 | 13781 | IOU | 05646646 | 13.824 | Solar |  |  | Interconnected | Trade Secret | Trade | DBL | DBL063 | Residential |  | Trade Secret | 2023 | 2024
20252-215912-02 | Xcel Energy | 85 | 13781 | IOU | 05646788 | 10 | Solar |  |  | Active Application | Trade Secret | Trade | HAS | HAS021 | Commercial |  | Trade Secret | 2023
20252-215912-02 | Xcel Energy | 85 | 13781 | IOU | 05646816 | 5.355 | Solar |  |  | Interconnected | Trade Secret | Trade | WSG | WSG352 | Residential |  | Trade Secret | 2023 | 2023
20252-215912-02 | Xcel Energy | 85 | 13781 | IOU | 05646830 | 10.44 | Solar |  |  | Withdrawn | Trade Secret | Trade | WCR | WCR311 | Residential |  | Trade Secret | 2023
20252-215912-02 | Xcel Energy | 85 | 13781 | IOU | 05646883 | 5.04 | Solar |  |  | Interconnected | Trade Secret | Trade | MEL | MEL089 | Residential |  | Trade Secret | 2023 | 2024
20252-215912-02 | Xcel Energy | 85 | 13781 | IOU | 05646971 |  | Solar |  |  | Withdrawn | Trade Secret | Trade |  |  | Residential | Solar*Rewards | Trade Secret | 2023
20252-215912-02 | Xcel Energy | 85 | 13781 | IOU | 05647055 | 5.2 | Solar |  |  | Interconnected | Trade Secret | Trade | IDA | IDA072 | Residential | Solar*Rewards | Trade Secret | 2023 | 2025
20252-215912-02 | Xcel Energy | 85 | 13781 | IOU | 05647249 | 12 | Solar |  |  | Withdrawn | Trade Secret | Trade |  |  | Residential | Other | Trade Secret | 2023
20252-215912-02 | Xcel Energy | 85 | 13781 | IOU | 05647374 | 2.52 | Solar |  |  | Interconnected | Trade Secret | Trade | UPP | UPP066 | Residential |  | Trade Secret | 2023 | 2024
20252-215912-02 | Xcel Energy | 85 | 13781 | IOU | 05647377 | 3.15 | Solar |  |  | Active Application | Trade Secret | Trade | SLP | SLP087 | Residential |  | Trade Secret | 2023
20252-215912-02 | Xcel Energy | 85 | 13781 | IOU | 05647813 | 15.75 | Solar |  |  | Active Application | Trade Secret | Trade | WSG | WSG066 | Residential |  | Trade Secret | 2023
20252-215912-02 | Xcel Energy | 85 | 13781 | IOU | 05648309 | 9.216 | Solar |  |  | Interconnected | Trade Secret | Trade | YLM | YLM211 | Residential |  | Trade Secret | 2023 | 2024
20252-215912-02 | Xcel Energy | 85 | 13781 | IOU | 05648315 | 99.9 | Solar |  |  | Interconnected | Trade Secret | Trade | GLK | GLK072 | Commercial |  | Trade Secret | 2023 | 2024
20252-215912-02 | Xcel Energy | 85 | 13781 | IOU | 05648400 | 13.86 | Solar |  |  | Interconnected | Trade Secret | Trade | HUG | HUG311 | Residential |  | Trade Secret | 2023 | 2024
20252-215912-02 | Xcel Energy | 85 | 13781 | IOU | 05648594 | 2.32 | Solar |  |  | Interconnected | Trade Secret | Trade | SLP | SLP321 | Residential |  | Trade Secret | 2023 | 2024
20252-215912-02 | Xcel Energy | 85 | 13781 | IOU | 05648611 | 6.38 | Solar |  |  | Interconnected | Trade Secret | Trade | WES | WES063 | Residential |  | Trade Secret | 2023 | 2024
20252-215912-02 | Xcel Energy | 85 | 13781 | IOU | 05648868 | 1000 | Solar |  |  | Active Application | Trade Secret | Trade |  |  | Community Solar Garden | Solar*Rewards Community | Trade Secret | 2023
20252-215912-02 | Xcel Energy | 85 | 13781 | IOU | 05649139 | 200 | Solar |  |  | Interconnected | Trade Secret | Trade | FAP | FAP062 | Commercial |  | Trade Secret | 2023 | 2024
20252-215912-02 | Xcel Energy | 85 | 13781 | IOU | 05649144 | 7.875 | Solar |  |  | Interconnected | Trade Secret | Trade | ALD | ALD095 | Residential |  | Trade Secret | 2023 | 2024
20252-215912-02 | Xcel Energy | 85 | 13781 | IOU | 05649149 | 2.275 | Solar |  |  | Withdrawn | Trade Secret | Trade | RIV | RIV063 | Residential | Solar*Rewards | Trade Secret | 2023
20252-215912-02 | Xcel Energy | 85 | 13781 | IOU | 05649508 | 9.772 | Solar |  |  | Active Application | Trade Secret | Trade | EDA | EDA067 | Residential | Solar*Rewards | Trade Secret | 2023
20252-215912-02 | Xcel Energy | 85 | 13781 | IOU | 05649679 | 4.06 | Solar |  |  | Interconnected | Trade Secret | Trade | RPO | RPO311 | Residential |  | Trade Secret | 2023 | 2024
20252-215912-02 | Xcel Energy | 85 | 13781 | IOU | 05649978 | 11.933 | Solar |  |  | Active Application | Trade Secret | Trade | GFD | GFD021 | Residential |  | Trade Secret | 2023
20252-215912-02 | Xcel Energy | 85 | 13781 | IOU | 05650185 | 1000 | Solar |  |  | Withdrawn | Trade Secret | Trade |  |  | Residential | Other | Trade Secret | 2023
20252-215912-02 | Xcel Energy | 85 | 13781 | IOU | 05650246 | 690 | Solar |  |  | Withdrawn | Trade Secret | Trade |  |  | Residential | Other | Trade Secret | 2023
20252-215912-02 | Xcel Energy | 85 | 13781 | IOU | 05650292 | 550 | Solar |  |  | Withdrawn | Trade Secret | Trade |  |  | Residential | Other | Trade Secret | 2023
20252-215912-02 | Xcel Energy | 85 | 13781 | IOU | 05650337 | 5.7 |  |  |  | Withdrawn | Trade Secret | Trade | SOU | SOU060 | Residential |  | Trade Secret | 2023
20252-215912-02 | Xcel Energy | 85 | 13781 | IOU | 05650652 | 400 | Solar |  |  | Withdrawn | Trade Secret | Trade |  |  | Residential | Other | Trade Secret | 2023
20252-215912-02 | Xcel Energy | 85 | 13781 | IOU | 05650691 | 1000 | Solar |  |  | Withdrawn | Trade Secret | Trade |  |  | Residential | Other | Trade Secret | 2023
20252-215912-02 | Xcel Energy | 85 | 13781 | IOU | 05650716 | 180 | Solar |  |  | Withdrawn | Trade Secret | Trade |  |  | Residential | Other | Trade Secret | 2023
20252-215912-02 | Xcel Energy | 85 | 13781 | IOU | 05651070 | 10.88 | Solar |  |  | Interconnected | Trade Secret | Trade | SOU | SOU060 | Residential |  | Trade Secret | 2024 | 2024
20252-215912-02 | Xcel Energy | 85 | 13781 | IOU | 05651170 | 5.8 | Solar |  |  | Interconnected | Trade Secret | Trade | WRR | WRR075 | Residential |  | Trade Secret | 2023 | 2024
20252-215912-02 | Xcel Energy | 85 | 13781 | IOU | 05651210 | 5.525 | Solar |  |  | Withdrawn | Trade Secret | Trade | TWL | TWL063 | Residential | Solar*Rewards | Trade Secret | 2023
20252-215912-02 | Xcel Energy | 85 | 13781 | IOU | 05651321 | 5.22 | Solar |  |  | Interconnected | Trade Secret | Trade | WSG | WSG076 | Residential |  | Trade Secret | 2023 | 2024
20252-215912-02 | Xcel Energy | 85 | 13781 | IOU | 05651323 | 4.5 | Solar |  |  | Active Application | Trade Secret | Trade | APA | APA067 | Residential |  | Trade Secret | 2023
20252-215912-02 | Xcel Energy | 85 | 13781 | IOU | 05651341 | 13.23 | Solar |  |  | Active Application | Trade Secret | Trade | WIN | WIN023 | Commercial |  | Trade Secret | 2023
20252-215912-02 | Xcel Energy | 85 | 13781 | IOU | 05651640 |  |  |  |  | Active Application | Trade Secret | Trade |  |  | Residential |  | Trade Secret | 2023
20252-215912-02 | Xcel Energy | 85 | 13781 | IOU | 05651704 | 50 | Solar |  |  | Interconnected | Trade Secret | Trade | HUG | HUG311 | Commercial |  | Trade Secret | 2024 | 2024
20252-215912-02 | Xcel Energy | 85 | 13781 | IOU | 05651931 | 5000 | Solar |  |  | Withdrawn | Trade Secret | Trade |  |  | Residential | Other | Trade Secret | 2023
20252-215912-02 | Xcel Energy | 85 | 13781 | IOU | 05651948 | 5000 | Solar |  |  | Withdrawn | Trade Secret | Trade |  |  | Residential | Other | Trade Secret | 2023
20252-215912-02 | Xcel Energy | 85 | 13781 | IOU | 05652087 | 19.76 | Solar |  |  | Active Application | Trade Secret | Trade | MTR | MTR021 | Residential |  | Trade Secret | 2023
20252-215912-02 | Xcel Energy | 85 | 13781 | IOU | 05652339 |  |  |  |  | Withdrawn | Trade Secret | Trade |  |  | Residential |  | Trade Secret | 2023
20252-215912-02 | Xcel Energy | 85 | 13781 | IOU | 05652670 | 1000 | Solar |  |  | Withdrawn | Trade Secret | Trade | CHE | CHE075 | Community Solar Garden | Solar*Rewards Community | Trade Secret | 2023
20252-215912-02 | Xcel Energy | 85 | 13781 | IOU | 05652672 | 1000 | Solar |  |  | Withdrawn | Trade Secret | Trade | CHE | CHE075 | Community Solar Garden | Solar*Rewards Community | Trade Secret | 2023
20252-215912-02 | Xcel Energy | 85 | 13781 | IOU | 05652676 | 1000 | Solar |  |  | Withdrawn | Trade Secret | Trade | CHE | CHE075 | Community Solar Garden | Solar*Rewards Community | Trade Secret | 2023
20252-215912-02 | Xcel Energy | 85 | 13781 | IOU | 05652677 | 1000 | Solar |  |  | Withdrawn | Trade Secret | Trade | CHE | CHE075 | Community Solar Garden | Solar*Rewards Community | Trade Secret | 2023
20252-215912-02 | Xcel Energy | 85 | 13781 | IOU | 05652680 | 1000 | Solar |  |  | Withdrawn | Trade Secret | Trade | CHE | CHE075 | Community Solar Garden | Solar*Rewards Community | Trade Secret | 2023
20252-215912-02 | Xcel Energy | 85 | 13781 | IOU | 05652707 |  |  |  |  | Active Application | Trade Secret | Trade |  |  | Residential |  | Trade Secret | 2023
20252-215912-02 | Xcel Energy | 85 | 13781 | IOU | 05652901 | 5.985 | Solar |  |  | Active Application | Trade Secret | Trade | CGR | CGR063 | Residential |  | Trade Secret | 2023
20252-215912-02 | Xcel Energy | 85 | 13781 | IOU | 05655300 | 15.2 | Solar |  |  | Withdrawn | Trade Secret | Trade | GFD | GFD021 | Residential |  | Trade Secret | 2023
20252-215912-02 | Xcel Energy | 85 | 13781 | IOU | 05656261 |  | Solar |  |  | Active Application | Trade Secret | Trade |  |  | Residential | Solar*Rewards | Trade Secret | 2023
20252-215912-02 | Xcel Energy | 85 | 13781 | IOU | 05656303 | 1000 | Solar |  |  | Withdrawn | Trade Secret | Trade |  |  | Residential | Other | Trade Secret | 2023
20252-215912-02 | Xcel Energy | 85 | 13781 | IOU | 05656941 |  |  |  |  | Active Application | Trade Secret | Trade | SOU | SOU087 | Residential |  | Trade Secret | 2023
20252-215912-02 | Xcel Energy | 85 | 13781 | IOU | 05656951 | 7.68 | Solar |  |  | Interconnected | Trade Secret | Trade | PKL | PKL073 | Residential |  | Trade Secret | 2024 | 2024
20252-215912-02 | Xcel Energy | 85 | 13781 | IOU | 05657008 | 7.56 | Solar |  |  | Active Application | Trade Secret | Trade | MST | MST070 | Commercial | Solar*Rewards | Trade Secret | 2023
20252-215912-02 | Xcel Energy | 85 | 13781 | IOU | 05657215 | 1000 | Solar |  |  | Withdrawn | Trade Secret | Trade | CHI | CHI311 | Community Solar Garden | Solar*Rewards Community | Trade Secret | 2023
20252-215912-02 | Xcel Energy | 85 | 13781 | IOU | 05657226 | 10.26 | Solar |  |  | Interconnected | Trade Secret | Trade | WCS | WCS064 | Residential |  | Trade Secret | 2024 | 2024
20252-215912-02 | Xcel Energy | 85 | 13781 | IOU | 05657248 | 1000 | Solar |  |  | Withdrawn | Trade Secret | Trade | CHI | CHI311 | Community Solar Garden | Solar*Rewards Community | Trade Secret | 2023
20252-215912-02 | Xcel Energy | 85 | 13781 | IOU | 05657250 | 1000 | Solar |  |  | Withdrawn | Trade Secret | Trade | CHI | CHI311 | Community Solar Garden | Solar*Rewards Community | Trade Secret | 2023
20252-215912-02 | Xcel Energy | 85 | 13781 | IOU | 05657253 | 1000 | Solar |  |  | Withdrawn | Trade Secret | Trade | CHI | CHI311 | Community Solar Garden | Solar*Rewards Community | Trade Secret | 2023
20252-215912-02 | Xcel Energy | 85 | 13781 | IOU | 05657255 | 1000 | Solar |  |  | Withdrawn | Trade Secret | Trade | CHI | CHI311 | Community Solar Garden | Solar*Rewards Community | Trade Secret | 2023
20252-215912-02 | Xcel Energy | 85 | 13781 | IOU | 05657289 | 1000 | Solar |  |  | Active Application | Trade Secret | Trade | BRO | BRO021 | Community Solar Garden | Solar*Rewards Community | Trade Secret | 2023
20252-215912-02 | Xcel Energy | 85 | 13781 | IOU | 05657293 | 1000 | Solar |  |  | Withdrawn | Trade Secret | Trade | BRO | BRO021 | Community Solar Garden | Solar*Rewards Community | Trade Secret | 2023
20252-215912-02 | Xcel Energy | 85 | 13781 | IOU | 05657295 | 1000 | Solar |  |  | Withdrawn | Trade Secret | Trade | BRO | BRO021 | Community Solar Garden | Solar*Rewards Community | Trade Secret | 2023
20252-215912-02 | Xcel Energy | 85 | 13781 | IOU | 05657297 | 1000 | Solar |  |  | Withdrawn | Trade Secret | Trade | BRO | BRO021 | Community Solar Garden | Solar*Rewards Community | Trade Secret | 2023
20252-215912-02 | Xcel Energy | 85 | 13781 | IOU | 05657300 | 1000 | Solar |  |  | Withdrawn | Trade Secret | Trade | BRO | BRO021 | Community Solar Garden | Solar*Rewards Community | Trade Secret | 2023
20252-215912-02 | Xcel Energy | 85 | 13781 | IOU | 05657652 | 3.8 | Solar |  |  | Withdrawn | Trade Secret | Trade | TER | TER071 | Residential |  | Trade Secret | 2024
20252-215912-02 | Xcel Energy | 85 | 13781 | IOU | 05657703 |  |  |  |  | Active Application | Trade Secret | Trade |  |  | Residential |  | Trade Secret | 2023
20252-215912-02 | Xcel Energy | 85 | 13781 | IOU | 05657770 |  | Solar |  |  | Active Application | Trade Secret | Trade |  |  | Community Solar Garden | Solar*Rewards Community | Trade Secret | 2023
20252-215912-02 | Xcel Energy | 85 | 13781 | IOU | 05657772 | 1000 | Solar |  |  | Withdrawn | Trade Secret | Trade | AVN | AVN021 | Community Solar Garden | Solar*Rewards Community | Trade Secret | 2023
20252-215912-02 | Xcel Energy | 85 | 13781 | IOU | 05657869 |  |  |  |  | Withdrawn | Trade Secret | Trade |  |  | Residential |  | Trade Secret | 2023
20252-215912-02 | Xcel Energy | 85 | 13781 | IOU | 05658069 | 38.39 | Solar |  |  | Interconnected | Trade Secret | Trade | REW | REW032 | Commercial |  | Trade Secret | 2024 | 2024
20252-215912-02 | Xcel Energy | 85 | 13781 | IOU | 05658308 | 10.44 | Solar |  |  | Interconnected | Trade Secret | Trade | TER | TER063 | Residential |  | Trade Secret | 2023 | 2024
20252-215912-02 | Xcel Energy | 85 | 13781 | IOU | 05658613 | 2 | Solar |  |  | Active Application | Trade Secret | Trade | PIL | PIL021 | Residential |  | Trade Secret | 2023
20252-215912-02 | Xcel Energy | 85 | 13781 | IOU | 05658819 | 4.5 | Solar |  |  | Active Application | Trade Secret | Trade | TWL | TWL076 | Residential |  | Trade Secret | 2023
20252-215912-02 | Xcel Energy | 85 | 13781 | IOU | 05659681 | 7.56 | Solar |  |  | Interconnected | Trade Secret | Trade | GRC | GRC312 | Residential |  | Trade Secret | 2023 | 2024
20252-215912-02 | Xcel Energy | 85 | 13781 | IOU | 05659688 | 13.34 | Solar |  |  | Withdrawn | Trade Secret | Trade | HYL | HYL075 | Residential | Solar*Rewards | Trade Secret | 2023
20252-215912-02 | Xcel Energy | 85 | 13781 | IOU | 05659710 | 15.232 | Solar |  |  | Interconnected | Trade Secret | Trade | ALD | ALD092 | Commercial |  | Trade Secret | 2023 | 2024
20252-215912-02 | Xcel Energy | 85 | 13781 | IOU | 05659897 | 750 | Solar |  |  | Active Application | Trade Secret | Trade | PAT | PAT314 | Community Solar Garden | Solar*Rewards Community | Trade Secret | 2023
20252-215912-02 | Xcel Energy | 85 | 13781 | IOU | 05659924 | 21.42 | Solar |  |  | Active Application | Trade Secret | Trade | WYO | WYO032 | Commercial |  | Trade Secret | 2023
20252-215912-02 | Xcel Energy | 85 | 13781 | IOU | 05660011 | 6.56 | Solar |  |  | Interconnected | Trade Secret | Trade | ECK | ECK062 | Residential |  | Trade Secret | 2023 | 2024
20252-215912-02 | Xcel Energy | 85 | 13781 | IOU | 05660017 | 33.3 | Solar |  |  | Interconnected | Trade Secret | Trade | MPK | MPK067 | Commercial |  | Trade Secret | 2023 | 2024
20252-215912-02 | Xcel Energy | 85 | 13781 | IOU | 05660034 | 5.76 | Solar |  |  | Interconnected | Trade Secret | Trade | WDY | WDY311 | Residential |  | Trade Secret | 2024 | 2024
20252-215912-02 | Xcel Energy | 85 | 13781 | IOU | 05660208 | 2.6 | Solar |  |  | Withdrawn | Trade Secret | Trade | SOU | SOU077 | Residential |  | Trade Secret | 2023
20252-215912-02 | Xcel Energy | 85 | 13781 | IOU | 05660524 | 3.84 | Solar |  |  | Interconnected | Trade Secret | Trade | WDY | WDY311 | Residential |  | Trade Secret | 2024 | 2024
20252-215912-02 | Xcel Energy | 85 | 13781 | IOU | 05660541 | 1000 | Solar |  |  | Withdrawn | Trade Secret | Trade | CHI | CHI311 | Community Solar Garden | Solar*Rewards Community | Trade Secret | 2023
20252-215912-02 | Xcel Energy | 85 | 13781 | IOU | 05660589 | 1000 | Solar |  |  | Withdrawn | Trade Secret | Trade | CHI | CHI311 | Community Solar Garden | Solar*Rewards Community | Trade Secret | 2023
20252-215912-02 | Xcel Energy | 85 | 13781 | IOU | 05660623 | 1000 | Solar |  |  | Withdrawn | Trade Secret | Trade | CHI | CHI311 | Community Solar Garden | Solar*Rewards Community | Trade Secret | 2023
20252-215912-02 | Xcel Energy | 85 | 13781 | IOU | 05660661 | 1000 | Solar |  |  | Withdrawn | Trade Secret | Trade | CHI | CHI311 | Community Solar Garden | Solar*Rewards Community | Trade Secret | 2023
20252-215912-02 | Xcel Energy | 85 | 13781 | IOU | 05660696 | 1000 | Solar |  |  | Withdrawn | Trade Secret | Trade | CHI | CHI311 | Community Solar Garden | Solar*Rewards Community | Trade Secret | 2023
20252-215912-02 | Xcel Energy | 85 | 13781 | IOU | 05660743 | 1000 | Solar |  |  | Withdrawn | Trade Secret | Trade | MTV | MTV021 | Community Solar Garden | Solar*Rewards Community | Trade Secret | 2023
20252-215912-02 | Xcel Energy | 85 | 13781 | IOU | 05660763 | 1000 | Solar |  |  | Withdrawn | Trade Secret | Trade | MTV | MTV021 | Community Solar Garden | Solar*Rewards Community | Trade Secret | 2023
20252-215912-02 | Xcel Energy | 85 | 13781 | IOU | 05660772 | 1000 | Solar |  |  | Withdrawn | Trade Secret | Trade | MTV | MTV021 | Community Solar Garden | Solar*Rewards Community | Trade Secret | 2023
20252-215912-02 | Xcel Energy | 85 | 13781 | IOU | 05660779 | 1000 | Solar |  |  | Withdrawn | Trade Secret | Trade | MTV | MTV021 | Community Solar Garden | Solar*Rewards Community | Trade Secret | 2023
20252-215912-02 | Xcel Energy | 85 | 13781 | IOU | 05660783 | 1000 | Solar |  |  | Withdrawn | Trade Secret | Trade | MTV | MTV021 | Community Solar Garden | Solar*Rewards Community | Trade Secret | 2023
20252-215912-02 | Xcel Energy | 85 | 13781 | IOU | 05660836 | 1000 | Solar |  |  | Active Application | Trade Secret | Trade |  |  | Community Solar Garden | Solar*Rewards Community | Trade Secret | 2023
20252-215912-02 | Xcel Energy | 85 | 13781 | IOU | 05660840 | 1000 | Solar |  |  | Active Application | Trade Secret | Trade |  |  | Community Solar Garden | Solar*Rewards Community | Trade Secret | 2023
20252-215912-02 | Xcel Energy | 85 | 13781 | IOU | 05660843 | 1000 | Solar |  |  | Active Application | Trade Secret | Trade |  |  | Community Solar Garden | Solar*Rewards Community | Trade Secret | 2023
20252-215912-02 | Xcel Energy | 85 | 13781 | IOU | 05660848 | 1000 | Solar |  |  | Active Application | Trade Secret | Trade |  |  | Community Solar Garden | Solar*Rewards Community | Trade Secret | 2023
20252-215912-02 | Xcel Energy | 85 | 13781 | IOU | 05660850 | 1000 | Solar |  |  | Active Application | Trade Secret | Trade |  |  | Community Solar Garden | Solar*Rewards Community | Trade Secret | 2023
20252-215912-02 | Xcel Energy | 85 | 13781 | IOU | 05661048 | 4.095 | Solar |  |  | Interconnected | Trade Secret | Trade | OAD | OAD063 | Residential |  | Trade Secret | 2023 | 2024
20252-215912-02 | Xcel Energy | 85 | 13781 | IOU | 05661059 | 4.35 | Solar |  |  | Interconnected | Trade Secret | Trade | HSN | HSN312 | Residential |  | Trade Secret | 2023 | 2024
20252-215912-02 | Xcel Energy | 85 | 13781 | IOU | 05661272 | 5.67 | Solar |  |  | Interconnected | Trade Secret | Trade | WYO | WYO033 | Residential |  | Trade Secret | 2024 | 2024
20252-215912-02 | Xcel Energy | 85 | 13781 | IOU | 05661305 | 3.936 | Solar |  |  | Interconnected | Trade Secret | Trade | WDY | WDY311 | Residential |  | Trade Secret | 2023 | 2024
20252-215912-02 | Xcel Energy | 85 | 13781 | IOU | 05661542 | 6.08 | Solar |  |  | Interconnected | Trade Secret | Trade | SOU | SOU076 | Residential |  | Trade Secret | 2023 | 2024
20252-215912-02 | Xcel Energy | 85 | 13781 | IOU | 05661583 | 6.08 | Solar |  |  | Interconnected | Trade Secret | Trade | CHE | CHE065 | Residential |  | Trade Secret | 2024 | 2024
20252-215912-02 | Xcel Energy | 85 | 13781 | IOU | 05661733 | 5.76 | Solar |  |  | Interconnected | Trade Secret | Trade | RPO | RPO311 | Residential |  | Trade Secret | 2023 | 2024
20252-215912-02 | Xcel Energy | 85 | 13781 | IOU | 05661817 | 11.655 | Solar |  |  | Interconnected | Trade Secret | Trade | RPO | RPO311 | Residential |  | Trade Secret | 2023 | 2024
20252-215912-02 | Xcel Energy | 85 | 13781 | IOU | 05662094 | 6.615 | Solar |  |  | Interconnected | Trade Secret | Trade | CGR | CGR064 | Residential |  | Trade Secret | 2023 | 2024
20252-215912-02 | Xcel Energy | 85 | 13781 | IOU | 05662162 | 4.725 | Solar |  |  | Interconnected | Trade Secret | Trade | RMT | RMT321 | Residential |  | Trade Secret | 2023 | 2024
20252-215912-02 | Xcel Energy | 85 | 13781 | IOU | 05663252 | 14.44 | Solar |  |  | Interconnected | Trade Secret | Trade | WWK | WWK311 | Commercial |  | Trade Secret | 2023 | 2024
20252-215912-02 | Xcel Energy | 85 | 13781 | IOU | 05663283 | 11.97 | Solar |  |  | Interconnected | Trade Secret | Trade | OAD | OAD075 | Residential |  | Trade Secret | 2023 | 2024
20252-215912-02 | Xcel Energy | 85 | 13781 | IOU | 05663589 | 395 | Solar |  |  | Interconnected | Trade Secret | Trade | LLK | LLK072 | Commercial |  | Trade Secret | 2024 | 2025
20252-215912-02 | Xcel Energy | 85 | 13781 | IOU | 05663672 | 8.376 | Solar |  |  | Interconnected | Trade Secret | Trade | CTR | CTR031 | Residential |  | Trade Secret | 2023 | 2024
20252-215912-02 | Xcel Energy | 85 | 13781 | IOU | 05663843 | 12.16 | Solar |  |  | Interconnected | Trade Secret | Trade | WDY | WDY311 | Residential |  | Trade Secret | 2023 | 2024
20252-215912-02 | Xcel Energy | 85 | 13781 | IOU | 05663949 | 2.52 | Solar |  |  | Interconnected | Trade Secret | Trade | TER | TER062 | Residential |  | Trade Secret | 2023 | 2024
20252-215912-02 | Xcel Energy | 85 | 13781 | IOU | 05663961 | 4.35 | Solar |  |  | Interconnected | Trade Secret | Trade | MOL | MOL078 | Residential |  | Trade Secret | 2023 | 2024
20252-215912-02 | Xcel Energy | 85 | 13781 | IOU | 05663981 | 4.725 | Solar |  |  | Interconnected | Trade Secret | Trade | SOU | SOU060 | Residential |  | Trade Secret | 2023 | 2024
20252-215912-02 | Xcel Energy | 85 | 13781 | IOU | 05664171 | 5.22 | Solar |  |  | Interconnected | Trade Secret | Trade | APA | APA077 | Residential |  | Trade Secret | 2023 | 2024
20252-215912-02 | Xcel Energy | 85 | 13781 | IOU | 05664666 | 6.5 | Solar |  |  | Withdrawn | Trade Secret | Trade | TWL | TWL067 | Residential | Solar*Rewards | Trade Secret | 2023
20252-215912-02 | Xcel Energy | 85 | 13781 | IOU | 05664674 | 10.15 | Solar |  |  | Interconnected | Trade Secret | Trade | SAV | SAV063 | Residential |  | Trade Secret | 2023 | 2024
20252-215912-02 | Xcel Energy | 85 | 13781 | IOU | 05664682 | 5.355 | Solar |  |  | Interconnected | Trade Secret | Trade | MOL | MOL063 | Residential |  | Trade Secret | 2023 | 2024
20252-215912-02 | Xcel Energy | 85 | 13781 | IOU | 05665105 | 3.465 | Solar |  |  | Interconnected | Trade Secret | Trade | OAD | OAD063 | Residential |  | Trade Secret | 2023 | 2024
20252-215912-02 | Xcel Energy | 85 | 13781 | IOU | 05665111 | 2.52 | Solar |  |  | Interconnected | Trade Secret | Trade | TLK | TLK075 | Residential |  | Trade Secret | 2023 | 2024
20252-215912-02 | Xcel Energy | 85 | 13781 | IOU | 05665689 | 10.121 | Solar |  | X | Interconnected | Trade Secret | Trade | RRK | RRK063 | Residential |  | Trade Secret | 2023 | 2024
20252-215912-02 | Xcel Energy | 85 | 13781 | IOU | 05666375 | 12.285 | Solar |  |  | Interconnected | Trade Secret | Trade | LLK | LLK072 | Residential |  | Trade Secret | 2023 | 2024
20252-215912-02 | Xcel Energy | 85 | 13781 | IOU | 05666522 | 0.014 | Solar |  |  | Active Application | Trade Secret | Trade | WSG | WSG076 | Residential |  | Trade Secret | 2023
20252-215912-02 | Xcel Energy | 85 | 13781 | IOU | 05666612 |  |  |  |  | Withdrawn | Trade Secret | Trade |  |  | Residential |  | Trade Secret | 2023
20252-215912-02 | Xcel Energy | 85 | 13781 | IOU | 05666790 | 7.216 | Solar |  |  | Interconnected | Trade Secret | Trade | WDY | WDY311 | Residential |  | Trade Secret | 2023 | 2024
20252-215912-02 | Xcel Energy | 85 | 13781 | IOU | 05666801 | 5.76 | Solar |  |  | Interconnected | Trade Secret | Trade | AFT | AFT322 | Residential |  | Trade Secret | 2023 | 2024
20252-215912-02 | Xcel Energy | 85 | 13781 | IOU | 05666820 | 5.18 | Solar |  |  | Interconnected | Trade Secret | Trade | WDY | WDY311 | Residential |  | Trade Secret | 2023 | 2024
20252-215912-02 | Xcel Energy | 85 | 13781 | IOU | 05666920 |  |  |  |  | Active Application | Trade Secret | Trade |  |  | Residential |  | Trade Secret | 2023
20252-215912-02 | Xcel Energy | 85 | 13781 | IOU | 05667140 | 7.245 | Solar |  |  | Interconnected | Trade Secret | Trade | GNL | GNL063 | Residential |  | Trade Secret | 2023 | 2024
20252-215912-02 | Xcel Energy | 85 | 13781 | IOU | 05667347 |  | Solar |  |  | Active Application | Trade Secret | Trade |  |  | Residential | Solar*Rewards | Trade Secret | 2023
20252-215912-02 | Xcel Energy | 85 | 13781 | IOU | 05667352 | 23.866 | Solar |  |  | Withdrawn | Trade Secret | Trade | GFD | GFD021 | Residential | Solar*Rewards | Trade Secret | 2023
20252-215912-02 | Xcel Energy | 85 | 13781 | IOU | 05667391 | 8.12 | Solar |  |  | Interconnected | Trade Secret | Trade | FSL | FSL312 | Residential |  | Trade Secret | 2024 | 2024
20252-215912-02 | Xcel Energy | 85 | 13781 | IOU | 05668062 | 4.592 | Solar |  |  | Interconnected | Trade Secret | Trade | AFT | AFT322 | Residential |  | Trade Secret | 2023 | 2024
20252-215912-02 | Xcel Energy | 85 | 13781 | IOU | 05668095 | 1875 | Solar |  |  | Active Application | Trade Secret | Trade | WCR | WCR311 | Commercial |  | Trade Secret | 2024
20252-215912-02 | Xcel Energy | 85 | 13781 | IOU | 05668181 | 8 | Solar |  |  | Interconnected | Trade Secret | Trade | WEH | WEH021 | Residential |  | Trade Secret | 2023 | 2024
20252-215912-02 | Xcel Energy | 85 | 13781 | IOU | 05668201 | 7.872 | Solar |  |  | Interconnected | Trade Secret | Trade | RPO | RPO311 | Residential |  | Trade Secret | 2023 | 2024
20252-215912-02 | Xcel Energy | 85 | 13781 | IOU | 05668211 | 4.62 | Solar |  |  | Interconnected | Trade Secret | Trade | WDY | WDY322 | Residential |  | Trade Secret | 2023 | 2024
20252-215912-02 | Xcel Energy | 85 | 13781 | IOU | 05668262 | 900 | Solar |  |  | Active Application | Trade Secret | Trade |  |  | Community Solar Garden | Solar*Rewards Community | Trade Secret | 2023
20252-215912-02 | Xcel Energy | 85 | 13781 | IOU | 05668278 | 0.8 | Solar |  |  | Active Application | Trade Secret | Trade |  |  | Community Solar Garden | Solar*Rewards Community | Trade Secret | 2023
20252-215912-02 | Xcel Energy | 85 | 13781 | IOU | 05668437 | 14.52 | Solar |  |  | Interconnected | Trade Secret | Trade | WDY | WDY322 | Residential |  | Trade Secret | 2023 | 2024
20252-215912-02 | Xcel Energy | 85 | 13781 | IOU | 05668484 | 5.76 | Solar |  |  | Interconnected | Trade Secret | Trade | WDY | WDY311 | Residential |  | Trade Secret | 2024 | 2024
20252-215912-02 | Xcel Energy | 85 | 13781 | IOU | 05668643 | 8.82 | Solar |  |  | Interconnected | Trade Secret | Trade | MPK | MPK074 | Residential |  | Trade Secret | 2023 | 2024
20252-215912-02 | Xcel Energy | 85 | 13781 | IOU | 05669890 | 5.76 | Solar |  |  | Interconnected | Trade Secret | Trade | SOU | SOU073 | Residential |  | Trade Secret | 2024 | 2024
20252-215912-02 | Xcel Energy | 85 | 13781 | IOU | 05670026 | 4.935 | Solar |  |  | Interconnected | Trade Secret | Trade | WES | WES074 | Residential |  | Trade Secret | 2023 | 2024
20252-215912-02 | Xcel Energy | 85 | 13781 | IOU | 05670030 | 7.838 | Solar |  |  | Interconnected | Trade Secret | Trade | MOL | MOL073 | Residential |  | Trade Secret | 2023 | 2024
20252-215912-02 | Xcel Energy | 85 | 13781 | IOU | 05670038 | 2.903 | Solar |  |  | Interconnected | Trade Secret | Trade | RMT | RMT321 | Residential |  | Trade Secret | 2024 | 2024
20252-215912-02 | Xcel Energy | 85 | 13781 | IOU | 05670041 | 3.193 | Solar |  |  | Interconnected | Trade Secret | Trade | MDT | MDT074 | Residential |  | Trade Secret | 2023 | 2024
20252-215912-02 | Xcel Energy | 85 | 13781 | IOU | 05670049 | 3.193 | Solar |  |  | Interconnected | Trade Secret | Trade | GLK | GLK061 | Residential |  | Trade Secret | 2023 | 2024
20252-215912-02 | Xcel Energy | 85 | 13781 | IOU | 05670987 | 2.32 | Solar |  |  | Interconnected | Trade Secret | Trade | BRP | BRP062 | Residential |  | Trade Secret | 2023 | 2024
20252-215912-02 | Xcel Energy | 85 | 13781 | IOU | 05670994 | 5.12 | Solar |  |  | Interconnected | Trade Secret | Trade | SAV | SAV063 | Residential |  | Trade Secret | 2023 | 2024
20252-215912-02 | Xcel Energy | 85 | 13781 | IOU | 05671005 | 7.56 | Solar |  |  | Interconnected | Trade Secret | Trade | CGR | CGR071 | Residential |  | Trade Secret | 2023 | 2024
20252-215912-02 | Xcel Energy | 85 | 13781 | IOU | 05671007 | 7.56 | Solar |  |  | Interconnected | Trade Secret | Trade | APA | APA076 | Residential |  | Trade Secret | 2023 | 2024
20252-215912-02 | Xcel Energy | 85 | 13781 | IOU | 05671114 |  |  |  |  | Withdrawn | Trade Secret | Trade |  |  | Residential |  | Trade Secret | 2023
20252-215912-02 | Xcel Energy | 85 | 13781 | IOU | 05671191 | 15.232 | Solar |  |  | Active Application | Trade Secret | Trade | MEL | MEL078 | Residential |  | Trade Secret | 2023
20252-215912-02 | Xcel Energy | 85 | 13781 | IOU | 05671326 | 13.68 | Solar |  |  | Interconnected | Trade Secret | Trade | WIN | WIN021 | Residential |  | Trade Secret | 2023 | 2024
20252-215912-02 | Xcel Energy | 85 | 13781 | IOU | 05671491 | 5.28 | Solar |  |  | Withdrawn | Trade Secret | Trade | AFT | AFT321 | Residential |  | Trade Secret | 2023
20252-215912-02 | Xcel Energy | 85 | 13781 | IOU | 05671555 | 3 | Solar |  |  | Active Application | Trade Secret | Trade | OAD | OAD061 | Residential |  | Trade Secret | 2024
20252-215912-02 | Xcel Energy | 85 | 13781 | IOU | 05672132 | 1.44 | Solar |  |  | Withdrawn | Trade Secret | Trade | SOU | SOU076 | Residential |  | Trade Secret | 2023
20252-215912-02 | Xcel Energy | 85 | 13781 | IOU | 05672150 | 7.56 | Solar |  |  | Withdrawn | Trade Secret | Trade | DOC | DOC031 | Residential |  | Trade Secret | 2023
20252-215912-02 | Xcel Energy | 85 | 13781 | IOU | 05672331 |  | Solar |  |  | Active Application | Trade Secret | Trade |  |  | Residential | Solar*Rewards | Trade Secret | 2023
20252-215912-02 | Xcel Energy | 85 | 13781 | IOU | 05672351 | 4.645 | Solar |  |  | Active Application | Trade Secret | Trade | RIV | RIV063 | Residential |  | Trade Secret | 2023
20252-215912-02 | Xcel Energy | 85 | 13781 | IOU | 05672354 | 2.903 | Solar |  |  | Interconnected | Trade Secret | Trade | MOL | MOL072 | Residential |  | Trade Secret | 2023 | 2024
20252-215912-02 | Xcel Energy | 85 | 13781 | IOU | 05672665 | 9.184 | Solar |  |  | Interconnected | Trade Secret | Trade | AFT | AFT321 | Residential |  | Trade Secret | 2023 | 2024
20252-215912-02 | Xcel Energy | 85 | 13781 | IOU | 05672668 | 7.26 | Solar |  |  | Interconnected | Trade Secret | Trade | WDY | WDY322 | Residential |  | Trade Secret | 2023 | 2024
20252-215912-02 | Xcel Energy | 85 | 13781 | IOU | 05672671 | 8.32 | Solar |  |  | Interconnected | Trade Secret | Trade | RPO | RPO311 | Residential |  | Trade Secret | 2024 | 2024
20252-215912-02 | Xcel Energy | 85 | 13781 | IOU | 05672676 | 5.94 | Solar |  |  | Withdrawn | Trade Secret | Trade | WDY | WDY311 | Residential |  | Trade Secret | 2023
20252-215912-02 | Xcel Energy | 85 | 13781 | IOU | 05672679 | 3.96 | Solar |  |  | Withdrawn | Trade Secret | Trade | AFT | AFT322 | Residential |  | Trade Secret | 2024
20252-215912-02 | Xcel Energy | 85 | 13781 | IOU | 05672713 | 8.528 | Solar |  |  | Interconnected | Trade Secret | Trade | RPO | RPO311 | Residential |  | Trade Secret | 2023 | 2024
20252-215912-02 | Xcel Energy | 85 | 13781 | IOU | 05672764 |  |  |  |  | Withdrawn | Trade Secret | Trade |  |  | Residential |  | Trade Secret | 2023
20252-215912-02 | Xcel Energy | 85 | 13781 | IOU | 05672945 | 16.695 | Solar |  |  | Interconnected | Trade Secret | Trade | BCR | BCR083 | Residential |  | Trade Secret | 2024 | 2024
20252-215912-02 | Xcel Energy | 85 | 13781 | IOU | 05674192 | 3.84 | Storage |  |  | Interconnected | Trade Secret | Trade | APA | APA075 | Residential |  | Trade Secret | 2024 | 2023
20252-215912-02 | Xcel Energy | 85 | 13781 | IOU | 05674345 | 5.248 | Solar |  |  | Interconnected | Trade Secret | Trade | RPO | RPO311 | Residential |  | Trade Secret | 2024 | 2024
20252-215912-02 | Xcel Energy | 85 | 13781 | IOU | 05674465 |  | Solar |  |  | Active Application | Trade Secret | Trade |  |  | Residential | Solar*Rewards | Trade Secret | 2023
20252-215912-02 | Xcel Energy | 85 | 13781 | IOU | 05674613 | 1000 | Solar |  |  | Active Application | Trade Secret | Trade | SDX | SDX311 | Community Solar Garden | Solar*Rewards Community | Trade Secret | 2023
20252-215912-02 | Xcel Energy | 85 | 13781 | IOU | 05675108 | 5.904 | Solar |  |  | Interconnected | Trade Secret | Trade | RPO | RPO311 | Residential |  | Trade Secret | 2023 | 2024
20252-215912-02 | Xcel Energy | 85 | 13781 | IOU | 05675279 | 410 | Solar |  |  | Active Application | Trade Secret | Trade |  |  | Community Solar Garden | Solar*Rewards Community | Trade Secret | 2023
20252-215912-02 | Xcel Energy | 85 | 13781 | IOU | 05675363 | 51.08 | Solar |  | X | Active Application | Trade Secret | Trade | EXC | EXC061 | Residential |  | Trade Secret | 2024
20252-215912-02 | Xcel Energy | 85 | 13781 | IOU | 05675478 | 7.8 | Solar |  |  | Interconnected | Trade Secret | Trade | DHL | DHL061 | Residential |  | Trade Secret | 2023 | 2024
20252-215912-02 | Xcel Energy | 85 | 13781 | IOU | 05675516 | 5000 | Solar |  |  | Withdrawn | Trade Secret | Trade |  |  | Residential | Other | Trade Secret | 2023
20252-215912-02 | Xcel Energy | 85 | 13781 | IOU | 05675569 |  |  |  |  | Active Application | Trade Secret | Trade |  |  | Residential |  | Trade Secret | 2023
20252-215912-02 | Xcel Energy | 85 | 13781 | IOU | 05676053 | 2000 | Solar |  |  | Active Application | Trade Secret | Trade |  |  | Community Solar Garden | Solar*Rewards Community | Trade Secret | 2023
20252-215912-02 | Xcel Energy | 85 | 13781 | IOU | 05676449 | 9.184 | Solar |  |  | Interconnected | Trade Secret | Trade | AFT | AFT322 | Residential |  | Trade Secret | 2024 | 2024
20252-215912-02 | Xcel Energy | 85 | 13781 | IOU | 05676465 | 8.528 | Solar |  |  | Interconnected | Trade Secret | Trade | RRK | RRK064 | Residential |  | Trade Secret | 2024 | 2024
20252-215912-02 | Xcel Energy | 85 | 13781 | IOU | 05676532 |  | Solar |  |  | Withdrawn | Trade Secret | Trade |  |  | Residential | Solar*Rewards | Trade Secret | 2023
20252-215912-02 | Xcel Energy | 85 | 13781 | IOU | 05676561 | 7.872 | Solar |  |  | Interconnected | Trade Secret | Trade | RPO | RPO311 | Residential |  | Trade Secret | 2024 | 2024
20252-215912-02 | Xcel Energy | 85 | 13781 | IOU | 05676563 |  | Solar |  |  | Active Application | Trade Secret | Trade |  |  | Residential | Solar*Rewards | Trade Secret | 2023
20252-215912-02 | Xcel Energy | 85 | 13781 | IOU | 05676910 | 4.935 | Solar |  |  | Interconnected | Trade Secret | Trade | HSN | HSN321 | Residential |  | Trade Secret | 2023 | 2024
20252-215912-02 | Xcel Energy | 85 | 13781 | IOU | 05676922 | 4.48 | Solar |  |  | Interconnected | Trade Secret | Trade | TWL | TWL074 | Residential |  | Trade Secret | 2024 | 2024
20252-215912-02 | Xcel Energy | 85 | 13781 | IOU | 05677019 | 400 | Solar |  |  | Withdrawn | Trade Secret | Trade |  |  | Community Solar Garden | Solar*Rewards Community | Trade Secret | 2023
20252-215912-02 | Xcel Energy | 85 | 13781 | IOU | 05677047 |  | Solar |  |  | Active Application | Trade Secret | Trade |  |  | Residential | Solar*Rewards | Trade Secret | 2023
20252-215912-02 | Xcel Energy | 85 | 13781 | IOU | 05677055 | 7.875 | Solar |  |  | Interconnected | Trade Secret | Trade | CGR | CGR071 | Residential |  | Trade Secret | 2024 | 2024
20252-215912-02 | Xcel Energy | 85 | 13781 | IOU | 05677119 |  |  |  |  | Withdrawn | Trade Secret | Trade | SOU | SOU076 | Residential |  | Trade Secret | 2023
20252-215912-02 | Xcel Energy | 85 | 13781 | IOU | 05677153 | 9.45 | Solar |  |  | Interconnected | Trade Secret | Trade | MOL | MOL064 | Residential |  | Trade Secret | 2024 | 2024
20252-215912-02 | Xcel Energy | 85 | 13781 | IOU | 05677260 | 5.04 | Solar |  |  | Interconnected | Trade Secret | Trade | FAB | FAB071 | Residential |  | Trade Secret | 2023 | 2024
20252-215912-02 | Xcel Energy | 85 | 13781 | IOU | 05677549 |  |  |  |  | Active Application | Trade Secret | Trade |  |  | Residential |  | Trade Secret | 2023
20252-215912-02 | Xcel Energy | 85 | 13781 | IOU | 05677680 | 1000 | Solar |  |  | Withdrawn | Trade Secret | Trade | AVN | AVN021 | Community Solar Garden | Solar*Rewards Community | Trade Secret | 2023
20252-215912-02 | Xcel Energy | 85 | 13781 | IOU | 05677961 | 4995 | Solar |  |  | Withdrawn | Trade Secret | Trade |  |  | Residential | Other | Trade Secret | 2023
20252-215912-02 | Xcel Energy | 85 | 13781 | IOU | 05678008 |  | Solar |  |  | Active Application | Trade Secret | Trade |  |  | Residential | Solar*Rewards | Trade Secret | 2023
20252-215912-02 | Xcel Energy | 85 | 13781 | IOU | 05678538 | 3.84 | Solar |  |  | Interconnected | Trade Secret | Trade | RPO | RPO311 | Residential |  | Trade Secret | 2023 | 2024
20252-215912-02 | Xcel Energy | 85 | 13781 | IOU | 05678560 | 3.936 | Solar |  |  | Interconnected | Trade Secret | Trade | RRK | RRK064 | Residential |  | Trade Secret | 2024 | 2024
20252-215912-02 | Xcel Energy | 85 | 13781 | IOU | 05678567 | 5.12 | Solar |  |  | Interconnected | Trade Secret | Trade | AFT | AFT322 | Residential |  | Trade Secret | 2023 | 2024
20252-215912-02 | Xcel Energy | 85 | 13781 | IOU | 05678643 | 7.216 | Solar |  |  | Interconnected | Trade Secret | Trade | CGR | CGR071 | Residential |  | Trade Secret | 2024 | 2024
20252-215912-02 | Xcel Energy | 85 | 13781 | IOU | 05678650 | 4.592 | Solar |  |  | Interconnected | Trade Secret | Trade | AFT | AFT321 | Residential |  | Trade Secret | 2024 | 2024
20252-215912-02 | Xcel Energy | 85 | 13781 | IOU | 05678682 | 1000 | Solar |  |  | Active Application | Trade Secret | Trade |  |  | Community Solar Garden | Solar*Rewards Community | Trade Secret | 2023
20252-215912-02 | Xcel Energy | 85 | 13781 | IOU | 05678699 | 14.82 | Solar |  |  | Active Application | Trade Secret | Trade | UPP | UPP063 | Commercial |  | Trade Secret | 2024
20252-215912-02 | Xcel Energy | 85 | 13781 | IOU | 05678942 | 975 | Solar |  |  | Active Application | Trade Secret | Trade | FAP | FAP061 | Community Solar Garden | Solar*Rewards Community | Trade Secret | 2024
20252-215912-02 | Xcel Energy | 85 | 13781 | IOU | 05678981 | 960 | Solar |  |  | Active Application | Trade Secret | Trade | FAP | FAP061 | Community Solar Garden | Solar*Rewards Community | Trade Secret | 2024
20252-215912-02 | Xcel Energy | 85 | 13781 | IOU | 05678982 | 4.16 | Solar |  |  | Withdrawn | Trade Secret | Trade | PAT | PAT313 | Residential | Solar*Rewards | Trade Secret | 2023
20252-215912-02 | Xcel Energy | 85 | 13781 | IOU | 05679005 |  |  |  |  | Withdrawn | Trade Secret | Trade |  |  | Residential |  | Trade Secret | 2023
20252-215912-02 | Xcel Energy | 85 | 13781 | IOU | 05679195 | 35.44 | Solar |  |  | Withdrawn | Trade Secret | Trade | MND | MND062 | Residential |  | Trade Secret | 2023
20252-215912-02 | Xcel Energy | 85 | 13781 | IOU | 05679727 | 10.395 | Solar |  |  | Active Application | Trade Secret | Trade | WAB | WAB031 | Residential |  | Trade Secret | 2024
20252-215912-02 | Xcel Energy | 85 | 13781 | IOU | 05680086 | 7.872 | Solar |  |  | Interconnected | Trade Secret | Trade | AFT | AFT322 | Residential |  | Trade Secret | 2024 | 2024
20252-215912-02 | Xcel Energy | 85 | 13781 | IOU | 05680121 | 4.79 | Solar |  |  | Withdrawn | Trade Secret | Trade | PIL | PIL022 | Commercial |  | Trade Secret | 2023
20252-215912-02 | Xcel Energy | 85 | 13781 | IOU | 05680827 | 7.872 | Solar |  |  | Interconnected | Trade Secret | Trade | RRK | RRK064 | Residential |  | Trade Secret | 2024 | 2024
20252-215912-02 | Xcel Energy | 85 | 13781 | IOU | 05680853 | 6.56 | Solar |  |  | Interconnected | Trade Secret | Trade | WCS | WCS062 | Residential |  | Trade Secret | 2024 | 2024
20252-215912-02 | Xcel Energy | 85 | 13781 | IOU | 05680994 | 5.933 | Solar |  |  | Interconnected | Trade Secret | Trade | SLP | SLP085 | Residential |  | Trade Secret | 2024 | 2024
20252-215912-02 | Xcel Energy | 85 | 13781 | IOU | 05681070 | 5.248 | Solar |  |  | Interconnected | Trade Secret | Trade | AFT | AFT321 | Residential |  | Trade Secret | 2024 | 2024
20252-215912-02 | Xcel Energy | 85 | 13781 | IOU | 05681081 | 5000 | Solar |  |  | Active Application | Trade Secret | Trade |  |  | Community Solar Garden | Solar*Rewards Community | Trade Secret | 2023
20252-215912-02 | Xcel Energy | 85 | 13781 | IOU | 05681454 | 775 | Solar |  |  | Withdrawn | Trade Secret | Trade |  |  | Community Solar Garden | Solar*Rewards Community | Trade Secret | 2023
20252-215912-02 | Xcel Energy | 85 | 13781 | IOU | 05681831 | 39.5 | Solar |  |  | Interconnected | Trade Secret | Trade | ALD | ALD084 | Commercial | Solar*Rewards | Trade Secret | 2023 | 2024
20252-215912-02 | Xcel Energy | 85 | 13781 | IOU | 05682035 |  |  |  |  | Active Application | Trade Secret | Trade |  |  | Residential |  | Trade Secret | 2023
20252-215912-02 | Xcel Energy | 85 | 13781 | IOU | 05682139 | 39.999 | Solar |  |  | Active Application | Trade Secret | Trade | ALD | ALD076 | Commercial | Solar*Rewards | Trade Secret | 2023
20252-215912-02 | Xcel Energy | 85 | 13781 | IOU | 05682213 | 4.592 | Solar |  |  | Interconnected | Trade Secret | Trade | RRK | RRK064 | Residential |  | Trade Secret | 2024 | 2024
20252-215912-02 | Xcel Energy | 85 | 13781 | IOU | 05682476 | 3.15 | Solar |  |  | Interconnected | Trade Secret | Trade | SLP | SLP083 | Residential |  | Trade Secret | 2024 | 2024
20252-215912-02 | Xcel Energy | 85 | 13781 | IOU | 05682505 | 3.15 | Solar |  |  | Interconnected | Trade Secret | Trade | TLK | TLK073 | Residential |  | Trade Secret | 2024 | 2024
20252-215912-02 | Xcel Energy | 85 | 13781 | IOU | 05682555 | 4.095 | Solar |  |  | Interconnected | Trade Secret | Trade | WIL | WIL082 | Residential |  | Trade Secret | 2023 | 2024
20252-215912-02 | Xcel Energy | 85 | 13781 | IOU | 05682607 | 3.484 | Solar |  |  | Interconnected | Trade Secret | Trade | ECK | ECK321 | Residential |  | Trade Secret | 2023 | 2024
20252-215912-02 | Xcel Energy | 85 | 13781 | IOU | 05682637 | 11.34 | Solar |  |  | Interconnected | Trade Secret | Trade | CTF | CTF022 | Residential |  | Trade Secret | 2024 | 2024
20252-215912-02 | Xcel Energy | 85 | 13781 | IOU | 05682990 | 1000 | Solar |  |  | Active Application | Trade Secret | Trade |  |  | Community Solar Garden | Solar*Rewards Community | Trade Secret | 2023
20252-215912-02 | Xcel Energy | 85 | 13781 | IOU | 05683504 | 13.23 | Solar |  |  | Interconnected | Trade Secret | Trade | RAM | RAM072 | Residential |  | Trade Secret | 2024 | 2024
20252-215912-02 | Xcel Energy | 85 | 13781 | IOU | 05683730 | 6.72 | Solar |  |  | Interconnected | Trade Secret | Trade | STO | STO002 | Residential |  | Trade Secret | 2024 | 2024
20252-215912-02 | Xcel Energy | 85 | 13781 | IOU | 05683812 | 5.904 | Solar |  |  | Interconnected | Trade Secret | Trade | RRK | RRK064 | Residential |  | Trade Secret | 2024 | 2024
20252-215912-02 | Xcel Energy | 85 | 13781 | IOU | 05683933 |  | Solar |  |  | Active Application | Trade Secret | Trade |  |  | Community Solar Garden | Solar*Rewards Community | Trade Secret | 2023
20252-215912-02 | Xcel Energy | 85 | 13781 | IOU | 05684566 |  |  |  |  | Active Application | Trade Secret | Trade |  |  | Residential |  | Trade Secret | 2023
20252-215912-02 | Xcel Energy | 85 | 13781 | IOU | 05684810 |  | Solar |  |  | Active Application | Trade Secret | Trade |  |  | Residential | Solar*Rewards | Trade Secret | 2023
20252-215912-02 | Xcel Energy | 85 | 13781 | IOU | 05685022 |  |  |  |  | Withdrawn | Trade Secret | Trade |  |  | Residential |  | Trade Secret | 2023
20252-215912-02 | Xcel Energy | 85 | 13781 | IOU | 05685113 | 3.78 | Solar |  |  | Interconnected | Trade Secret | Trade | APA | APA077 | Residential |  | Trade Secret | 2024 | 2024
20252-215912-02 | Xcel Energy | 85 | 13781 | IOU | 05685434 |  |  |  |  | Active Application | Trade Secret | Trade |  |  | Residential |  | Trade Secret | 2023
20252-215912-02 | Xcel Energy | 85 | 13781 | IOU | 05685823 | 12.16 | Solar |  |  | Withdrawn | Trade Secret | Trade | PIP | PIP090 | Residential | Solar*Rewards | Trade Secret | 2023
20252-215912-02 | Xcel Energy | 85 | 13781 | IOU | 05685907 | 1000 | Solar |  |  | Active Application | Trade Secret | Trade |  |  | Community Solar Garden | Solar*Rewards Community | Trade Secret | 2023
20252-215912-02 | Xcel Energy | 85 | 13781 | IOU | 05685909 | 6.3 | Solar |  |  | Interconnected | Trade Secret | Trade | LOK | LOK062 | Residential |  | Trade Secret | 2023 | 2024
20252-215912-02 | Xcel Energy | 85 | 13781 | IOU | 05686235 | 7 | Solar |  |  | Withdrawn | Trade Secret | Trade | MOL | MOL072 | Residential | Solar*Rewards | Trade Secret | 2023
20252-215912-02 | Xcel Energy | 85 | 13781 | IOU | 05686300 | 14.432 | Solar |  |  | Interconnected | Trade Secret | Trade | RAM | RAM071 | Residential |  | Trade Secret | 2024 | 2024
20252-215912-02 | Xcel Energy | 85 | 13781 | IOU | 05687102 | 1000 | Solar |  |  | Active Application | Trade Secret | Trade |  |  | Community Solar Garden | Solar*Rewards Community | Trade Secret | 2023
20252-215912-02 | Xcel Energy | 85 | 13781 | IOU | 05687622 | 840 | Solar |  |  | Withdrawn | Trade Secret | Trade | HSN | HSN322 | Community Solar Garden | Solar*Rewards Community | Trade Secret | 2024
20252-215912-02 | Xcel Energy | 85 | 13781 | IOU | 05687888 | 3.747 | Solar |  |  | Active Application | Trade Secret | Trade | MHW | MHW311 | Residential |  | Trade Secret | 2023
20252-215912-02 | Xcel Energy | 85 | 13781 | IOU | 05688067 |  | Solar |  |  | Withdrawn | Trade Secret | Trade |  |  | Residential | Solar*Rewards | Trade Secret | 2023
20252-215912-02 | Xcel Energy | 85 | 13781 | IOU | 05688267 | 4.8 | Solar |  |  | Withdrawn | Trade Secret | Trade | SOU | SOU064 | Residential | Solar*Rewards | Trade Secret | 2023
20252-215912-02 | Xcel Energy | 85 | 13781 | IOU | 05688352 | 5.04 | Solar |  |  | Withdrawn | Trade Secret | Trade | CHE | CHE065 | Residential |  | Trade Secret | 2024
20252-215912-02 | Xcel Energy | 85 | 13781 | IOU | 05688599 | 400 | Solar |  |  | Withdrawn | Trade Secret | Trade | RVA | RVA061 | Community Solar Garden | Solar*Rewards Community | Trade Secret | 2024
20252-215912-02 | Xcel Energy | 85 | 13781 | IOU | 05688602 | 870 | Solar |  |  | Withdrawn | Trade Secret | Trade | EDA | EDA062 | Community Solar Garden | Solar*Rewards Community | Trade Secret | 2024
20252-215912-02 | Xcel Energy | 85 | 13781 | IOU | 05688604 | 660 | Solar |  |  | Withdrawn | Trade Secret | Trade | WEH | WEH021 | Community Solar Garden | Solar*Rewards Community | Trade Secret | 2024
20252-215912-02 | Xcel Energy | 85 | 13781 | IOU | 05688609 | 840 | Solar |  |  | Withdrawn | Trade Secret | Trade | ECK | ECK063 | Community Solar Garden | Solar*Rewards Community | Trade Secret | 2024
20252-215912-02 | Xcel Energy | 85 | 13781 | IOU | 05688611 | 840 | Solar |  |  | Withdrawn | Trade Secret | Trade | HYL | HYL063 | Community Solar Garden | Solar*Rewards Community | Trade Secret | 2024
20252-215912-02 | Xcel Energy | 85 | 13781 | IOU | 05688616 | 840 | Solar |  |  | Withdrawn | Trade Secret | Trade | BCR | BCR061 | Community Solar Garden | Solar*Rewards Community | Trade Secret | 2024
20252-215912-02 | Xcel Energy | 85 | 13781 | IOU | 05688620 | 470 | Solar |  |  | Withdrawn | Trade Secret | Trade | WSG | WSG362 | Community Solar Garden | Solar*Rewards Community | Trade Secret | 2024
20252-215912-02 | Xcel Energy | 85 | 13781 | IOU | 05688623 |  | Solar |  |  | Active Application | Trade Secret | Trade |  |  | Residential | Solar*Rewards | Trade Secret | 2023
20252-215912-02 | Xcel Energy | 85 | 13781 | IOU | 05688703 | 4.725 | Solar |  |  | Interconnected | Trade Secret | Trade | MPK | MPK074 | Residential |  | Trade Secret | 2024 | 2024
20252-215912-02 | Xcel Energy | 85 | 13781 | IOU | 05688764 | 4.095 | Solar |  |  | Interconnected | Trade Secret | Trade | PAT | PAT313 | Residential |  | Trade Secret | 2024 | 2024
20252-215912-02 | Xcel Energy | 85 | 13781 | IOU | 05689522 | 900 | Solar |  |  | Active Application | Trade Secret | Trade |  |  | Community Solar Garden | Solar*Rewards Community | Trade Secret | 2023
20252-215912-02 | Xcel Energy | 85 | 13781 | IOU | 05689544 | 3300 | Solar |  |  | Active Application | Trade Secret | Trade |  |  | Community Solar Garden | Solar*Rewards Community | Trade Secret | 2024
20252-215912-02 | Xcel Energy | 85 | 13781 | IOU | 05689590 | 4750 | Solar |  |  | Active Application | Trade Secret | Trade |  |  | Community Solar Garden | Solar*Rewards Community | Trade Secret | 2024
20252-215912-02 | Xcel Energy | 85 | 13781 | IOU | 05689604 | 1375 | Solar |  |  | Active Application | Trade Secret | Trade |  |  | Community Solar Garden | Solar*Rewards Community | Trade Secret | 2024
20252-215912-02 | Xcel Energy | 85 | 13781 | IOU | 05689619 | 3375 | Solar |  |  | Active Application | Trade Secret | Trade |  |  | Community Solar Garden | Solar*Rewards Community | Trade Secret | 2024
20252-215912-02 | Xcel Energy | 85 | 13781 | IOU | 05689626 | 4750 | Solar |  |  | Active Application | Trade Secret | Trade |  |  | Community Solar Garden | Solar*Rewards Community | Trade Secret | 2024
20252-215912-02 | Xcel Energy | 85 | 13781 | IOU | 05689717 | 2500 | Solar |  |  | Active Application | Trade Secret | Trade |  |  | Community Solar Garden | Solar*Rewards Community | Trade Secret | 2024
20252-215912-02 | Xcel Energy | 85 | 13781 | IOU | 05689763 | 529.464 | Solar |  |  | Active Application | Trade Secret | Trade | RIV | RIV061 | Community Solar Garden | Solar*Rewards Community | Trade Secret | 2024
20252-215912-02 | Xcel Energy | 85 | 13781 | IOU | 05689895 |  |  |  |  | Active Application | Trade Secret | Trade |  |  | Residential |  | Trade Secret | 2024
20252-215912-02 | Xcel Energy | 85 | 13781 | IOU | 05689897 |  |  |  |  | Active Application | Trade Secret | Trade |  |  | Residential |  | Trade Secret | 2024
20252-215912-02 | Xcel Energy | 85 | 13781 | IOU | 05689968 | 5000 | Solar |  |  | Active Application | Trade Secret | Trade |  |  | Community Solar Garden | Solar*Rewards Community | Trade Secret | 2024
20252-215912-02 | Xcel Energy | 85 | 13781 | IOU | 05690674 | 22.848 | Solar |  |  | Active Application | Trade Secret | Trade | PAT | PAT312 | Commercial |  | Trade Secret | 2024
20252-215912-02 | Xcel Energy | 85 | 13781 | IOU | 05690797 |  |  |  |  | Active Application | Trade Secret | Trade |  |  | Residential |  | Trade Secret | 2024
20252-215912-02 | Xcel Energy | 85 | 13781 | IOU | 05691377 |  |  |  |  | Withdrawn | Trade Secret | Trade | STY | STY062 | Residential |  | Trade Secret | 2024
20252-215912-02 | Xcel Energy | 85 | 13781 | IOU | 05691931 | 6.72 | Solar |  |  | Interconnected | Trade Secret | Trade | CAF | CAF021 | Residential |  | Trade Secret | 2024 | 2024
20252-215912-02 | Xcel Energy | 85 | 13781 | IOU | 05692437 | 5000 | Solar |  |  | Withdrawn | Trade Secret | Trade |  |  | Residential | Other | Trade Secret | 2024
20252-215912-02 | Xcel Energy | 85 | 13781 | IOU | 05692618 | 14.805 | Solar |  |  | Interconnected | Trade Secret | Trade | LEX | LEX333 | Residential |  | Trade Secret | 2024 | 2024
20252-215912-02 | Xcel Energy | 85 | 13781 | IOU | 05693609 | 15.12 | Solar |  |  | Interconnected | Trade Secret | Trade | DOC | DOC021 | Residential |  | Trade Secret | 2024 | 2024
20252-215912-02 | Xcel Energy | 85 | 13781 | IOU | 05693611 | 7.875 | Solar |  |  | Interconnected | Trade Secret | Trade | RLK | RLK079 | Residential |  | Trade Secret | 2024 | 2024
20252-215912-02 | Xcel Energy | 85 | 13781 | IOU | 05693631 | 5.226 | Solar |  |  | Interconnected | Trade Secret | Trade | WCR | WCR321 | Residential |  | Trade Secret | 2024 | 2024
20252-215912-02 | Xcel Energy | 85 | 13781 | IOU | 05693898 | 5.516 | Solar |  |  | Interconnected | Trade Secret | Trade | APA | APA072 | Residential |  | Trade Secret | 2024 | 2024
20252-215912-02 | Xcel Energy | 85 | 13781 | IOU | 05693910 | 3.774 | Solar |  |  | Interconnected | Trade Secret | Trade | CGR | CGR061 | Residential |  | Trade Secret | 2024 | 2024
20252-215912-02 | Xcel Energy | 85 | 13781 | IOU | 05693946 | 10.395 | Solar |  |  | Interconnected | Trade Secret | Trade | WCR | WCR322 | Residential |  | Trade Secret | 2024 | 2024
20252-215912-02 | Xcel Energy | 85 | 13781 | IOU | 05693955 | 5.04 | Solar |  |  | Withdrawn | Trade Secret | Trade | TLK | TLK073 | Residential |  | Trade Secret | 2024
20252-215912-02 | Xcel Energy | 85 | 13781 | IOU | 05693974 | 2.613 | Solar |  |  | Withdrawn | Trade Secret | Trade | BRP | BRP063 | Residential |  | Trade Secret | 2024
20252-215912-02 | Xcel Energy | 85 | 13781 | IOU | 05694273 | 9.92 | Solar |  |  | Interconnected | Trade Secret | Trade | WCR | WCR063 | Residential |  | Trade Secret | 2024 | 2024
20252-215912-02 | Xcel Energy | 85 | 13781 | IOU | 05694458 | 2.275 | Solar |  |  | Withdrawn | Trade Secret | Trade | WIN | WIN043 | Commercial |  | Trade Secret | 2024
20252-215912-02 | Xcel Energy | 85 | 13781 | IOU | 05694998 |  |  |  |  | Withdrawn | Trade Secret | Trade |  |  | Residential |  | Trade Secret | 2024
20252-215912-02 | Xcel Energy | 85 | 13781 | IOU | 05695347 | 13.262 | Solar |  |  | Active Application | Trade Secret | Trade | HUG | HUG311 | Residential |  | Trade Secret | 2024
20252-215912-02 | Xcel Energy | 85 | 13781 | IOU | 05695390 | 5.04 | Solar |  |  | Interconnected | Trade Secret | Trade | MPK | MPK083 | Residential |  | Trade Secret | 2024 | 2024
20252-215912-02 | Xcel Energy | 85 | 13781 | IOU | 05695431 | 6.615 | Solar |  |  | Interconnected | Trade Secret | Trade | HWW | HWW074 | Residential |  | Trade Secret | 2024 | 2024
20252-215912-02 | Xcel Energy | 85 | 13781 | IOU | 05696519 | 67.299 | Solar |  |  | Interconnected | Trade Secret | Trade | WAT | WAT221 | Commercial |  | Trade Secret | 2024 | 2025
20252-215912-02 | Xcel Energy | 85 | 13781 | IOU | 05696738 | 5.052 | Solar |  |  | Interconnected | Trade Secret | Trade | FAP | FAP062 | Residential |  | Trade Secret | 2024 | 2024
20252-215912-02 | Xcel Energy | 85 | 13781 | IOU | 05697004 | 3.193 | Solar |  |  | Active Application | Trade Secret | Trade | UPP | UPP085 | Residential |  | Trade Secret | 2024
20252-215912-02 | Xcel Energy | 85 | 13781 | IOU | 05697040 | 2.903 | Solar |  |  | Active Application | Trade Secret | Trade | CGR | CGR062 | Residential |  | Trade Secret | 2024
20252-215912-02 | Xcel Energy | 85 | 13781 | IOU | 05697102 | 2.323 | Solar |  |  | Interconnected | Trade Secret | Trade | SLP | SLP086 | Residential |  | Trade Secret | 2024 | 2024
20252-215912-02 | Xcel Energy | 85 | 13781 | IOU | 05697113 | 4.355 | Solar |  |  | Active Application | Trade Secret | Trade | NMC | NMC082 | Residential |  | Trade Secret | 2024
20252-215912-02 | Xcel Energy | 85 | 13781 | IOU | 05697114 | 5.04 | Solar |  |  | Interconnected | Trade Secret | Trade | HWW | HWW072 | Residential |  | Trade Secret | 2024 | 2024
20252-215912-02 | Xcel Energy | 85 | 13781 | IOU | 05697139 | 5.355 | Solar |  |  | Interconnected | Trade Secret | Trade | PKL | PKL085 | Residential |  | Trade Secret | 2024 | 2024
20252-215912-02 | Xcel Energy | 85 | 13781 | IOU | 05697151 | 4.725 | Solar |  |  | Interconnected | Trade Secret | Trade | RAM | RAM071 | Residential |  | Trade Secret | 2024 | 2024
20252-215912-02 | Xcel Energy | 85 | 13781 | IOU | 05698018 | 4.935 | Solar |  |  | Interconnected | Trade Secret | Trade | BYT | BYT072 | Residential |  | Trade Secret | 2024 | 2024
20252-215912-02 | Xcel Energy | 85 | 13781 | IOU | 05698038 | 7.875 | Solar |  |  | Interconnected | Trade Secret | Trade | WCR | WCR322 | Residential |  | Trade Secret | 2024 | 2024
20252-215912-02 | Xcel Energy | 85 | 13781 | IOU | 05698047 | 7.548 | Solar |  |  | Interconnected | Trade Secret | Trade | OAD | OAD065 | Residential |  | Trade Secret | 2024 | 2024
20252-215912-02 | Xcel Energy | 85 | 13781 | IOU | 05698057 | 9.135 | Solar |  |  | Interconnected | Trade Secret | Trade | AHI | AHI063 | Residential |  | Trade Secret | 2024 | 2024
20252-215912-02 | Xcel Energy | 85 | 13781 | IOU | 05698059 | 3.774 | Solar |  |  | Interconnected | Trade Secret | Trade | PKL | PKL066 | Residential |  | Trade Secret | 2024 | 2024
20252-215912-02 | Xcel Energy | 85 | 13781 | IOU | 05698065 | 3.15 | Solar |  |  | Interconnected | Trade Secret | Trade | SOU | SOU064 | Residential |  | Trade Secret | 2024 | 2024
20252-215912-02 | Xcel Energy | 85 | 13781 | IOU | 05698108 | 3.774 | Solar |  |  | Active Application | Trade Secret | Trade | WES | WES062 | Residential |  | Trade Secret | 2024
20252-215912-02 | Xcel Energy | 85 | 13781 | IOU | 05698222 | 2.52 | Solar |  |  | Active Application | Trade Secret | Trade | ALD | ALD097 | Residential |  | Trade Secret | 2024
20252-215912-02 | Xcel Energy | 85 | 13781 | IOU | 05699356 | 4.064 | Solar |  |  | Interconnected | Trade Secret | Trade | WES | WES061 | Residential |  | Trade Secret | 2024 | 2024
20252-215912-02 | Xcel Energy | 85 | 13781 | IOU | 05699965 |  |  |  |  | Withdrawn | Trade Secret | Trade | WIL | WIL091 | Commercial |  | Trade Secret | 2024
20252-215912-02 | Xcel Energy | 85 | 13781 | IOU | 05700407 | 6.3 | Solar |  |  | Interconnected | Trade Secret | Trade | WIL | WIL074 | Residential |  | Trade Secret | 2024 | 2024
20252-215912-02 | Xcel Energy | 85 | 13781 | IOU | 05701743 | 11.808 | Solar |  |  | Interconnected | Trade Secret | Trade | CGR | CGR072 | Residential |  | Trade Secret | 2024 | 2024
20252-215912-02 | Xcel Energy | 85 | 13781 | IOU | 05701760 | 5.904 | Solar |  |  | Interconnected | Trade Secret | Trade | CGR | CGR072 | Residential |  | Trade Secret | 2024 | 2024
20252-215912-02 | Xcel Energy | 85 | 13781 | IOU | 05701781 | 4.725 | Solar |  |  | Interconnected | Trade Secret | Trade | RPL | RPL063 | Residential |  | Trade Secret | 2024 | 2024
20252-215912-02 | Xcel Energy | 85 | 13781 | IOU | 05701970 | 4.41 | Solar |  |  | Active Application | Trade Secret | Trade | WAT | WAT081 | Residential |  | Trade Secret | 2024
20252-215912-02 | Xcel Energy | 85 | 13781 | IOU | 05702556 | 13.12 | Solar |  |  | Interconnected | Trade Secret | Trade | CGR | CGR064 | Residential |  | Trade Secret | 2024 | 2024
20252-215912-02 | Xcel Energy | 85 | 13781 | IOU | 05702575 | 99.5 | Solar |  |  | Active Application | Trade Secret | Trade | MOL | MOL071 | Commercial |  | Trade Secret | 2024
20252-215912-02 | Xcel Energy | 85 | 13781 | IOU | 05702656 | 2.6 | Solar |  |  | Interconnected | Trade Secret | Trade | WIL | WIL062 | Commercial |  | Trade Secret | 2024 | 2025
20252-215912-02 | Xcel Energy | 85 | 13781 | IOU | 05702748 | 4500 | Solar |  |  | Active Application | Trade Secret | Trade |  |  | Residential |  | Trade Secret | 2024
20252-215912-02 | Xcel Energy | 85 | 13781 | IOU | 05702847 |  |  |  |  | Active Application | Trade Secret | Trade |  |  | Residential |  | Trade Secret | 2024
20252-215912-02 | Xcel Energy | 85 | 13781 | IOU | 05702859 |  |  |  |  | Active Application | Trade Secret | Trade |  |  | Residential |  | Trade Secret | 2024
20252-215912-02 | Xcel Energy | 85 | 13781 | IOU | 05703008 | 11.152 | Solar |  |  | Interconnected | Trade Secret | Trade | AFT | AFT322 | Residential |  | Trade Secret | 2024 | 2024
20252-215912-02 | Xcel Energy | 85 | 13781 | IOU | 05703112 |  |  |  |  | Active Application | Trade Secret | Trade |  |  | Residential |  | Trade Secret | 2024
20252-215912-02 | Xcel Energy | 85 | 13781 | IOU | 05703168 |  |  |  |  | Active Application | Trade Secret | Trade |  |  | Residential |  | Trade Secret | 2024
20252-215912-02 | Xcel Energy | 85 | 13781 | IOU | 05703894 | 5.904 | Solar |  |  | Interconnected | Trade Secret | Trade | CHE | CHE076 | Residential |  | Trade Secret | 2024 | 2024
20252-215912-02 | Xcel Energy | 85 | 13781 | IOU | 05703899 | 3.936 | Solar |  |  | Interconnected | Trade Secret | Trade | CHE | CHE064 | Residential |  | Trade Secret | 2024 | 2024
20252-215912-02 | Xcel Energy | 85 | 13781 | IOU | 05703944 | 5.904 | Solar |  |  | Interconnected | Trade Secret | Trade | CHE | CHE076 | Residential |  | Trade Secret | 2024 | 2024
20252-215912-02 | Xcel Energy | 85 | 13781 | IOU | 05704101 | 4.095 | Solar |  |  | Active Application | Trade Secret | Trade | VMR | VMR062 | Residential |  | Trade Secret | 2024
20252-215912-02 | Xcel Energy | 85 | 13781 | IOU | 05704136 | 4.064 | Solar |  |  | Interconnected | Trade Secret | Trade | HSN | HSN321 | Residential |  | Trade Secret | 2024 | 2024
20252-215912-02 | Xcel Energy | 85 | 13781 | IOU | 05704143 | 2.323 | Solar |  |  | Interconnected | Trade Secret | Trade | HYL | HYL063 | Residential |  | Trade Secret | 2024 | 2024
20252-215912-02 | Xcel Energy | 85 | 13781 | IOU | 05704187 | 2.52 | Solar |  |  | Withdrawn | Trade Secret | Trade | SLP | SLP073 | Residential |  | Trade Secret | 2024
20252-215912-02 | Xcel Energy | 85 | 13781 | IOU | 05704200 | 5.04 | Solar |  |  | Interconnected | Trade Secret | Trade | CHE | CHE064 | Residential |  | Trade Secret | 2024 | 2024
20252-215912-02 | Xcel Energy | 85 | 13781 | IOU | 05704797 | 15 | Solar |  |  | Interconnected | Trade Secret | Trade | BCR | BCR081 | Residential |  | Trade Secret | 2024 | 2024
20252-215912-02 | Xcel Energy | 85 | 13781 | IOU | 05704873 | 7.216 | Solar |  |  | Interconnected | Trade Secret | Trade | CHE | CHE076 | Residential |  | Trade Secret | 2024 | 2024
20252-215912-02 | Xcel Energy | 85 | 13781 | IOU | 05704932 | 3.936 | Solar |  |  | Interconnected | Trade Secret | Trade | CGR | CGR071 | Residential |  | Trade Secret | 2024 | 2024
20252-215912-02 | Xcel Energy | 85 | 13781 | IOU | 05705055 |  |  |  |  | Active Application | Trade Secret | Trade | GFD | GFD021 | Residential |  | Trade Secret | 2024
20252-215912-02 | Xcel Energy | 85 | 13781 | IOU | 05705090 | 99.999 | Solar |  |  | Withdrawn | Trade Secret | Trade | UPP | UPP081 | Commercial |  | Trade Secret | 2024
20252-215912-02 | Xcel Energy | 85 | 13781 | IOU | 05705135 |  |  |  |  | Withdrawn | Trade Secret | Trade | CHE | CHE065 | Residential |  | Trade Secret | 2024
20252-215912-02 | Xcel Energy | 85 | 13781 | IOU | 05705874 | 4.064 | Solar |  |  | Interconnected | Trade Secret | Trade | WSG | WSG066 | Residential |  | Trade Secret | 2024 | 2024
20252-215912-02 | Xcel Energy | 85 | 13781 | IOU | 05706027 | 3.936 | Solar |  |  | Interconnected | Trade Secret | Trade | CHE | CHE065 | Residential |  | Trade Secret | 2024 | 2024
20252-215912-02 | Xcel Energy | 85 | 13781 | IOU | 05706037 | 5.248 | Solar |  |  | Interconnected | Trade Secret | Trade | CGR | CGR064 | Residential |  | Trade Secret | 2024 | 2024
20252-215912-02 | Xcel Energy | 85 | 13781 | IOU | 05706040 | 14.432 | Solar |  |  | Interconnected | Trade Secret | Trade | CHE | CHE064 | Residential |  | Trade Secret | 2024 | 2024
20252-215912-02 | Xcel Energy | 85 | 13781 | IOU | 05706046 | 7.216 | Solar |  |  | Interconnected | Trade Secret | Trade | CHE | CHE064 | Residential |  | Trade Secret | 2024 | 2024
20252-215912-02 | Xcel Energy | 85 | 13781 | IOU | 05706051 | 6.56 | Solar |  |  | Interconnected | Trade Secret | Trade | CGR | CGR071 | Residential |  | Trade Secret | 2024 | 2024
20252-215912-02 | Xcel Energy | 85 | 13781 | IOU | 05706569 | 6.56 | Solar |  |  | Interconnected | Trade Secret | Trade | CHE | CHE064 | Residential |  | Trade Secret | 2024 | 2024
20252-215912-02 | Xcel Energy | 85 | 13781 | IOU | 05706957 | 2.52 | Solar |  |  | Interconnected | Trade Secret | Trade | WIN | WIN033 | Residential |  | Trade Secret | 2024 | 2024
20252-215912-02 | Xcel Energy | 85 | 13781 | IOU | 05707976 | 7.616 | Solar |  |  | Withdrawn | Trade Secret | Trade | BLC | BLC062 | Residential |  | Trade Secret | 2024
20252-215912-02 | Xcel Energy | 85 | 13781 | IOU | 05707984 | 7.245 | Solar |  |  | Interconnected | Trade Secret | Trade | CGR | CGR064 | Residential |  | Trade Secret | 2024 | 2024
20252-215912-02 | Xcel Energy | 85 | 13781 | IOU | 05708071 | 39.75 | Solar |  |  | Active Application | Trade Secret | Trade | XRD | XRD077 | Commercial |  | Trade Secret | 2024
20252-215912-02 | Xcel Energy | 85 | 13781 | IOU | 05708624 | 200 | Solar |  |  | Active Application | Trade Secret | Trade | MPK | MPK066 | Commercial |  | Trade Secret | 2024
20252-215912-02 | Xcel Energy | 85 | 13781 | IOU | 05708638 | 375 | Solar |  |  | Active Application | Trade Secret | Trade | ECK | ECK322 | Commercial |  | Trade Secret | 2024 | 2025
20252-215912-02 | Xcel Energy | 85 | 13781 | IOU | 05708717 | 7.56 | Solar |  |  | Interconnected | Trade Secret | Trade | CEL | CEL062 | Residential |  | Trade Secret | 2024 | 2024
20252-215912-02 | Xcel Energy | 85 | 13781 | IOU | 05708984 | 4.592 | Solar |  |  | Interconnected | Trade Secret | Trade | CGR | CGR064 | Residential |  | Trade Secret | 2024 | 2024
20252-215912-02 | Xcel Energy | 85 | 13781 | IOU | 05709122 |  |  |  |  | Withdrawn | Trade Secret | Trade |  |  | Residential |  | Trade Secret | 2024
20252-215912-02 | Xcel Energy | 85 | 13781 | IOU | 05709456 | 100 | Solar |  |  | Interconnected | Trade Secret | Trade | PKL | PKL071 | Commercial |  | Trade Secret | 2024 | 2024
20252-215912-02 | Xcel Energy | 85 | 13781 | IOU | 05709985 | 6.282 |  |  |  | Withdrawn | Trade Secret | Trade | KOL | KOL063 | Residential |  | Trade Secret | 2024
20252-215912-02 | Xcel Energy | 85 | 13781 | IOU | 05710287 | 3.465 |  |  |  | Withdrawn | Trade Secret | Trade | HUG | HUG321 | Residential |  | Trade Secret | 2024
20252-215912-02 | Xcel Energy | 85 | 13781 | IOU | 05710317 | 5.516 | Solar |  |  | Interconnected | Trade Secret | Trade | LEX | LEX074 | Residential |  | Trade Secret | 2024 | 2024
20252-215912-02 | Xcel Energy | 85 | 13781 | IOU | 05710507 | 4.5 | Solar |  |  | Active Application | Trade Secret | Trade | BRP | BRP061 | Residential |  | Trade Secret | 2024
20252-215912-02 | Xcel Energy | 85 | 13781 | IOU | 05710516 | 21.255 | Solar |  |  | Interconnected | Trade Secret | Trade | HYL | HYL074 | Residential |  | Trade Secret | 2024 | 2024
20252-215912-02 | Xcel Energy | 85 | 13781 | IOU | 05710850 | 7.216 | Solar |  |  | Interconnected | Trade Secret | Trade | CHE | CHE064 | Residential |  | Trade Secret | 2024 | 2024
20252-215912-02 | Xcel Energy | 85 | 13781 | IOU | 05710894 | 3.936 | Solar |  |  | Interconnected | Trade Secret | Trade | CGR | CGR072 | Residential |  | Trade Secret | 2024 | 2024
20252-215912-02 | Xcel Energy | 85 | 13781 | IOU | 05711042 | 11.808 | Solar |  |  | Interconnected | Trade Secret | Trade | CGR | CGR071 | Residential |  | Trade Secret | 2024 | 2024
20252-215912-02 | Xcel Energy | 85 | 13781 | IOU | 05711059 | 15.046 | Solar |  |  | Interconnected | Trade Secret | Trade | RRK | RRK064 | Residential |  | Trade Secret | 2024 | 2024
20252-215912-02 | Xcel Energy | 85 | 13781 | IOU | 05711308 | 13.545 | Solar |  |  | Interconnected | Trade Secret | Trade | WIL | WIL075 | Residential |  | Trade Secret | 2024 | 2024
20252-215912-02 | Xcel Energy | 85 | 13781 | IOU | 05711339 | 2.323 | Solar |  |  | Interconnected | Trade Secret | Trade | HYL | HYL065 | Residential |  | Trade Secret | 2024 | 2024
20252-215912-02 | Xcel Energy | 85 | 13781 | IOU | 05711473 | 4.645 | Solar |  |  | Interconnected | Trade Secret | Trade | WSG | WSG071 | Residential |  | Trade Secret | 2024 | 2024
20252-215912-02 | Xcel Energy | 85 | 13781 | IOU | 05711564 | 5000 | Solar |  |  | Withdrawn | Trade Secret | Trade |  |  | Residential | Other | Trade Secret | 2024
20252-215912-02 | Xcel Energy | 85 | 13781 | IOU | 05711612 | 12.92 | Solar |  |  | Withdrawn | Trade Secret | Trade | CGR | CGR072 | Residential |  | Trade Secret | 2024
20252-215912-02 | Xcel Energy | 85 | 13781 | IOU | 05711662 | 16.34 | Solar |  |  | Interconnected | Trade Secret | Trade | HSN | HSN322 | Residential | Solar*Rewards | Trade Secret | 2024 | 2024
20252-215912-02 | Xcel Energy | 85 | 13781 | IOU | 05711663 | 13.68 | Solar |  |  | Interconnected | Trade Secret | Trade | LAB | LAB312 | Residential | Solar*Rewards | Trade Secret | 2024 | 2024
20252-215912-02 | Xcel Energy | 85 | 13781 | IOU | 05711664 | 4.18 | Solar |  |  | Interconnected | Trade Secret | Trade | MPK | MPK084 | Residential | Solar*Rewards | Trade Secret | 2024 | 2024
20252-215912-02 | Xcel Energy | 85 | 13781 | IOU | 05711668 | 6.46 | Solar |  |  | Active Application | Trade Secret | Trade | AFT | AFT314 | Residential | Solar*Rewards | Trade Secret | 2024
20252-215912-02 | Xcel Energy | 85 | 13781 | IOU | 05711669 | 6.5 | Solar |  |  | Interconnected | Trade Secret | Trade | PRR | PRR063 | Residential | Solar*Rewards | Trade Secret | 2024 | 2024
20252-215912-02 | Xcel Energy | 85 | 13781 | IOU | 05711670 | 6.282 | Solar |  |  | Interconnected | Trade Secret | Trade | KOL | KOL063 | Residential | Solar*Rewards | Trade Secret | 2024 | 2024
20252-215912-02 | Xcel Energy | 85 | 13781 | IOU | 05711671 | 5.32 | Solar |  |  | Interconnected | Trade Secret | Trade | PKL | PKL081 | Residential | Solar*Rewards | Trade Secret | 2024 | 2024
20252-215912-02 | Xcel Energy | 85 | 13781 | IOU | 05711672 | 17.61 | Solar |  |  | Interconnected | Trade Secret | Trade | SLP | SLP072 | Residential | Solar*Rewards | Trade Secret | 2024 | 2024
20252-215912-02 | Xcel Energy | 85 | 13781 | IOU | 05711673 | 9.5 | Solar |  |  | Interconnected | Trade Secret | Trade | APA | APA076 | Residential | Solar*Rewards | Trade Secret | 2024 | 2024
20252-215912-02 | Xcel Energy | 85 | 13781 | IOU | 05711674 |  | Solar |  |  | Withdrawn | Trade Secret | Trade |  |  | Residential | Solar*Rewards | Trade Secret | 2024
20252-215912-02 | Xcel Energy | 85 | 13781 | IOU | 05711675 |  | Solar |  |  | Withdrawn | Trade Secret | Trade |  |  | Residential | Solar*Rewards | Trade Secret | 2024
20252-215912-02 | Xcel Energy | 85 | 13781 | IOU | 05711676 | 7.6 | Solar |  |  | Interconnected | Trade Secret | Trade | HSN | HSN321 | Residential | Solar*Rewards | Trade Secret | 2024 | 2024
20252-215912-02 | Xcel Energy | 85 | 13781 | IOU | 05711677 | 9.765 | Solar |  |  | Interconnected | Trade Secret | Trade | IDA | IDA073 | Residential | Solar*Rewards | Trade Secret | 2024 | 2024
20252-215912-02 | Xcel Energy | 85 | 13781 | IOU | 05711678 | 5.7 | Solar |  |  | Interconnected | Trade Secret | Trade | SOU | SOU060 | Residential | Solar*Rewards | Trade Secret | 2024 | 2024
20252-215912-02 | Xcel Energy | 85 | 13781 | IOU | 05711681 |  | Solar |  |  | Withdrawn | Trade Secret | Trade |  |  | Residential | Solar*Rewards | Trade Secret | 2024
20252-215912-02 | Xcel Energy | 85 | 13781 | IOU | 05711682 | 15.232 | Solar |  |  | Withdrawn | Trade Secret | Trade | HUG | HUG321 | Residential | Solar*Rewards | Trade Secret | 2024
20252-215912-02 | Xcel Energy | 85 | 13781 | IOU | 05711683 | 29.982 | Solar |  |  | Interconnected | Trade Secret | Trade | CRL | CRL031 | Residential | Solar*Rewards | Trade Secret | 2024 | 2024
20252-215912-02 | Xcel Energy | 85 | 13781 | IOU | 05711684 | 6.046 | Solar |  |  | Interconnected | Trade Secret | Trade | MOL | MOL071 | Residential | Solar*Rewards | Trade Secret | 2024 | 2024
20252-215912-02 | Xcel Energy | 85 | 13781 | IOU | 05711685 | 7.616 | Solar |  |  | Interconnected | Trade Secret | Trade | MPK | MPK078 | Residential | Solar*Rewards | Trade Secret | 2024 | 2024
20252-215912-02 | Xcel Energy | 85 | 13781 | IOU | 05711686 | 6.631 | Solar |  |  | Interconnected | Trade Secret | Trade | LAC | LAC062 | Residential | Solar*Rewards | Trade Secret | 2024 | 2024
20252-215912-02 | Xcel Energy | 85 | 13781 | IOU | 05711693 | 9.994 | Solar |  |  | Withdrawn | Trade Secret | Trade | LAP | LAP311 | Residential | Solar*Rewards | Trade Secret | 2024
20252-215912-02 | Xcel Energy | 85 | 13781 | IOU | 05711694 | 5.04 | Solar |  |  | Interconnected | Trade Secret | Trade | HOL | HOL072 | Residential | Solar*Rewards | Trade Secret | 2024 | 2024
20252-215912-02 | Xcel Energy | 85 | 13781 | IOU | 05711697 | 7.56 | Solar |  |  | Active Application | Trade Secret | Trade | IDA | IDA071 | Residential | Solar*Rewards | Trade Secret | 2024
20252-215912-02 | Xcel Energy | 85 | 13781 | IOU | 05711714 | 6.3 | Solar |  |  | Interconnected | Trade Secret | Trade | MPK | MPK065 | Residential | Solar*Rewards | Trade Secret | 2024 | 2024
20252-215912-02 | Xcel Energy | 85 | 13781 | IOU | 05711715 | 6.3 | Solar |  |  | Interconnected | Trade Secret | Trade | WSG | WSG061 | Residential | Solar*Rewards | Trade Secret | 2024 | 2024
20252-215912-02 | Xcel Energy | 85 | 13781 | IOU | 05711720 | 3.77 | Solar |  |  | Withdrawn | Trade Secret | Trade | HWW | HWW073 | Residential | Solar*Rewards | Trade Secret | 2024
20252-215912-02 | Xcel Energy | 85 | 13781 | IOU | 05711725 | 11.393 | Solar |  |  | Interconnected | Trade Secret | Trade | MPK | MPK087 | Residential | Solar*Rewards | Trade Secret | 2024 | 2024
20252-215912-02 | Xcel Energy | 85 | 13781 | IOU | 05711726 | 12.215 | Solar |  |  | Interconnected | Trade Secret | Trade | AFT | AFT314 | Residential | Solar*Rewards | Trade Secret | 2024 | 2024
20252-215912-02 | Xcel Energy | 85 | 13781 | IOU | 05711727 | 35.44 | Solar |  |  | Interconnected | Trade Secret | Trade | MND | MND062 | Residential | Solar*Rewards | Trade Secret | 2024 | 2024
20252-215912-02 | Xcel Energy | 85 | 13781 | IOU | 05711729 |  | Solar |  |  | Active Application | Trade Secret | Trade |  |  | Residential | Solar*Rewards | Trade Secret | 2024
20252-215912-02 | Xcel Energy | 85 | 13781 | IOU | 05711730 | 4.095 | Solar |  |  | Interconnected | Trade Secret | Trade | HWW | HWW062 | Residential | Solar*Rewards | Trade Secret | 2024 | 2024
20252-215912-02 | Xcel Energy | 85 | 13781 | IOU | 05711731 | 6.615 | Solar |  |  | Interconnected | Trade Secret | Trade | AFT | AFT315 | Residential | Solar*Rewards | Trade Secret | 2024 | 2024
20252-215912-02 | Xcel Energy | 85 | 13781 | IOU | 05711733 | 6.282 | Solar |  | X | Interconnected | Trade Secret | Trade | RPO | RPO311 | Residential | Solar*Rewards | Trade Secret | 2024 | 2024
20252-215912-02 | Xcel Energy | 85 | 13781 | IOU | 05711743 | 5.052 | Solar |  |  | Interconnected | Trade Secret | Trade | DBL | DBL067 | Residential | Solar*Rewards | Trade Secret | 2024 | 2024
20252-215912-02 | Xcel Energy | 85 | 13781 | IOU | 05711745 | 6.046 | Solar |  |  | Interconnected | Trade Secret | Trade | SAV | SAV063 | Residential | Solar*Rewards | Trade Secret | 2024 | 2024
20252-215912-02 | Xcel Energy | 85 | 13781 | IOU | 05711752 | 3.48 | Solar |  |  | Interconnected | Trade Secret | Trade | ALD | ALD076 | Residential | Solar*Rewards | Trade Secret | 2024 | 2024
20252-215912-02 | Xcel Energy | 85 | 13781 | IOU | 05711754 | 5.67 | Solar |  |  | Interconnected | Trade Secret | Trade | MEL | MEL077 | Residential | Solar*Rewards | Trade Secret | 2024 | 2024
20252-215912-02 | Xcel Energy | 85 | 13781 | IOU | 05711755 | 5.052 | Solar |  |  | Interconnected | Trade Secret | Trade | MEL | MEL079 | Residential | Solar*Rewards | Trade Secret | 2024 | 2024
20252-215912-02 | Xcel Energy | 85 | 13781 | IOU | 05711758 | 8.19 | Solar |  |  | Interconnected | Trade Secret | Trade | RAM | RAM062 | Residential | Solar*Rewards | Trade Secret | 2024 | 2024
20252-215912-02 | Xcel Energy | 85 | 13781 | IOU | 05711761 | 7.245 | Solar |  |  | Interconnected | Trade Secret | Trade | LOK | LOK093 | Residential | Solar*Rewards | Trade Secret | 2024 | 2024
20252-215912-02 | Xcel Energy | 85 | 13781 | IOU | 05711763 | 15.12 | Solar |  |  | Active Application | Trade Secret | Trade | VMR | VMR062 | Residential | Solar*Rewards | Trade Secret | 2024
20252-215912-02 | Xcel Energy | 85 | 13781 | IOU | 05711765 | 4.41 | Solar |  |  | Interconnected | Trade Secret | Trade | WES | WES074 | Residential | Solar*Rewards | Trade Secret | 2024 | 2024
20252-215912-02 | Xcel Energy | 85 | 13781 | IOU | 05711768 | 6.93 | Solar |  |  | Interconnected | Trade Secret | Trade | RRK | RRK064 | Residential | Solar*Rewards | Trade Secret | 2024 | 2025
20252-215912-02 | Xcel Energy | 85 | 13781 | IOU | 05711769 | 11.34 | Solar |  |  | Interconnected | Trade Secret | Trade | TWL | TWL064 | Residential | Solar*Rewards | Trade Secret | 2024 | 2024
20252-215912-02 | Xcel Energy | 85 | 13781 | IOU | 05711772 |  | Solar |  |  | Active Application | Trade Secret | Trade |  |  | Residential | Solar*Rewards | Trade Secret | 2024
20252-215912-02 | Xcel Energy | 85 | 13781 | IOU | 05711773 | 6.98 | Solar |  |  | Active Application | Trade Secret | Trade | MPK | MPK082 | Residential | Solar*Rewards | Trade Secret | 2024
20252-215912-02 | Xcel Energy | 85 | 13781 | IOU | 05711774 | 12.956 | Solar |  |  | Interconnected | Trade Secret | Trade | GLK | GLK063 | Residential | Solar*Rewards | Trade Secret | 2024 | 2024
20252-215912-02 | Xcel Energy | 85 | 13781 | IOU | 05711775 | 15.232 | Solar |  |  | Active Application | Trade Secret | Trade | GFD | GFD021 | Residential | Solar*Rewards | Trade Secret | 2024
20252-215912-02 | Xcel Energy | 85 | 13781 | IOU | 05711780 | 7.616 | Solar |  |  | Interconnected | Trade Secret | Trade | SLP | SLP076 | Residential | Solar*Rewards | Trade Secret | 2024 | 2024
20252-215912-02 | Xcel Energy | 85 | 13781 | IOU | 05711782 | 6.615 | Solar |  |  | Interconnected | Trade Secret | Trade | OAD | OAD071 | Residential | Solar*Rewards | Trade Secret | 2024 | 2024
20252-215912-02 | Xcel Energy | 85 | 13781 | IOU | 05711787 | 7.56 | Solar |  |  | Interconnected | Trade Secret | Trade | LOK | LOK093 | Residential | Solar*Rewards | Trade Secret | 2024 | 2024
20252-215912-02 | Xcel Energy | 85 | 13781 | IOU | 05711788 | 5.235 | Solar |  |  | Interconnected | Trade Secret | Trade | HSN | HSN322 | Residential | Solar*Rewards | Trade Secret | 2024 | 2024
20252-215912-02 | Xcel Energy | 85 | 13781 | IOU | 05711789 | 8.19 | Solar |  |  | Interconnected | Trade Secret | Trade | IDA | IDA073 | Residential | Solar*Rewards | Trade Secret | 2024 | 2024
20252-215912-02 | Xcel Energy | 85 | 13781 | IOU | 05711792 | 6.67 | Solar |  |  | Interconnected | Trade Secret | Trade | RRK | RRK064 | Residential | Solar*Rewards | Trade Secret | 2024 | 2024
20252-215912-02 | Xcel Energy | 85 | 13781 | IOU | 05711795 | 6.3 | Solar |  |  | Active Application | Trade Secret | Trade | SOU | SOU063 | Residential | Solar*Rewards | Trade Secret | 2024
20252-215912-02 | Xcel Energy | 85 | 13781 | IOU | 05711798 | 6.96 | Solar |  |  | Interconnected | Trade Secret | Trade | WSG | WSG064 | Residential | Solar*Rewards | Trade Secret | 2024 | 2024
20252-215912-02 | Xcel Energy | 85 | 13781 | IOU | 05711799 |  | Solar |  |  | Active Application | Trade Secret | Trade |  |  | Residential | Solar*Rewards | Trade Secret | 2024
20252-215912-02 | Xcel Energy | 85 | 13781 | IOU | 05711801 | 12.76 | Solar |  |  | Active Application | Trade Secret | Trade | HYL | HYL075 | Residential | Solar*Rewards | Trade Secret | 2024
20252-215912-02 | Xcel Energy | 85 | 13781 | IOU | 05711802 | 5.2 | Solar |  |  | Interconnected | Trade Secret | Trade | HWW | HWW062 | Commercial | Solar*Rewards | Trade Secret | 2024 | 2024
20252-215912-02 | Xcel Energy | 85 | 13781 | IOU | 05711805 | 4.095 | Solar |  |  | Active Application | Trade Secret | Trade | HSN | HSN322 | Residential | Solar*Rewards | Trade Secret | 2024
20252-215912-02 | Xcel Energy | 85 | 13781 | IOU | 05711806 | 15.2 | Solar |  |  | Interconnected | Trade Secret | Trade | RLK | RLK073 | Residential | Solar*Rewards | Trade Secret | 2024 | 2024
20252-215912-02 | Xcel Energy | 85 | 13781 | IOU | 05711807 | 6.631 | Solar |  |  | Interconnected | Trade Secret | Trade | RMT | RMT321 | Residential | Solar*Rewards | Trade Secret | 2024 | 2024
20252-215912-02 | Xcel Energy | 85 | 13781 | IOU | 05711808 | 7.616 | Solar |  |  | Interconnected | Trade Secret | Trade | WIL | WIL098 | Residential | Solar*Rewards | Trade Secret | 2024 | 2024
20252-215912-02 | Xcel Energy | 85 | 13781 | IOU | 05711809 | 2.52 | Solar |  |  | Interconnected | Trade Secret | Trade | ORO | ORO062 | Residential | Solar*Rewards | Trade Secret | 2024 | 2024
20252-215912-02 | Xcel Energy | 85 | 13781 | IOU | 05711810 | 10.819 | Solar |  |  | Interconnected | Trade Secret | Trade | RRK | RRK082 | Residential | Solar*Rewards | Trade Secret | 2024 | 2024
20252-215912-02 | Xcel Energy | 85 | 13781 | IOU | 05711812 | 5.04 | Solar |  |  | Interconnected | Trade Secret | Trade | MPK | MPK063 | Residential | Solar*Rewards | Trade Secret | 2024 | 2024
20252-215912-02 | Xcel Energy | 85 | 13781 | IOU | 05711813 | 4.06 | Solar |  |  | Interconnected | Trade Secret | Trade | CEL | CEL064 | Residential | Solar*Rewards | Trade Secret | 2024 | 2024
20252-215912-02 | Xcel Energy | 85 | 13781 | IOU | 05711814 | 5.235 | Solar |  |  | Withdrawn | Trade Secret | Trade | HWW | HWW073 | Residential | Solar*Rewards | Trade Secret | 2024
20252-215912-02 | Xcel Energy | 85 | 13781 | IOU | 05711815 | 4.93 | Solar |  |  | Interconnected | Trade Secret | Trade | LEX | LEX333 | Residential | Solar*Rewards | Trade Secret | 2024 | 2024
20252-215912-02 | Xcel Energy | 85 | 13781 | IOU | 05711816 | 9.994 | Solar |  |  | Interconnected | Trade Secret | Trade | ALD | ALD076 | Residential | Solar*Rewards | Trade Secret | 2024 | 2024
20252-215912-02 | Xcel Energy | 85 | 13781 | IOU | 05711818 | 6.96 | Solar |  |  | Interconnected | Trade Secret | Trade | IDA | IDA073 | Residential | Solar*Rewards | Trade Secret | 2024 | 2024
20252-215912-02 | Xcel Energy | 85 | 13781 | IOU | 05711819 | 2.275 | Solar |  |  | Interconnected | Trade Secret | Trade | AHI | AHI025 | Residential | Solar*Rewards | Trade Secret | 2024 | 2024
20252-215912-02 | Xcel Energy | 85 | 13781 | IOU | 05711822 | 20.52 | Solar |  |  | Active Application | Trade Secret | Trade | CHI | CHI311 | Residential |  | Trade Secret | 2024
20252-215912-02 | Xcel Energy | 85 | 13781 | IOU | 05711832 | 5.052 | Solar |  |  | Interconnected | Trade Secret | Trade | BRP | BRP061 | Residential |  | Trade Secret | 2024 | 2024
20252-215912-02 | Xcel Energy | 85 | 13781 | IOU | 05711837 | 7.56 | Solar |  |  | Interconnected | Trade Secret | Trade | APA | APA069 | Residential | Solar*Rewards | Trade Secret | 2024 | 2024
20252-215912-02 | Xcel Energy | 85 | 13781 | IOU | 05711838 | 16.9 | Solar |  |  | Interconnected | Trade Secret | Trade | BEL | BEL061 | Residential | Solar*Rewards | Trade Secret | 2024 | 2024
20252-215912-02 | Xcel Energy | 85 | 13781 | IOU | 05711840 | 9.994 | Solar |  |  | Interconnected | Trade Secret | Trade | BCR | BCR063 | Residential | Solar*Rewards | Trade Secret | 2024 | 2024
20252-215912-02 | Xcel Energy | 85 | 13781 | IOU | 05711845 | 12.285 | Solar |  |  | Active Application | Trade Secret | Trade | ALD | ALD093 | Residential | Solar*Rewards | Trade Secret | 2024
20252-215912-02 | Xcel Energy | 85 | 13781 | IOU | 05711849 | 16.065 | Solar |  |  | Interconnected | Trade Secret | Trade | RLK | RLK071 | Residential | Solar*Rewards | Trade Secret | 2024 | 2024
20252-215912-02 | Xcel Energy | 85 | 13781 | IOU | 05711854 | 7.56 | Solar |  |  | Interconnected | Trade Secret | Trade | APA | APA077 | Residential | Solar*Rewards | Trade Secret | 2024 | 2024
20252-215912-02 | Xcel Energy | 85 | 13781 | IOU | 05711863 | 4.41 | Solar |  |  | Interconnected | Trade Secret | Trade | ALD | ALD092 | Residential | Solar*Rewards | Trade Secret | 2024 | 2024
20252-215912-02 | Xcel Energy | 85 | 13781 | IOU | 05711869 | 6.09 | Solar |  |  | Interconnected | Trade Secret | Trade | TER | TER075 | Residential | Solar*Rewards | Trade Secret | 2024 | 2024
20252-215912-02 | Xcel Energy | 85 | 13781 | IOU | 05711872 | 7.56 | Solar |  |  | Active Application | Trade Secret | Trade | REW | REW023 | Residential | Solar*Rewards | Trade Secret | 2024
20252-215912-02 | Xcel Energy | 85 | 13781 | IOU | 05711873 | 2.52 | Solar |  |  | Interconnected | Trade Secret | Trade | AHI | AHI063 | Residential | Solar*Rewards | Trade Secret | 2024 | 2024
20252-215912-02 | Xcel Energy | 85 | 13781 | IOU | 05711874 | 6.046 | Solar |  |  | Interconnected | Trade Secret | Trade | SLP | SLP082 | Residential | Solar*Rewards | Trade Secret | 2024 | 2024
20252-215912-02 | Xcel Energy | 85 | 13781 | IOU | 05711877 | 17.86 | Solar |  |  | Interconnected | Trade Secret | Trade | MEL | MEL078 | Residential | Solar*Rewards | Trade Secret | 2024 | 2024
20252-215912-02 | Xcel Energy | 85 | 13781 | IOU | 05711879 | 7.616 | Solar |  |  | Interconnected | Trade Secret | Trade | HUG | HUG321 | Residential | Solar*Rewards | Trade Secret | 2024 | 2024
20252-215912-02 | Xcel Energy | 85 | 13781 | IOU | 05711880 | 11.6 | Solar |  |  | Interconnected | Trade Secret | Trade | MEL | MEL087 | Residential | Solar*Rewards | Trade Secret | 2024 | 2024
20252-215912-02 | Xcel Energy | 85 | 13781 | IOU | 05711881 | 6.615 | Solar |  |  | Interconnected | Trade Secret | Trade | RAM | RAM062 | Residential | Solar*Rewards | Trade Secret | 2024 | 2024
20252-215912-02 | Xcel Energy | 85 | 13781 | IOU | 05711882 | 7.56 | Solar |  |  | Interconnected | Trade Secret | Trade | AFT | AFT314 | Residential | Solar*Rewards | Trade Secret | 2024 | 2024
20252-215912-02 | Xcel Energy | 85 | 13781 | IOU | 05711883 | 9.135 | Solar |  |  | Withdrawn | Trade Secret | Trade | VMR | VMR061 | Residential | Solar*Rewards | Trade Secret | 2024
20252-215912-02 | Xcel Energy | 85 | 13781 | IOU | 05711885 | 12.915 | Solar |  |  | Interconnected | Trade Secret | Trade | PKL | PKL085 | Residential | Solar*Rewards | Trade Secret | 2024 | 2024
20252-215912-02 | Xcel Energy | 85 | 13781 | IOU | 05711890 | 3.48 | Solar |  |  | Interconnected | Trade Secret | Trade | SOU | SOU069 | Residential | Solar*Rewards | Trade Secret | 2024 | 2024
20252-215912-02 | Xcel Energy | 85 | 13781 | IOU | 05711894 | 4.06 | Solar |  |  | Interconnected | Trade Secret | Trade | MPK | MPK078 | Residential | Solar*Rewards | Trade Secret | 2024 | 2024
20252-215912-02 | Xcel Energy | 85 | 13781 | IOU | 05711896 | 3.78 | Solar |  |  | Interconnected | Trade Secret | Trade | RIV | RIV061 | Residential | Solar*Rewards | Trade Secret | 2024 | 2024
20252-215912-02 | Xcel Energy | 85 | 13781 | IOU | 05711898 | 4.095 | Solar |  |  | Active Application | Trade Secret | Trade | HWW | HWW074 | Residential | Solar*Rewards | Trade Secret | 2024
20252-215912-02 | Xcel Energy | 85 | 13781 | IOU | 05711899 | 8.505 | Solar |  |  | Interconnected | Trade Secret | Trade | RPO | RPO311 | Residential | Solar*Rewards | Trade Secret | 2024 | 2024
20252-215912-02 | Xcel Energy | 85 | 13781 | IOU | 05711902 | 3.747 | Solar |  |  | Interconnected | Trade Secret | Trade | CEL | CEL064 | Residential | Solar*Rewards | Trade Secret | 2024 | 2024
20252-215912-02 | Xcel Energy | 85 | 13781 | IOU | 05711908 | 15.2 | Solar |  |  | Interconnected | Trade Secret | Trade | EDA | EDA067 | Residential | Solar*Rewards | Trade Secret | 2024 | 2024
20252-215912-02 | Xcel Energy | 85 | 13781 | IOU | 05711909 | 5.985 | Solar |  |  | Withdrawn | Trade Secret | Trade | MOL | MOL078 | Residential | Solar*Rewards | Trade Secret | 2024
20252-215912-02 | Xcel Energy | 85 | 13781 | IOU | 05711912 | 5.355 | Solar |  |  | Interconnected | Trade Secret | Trade | DBL | DBL067 | Residential | Solar*Rewards | Trade Secret | 2024 | 2024
20252-215912-02 | Xcel Energy | 85 | 13781 | IOU | 05711914 | 3.77 | Solar |  |  | Interconnected | Trade Secret | Trade | MPK | MPK065 | Residential | Solar*Rewards | Trade Secret | 2024 | 2024
20252-215912-02 | Xcel Energy | 85 | 13781 | IOU | 05711915 | 9.423 | Solar |  |  | Interconnected | Trade Secret | Trade | SHP | SHP061 | Residential | Solar*Rewards | Trade Secret | 2024 | 2024
20252-215912-02 | Xcel Energy | 85 | 13781 | IOU | 05711916 | 5.985 | Solar |  |  | Active Application | Trade Secret | Trade | SOU | SOU063 | Residential | Solar*Rewards | Trade Secret | 2024
20252-215912-02 | Xcel Energy | 85 | 13781 | IOU | 05711918 | 11.393 | Solar |  | X | Interconnected | Trade Secret | Trade | AFT | AFT314 | Residential | Solar*Rewards | Trade Secret | 2024 | 2024
20252-215912-02 | Xcel Energy | 85 | 13781 | IOU | 05711920 | 7.678 | Solar |  |  | Interconnected | Trade Secret | Trade | EDA | EDA067 | Residential | Solar*Rewards | Trade Secret | 2024 | 2024
20252-215912-02 | Xcel Energy | 85 | 13781 | IOU | 05711925 | 11.025 | Solar |  |  | Interconnected | Trade Secret | Trade | RRK | RRK064 | Residential | Solar*Rewards | Trade Secret | 2024 | 2024
20252-215912-02 | Xcel Energy | 85 | 13781 | IOU | 05711927 | 8.41 | Solar |  |  | Interconnected | Trade Secret | Trade | AHI | AHI025 | Residential | Solar*Rewards | Trade Secret | 2024 | 2024
20252-215912-02 | Xcel Energy | 85 | 13781 | IOU | 05711931 | 8.41 | Solar |  |  | Interconnected | Trade Secret | Trade | GNL | GNL062 | Residential | Solar*Rewards | Trade Secret | 2024 | 2024
20252-215912-02 | Xcel Energy | 85 | 13781 | IOU | 05711934 | 11.34 | Solar |  |  | Interconnected | Trade Secret | Trade | ANN | ANN021 | Residential | Solar*Rewards | Trade Secret | 2024 | 2024
20252-215912-02 | Xcel Energy | 85 | 13781 | IOU | 05711947 | 8.7 | Solar |  |  | Interconnected | Trade Secret | Trade | WEF | WEF071 | Residential | Solar*Rewards | Trade Secret | 2024 | 2025
20252-215912-02 | Xcel Energy | 85 | 13781 | IOU | 05711952 | 7.54 | Solar |  |  | Withdrawn | Trade Secret | Trade | NOF | NOF071 | Residential | Solar*Rewards | Trade Secret | 2024
20252-215912-02 | Xcel Energy | 85 | 13781 | IOU | 05711957 | 6.93 | Solar |  |  | Interconnected | Trade Secret | Trade | WIL | WIL074 | Residential | Solar*Rewards | Trade Secret | 2024 | 2024
20252-215912-02 | Xcel Energy | 85 | 13781 | IOU | 05711959 | 3.78 | Solar |  |  | Interconnected | Trade Secret | Trade | WSG | WSG075 | Residential | Solar*Rewards | Trade Secret | 2024 | 2024
20252-215912-02 | Xcel Energy | 85 | 13781 | IOU | 05711963 | 6.3 | Solar |  |  | Interconnected | Trade Secret | Trade | SAK | SAK321 | Residential | Solar*Rewards | Trade Secret | 2024 | 2024
20252-215912-02 | Xcel Energy | 85 | 13781 | IOU | 05711966 | 5.22 | Solar |  |  | Interconnected | Trade Secret | Trade | SOU | SOU083 | Residential | Solar*Rewards | Trade Secret | 2024 | 2024
20252-215912-02 | Xcel Energy | 85 | 13781 | IOU | 05712047 | 4.64 | Solar |  |  | Interconnected | Trade Secret | Trade | EDA | EDA089 | Residential | Solar*Rewards | Trade Secret | 2024 | 2024
20252-215912-02 | Xcel Energy | 85 | 13781 | IOU | 05712048 | 3.774 | Solar |  |  | Withdrawn | Trade Secret | Trade | HYL | HYL074 | Residential | Solar*Rewards | Trade Secret | 2024
20252-215912-02 | Xcel Energy | 85 | 13781 | IOU | 05712050 | 7.245 | Solar |  |  | Interconnected | Trade Secret | Trade | GLK | GLK065 | Residential | Solar*Rewards | Trade Secret | 2024 | 2024
20252-215912-02 | Xcel Energy | 85 | 13781 | IOU | 05712051 | 5.985 | Solar |  |  | Interconnected | Trade Secret | Trade | MPK | MPK063 | Residential | Solar*Rewards | Trade Secret | 2024 | 2024
20252-215912-02 | Xcel Energy | 85 | 13781 | IOU | 05712053 | 10.71 | Solar |  |  | Interconnected | Trade Secret | Trade | SOU | SOU069 | Residential | Solar*Rewards | Trade Secret | 2024 | 2024
20252-215912-02 | Xcel Energy | 85 | 13781 | IOU | 05712077 | 10.44 | Solar |  |  | Interconnected | Trade Secret | Trade | SLP | SLP077 | Residential | Solar*Rewards | Trade Secret | 2024 | 2024
20252-215912-02 | Xcel Energy | 85 | 13781 | IOU | 05712089 | 2.9 | Solar |  |  | Active Application | Trade Secret | Trade | DBL | DBL068 | Residential | Solar*Rewards | Trade Secret | 2024
20252-215912-02 | Xcel Energy | 85 | 13781 | IOU | 05712096 | 6.93 | Solar |  |  | Interconnected | Trade Secret | Trade | MPK | MPK076 | Residential | Solar*Rewards | Trade Secret | 2024 | 2024
20252-215912-02 | Xcel Energy | 85 | 13781 | IOU | 05712097 | 3.78 | Solar |  |  | Active Application | Trade Secret | Trade | ALD | ALD083 | Residential | Solar*Rewards | Trade Secret | 2024
20252-215912-02 | Xcel Energy | 85 | 13781 | IOU | 05712098 | 11.34 | Solar |  |  | Interconnected | Trade Secret | Trade | RAM | RAM071 | Residential | Solar*Rewards | Trade Secret | 2024 | 2024
20252-215912-02 | Xcel Energy | 85 | 13781 | IOU | 05712100 | 8.19 | Solar |  |  | Interconnected | Trade Secret | Trade | VKG | VKG072 | Residential | Solar*Rewards | Trade Secret | 2024 | 2024
20252-215912-02 | Xcel Energy | 85 | 13781 | IOU | 05712102 | 3.78 | Solar |  |  | Interconnected | Trade Secret | Trade | HWW | HWW074 | Residential | Solar*Rewards | Trade Secret | 2024 | 2024
20252-215912-02 | Xcel Energy | 85 | 13781 | IOU | 05712103 | 2.624 | Solar |  | X | Active Application | Trade Secret | Trade | RMT | RMT321 | Residential | Solar*Rewards | Trade Secret | 2024
20252-215912-02 | Xcel Energy | 85 | 13781 | IOU | 05712105 | 10.44 | Solar |  |  | Withdrawn | Trade Secret | Trade | UPP | UPP066 | Residential | Solar*Rewards | Trade Secret | 2024
20252-215912-02 | Xcel Energy | 85 | 13781 | IOU | 05712111 | 2.835 | Solar |  |  | Interconnected | Trade Secret | Trade | WES | WES062 | Residential | Solar*Rewards | Trade Secret | 2024 | 2024
20252-215912-02 | Xcel Energy | 85 | 13781 | IOU | 05712115 | 11.97 | Solar |  |  | Withdrawn | Trade Secret | Trade | HUG | HUG311 | Residential | Solar*Rewards | Trade Secret | 2024
20252-215912-02 | Xcel Energy | 85 | 13781 | IOU | 05712117 | 7.56 | Solar |  | X | Interconnected | Trade Secret | Trade | MND | MND072 | Residential | Solar*Rewards | Trade Secret | 2024 | 2024
20252-215912-02 | Xcel Energy | 85 | 13781 | IOU | 05712119 | 3.78 | Solar |  |  | Interconnected | Trade Secret | Trade | HWW | HWW074 | Residential | Solar*Rewards | Trade Secret | 2024 | 2024
20252-215912-02 | Xcel Energy | 85 | 13781 | IOU | 05712125 | 7.56 | Solar |  |  | Interconnected | Trade Secret | Trade | AFT | AFT314 | Residential | Solar*Rewards | Trade Secret | 2024 | 2024
20252-215912-02 | Xcel Energy | 85 | 13781 | IOU | 05712130 | 6.615 | Solar |  |  | Interconnected | Trade Secret | Trade | HYL | HYL064 | Residential | Solar*Rewards | Trade Secret | 2024 | 2024
20252-215912-02 | Xcel Energy | 85 | 13781 | IOU | 05712131 | 9.45 | Solar |  |  | Interconnected | Trade Secret | Trade | OPK | OPK073 | Residential | Solar*Rewards | Trade Secret | 2024 | 2024
20252-215912-02 | Xcel Energy | 85 | 13781 | IOU | 05712140 | 0.581 | Solar |  |  | Withdrawn | Trade Secret | Trade | TER | TER071 | Residential | Solar*Rewards | Trade Secret | 2024
20252-215912-02 | Xcel Energy | 85 | 13781 | IOU | 05712142 | 7.875 | Solar |  |  | Interconnected | Trade Secret | Trade | HUG | HUG321 | Residential | Solar*Rewards | Trade Secret | 2024 | 2024
20252-215912-02 | Xcel Energy | 85 | 13781 | IOU | 05712144 | 9.57 | Solar |  |  | Interconnected | Trade Secret | Trade | EKO | EKO021 | Residential | Solar*Rewards | Trade Secret | 2024 | 2024
20252-215912-02 | Xcel Energy | 85 | 13781 | IOU | 05712146 | 5.985 | Solar |  |  | Active Application | Trade Secret | Trade | GRC | GRC312 | Residential | Solar*Rewards | Trade Secret | 2024
20252-215912-02 | Xcel Energy | 85 | 13781 | IOU | 05712151 | 2.835 | Solar |  |  | Active Application | Trade Secret | Trade | OAD | OAD061 | Residential | Solar*Rewards | Trade Secret | 2024
20252-215912-02 | Xcel Energy | 85 | 13781 | IOU | 05712154 | 5.04 | Solar |  |  | Interconnected | Trade Secret | Trade | ALD | ALD083 | Residential | Solar*Rewards | Trade Secret | 2024 | 2024
20252-215912-02 | Xcel Energy | 85 | 13781 | IOU | 05712157 | 2.9 | Solar |  |  | Interconnected | Trade Secret | Trade | APA | APA075 | Residential |  | Trade Secret | 2024 | 2024
20252-215912-02 | Xcel Energy | 85 | 13781 | IOU | 05712162 | 11.02 | Solar |  |  | Interconnected | Trade Secret | Trade | WIL | WIL098 | Residential | Solar*Rewards | Trade Secret | 2024 | 2024
20252-215912-02 | Xcel Energy | 85 | 13781 | IOU | 05712164 | 4.41 | Solar |  |  | Interconnected | Trade Secret | Trade | GNL | GNL071 | Residential | Solar*Rewards | Trade Secret | 2024 | 2024
20252-215912-02 | Xcel Energy | 85 | 13781 | IOU | 05712174 | 5.04 | Solar |  |  | Interconnected | Trade Secret | Trade | MST | MST070 | Residential | Solar*Rewards | Trade Secret | 2024 | 2024
20252-215912-02 | Xcel Energy | 85 | 13781 | IOU | 05712177 | 6.38 | Solar |  |  | Interconnected | Trade Secret | Trade | LEX | LEX332 | Residential | Solar*Rewards | Trade Secret | 2024 | 2024
20252-215912-02 | Xcel Energy | 85 | 13781 | IOU | 05712181 | 3.19 | Solar |  |  | Withdrawn | Trade Secret | Trade | SOU | SOU077 | Residential | Solar*Rewards | Trade Secret | 2024
20252-215912-02 | Xcel Energy | 85 | 13781 | IOU | 05712182 | 9.45 | Solar |  |  | Interconnected | Trade Secret | Trade | BCH | BCH311 | Residential | Solar*Rewards | Trade Secret | 2024 | 2024
20252-215912-02 | Xcel Energy | 85 | 13781 | IOU | 05712184 | 8.82 | Solar |  |  | Interconnected | Trade Secret | Trade | MPK | MPK074 | Residential | Solar*Rewards | Trade Secret | 2024 | 2024
20252-215912-02 | Xcel Energy | 85 | 13781 | IOU | 05712186 | 11.032 | Solar |  |  | Interconnected | Trade Secret | Trade | WSG | WSG352 | Residential | Solar*Rewards | Trade Secret | 2024 | 2024
20252-215912-02 | Xcel Energy | 85 | 13781 | IOU | 05712187 | 1.745 | Solar |  |  | Interconnected | Trade Secret | Trade | WES | WES074 | Residential | Solar*Rewards | Trade Secret | 2024 | 2024
20252-215912-02 | Xcel Energy | 85 | 13781 | IOU | 05712189 | 10.44 | Solar |  |  | Interconnected | Trade Secret | Trade | NOF | NOF071 | Residential | Solar*Rewards | Trade Secret | 2024 | 2024
20252-215912-02 | Xcel Energy | 85 | 13781 | IOU | 05712191 | 3.78 | Solar |  |  | Interconnected | Trade Secret | Trade | WES | WES074 | Residential | Solar*Rewards | Trade Secret | 2024 | 2025
20252-215912-02 | Xcel Energy | 85 | 13781 | IOU | 05712192 | 7.56 | Solar |  |  | Active Application | Trade Secret | Trade | MST | MST070 | Residential | Solar*Rewards | Trade Secret | 2024
20252-215912-02 | Xcel Energy | 85 | 13781 | IOU | 05712199 | 8.41 | Solar |  |  | Withdrawn | Trade Secret | Trade | SOU | SOU064 | Residential | Solar*Rewards | Trade Secret | 2024
20252-215912-02 | Xcel Energy | 85 | 13781 | IOU | 05712201 | 7.56 | Solar |  |  | Interconnected | Trade Secret | Trade | BCR | BCR062 | Residential | Solar*Rewards | Trade Secret | 2024 | 2024
20252-215912-02 | Xcel Energy | 85 | 13781 | IOU | 05712202 | 2.52 | Solar |  |  | Interconnected | Trade Secret | Trade | HOL | HOL072 | Residential | Solar*Rewards | Trade Secret | 2024 | 2024
20252-215912-02 | Xcel Energy | 85 | 13781 | IOU | 05712210 | 10.395 | Solar |  |  | Interconnected | Trade Secret | Trade | GSL | GSL341 | Residential | Solar*Rewards | Trade Secret | 2024 | 2024
20252-215912-02 | Xcel Energy | 85 | 13781 | IOU | 05712211 | 6.3 | Solar |  |  | Withdrawn | Trade Secret | Trade | WDY | WDY321 | Residential | Solar*Rewards | Trade Secret | 2024
20252-215912-02 | Xcel Energy | 85 | 13781 | IOU | 05712221 | 13.262 | Solar |  |  | Interconnected | Trade Secret | Trade | HUG | HUG311 | Residential | Solar*Rewards | Trade Secret | 2024 | 2024
20252-215912-02 | Xcel Energy | 85 | 13781 | IOU | 05712222 | 6.3 | Solar |  |  | Withdrawn | Trade Secret | Trade | HUG | HUG321 | Residential | Solar*Rewards | Trade Secret | 2024
20252-215912-02 | Xcel Energy | 85 | 13781 | IOU | 05712224 | 10.08 | Solar |  |  | Interconnected | Trade Secret | Trade | WIL | WIL079 | Residential | Solar*Rewards | Trade Secret | 2024 | 2024
20252-215912-02 | Xcel Energy | 85 | 13781 | IOU | 05712229 | 8.19 | Solar |  |  | Interconnected | Trade Secret | Trade | LAB | LAB311 | Residential | Solar*Rewards | Trade Secret | 2024 | 2024
20252-215912-02 | Xcel Energy | 85 | 13781 | IOU | 05712230 | 8.82 | Solar |  |  | Interconnected | Trade Secret | Trade | KOL | KOL065 | Residential | Solar*Rewards | Trade Secret | 2024 | 2024
20252-215912-02 | Xcel Energy | 85 | 13781 | IOU | 05712241 | 2.835 | Solar |  |  | Interconnected | Trade Secret | Trade | HWW | HWW073 | Residential | Solar*Rewards | Trade Secret | 2024 | 2024
20252-215912-02 | Xcel Energy | 85 | 13781 | IOU | 05712242 | 7.56 | Solar |  |  | Interconnected | Trade Secret | Trade | DPN | DPN061 | Residential | Solar*Rewards | Trade Secret | 2024 | 2024
20252-215912-02 | Xcel Energy | 85 | 13781 | IOU | 05712244 | 8.19 | Solar |  |  | Interconnected | Trade Secret | Trade | RLK | RLK069 | Residential | Solar*Rewards | Trade Secret | 2024 | 2024
20252-215912-02 | Xcel Energy | 85 | 13781 | IOU | 05712246 | 7.245 | Solar |  |  | Interconnected | Trade Secret | Trade | AFT | AFT321 | Residential | Solar*Rewards | Trade Secret | 2024 | 2024
20252-215912-02 | Xcel Energy | 85 | 13781 | IOU | 05712247 | 11.025 | Solar |  |  | Interconnected | Trade Secret | Trade | RPO | RPO311 | Residential | Solar*Rewards | Trade Secret | 2024 | 2024
20252-215912-02 | Xcel Energy | 85 | 13781 | IOU | 05712259 | 8.82 | Solar |  |  | Interconnected | Trade Secret | Trade | LAB | LAB312 | Residential | Solar*Rewards | Trade Secret | 2024 | 2024
20252-215912-02 | Xcel Energy | 85 | 13781 | IOU | 05712262 | 7.56 | Solar |  |  | Interconnected | Trade Secret | Trade | OPK | OPK077 | Residential | Solar*Rewards | Trade Secret | 2024 | 2024
20252-215912-02 | Xcel Energy | 85 | 13781 | IOU | 05712266 | 12.564 | Solar |  |  | Active Application | Trade Secret | Trade | MST | MST069 | Residential | Solar*Rewards | Trade Secret | 2024
20252-215912-02 | Xcel Energy | 85 | 13781 | IOU | 05712280 | 8.505 | Solar |  |  | Withdrawn | Trade Secret | Trade | HUG | HUG311 | Residential | Solar*Rewards | Trade Secret | 2024
20252-215912-02 | Xcel Energy | 85 | 13781 | IOU | 05712283 | 3.78 | Solar |  |  | Interconnected | Trade Secret | Trade | SOU | SOU060 | Residential | Solar*Rewards | Trade Secret | 2024 | 2024
20252-215912-02 | Xcel Energy | 85 | 13781 | IOU | 05712298 |  | Solar |  |  | Withdrawn | Trade Secret | Trade | REW | REW023 | Residential | Solar*Rewards | Trade Secret | 2024
20252-215912-02 | Xcel Energy | 85 | 13781 | IOU | 05712305 | 5.04 | Solar |  |  | Interconnected | Trade Secret | Trade | MPK | MPK082 | Residential | Solar*Rewards | Trade Secret | 2024 | 2024
20252-215912-02 | Xcel Energy | 85 | 13781 | IOU | 05712306 | 7.329 | Solar |  |  | Active Application | Trade Secret | Trade | SCA | SCA021 | Residential | Solar*Rewards | Trade Secret | 2024
20252-215912-02 | Xcel Energy | 85 | 13781 | IOU | 05712307 | 3.15 | Solar |  |  | Interconnected | Trade Secret | Trade | MPK | MPK074 | Residential | Solar*Rewards | Trade Secret | 2024 | 2024
20252-215912-02 | Xcel Energy | 85 | 13781 | IOU | 05712309 | 6.98 | Solar |  |  | Interconnected | Trade Secret | Trade | MPK | MPK074 | Residential | Solar*Rewards | Trade Secret | 2024 | 2024
20252-215912-02 | Xcel Energy | 85 | 13781 | IOU | 05712322 | 5.052 | Solar |  |  | Interconnected | Trade Secret | Trade | MOL | MOL063 | Commercial | Solar*Rewards | Trade Secret | 2024 | 2024
20252-215912-02 | Xcel Energy | 85 | 13781 | IOU | 05712328 | 3.141 | Solar |  |  | Interconnected | Trade Secret | Trade | SOU | SOU086 | Residential | Solar*Rewards | Trade Secret | 2024 | 2024
20252-215912-02 | Xcel Energy | 85 | 13781 | IOU | 05712339 | 6.282 | Solar |  |  | Active Application | Trade Secret | Trade | CHI | CHI311 | Residential | Solar*Rewards | Trade Secret | 2024
20252-215912-02 | Xcel Energy | 85 | 13781 | IOU | 05712347 | 4.188 | Solar |  |  | Withdrawn | Trade Secret | Trade | MPK | MPK084 | Residential | Solar*Rewards | Trade Secret | 2024
20252-215912-02 | Xcel Energy | 85 | 13781 | IOU | 05712351 | 9.074 | Solar |  |  | Interconnected | Trade Secret | Trade | MDT | MDT077 | Residential | Solar*Rewards | Trade Secret | 2024 | 2024
20252-215912-02 | Xcel Energy | 85 | 13781 | IOU | 05712359 | 3.78 | Solar |  |  | Interconnected | Trade Secret | Trade | HUG | HUG321 | Residential | Solar*Rewards | Trade Secret | 2024 | 2024
20252-215912-02 | Xcel Energy | 85 | 13781 | IOU | 05712372 | 6.3 | Solar |  |  | Interconnected | Trade Secret | Trade | AFT | AFT314 | Residential | Solar*Rewards | Trade Secret | 2024 | 2024
20252-215912-02 | Xcel Energy | 85 | 13781 | IOU | 05712392 | 3.465 | Solar |  |  | Interconnected | Trade Secret | Trade | APA | APA075 | Residential | Solar*Rewards | Trade Secret | 2024 | 2024
20252-215912-02 | Xcel Energy | 85 | 13781 | IOU | 05712396 | 9.074 | Solar |  |  | Active Application | Trade Secret | Trade | FSL | FSL312 | Residential | Solar*Rewards | Trade Secret | 2024
20252-215912-02 | Xcel Energy | 85 | 13781 | IOU | 05712403 | 3.15 | Solar |  |  | Interconnected | Trade Secret | Trade | SCL | SCL313 | Residential | Solar*Rewards | Trade Secret | 2024 | 2024
20252-215912-02 | Xcel Energy | 85 | 13781 | IOU | 05712408 | 33.3 | Solar |  |  | Active Application | Trade Secret | Trade | ELP | ELP062 | Commercial | Solar*Rewards | Trade Secret | 2024
20252-215912-02 | Xcel Energy | 85 | 13781 | IOU | 05712413 | 26.6 | Solar |  |  | Withdrawn | Trade Secret | Trade | OPK | OPK077 | Residential | Solar*Rewards | Trade Secret | 2024
20252-215912-02 | Xcel Energy | 85 | 13781 | IOU | 05712418 | 45.572 | Solar |  |  | Withdrawn | Trade Secret | Trade | RLK | RLK079 | Commercial |  | Trade Secret | 2024
20252-215912-02 | Xcel Energy | 85 | 13781 | IOU | 05712434 | 39.75 | Solar |  |  | Interconnected | Trade Secret | Trade | OAD | OAD075 | Commercial | Solar*Rewards | Trade Secret | 2024 | 2025
20252-215912-02 | Xcel Energy | 85 | 13781 | IOU | 05712498 | 3.936 | Solar |  |  | Active Application | Trade Secret | Trade | RIV | RIV063 | Residential | Solar*Rewards | Trade Secret | 2024
20252-215912-02 | Xcel Energy | 85 | 13781 | IOU | 05712535 | 24.292 | Solar |  |  | Interconnected | Trade Secret | Trade | OPK | OPK077 | Residential | Solar*Rewards | Trade Secret | 2024 | 2024
20252-215912-02 | Xcel Energy | 85 | 13781 | IOU | 05712554 | 4.64 | Solar |  |  | Interconnected | Trade Secret | Trade | SOU | SOU064 | Residential | Solar*Rewards | Trade Secret | 2024 | 2024
20252-215912-02 | Xcel Energy | 85 | 13781 | IOU | 05712555 | 3.936 | Solar |  |  | Active Application | Trade Secret | Trade | RIV | RIV063 | Residential | Solar*Rewards | Trade Secret | 2024
20252-215912-02 | Xcel Energy | 85 | 13781 | IOU | 05712558 | 71.126 | Solar |  |  | Interconnected | Trade Secret | Trade | CRL | CRL027 | Commercial |  | Trade Secret | 2024 | 2024
20252-215912-02 | Xcel Energy | 85 | 13781 | IOU | 05712563 | 6.677 | Solar |  |  | Interconnected | Trade Secret | Trade | HWW | HWW061 | Residential | Solar*Rewards | Trade Secret | 2024 | 2024
20252-215912-02 | Xcel Energy | 85 | 13781 | IOU | 05712567 | 6.93 | Solar |  |  | Active Application | Trade Secret | Trade | RPO | RPO312 | Residential | Solar*Rewards | Trade Secret | 2024
20252-215912-02 | Xcel Energy | 85 | 13781 | IOU | 05712574 | 3.936 | Solar |  |  | Active Application | Trade Secret | Trade | RIV | RIV063 | Residential | Solar*Rewards | Trade Secret | 2024
20252-215912-02 | Xcel Energy | 85 | 13781 | IOU | 05712583 | 7.258 | Solar |  |  | Interconnected | Trade Secret | Trade | WRR | WRR064 | Residential | Solar*Rewards | Trade Secret | 2024 | 2024
20252-215912-02 | Xcel Energy | 85 | 13781 | IOU | 05712584 | 6.56 | Solar |  |  | Active Application | Trade Secret | Trade | RIV | RIV063 | Residential | Solar*Rewards | Trade Secret | 2024
20252-215912-02 | Xcel Energy | 85 | 13781 | IOU | 05712595 | 6.677 | Solar |  |  | Interconnected | Trade Secret | Trade | IDA | IDA072 | Residential | Solar*Rewards | Trade Secret | 2024 | 2024
20252-215912-02 | Xcel Energy | 85 | 13781 | IOU | 05712596 |  | Solar |  |  | Active Application | Trade Secret | Trade |  |  | Residential | Solar*Rewards | Trade Secret | 2024
20252-215912-02 | Xcel Energy | 85 | 13781 | IOU | 05712602 | 4.592 | Solar |  |  | Active Application | Trade Secret | Trade | RIV | RIV063 | Residential | Solar*Rewards | Trade Secret | 2024
20252-215912-02 | Xcel Energy | 85 | 13781 | IOU | 05712616 | 4.592 | Solar |  |  | Active Application | Trade Secret | Trade | RIV | RIV063 | Residential | Solar*Rewards | Trade Secret | 2024
20252-215912-02 | Xcel Energy | 85 | 13781 | IOU | 05712630 | 9.135 | Solar |  |  | Interconnected | Trade Secret | Trade | FSL | FSL311 | Residential |  | Trade Secret | 2024 | 2024
20252-215912-02 | Xcel Energy | 85 | 13781 | IOU | 05712635 | 4.592 | Solar |  |  | Active Application | Trade Secret | Trade | RIV | RIV063 | Residential | Solar*Rewards | Trade Secret | 2024
20252-215912-02 | Xcel Energy | 85 | 13781 | IOU | 05712657 | 11.34 | Solar |  |  | Interconnected | Trade Secret | Trade | TWL | TWL081 | Residential |  | Trade Secret | 2024 | 2024
20252-215912-02 | Xcel Energy | 85 | 13781 | IOU | 05712674 |  |  |  |  | Withdrawn | Trade Secret | Trade |  |  | Residential |  | Trade Secret | 2024
20252-215912-02 | Xcel Energy | 85 | 13781 | IOU | 05712677 | 9.29 | Solar |  |  | Interconnected | Trade Secret | Trade | LAB | LAB311 | Residential | Solar*Rewards | Trade Secret | 2024 | 2024
20252-215912-02 | Xcel Energy | 85 | 13781 | IOU | 05712870 | 39.976 | Solar |  |  | Active Application | Trade Secret | Trade | DND | DND071 | Commercial | Solar*Rewards | Trade Secret | 2024
20252-215912-02 | Xcel Energy | 85 | 13781 | IOU | 05713113 | 7.76 | Solar |  |  | Interconnected | Trade Secret | Trade | PRR | PRR062 | Residential | Solar*Rewards | Trade Secret | 2024 | 2024
20252-215912-02 | Xcel Energy | 85 | 13781 | IOU | 05713230 |  | Solar |  |  | Active Application | Trade Secret | Trade | AFT | AFT314 | Residential | Solar*Rewards | Trade Secret | 2024
20252-215912-02 | Xcel Energy | 85 | 13781 | IOU | 05713231 | 7.258 | Solar |  |  | Interconnected | Trade Secret | Trade | ALK | ALK072 | Residential | Solar*Rewards | Trade Secret | 2024 | 2024
20252-215912-02 | Xcel Energy | 85 | 13781 | IOU | 05713427 | 4.886 | Solar |  |  | Interconnected | Trade Secret | Trade | ALD | ALD073 | Residential | Solar*Rewards | Trade Secret | 2024 | 2024
20252-215912-02 | Xcel Energy | 85 | 13781 | IOU | 05713451 | 5.516 | Solar |  |  | Interconnected | Trade Secret | Trade | EDA | EDA067 | Residential |  | Trade Secret | 2024 | 2024
20252-215912-02 | Xcel Energy | 85 | 13781 | IOU | 05713475 | 4.645 | Solar |  |  | Interconnected | Trade Secret | Trade | SAV | SAV073 | Residential |  | Trade Secret | 2024 | 2024
20252-215912-02 | Xcel Energy | 85 | 13781 | IOU | 05713484 | 2.52 | Solar |  |  | Interconnected | Trade Secret | Trade | WES | WES062 | Residential |  | Trade Secret | 2024 | 2024
20252-215912-02 | Xcel Energy | 85 | 13781 | IOU | 05713598 |  |  |  |  | Active Application | Trade Secret | Trade |  |  | Residential |  | Trade Secret | 2024
20252-215912-02 | Xcel Energy | 85 | 13781 | IOU | 05713612 | 17.34 | Solar |  |  | Active Application | Trade Secret | Trade | MDT | MDT074 | Commercial | Solar*Rewards | Trade Secret | 2024
20252-215912-02 | Xcel Energy | 85 | 13781 | IOU | 05713627 |  | Solar |  |  | Active Application | Trade Secret | Trade |  |  | Residential | Solar*Rewards | Trade Secret | 2024
20252-215912-02 | Xcel Energy | 85 | 13781 | IOU | 05713632 | 5.904 | Solar |  |  | Active Application | Trade Secret | Trade | MDT | MDT074 | Residential | Solar*Rewards | Trade Secret | 2024
20252-215912-02 | Xcel Energy | 85 | 13781 | IOU | 05713667 | 9.994 | Solar |  |  | Interconnected | Trade Secret | Trade | DHL | DHL061 | Residential | Solar*Rewards | Trade Secret | 2024 | 2024
20252-215912-02 | Xcel Energy | 85 | 13781 | IOU | 05713691 | 3.84 | Solar |  |  | Active Application | Trade Secret | Trade | MDT | MDT074 | Residential | Solar*Rewards | Trade Secret | 2024
20252-215912-02 | Xcel Energy | 85 | 13781 | IOU | 05713714 | 5.12 | Solar |  |  | Active Application | Trade Secret | Trade | MDT | MDT074 | Residential | Solar*Rewards | Trade Secret | 2024
20252-215912-02 | Xcel Energy | 85 | 13781 | IOU | 05713744 | 6.4 | Solar |  |  | Active Application | Trade Secret | Trade | MDT | MDT074 | Residential | Solar*Rewards | Trade Secret | 2024
20252-215912-02 | Xcel Energy | 85 | 13781 | IOU | 05713745 | 2.52 | Solar |  |  | Interconnected | Trade Secret | Trade | SLP | SLP073 | Residential |  | Trade Secret | 2024 | 2024
20252-215912-02 | Xcel Energy | 85 | 13781 | IOU | 05713771 | 3.84 | Solar |  |  | Active Application | Trade Secret | Trade | MDT | MDT074 | Residential | Solar*Rewards | Trade Secret | 2024
20252-215912-02 | Xcel Energy | 85 | 13781 | IOU | 05713946 | 7.872 | Solar |  |  | Interconnected | Trade Secret | Trade | CGR | CGR064 | Residential | Solar*Rewards | Trade Secret | 2024 | 2024
20252-215912-02 | Xcel Energy | 85 | 13781 | IOU | 05714094 | 3.747 | Solar |  |  | Interconnected | Trade Secret | Trade | TER | TER071 | Residential | Solar*Rewards | Trade Secret | 2024 | 2024
20252-215912-02 | Xcel Energy | 85 | 13781 | IOU | 05714115 |  | Solar |  |  | Withdrawn | Trade Secret | Trade |  |  | Residential | Solar*Rewards | Trade Secret | 2024
20252-215912-02 | Xcel Energy | 85 | 13781 | IOU | 05714231 | 7.98 | Solar |  |  | Interconnected | Trade Secret | Trade | WDY | WDY311 | Residential | Solar*Rewards | Trade Secret | 2024 | 2024
20252-215912-02 | Xcel Energy | 85 | 13781 | IOU | 05714256 | 5.904 | Solar |  |  | Interconnected | Trade Secret | Trade | CGR | CGR071 | Residential | Solar*Rewards | Trade Secret | 2024 | 2024
20252-215912-02 | Xcel Energy | 85 | 13781 | IOU | 05714460 | 6.3 | Solar |  |  | Interconnected | Trade Secret | Trade | RLK | RLK069 | Residential | Solar*Rewards | Trade Secret | 2024 | 2024
20252-215912-02 | Xcel Energy | 85 | 13781 | IOU | 05714505 | 8.19 | Solar |  |  | Interconnected | Trade Secret | Trade | GLK | GLK074 | Residential | Solar*Rewards | Trade Secret | 2024 | 2024
20252-215912-02 | Xcel Energy | 85 | 13781 | IOU | 05714526 | 3.839 | Solar |  |  | Interconnected | Trade Secret | Trade | SOU | SOU064 | Residential | Solar*Rewards | Trade Secret | 2024 | 2024
20252-215912-02 | Xcel Energy | 85 | 13781 | IOU | 05714544 |  | Solar |  |  | Active Application | Trade Secret | Trade | AFT | AFT314 | Residential | Solar*Rewards | Trade Secret | 2024
20252-215912-02 | Xcel Energy | 85 | 13781 | IOU | 05714545 | 3.465 | Solar |  |  | Withdrawn | Trade Secret | Trade | WIL | WIL063 | Residential | Solar*Rewards | Trade Secret | 2024
20252-215912-02 | Xcel Energy | 85 | 13781 | IOU | 05714562 | 4.41 | Solar |  |  | Interconnected | Trade Secret | Trade | MPK | MPK085 | Residential | Solar*Rewards | Trade Secret | 2024 | 2024
20252-215912-02 | Xcel Energy | 85 | 13781 | IOU | 05714601 | 9.86 | Solar |  |  | Interconnected | Trade Secret | Trade | SOU | SOU064 | Residential |  | Trade Secret | 2024 | 2024
20252-215912-02 | Xcel Energy | 85 | 13781 | IOU | 05714609 | 7.56 | Solar |  |  | Active Application | Trade Secret | Trade |  |  | Residential | Solar*Rewards | Trade Secret | 2024
20252-215912-02 | Xcel Energy | 85 | 13781 | IOU | 05714625 | 11.6 | Solar |  |  | Interconnected | Trade Secret | Trade | UPP | UPP066 | Residential |  | Trade Secret | 2024 | 2024
20252-215912-02 | Xcel Energy | 85 | 13781 | IOU | 05714688 | 13.68 | Solar |  |  | Interconnected | Trade Secret | Trade | WSG | WSG066 | Residential | Solar*Rewards | Trade Secret | 2024 | 2024
20252-215912-02 | Xcel Energy | 85 | 13781 | IOU | 05714727 |  |  |  |  | Active Application | Trade Secret | Trade |  |  | Residential |  | Trade Secret | 2024
20252-215912-02 | Xcel Energy | 85 | 13781 | IOU | 05714815 | 39.976 | Solar |  |  | Active Application | Trade Secret | Trade | RLK | RLK079 | Commercial |  | Trade Secret | 2024
20252-215912-02 | Xcel Energy | 85 | 13781 | IOU | 05715155 | 8.82 | Solar |  |  | Active Application | Trade Secret | Trade | REW | REW023 | Residential | Solar*Rewards | Trade Secret | 2024
20252-215912-02 | Xcel Energy | 85 | 13781 | IOU | 05715189 | 10.24 | Solar |  |  | Interconnected | Trade Secret | Trade | ESW | ESW073 | Residential |  | Trade Secret | 2024 | 2024
20252-215912-02 | Xcel Energy | 85 | 13781 | IOU | 05715283 | 5.67 | Solar |  |  | Interconnected | Trade Secret | Trade | TER | TER071 | Residential |  | Trade Secret | 2024 | 2024
20252-215912-02 | Xcel Energy | 85 | 13781 | IOU | 05715285 | 38.8 | Solar |  |  | Withdrawn | Trade Secret | Trade | MOL | MOL073 | Commercial | Solar*Rewards | Trade Secret | 2024
20252-215912-02 | Xcel Energy | 85 | 13781 | IOU | 05715331 | 39.75 | Solar |  |  | Active Application | Trade Secret | Trade | RMT | RMT321 | Residential | Solar*Rewards | Trade Secret | 2024
20252-215912-02 | Xcel Energy | 85 | 13781 | IOU | 05715361 | 38.321 | Solar |  |  | Active Application | Trade Secret | Trade | SLP | SLP083 | Commercial |  | Trade Secret | 2024
20252-215912-02 | Xcel Energy | 85 | 13781 | IOU | 05715536 | 17.28 | Solar |  |  | Interconnected | Trade Secret | Trade | FIC | FIC031 | Residential | Solar*Rewards | Trade Secret | 2024 | 2024
20252-215912-02 | Xcel Energy | 85 | 13781 | IOU | 05715563 | 7.875 | Solar |  |  | Interconnected | Trade Secret | Trade | CHE | CHE065 | Residential |  | Trade Secret | 2024 | 2024
20252-215912-02 | Xcel Energy | 85 | 13781 | IOU | 05715632 | 2.903 | Solar |  |  | Interconnected | Trade Secret | Trade | LEX | LEX332 | Residential |  | Trade Secret | 2024 | 2024
20252-215912-02 | Xcel Energy | 85 | 13781 | IOU | 05715670 | 7.56 | Solar |  | X | Interconnected | Trade Secret | Trade | GSL | GSL341 | Residential | Solar*Rewards | Trade Secret | 2024 | 2024
20252-215912-02 | Xcel Energy | 85 | 13781 | IOU | 05715707 | 10.71 | Solar |  |  | Interconnected | Trade Secret | Trade | RPO | RPO311 | Residential | Solar*Rewards | Trade Secret | 2024 | 2024
20252-215912-02 | Xcel Energy | 85 | 13781 | IOU | 05715708 | 5.355 | Solar |  |  | Interconnected | Trade Secret | Trade | WES | WES074 | Residential |  | Trade Secret | 2024 | 2024
20252-215912-02 | Xcel Energy | 85 | 13781 | IOU | 05715790 | 4.725 | Solar |  |  | Active Application | Trade Secret | Trade | ECK | ECK322 | Residential |  | Trade Secret | 2024
20252-215912-02 | Xcel Energy | 85 | 13781 | IOU | 05715800 | 2.903 | Solar |  |  | Interconnected | Trade Secret | Trade | DBL | DBL073 | Residential |  | Trade Secret | 2024 | 2024
20252-215912-02 | Xcel Energy | 85 | 13781 | IOU | 05716079 | 12.092 | Solar |  |  | Interconnected | Trade Secret | Trade | MND | MND062 | Residential | Solar*Rewards | Trade Secret | 2024 | 2024
20252-215912-02 | Xcel Energy | 85 | 13781 | IOU | 05716197 | 39.999 | Solar |  |  | Active Application | Trade Secret | Trade | WRR | WRR074 | Commercial |  | Trade Secret | 2024
20252-215912-02 | Xcel Energy | 85 | 13781 | IOU | 05716533 | 11.52 | Solar |  |  | Interconnected | Trade Secret | Trade | CHE | CHE065 | Residential | Solar*Rewards | Trade Secret | 2024 | 2024
20252-215912-02 | Xcel Energy | 85 | 13781 | IOU | 05716711 | 5.584 | Solar |  |  | Interconnected | Trade Secret | Trade | WIL | WIL079 | Residential | Solar*Rewards | Trade Secret | 2024 | 2024
20252-215912-02 | Xcel Energy | 85 | 13781 | IOU | 05716917 | 5 | Solar |  | X | Withdrawn | Trade Secret | Trade | OPK | OPK077 | Residential |  | Trade Secret | 2024
20252-215912-02 | Xcel Energy | 85 | 13781 | IOU | 05717295 | 9.135 | Solar |  |  | Active Application | Trade Secret | Trade | WAB | WAB031 | Residential | Solar*Rewards | Trade Secret | 2024
20252-215912-02 | Xcel Energy | 85 | 13781 | IOU | 05717301 | 14.592 | Solar |  |  | Active Application | Trade Secret | Trade | PIP | PIP090 | Residential | Solar*Rewards | Trade Secret | 2024
20252-215912-02 | Xcel Energy | 85 | 13781 | IOU | 05717367 | 9.216 | Solar |  |  | Interconnected | Trade Secret | Trade | STY | STY061 | Residential | Solar*Rewards | Trade Secret | 2024 | 2024
20252-215912-02 | Xcel Energy | 85 | 13781 | IOU | 05717465 | 11.025 | Solar |  |  | Interconnected | Trade Secret | Trade | GLK | GLK061 | Residential |  | Trade Secret | 2024 | 2024
20252-215912-02 | Xcel Energy | 85 | 13781 | IOU | 05717525 |  | Solar |  |  | Active Application | Trade Secret | Trade |  |  | Residential | Solar*Rewards | Trade Secret | 2024
20252-215912-02 | Xcel Energy | 85 | 13781 | IOU | 05717866 | 6.282 | Solar |  |  | Interconnected | Trade Secret | Trade | MOL | MOL066 | Residential | Solar*Rewards | Trade Secret | 2024 | 2024
20252-215912-02 | Xcel Energy | 85 | 13781 | IOU | 05718041 | 4.725 | Solar |  |  | Interconnected | Trade Secret | Trade | UPP | UPP084 | Residential |  | Trade Secret | 2024 | 2024
20252-215912-02 | Xcel Energy | 85 | 13781 | IOU | 05718168 | 9.94 | Solar |  |  | Interconnected | Trade Secret | Trade | MPK | MPK083 | Residential |  | Trade Secret | 2024 | 2024
20252-215912-02 | Xcel Energy | 85 | 13781 | IOU | 05718515 | 5.985 | Solar |  |  | Interconnected | Trade Secret | Trade | WSG | WSG063 | Residential | Solar*Rewards | Trade Secret | 2024 | 2024
20252-215912-02 | Xcel Energy | 85 | 13781 | IOU | 05718527 | 10.752 | Solar |  |  | Interconnected | Trade Secret | Trade | WSG | WSG076 | Residential | Solar*Rewards | Trade Secret | 2024 | 2024
20252-215912-02 | Xcel Energy | 85 | 13781 | IOU | 05718665 | 50 | Solar |  |  | Withdrawn | Trade Secret | Trade | WRR | WRR074 | Residential |  | Trade Secret | 2024
20252-215912-02 | Xcel Energy | 85 | 13781 | IOU | 05718719 | 5.355 | Solar |  |  | Interconnected | Trade Secret | Trade | SOU | SOU063 | Residential | Solar*Rewards | Trade Secret | 2024 | 2024
20252-215912-02 | Xcel Energy | 85 | 13781 | IOU | 05718756 | 10.752 | Solar |  |  | Interconnected | Trade Secret | Trade | BCR | BCR063 | Residential | Solar*Rewards | Trade Secret | 2024 | 2024
20252-215912-02 | Xcel Energy | 85 | 13781 | IOU | 05719090 | 6.046 | Solar |  |  | Interconnected | Trade Secret | Trade | RLK | RLK071 | Residential | Solar*Rewards | Trade Secret | 2024 | 2024
20252-215912-02 | Xcel Energy | 85 | 13781 | IOU | 05719169 | 11.393 | Solar |  |  | Interconnected | Trade Secret | Trade | GVW | GVW022 | Residential |  | Trade Secret | 2024 | 2024
20252-215912-02 | Xcel Energy | 85 | 13781 | IOU | 05719207 |  |  |  |  | Active Application | Trade Secret | Trade |  |  | Residential |  | Trade Secret | 2024
20252-215912-02 | Xcel Energy | 85 | 13781 | IOU | 05719213 |  |  |  |  | Active Application | Trade Secret | Trade |  |  | Residential |  | Trade Secret | 2024
20252-215912-02 | Xcel Energy | 85 | 13781 | IOU | 05719701 | 5.248 | Solar |  |  | Interconnected | Trade Secret | Trade | MEL | MEL065 | Residential | Solar*Rewards | Trade Secret | 2024 | 2024
20252-215912-02 | Xcel Energy | 85 | 13781 | IOU | 05719750 | 5.67 | Solar |  |  | Interconnected | Trade Secret | Trade | HWW | HWW062 | Residential | Solar*Rewards | Trade Secret | 2024 | 2024
20252-215912-02 | Xcel Energy | 85 | 13781 | IOU | 05719793 | 3.49 | Solar |  |  | Interconnected | Trade Secret | Trade | RAM | RAM062 | Residential |  | Trade Secret | 2024 | 2024
20252-215912-02 | Xcel Energy | 85 | 13781 | IOU | 05719907 | 2.835 | Solar |  |  | Withdrawn | Trade Secret | Trade | IDA | IDA061 | Residential |  | Trade Secret | 2024
20252-215912-02 | Xcel Energy | 85 | 13781 | IOU | 05719962 | 11.655 | Solar |  |  | Interconnected | Trade Secret | Trade | HYL | HYL061 | Residential |  | Trade Secret | 2024 | 2024
20252-215912-02 | Xcel Energy | 85 | 13781 | IOU | 05719964 | 17.056 | Solar |  |  | Interconnected | Trade Secret | Trade | ECK | ECK322 | Residential | Solar*Rewards | Trade Secret | 2024 | 2024
20252-215912-02 | Xcel Energy | 85 | 13781 | IOU | 05719975 | 4.41 | Solar |  |  | Interconnected | Trade Secret | Trade | CHE | CHE076 | Residential |  | Trade Secret | 2024 | 2024
20252-215912-02 | Xcel Energy | 85 | 13781 | IOU | 05720055 |  |  |  |  | Withdrawn | Trade Secret | Trade |  |  | Residential |  | Trade Secret | 2024
20252-215912-02 | Xcel Energy | 85 | 13781 | IOU | 05720363 | 5.85 | Solar |  |  | Interconnected | Trade Secret | Trade | RVA | RVA061 | Residential | Solar*Rewards | Trade Secret | 2024 | 2024
20252-215912-02 | Xcel Energy | 85 | 13781 | IOU | 05720404 | 5.226 | Solar |  |  | Interconnected | Trade Secret | Trade | WIL | WIL063 | Residential | Solar*Rewards | Trade Secret | 2024 | 2024
20252-215912-02 | Xcel Energy | 85 | 13781 | IOU | 05720469 | 11.933 | Solar |  |  | Active Application | Trade Secret | Trade | MEL | MEL068 | Residential | Solar*Rewards | Trade Secret | 2024
20252-215912-02 | Xcel Energy | 85 | 13781 | IOU | 05720748 | 11.34 | Solar |  |  | Interconnected | Trade Secret | Trade | RAM | RAM071 | Residential |  | Trade Secret | 2024 | 2024
20252-215912-02 | Xcel Energy | 85 | 13781 | IOU | 05720841 | 4.41 | Solar |  |  | Interconnected | Trade Secret | Trade | UPP | UPP084 | Residential | Solar*Rewards | Trade Secret | 2024 | 2024
20252-215912-02 | Xcel Energy | 85 | 13781 | IOU | 05720859 |  | Solar |  |  | Withdrawn | Trade Secret | Trade |  |  | Residential | Solar*Rewards | Trade Secret | 2024
20252-215912-02 | Xcel Energy | 85 | 13781 | IOU | 05720866 | 7.56 | Solar |  |  | Interconnected | Trade Secret | Trade | HUG | HUG321 | Residential |  | Trade Secret | 2024 | 2024
20252-215912-02 | Xcel Energy | 85 | 13781 | IOU | 05721408 | 4.592 | Solar |  |  | Interconnected | Trade Secret | Trade | CHE | CHE076 | Residential | Solar*Rewards | Trade Secret | 2024 | 2024
20252-215912-02 | Xcel Energy | 85 | 13781 | IOU | 05721413 | 3.747 | Solar |  |  | Active Application | Trade Secret | Trade | MDT | MDT071 | Residential | Solar*Rewards | Trade Secret | 2024
20252-215912-02 | Xcel Energy | 85 | 13781 | IOU | 05721574 | 2.903 | Solar |  |  | Interconnected | Trade Secret | Trade | TLK | TLK061 | Residential |  | Trade Secret | 2024 | 2024
20252-215912-02 | Xcel Energy | 85 | 13781 | IOU | 05721580 | 3.15 | Solar |  |  | Interconnected | Trade Secret | Trade | LOK | LOK093 | Residential |  | Trade Secret | 2024 | 2024
20252-215912-02 | Xcel Energy | 85 | 13781 | IOU | 05722026 | 7.56 | Solar |  |  | Active Application | Trade Secret | Trade | SOU | SOU064 | Residential | Solar*Rewards | Trade Secret | 2024
20252-215912-02 | Xcel Energy | 85 | 13781 | IOU | 05722061 | 17.325 | Solar |  |  | Interconnected | Trade Secret | Trade | EDA | EDA067 | Residential | Solar*Rewards | Trade Secret | 2024 | 2024
20252-215912-02 | Xcel Energy | 85 | 13781 | IOU | 05722194 | 2.613 | Solar |  |  | Interconnected | Trade Secret | Trade | BRP | BRP063 | Residential |  | Trade Secret | 2024 | 2024
20252-215912-02 | Xcel Energy | 85 | 13781 | IOU | 05722226 | 8.448 | Solar |  |  | Interconnected | Trade Secret | Trade | AFT | AFT322 | Residential | Solar*Rewards | Trade Secret | 2024 | 2024
20252-215912-02 | Xcel Energy | 85 | 13781 | IOU | 05722241 | 8.82 | Solar |  |  | Interconnected | Trade Secret | Trade | RPL | RPL071 | Residential | Solar*Rewards | Trade Secret | 2024 | 2024
20252-215912-02 | Xcel Energy | 85 | 13781 | IOU | 05722451 | 5.806 | Solar |  |  | Interconnected | Trade Secret | Trade | MOL | MOL072 | Residential | Solar*Rewards | Trade Secret | 2024 | 2024
20252-215912-02 | Xcel Energy | 85 | 13781 | IOU | 05722496 | 7.8 | Solar |  |  | Interconnected | Trade Secret | Trade | OPK | OPK077 | Residential | Solar*Rewards | Trade Secret | 2024 | 2024
20252-215912-02 | Xcel Energy | 85 | 13781 | IOU | 05722513 | 3.193 | Solar |  |  | Withdrawn | Trade Secret | Trade |  |  | Residential |  | Trade Secret | 2024
20252-215912-02 | Xcel Energy | 85 | 13781 | IOU | 05722791 |  | Solar |  |  | Active Application | Trade Secret | Trade |  |  | Residential | Solar*Rewards | Trade Secret | 2024
20252-215912-02 | Xcel Energy | 85 | 13781 | IOU | 05722813 | 8.505 | Solar |  |  | Withdrawn | Trade Secret | Trade | HUG | HUG321 | Residential | Solar*Rewards | Trade Secret | 2024
20252-215912-02 | Xcel Energy | 85 | 13781 | IOU | 05722866 |  | Solar |  |  | Active Application | Trade Secret | Trade |  |  | Residential | Solar*Rewards | Trade Secret | 2024
20252-215912-02 | Xcel Energy | 85 | 13781 | IOU | 05722867 |  | Solar |  |  | Active Application | Trade Secret | Trade |  |  | Residential | Solar*Rewards | Trade Secret | 2024
20252-215912-02 | Xcel Energy | 85 | 13781 | IOU | 05723029 |  | Solar |  |  | Withdrawn | Trade Secret | Trade |  |  | Residential | Solar*Rewards | Trade Secret | 2024
20252-215912-02 | Xcel Energy | 85 | 13781 | IOU | 05723299 | 80 | Solar |  |  | Interconnected | Trade Secret | Trade | CNC | CNC063 | Commercial |  | Trade Secret | 2024 | 2024
20252-215912-02 | Xcel Energy | 85 | 13781 | IOU | 05723312 | 7.216 | Solar |  |  | Withdrawn | Trade Secret | Trade | CGR | CGR071 | Residential | Solar*Rewards | Trade Secret | 2024
20252-215912-02 | Xcel Energy | 85 | 13781 | IOU | 05723323 | 3.936 | Solar |  |  | Withdrawn | Trade Secret | Trade | RLK | RLK065 | Residential | Solar*Rewards | Trade Secret | 2024
20252-215912-02 | Xcel Energy | 85 | 13781 | IOU | 05723408 | 8.505 | Solar |  |  | Interconnected | Trade Secret | Trade | EDA | EDA084 | Residential | Solar*Rewards | Trade Secret | 2024 | 2024
20252-215912-02 | Xcel Energy | 85 | 13781 | IOU | 05723412 | 10.496 | Solar |  |  | Interconnected | Trade Secret | Trade | CGR | CGR071 | Residential | Solar*Rewards | Trade Secret | 2024 | 2024
20252-215912-02 | Xcel Energy | 85 | 13781 | IOU | 05723586 | 11.34 | Solar |  |  | Interconnected | Trade Secret | Trade | LAB | LAB311 | Residential | Solar*Rewards | Trade Secret | 2024 | 2024
20252-215912-02 | Xcel Energy | 85 | 13781 | IOU | 05723587 | 140 | Solar |  |  | Withdrawn | Trade Secret | Trade | WEB | WEB021 | Commercial |  | Trade Secret | 2024
20252-215912-02 | Xcel Energy | 85 | 13781 | IOU | 05723604 | 3.465 | Solar |  |  | Interconnected | Trade Secret | Trade | RAM | RAM073 | Residential | Solar*Rewards | Trade Secret | 2024 | 2024
20252-215912-02 | Xcel Energy | 85 | 13781 | IOU | 05723618 | 11.168 | Solar |  |  | Interconnected | Trade Secret | Trade | MPK | MPK074 | Residential | Solar*Rewards | Trade Secret | 2024 | 2024
20252-215912-02 | Xcel Energy | 85 | 13781 | IOU | 05723644 | 4.886 | Solar |  |  | Interconnected | Trade Secret | Trade | MPK | MPK065 | Residential |  | Trade Secret | 2024 | 2024
20252-215912-02 | Xcel Energy | 85 | 13781 | IOU | 05723767 | 100 | Solar |  |  | Withdrawn | Trade Secret | Trade |  |  | Residential | Other | Trade Secret | 2024
20252-215912-02 | Xcel Energy | 85 | 13781 | IOU | 05724166 | 7.68 | Solar |  |  | Withdrawn | Trade Secret | Trade | WES | WES075 | Residential | Solar*Rewards | Trade Secret | 2024
20252-215912-02 | Xcel Energy | 85 | 13781 | IOU | 05724318 |  |  |  |  | Withdrawn | Trade Secret | Trade |  |  | Residential |  | Trade Secret | 2024
20252-215912-02 | Xcel Energy | 85 | 13781 | IOU | 05724618 | 5.904 | Solar |  |  | Interconnected | Trade Secret | Trade | LOK | LOK093 | Residential | Solar*Rewards | Trade Secret | 2024 | 2024
20252-215912-02 | Xcel Energy | 85 | 13781 | IOU | 05724680 | 66.6 | Solar |  |  | Interconnected | Trade Secret | Trade | WDY | WDY312 | Commercial |  | Trade Secret | 2024 | 2024
20252-215912-02 | Xcel Energy | 85 | 13781 | IOU | 05724843 | 3.465 | Solar |  |  | Interconnected | Trade Secret | Trade | KOL | KOL074 | Residential | Solar*Rewards | Trade Secret | 2024 | 2024
20252-215912-02 | Xcel Energy | 85 | 13781 | IOU | 05724891 | 3.48 | Solar |  |  | Interconnected | Trade Secret | Trade | SOU | SOU077 | Residential |  | Trade Secret | 2024 | 2024
20252-215912-02 | Xcel Energy | 85 | 13781 | IOU | 05724958 | 18.87 | Solar |  |  | Interconnected | Trade Secret | Trade | FAB | FAB063 | Commercial | Solar*Rewards | Trade Secret | 2024 | 2024
20252-215912-02 | Xcel Energy | 85 | 13781 | IOU | 05725021 | 6.528 | Solar |  |  | Interconnected | Trade Secret | Trade | WES | WES075 | Residential | Solar*Rewards | Trade Secret | 2024 | 2024
20252-215912-02 | Xcel Energy | 85 | 13781 | IOU | 05725043 | 3.78 | Solar |  |  | Interconnected | Trade Secret | Trade | OAD | OAD071 | Residential |  | Trade Secret | 2024 | 2024
20252-215912-02 | Xcel Energy | 85 | 13781 | IOU | 05725118 |  | Solar |  |  | Active Application | Trade Secret | Trade | XRD | XRD062 | Residential | Solar*Rewards | Trade Secret | 2024
20252-215912-02 | Xcel Energy | 85 | 13781 | IOU | 05725165 |  | Solar |  |  | Active Application | Trade Secret | Trade |  |  | Residential | Solar*Rewards | Trade Secret | 2024
20252-215912-02 | Xcel Energy | 85 | 13781 | IOU | 05725377 | 6.56 | Solar |  |  | Interconnected | Trade Secret | Trade | CDV | CDV072 | Residential | Solar*Rewards | Trade Secret | 2024 | 2024
20252-215912-02 | Xcel Energy | 85 | 13781 | IOU | 05725512 | 4.725 | Solar |  |  | Interconnected | Trade Secret | Trade | WIL | WIL063 | Residential |  | Trade Secret | 2024 | 2024
20252-215912-02 | Xcel Energy | 85 | 13781 | IOU | 05725540 | 6.46 | Solar |  | X | Interconnected | Trade Secret | Trade | WES | WES072 | Residential | Solar*Rewards | Trade Secret | 2024 | 2024
20252-215912-02 | Xcel Energy | 85 | 13781 | IOU | 05725546 | 11.168 | Solar |  |  | Interconnected | Trade Secret | Trade | WIL | WIL098 | Residential | Solar*Rewards | Trade Secret | 2024 | 2024
20252-215912-02 | Xcel Energy | 85 | 13781 | IOU | 05725769 | 2.613 | Solar |  |  | Interconnected | Trade Secret | Trade | RIV | RIV063 | Residential |  | Trade Secret | 2024 | 2024
20252-215912-02 | Xcel Energy | 85 | 13781 | IOU | 05725777 | 4.06 | Solar |  |  | Interconnected | Trade Secret | Trade | HWW | HWW073 | Residential | Solar*Rewards | Trade Secret | 2024 | 2024
20252-215912-02 | Xcel Energy | 85 | 13781 | IOU | 05725814 | 8.448 | Solar |  |  | Interconnected | Trade Secret | Trade | WRR | WRR075 | Residential |  | Trade Secret | 2024 | 2024
20252-215912-02 | Xcel Energy | 85 | 13781 | IOU | 05726158 | 1.742 | Solar |  |  | Active Application | Trade Secret | Trade |  |  | Commercial | Solar*Rewards | Trade Secret | 2024
20252-215912-02 | Xcel Energy | 85 | 13781 | IOU | 05726421 | 34.6 | Solar |  |  | Interconnected | Trade Secret | Trade | MPK | MPK071 | Commercial | Solar*Rewards | Trade Secret | 2024 | 2024
20252-215912-02 | Xcel Energy | 85 | 13781 | IOU | 05726798 |  | Solar |  |  | Active Application | Trade Secret | Trade |  |  | Residential | Solar*Rewards | Trade Secret | 2024
20252-215912-02 | Xcel Energy | 85 | 13781 | IOU | 05726956 | 200 | Solar |  |  | Interconnected | Trade Secret | Trade | NMC | NMC082 | Commercial |  | Trade Secret | 2024 | 2024
20252-215912-02 | Xcel Energy | 85 | 13781 | IOU | 05726962 | 11.52 | Solar |  |  | Interconnected | Trade Secret | Trade | AFT | AFT315 | Residential | Solar*Rewards | Trade Secret | 2024 | 2024
20252-215912-02 | Xcel Energy | 85 | 13781 | IOU | 05727072 | 6.56 | Solar |  |  | Active Application | Trade Secret | Trade | CDV | CDV072 | Residential | Solar*Rewards | Trade Secret | 2024
20252-215912-02 | Xcel Energy | 85 | 13781 | IOU | 05727093 | 9.93 | Solar |  |  | Interconnected | Trade Secret | Trade | MPK | MPK071 | Commercial | Solar*Rewards | Trade Secret | 2024 | 2024
20252-215912-02 | Xcel Energy | 85 | 13781 | IOU | 05727108 | 10.075 | Solar |  |  | Interconnected | Trade Secret | Trade | GLK | GLK064 | Residential | Solar*Rewards | Trade Secret | 2024 | 2024
20252-215912-02 | Xcel Energy | 85 | 13781 | IOU | 05727242 | 39.976 | Solar |  |  | Interconnected | Trade Secret | Trade | DND | DND071 | Commercial |  | Trade Secret | 2024 | 2025
20252-215912-02 | Xcel Energy | 85 | 13781 | IOU | 05727297 | 11.168 | Solar |  |  | Interconnected | Trade Secret | Trade | ESW | ESW081 | Residential | Solar*Rewards | Trade Secret | 2024 | 2025
20252-215912-02 | Xcel Energy | 85 | 13781 | IOU | 05727317 | 8.376 | Solar |  |  | Interconnected | Trade Secret | Trade | RWD | RWD062 | Residential | Solar*Rewards | Trade Secret | 2024 | 2024
20252-215912-02 | Xcel Energy | 85 | 13781 | IOU | 05727339 | 9.423 | Solar |  |  | Interconnected | Trade Secret | Trade | AFT | AFT315 | Residential |  | Trade Secret | 2024 | 2024
20252-215912-02 | Xcel Energy | 85 | 13781 | IOU | 05727490 | 11.5 | Solar |  | X | Active Application | Trade Secret | Trade | LEX | LEX064 | Residential | Solar*Rewards | Trade Secret | 2024
20252-215912-02 | Xcel Energy | 85 | 13781 | IOU | 05727671 | 4.064 | Solar |  |  | Withdrawn | Trade Secret | Trade | HSN | HSN321 | Residential |  | Trade Secret | 2024
20252-215912-02 | Xcel Energy | 85 | 13781 | IOU | 05727687 | 5.516 | Solar |  |  | Active Application | Trade Secret | Trade | CGR | CGR063 | Residential |  | Trade Secret | 2024
20252-215912-02 | Xcel Energy | 85 | 13781 | IOU | 05727929 | 3.747 | Solar |  |  | Withdrawn | Trade Secret | Trade | CEL | CEL064 | Residential | Solar*Rewards | Trade Secret | 2024
20252-215912-02 | Xcel Energy | 85 | 13781 | IOU | 05727950 | 27.264 | Solar |  |  | Active Application | Trade Secret | Trade | HAS | HAS033 | Residential | Solar*Rewards | Trade Secret | 2024
20252-215912-02 | Xcel Energy | 85 | 13781 | IOU | 05727975 | 7.616 | Solar |  |  | Interconnected | Trade Secret | Trade | WIN | WIN042 | Residential |  | Trade Secret | 2024 | 2024
20252-215912-02 | Xcel Energy | 85 | 13781 | IOU | 05728060 | 6.144 | Solar |  |  | Interconnected | Trade Secret | Trade | TLK | TLK077 | Residential |  | Trade Secret | 2024 | 2024
20252-215912-02 | Xcel Energy | 85 | 13781 | IOU | 05728361 | 15.75 | Solar |  |  | Interconnected | Trade Secret | Trade | WSG | WSG066 | Residential | Solar*Rewards | Trade Secret | 2024 | 2024
20252-215912-02 | Xcel Energy | 85 | 13781 | IOU | 05728373 | 3.9 | Solar |  |  | Withdrawn | Trade Secret | Trade | HWW | HWW062 | Residential | Solar*Rewards | Trade Secret | 2024
20252-215912-02 | Xcel Energy | 85 | 13781 | IOU | 05728427 | 5.248 | Solar |  |  | Active Application | Trade Secret | Trade | RWD | RWD062 | Residential | Solar*Rewards | Trade Secret | 2024
20252-215912-02 | Xcel Energy | 85 | 13781 | IOU | 05728448 |  | Solar |  |  | Active Application | Trade Secret | Trade | RLK | RLK069 | Residential | Solar*Rewards | Trade Secret | 2024
20252-215912-02 | Xcel Energy | 85 | 13781 | IOU | 05728826 | 7.616 | Solar |  |  | Interconnected | Trade Secret | Trade | PAT | PAT313 | Commercial |  | Trade Secret | 2024 | 2024
20252-215912-02 | Xcel Energy | 85 | 13781 | IOU | 05728887 | 14.592 | Solar |  |  | Interconnected | Trade Secret | Trade | ECK | ECK322 | Residential | Solar*Rewards | Trade Secret | 2024 | 2024
20252-215912-02 | Xcel Energy | 85 | 13781 | IOU | 05728912 | 5.516 | Solar |  |  | Withdrawn | Trade Secret | Trade | AHI | AHI063 | Residential | Solar*Rewards | Trade Secret | 2024
20252-215912-02 | Xcel Energy | 85 | 13781 | IOU | 05729105 | 10.121 | Solar |  |  | Interconnected | Trade Secret | Trade | RMT | RMT321 | Residential | Solar*Rewards | Trade Secret | 2024 | 2024
20252-215912-02 | Xcel Energy | 85 | 13781 | IOU | 05729142 | 11.808 | Solar |  |  | Interconnected | Trade Secret | Trade | WCR | WCR062 | Residential |  | Trade Secret | 2024 | 2024
20252-215912-02 | Xcel Energy | 85 | 13781 | IOU | 05729153 | 11.933 | Solar |  | X | Withdrawn | Trade Secret | Trade | MEL | MEL068 | Residential | Solar*Rewards | Trade Secret | 2024
20252-215912-02 | Xcel Energy | 85 | 13781 | IOU | 05729214 | 7.245 | Solar |  |  | Interconnected | Trade Secret | Trade | ECK | ECK322 | Residential | Solar*Rewards | Trade Secret | 2024 | 2024
20252-215912-02 | Xcel Energy | 85 | 13781 | IOU | 05729293 | 9.074 | Solar |  |  | Interconnected | Trade Secret | Trade | SAV | SAV071 | Residential | Solar*Rewards | Trade Secret | 2024 | 2024
20252-215912-02 | Xcel Energy | 85 | 13781 | IOU | 05729306 | 13.44 | Solar |  |  | Interconnected | Trade Secret | Trade | LOK | LOK093 | Residential | Solar*Rewards | Trade Secret | 2024 | 2024
20252-215912-02 | Xcel Energy | 85 | 13781 | IOU | 05729391 | 7.6 | Solar |  |  | Interconnected | Trade Secret | Trade | ALD | ALD093 | Residential |  | Trade Secret | 2024 | 2024
20252-215912-02 | Xcel Energy | 85 | 13781 | IOU | 05729469 | 13.056 | Solar |  |  | Interconnected | Trade Secret | Trade | STY | STY061 | Residential |  | Trade Secret | 2024 | 2024
20252-215912-02 | Xcel Energy | 85 | 13781 | IOU | 05729484 | 4.725 | Solar |  |  | Interconnected | Trade Secret | Trade | SLP | SLP092 | Residential | Solar*Rewards | Trade Secret | 2024 | 2024
20252-215912-02 | Xcel Energy | 85 | 13781 | IOU | 05729490 | 6.912 | Solar |  |  | Interconnected | Trade Secret | Trade | WSG | WSG064 | Residential |  | Trade Secret | 2024 | 2024
20252-215912-02 | Xcel Energy | 85 | 13781 | IOU | 05729496 | 11.136 | Solar |  |  | Interconnected | Trade Secret | Trade | GLK | GLK061 | Residential |  | Trade Secret | 2024 | 2024
20252-215912-02 | Xcel Energy | 85 | 13781 | IOU | 05729509 | 4.886 | Solar |  |  | Interconnected | Trade Secret | Trade | RPO | RPO312 | Residential | Solar*Rewards | Trade Secret | 2024 | 2024
20252-215912-02 | Xcel Energy | 85 | 13781 | IOU | 05729516 |  | Solar |  |  | Withdrawn | Trade Secret | Trade |  |  | Residential | Solar*Rewards | Trade Secret | 2024
20252-215912-02 | Xcel Energy | 85 | 13781 | IOU | 05729518 | 6.967 | Solar |  |  | Withdrawn | Trade Secret | Trade | ALD | ALD095 | Commercial | Solar*Rewards | Trade Secret | 2024
20252-215912-02 | Xcel Energy | 85 | 13781 | IOU | 05729519 | 13.056 | Solar |  |  | Interconnected | Trade Secret | Trade | AFT | AFT322 | Residential | Solar*Rewards | Trade Secret | 2024 | 2024
20252-215912-02 | Xcel Energy | 85 | 13781 | IOU | 05729523 | 9.984 | Solar |  |  | Active Application | Trade Secret | Trade | CGR | CGR063 | Residential | Solar*Rewards | Trade Secret | 2024
20252-215912-02 | Xcel Energy | 85 | 13781 | IOU | 05729623 | 6.677 | Solar |  |  | Interconnected | Trade Secret | Trade | SHP | SHP072 | Residential |  | Trade Secret | 2024 | 2024
20252-215912-02 | Xcel Energy | 85 | 13781 | IOU | 05729769 | 15.36 | Solar |  | X | Active Application | Trade Secret | Trade | RLK | RLK066 | Residential | Solar*Rewards | Trade Secret | 2024
20252-215912-02 | Xcel Energy | 85 | 13781 | IOU | 05729776 | 6.3 | Solar |  |  | Withdrawn | Trade Secret | Trade | MTW | MTW021 | Residential |  | Trade Secret | 2024
20252-215912-02 | Xcel Energy | 85 | 13781 | IOU | 05729882 | 12.672 | Solar |  |  | Interconnected | Trade Secret | Trade | IDA | IDA071 | Residential |  | Trade Secret | 2024 | 2024
20252-215912-02 | Xcel Energy | 85 | 13781 | IOU | 05730377 |  | Solar |  |  | Active Application | Trade Secret | Trade |  |  | Residential | Solar*Rewards | Trade Secret | 2024
20252-215912-02 | Xcel Energy | 85 | 13781 | IOU | 05730422 | 4.935 | Solar |  |  | Interconnected | Trade Secret | Trade | HSN | HSN312 | Residential |  | Trade Secret | 2024 | 2024
20252-215912-02 | Xcel Energy | 85 | 13781 | IOU | 05730720 | 8.36 | Solar |  |  | Interconnected | Trade Secret | Trade | CGR | CGR072 | Residential | Solar*Rewards | Trade Secret | 2024 | 2024
20252-215912-02 | Xcel Energy | 85 | 13781 | IOU | 05731160 |  |  |  |  | Active Application | Trade Secret | Trade |  |  | Residential |  | Trade Secret | 2024
20252-215912-02 | Xcel Energy | 85 | 13781 | IOU | 05731190 |  | Solar |  |  | Withdrawn | Trade Secret | Trade | AHI | AHI022 | Residential | Solar*Rewards | Trade Secret | 2024
20252-215912-02 | Xcel Energy | 85 | 13781 | IOU | 05731293 |  |  |  |  | Withdrawn | Trade Secret | Trade | HUG | HUG321 | Residential |  | Trade Secret | 2024
20252-215912-02 | Xcel Energy | 85 | 13781 | IOU | 05731329 | 3.936 | Solar |  |  | Withdrawn | Trade Secret | Trade | WCR | WCR062 | Residential | Solar*Rewards | Trade Secret | 2024
20252-215912-02 | Xcel Energy | 85 | 13781 | IOU | 05731422 | 4.55 | Solar |  |  | Interconnected | Trade Secret | Trade | WIN | WIN043 | Commercial | Solar*Rewards | Trade Secret | 2024 | 2024
20252-215912-02 | Xcel Energy | 85 | 13781 | IOU | 05731571 | 3.84 | Solar |  |  | Interconnected | Trade Secret | Trade | RLK | RLK065 | Residential |  | Trade Secret | 2024 | 2024
20252-215912-02 | Xcel Energy | 85 | 13781 | IOU | 05732281 | 7.872 | Solar |  |  | Withdrawn | Trade Secret | Trade | ALD | ALD076 | Residential | Solar*Rewards | Trade Secret | 2024
20252-215912-02 | Xcel Energy | 85 | 13781 | IOU | 05732338 | 9.84 | Solar |  |  | Active Application | Trade Secret | Trade | CGR | CGR061 | Residential | Solar*Rewards | Trade Secret | 2024
20252-215912-02 | Xcel Energy | 85 | 13781 | IOU | 05732402 | 8.19 | Solar |  |  | Withdrawn | Trade Secret | Trade | RLK | RLK069 | Residential | Solar*Rewards | Trade Secret | 2024
20252-215912-02 | Xcel Energy | 85 | 13781 | IOU | 05732485 | 4.537 | Solar |  |  | Active Application | Trade Secret | Trade | IDA | IDA073 | Residential | Solar*Rewards | Trade Secret | 2024
20252-215912-02 | Xcel Energy | 85 | 13781 | IOU | 05732498 | 5.67 | Solar |  |  | Interconnected | Trade Secret | Trade | MPK | MPK065 | Residential | Solar*Rewards | Trade Secret | 2024 | 2024
20252-215912-02 | Xcel Energy | 85 | 13781 | IOU | 05732531 | 6.93 | Solar |  |  | Withdrawn | Trade Secret | Trade | SOU | SOU064 | Residential | Solar*Rewards | Trade Secret | 2024
20252-215912-02 | Xcel Energy | 85 | 13781 | IOU | 05732714 | 3.774 | Solar |  |  | Interconnected | Trade Secret | Trade | ECK | ECK321 | Residential |  | Trade Secret | 2024 | 2024
20252-215912-02 | Xcel Energy | 85 | 13781 | IOU | 05732757 | 34.775 | Solar |  |  | Active Application | Trade Secret | Trade | MND | MND062 | Commercial |  | Trade Secret | 2024
20252-215912-02 | Xcel Energy | 85 | 13781 | IOU | 05733176 | 5.76 | Solar |  |  | Interconnected | Trade Secret | Trade | TWL | TWL072 | Residential |  | Trade Secret | 2024 | 2024
20252-215912-02 | Xcel Energy | 85 | 13781 | IOU | 05733249 | 5.85 | Solar |  |  | Interconnected | Trade Secret | Trade | MPK | MPK074 | Residential | Solar*Rewards | Trade Secret | 2024 | 2024
20252-215912-02 | Xcel Energy | 85 | 13781 | IOU | 05733609 |  |  |  |  | Withdrawn | Trade Secret | Trade |  |  | Residential |  | Trade Secret | 2024
20252-215912-02 | Xcel Energy | 85 | 13781 | IOU | 05733648 | 10.819 | Solar |  |  | Interconnected | Trade Secret | Trade | MEL | MEL072 | Residential | Solar*Rewards | Trade Secret | 2024 | 2024
20252-215912-02 | Xcel Energy | 85 | 13781 | IOU | 05733654 |  | Solar |  |  | Active Application | Trade Secret | Trade |  |  | Residential | Solar*Rewards | Trade Secret | 2024
20252-215912-02 | Xcel Energy | 85 | 13781 | IOU | 05733655 | 999.9 | Solar |  |  | Active Application | Trade Secret | Trade | SCL | SCL322 | Commercial |  | Trade Secret | 2024
20252-215912-02 | Xcel Energy | 85 | 13781 | IOU | 05733676 | 4.188 | Solar |  |  | Interconnected | Trade Secret | Trade | EBL | EBL084 | Residential | Solar*Rewards | Trade Secret | 2024 | 2024
20252-215912-02 | Xcel Energy | 85 | 13781 | IOU | 05733724 | 7.329 | Solar |  |  | Active Application | Trade Secret | Trade | EBL | EBL084 | Residential | Solar*Rewards | Trade Secret | 2024
20252-215912-02 | Xcel Energy | 85 | 13781 | IOU | 05733751 | 9.184 | Solar |  |  | Withdrawn | Trade Secret | Trade | WCR | WCR062 | Residential | Solar*Rewards | Trade Secret | 2024
20252-215912-02 | Xcel Energy | 85 | 13781 | IOU | 05733779 | 7.56 | Solar |  |  | Interconnected | Trade Secret | Trade | WDY | WDY321 | Residential | Solar*Rewards | Trade Secret | 2024 | 2024
20252-215912-02 | Xcel Energy | 85 | 13781 | IOU | 05733997 | 9.423 | Solar |  |  | Withdrawn | Trade Secret | Trade | SAV | SAV071 | Residential | Solar*Rewards | Trade Secret | 2024
20252-215912-02 | Xcel Energy | 85 | 13781 | IOU | 05734461 |  |  |  |  | Active Application | Trade Secret | Trade |  |  | Residential |  | Trade Secret | 2024
20252-215912-02 | Xcel Energy | 85 | 13781 | IOU | 05734643 | 7.971 | Solar |  |  | Interconnected | Trade Secret | Trade | GLK | GLK074 | Residential | Solar*Rewards | Trade Secret | 2024 | 2024
20252-215912-02 | Xcel Energy | 85 | 13781 | IOU | 05734785 | 5.355 | Solar |  |  | Interconnected | Trade Secret | Trade | ESW | ESW061 | Residential | Solar*Rewards | Trade Secret | 2024 | 2024
20252-215912-02 | Xcel Energy | 85 | 13781 | IOU | 05734833 | 13.44 | Solar |  |  | Interconnected | Trade Secret | Trade | WES | WES076 | Residential | Solar*Rewards | Trade Secret | 2024 | 2024
20252-215912-02 | Xcel Energy | 85 | 13781 | IOU | 05734915 | 8.82 | Solar |  |  | Interconnected | Trade Secret | Trade | GVW | GVW021 | Residential |  | Trade Secret | 2024 | 2024
20252-215912-02 | Xcel Energy | 85 | 13781 | IOU | 05734930 | 8.7 | Solar |  |  | Interconnected | Trade Secret | Trade | NOF | NOF071 | Residential |  | Trade Secret | 2024 | 2024
20252-215912-02 | Xcel Energy | 85 | 13781 | IOU | 05734968 | 5.76 | Solar |  |  | Interconnected | Trade Secret | Trade | MPK | MPK082 | Residential | Solar*Rewards | Trade Secret | 2024 | 2024
20252-215912-02 | Xcel Energy | 85 | 13781 | IOU | 05734974 | 5.04 | Solar |  |  | Interconnected | Trade Secret | Trade | BRP | BRP061 | Residential |  | Trade Secret | 2024 | 2024
20252-215912-02 | Xcel Energy | 85 | 13781 | IOU | 05735176 | 12.35 | Solar |  |  | Interconnected | Trade Secret | Trade | OSS | OSS065 | Residential |  | Trade Secret | 2024 | 2024
20252-215912-02 | Xcel Energy | 85 | 13781 | IOU | 05735238 | 8.99 | Solar |  |  | Interconnected | Trade Secret | Trade | ALD | ALD088 | Residential | Solar*Rewards | Trade Secret | 2024 | 2024
20252-215912-02 | Xcel Energy | 85 | 13781 | IOU | 05735242 | 6.144 | Solar |  |  | Interconnected | Trade Secret | Trade | SLP | SLP097 | Residential | Solar*Rewards | Trade Secret | 2024 | 2024
20252-215912-02 | Xcel Energy | 85 | 13781 | IOU | 05735248 | 14.806 | Solar |  |  | Active Application | Trade Secret | Trade | RPO | RPO312 | Residential |  | Trade Secret | 2024
20252-215912-02 | Xcel Energy | 85 | 13781 | IOU | 05735378 | 8.832 | Solar |  |  | Interconnected | Trade Secret | Trade | SAV | SAV063 | Residential | Solar*Rewards | Trade Secret | 2024 | 2024
20252-215912-02 | Xcel Energy | 85 | 13781 | IOU | 05735640 | 5.376 | Solar |  |  | Interconnected | Trade Secret | Trade | CNC | CNC072 | Residential | Solar*Rewards | Trade Secret | 2024 | 2024
20252-215912-02 | Xcel Energy | 85 | 13781 | IOU | 05735683 | 15.2 | Solar |  |  | Interconnected | Trade Secret | Trade | RLK | RLK079 | Residential | Solar*Rewards | Trade Secret | 2024 | 2024
20252-215912-02 | Xcel Energy | 85 | 13781 | IOU | 05735771 | 4.188 | Solar |  |  | Interconnected | Trade Secret | Trade | HWW | HWW074 | Residential | Solar*Rewards | Trade Secret | 2024 | 2024
20252-215912-02 | Xcel Energy | 85 | 13781 | IOU | 05735953 | 13.824 | Solar |  |  | Active Application | Trade Secret | Trade | SCA | SCA021 | Residential |  | Trade Secret | 2024
20252-215912-02 | Xcel Energy | 85 | 13781 | IOU | 05736006 | 7.15 | Solar |  |  | Withdrawn | Trade Secret | Trade | CGR | CGR063 | Residential |  | Trade Secret | 2024
20252-215912-02 | Xcel Energy | 85 | 13781 | IOU | 05736034 | 28.8 | Solar |  |  | Interconnected | Trade Secret | Trade | MAZ | MAZ021 | Residential |  | Trade Secret | 2024 | 2025
20252-215912-02 | Xcel Energy | 85 | 13781 | IOU | 05736078 | 9.984 | Solar |  |  | Active Application | Trade Secret | Trade | CGR | CGR063 | Residential |  | Trade Secret | 2024
20252-215912-02 | Xcel Energy | 85 | 13781 | IOU | 05736163 |  | Solar |  |  | Withdrawn | Trade Secret | Trade |  |  | Residential | Solar*Rewards | Trade Secret | 2024
20252-215912-02 | Xcel Energy | 85 | 13781 | IOU | 05736172 |  | Solar |  |  | Withdrawn | Trade Secret | Trade |  |  | Residential | Solar*Rewards | Trade Secret | 2024
20252-215912-02 | Xcel Energy | 85 | 13781 | IOU | 05736175 |  | Solar |  |  | Withdrawn | Trade Secret | Trade |  |  | Residential | Solar*Rewards | Trade Secret | 2024
20252-215912-02 | Xcel Energy | 85 | 13781 | IOU | 05736252 |  | Solar |  |  | Withdrawn | Trade Secret | Trade |  |  | Residential | Solar*Rewards | Trade Secret | 2024
20252-215912-02 | Xcel Energy | 85 | 13781 | IOU | 05736254 |  | Solar |  |  | Withdrawn | Trade Secret | Trade |  |  | Residential | Solar*Rewards | Trade Secret | 2024
20252-215912-02 | Xcel Energy | 85 | 13781 | IOU | 05736258 | 7.56 | Solar |  |  | Interconnected | Trade Secret | Trade | RVA | RVA061 | Residential | Solar*Rewards | Trade Secret | 2024 | 2024
20252-215912-02 | Xcel Energy | 85 | 13781 | IOU | 05736322 |  |  |  |  | Withdrawn | Trade Secret | Trade |  |  | Residential |  | Trade Secret | 2024
20252-215912-02 | Xcel Energy | 85 | 13781 | IOU | 05736373 | 4.064 | Solar |  |  | Interconnected | Trade Secret | Trade | IDA | IDA064 | Residential |  | Trade Secret | 2024 | 2024
20252-215912-02 | Xcel Energy | 85 | 13781 | IOU | 05736807 |  |  |  |  | Active Application | Trade Secret | Trade | SJO | SJO001 | Commercial |  | Trade Secret | 2024
20252-215912-02 | Xcel Energy | 85 | 13781 | IOU | 05736888 | 4.064 | Solar |  |  | Interconnected | Trade Secret | Trade | RLK | RLK072 | Residential | Solar*Rewards | Trade Secret | 2024 | 2024
20252-215912-02 | Xcel Energy | 85 | 13781 | IOU | 05736965 | 4.55 | Solar |  |  | Withdrawn | Trade Secret | Trade | SOU | SOU077 | Residential |  | Trade Secret | 2024
20252-215912-02 | Xcel Energy | 85 | 13781 | IOU | 05736979 | 8.709 | Solar |  |  | Interconnected | Trade Secret | Trade | RPO | RPO312 | Residential | Solar*Rewards | Trade Secret | 2024 | 2024
20252-215912-02 | Xcel Energy | 85 | 13781 | IOU | 05736980 | 6.3 | Solar |  |  | Interconnected | Trade Secret | Trade | WIL | WIL063 | Residential | Solar*Rewards | Trade Secret | 2024 | 2024
20252-215912-02 | Xcel Energy | 85 | 13781 | IOU | 05737012 | 36.645 | Solar |  |  | Interconnected | Trade Secret | Trade | AHI | AHI063 | Commercial |  | Trade Secret | 2024 | 2024
20252-215912-02 | Xcel Energy | 85 | 13781 | IOU | 05737080 | 9.184 | Solar |  |  | Withdrawn | Trade Secret | Trade | MEL | MEL069 | Residential | Solar*Rewards | Trade Secret | 2024
20252-215912-02 | Xcel Energy | 85 | 13781 | IOU | 05737085 | 6.56 | Solar |  |  | Interconnected | Trade Secret | Trade | FSL | FSL312 | Residential | Solar*Rewards | Trade Secret | 2024 | 2024
20252-215912-02 | Xcel Energy | 85 | 13781 | IOU | 05737099 | 6.528 | Solar |  |  | Interconnected | Trade Secret | Trade | TWL | TWL071 | Residential | Solar*Rewards | Trade Secret | 2024 | 2024
20252-215912-02 | Xcel Energy | 85 | 13781 | IOU | 05737104 | 4.935 | Solar |  |  | Interconnected | Trade Secret | Trade | WCR | WCR322 | Residential |  | Trade Secret | 2024 | 2024
20252-215912-02 | Xcel Energy | 85 | 13781 | IOU | 05737921 | 5.235 | Solar |  |  | Withdrawn | Trade Secret | Trade | AFT | AFT322 | Residential | Solar*Rewards | Trade Secret | 2024
20252-215912-02 | Xcel Energy | 85 | 13781 | IOU | 05737951 |  |  |  |  | Withdrawn | Trade Secret | Trade | AFT | AFT314 | Residential |  | Trade Secret | 2024
20252-215912-02 | Xcel Energy | 85 | 13781 | IOU | 05737967 | 6.912 | Solar |  |  | Withdrawn | Trade Secret | Trade | WSG | WSG064 | Residential | Solar*Rewards | Trade Secret | 2024
20252-215912-02 | Xcel Energy | 85 | 13781 | IOU | 05737994 | 9.074 | Solar |  |  | Interconnected | Trade Secret | Trade | AFT | AFT322 | Residential |  | Trade Secret | 2024 | 2024
20252-215912-02 | Xcel Energy | 85 | 13781 | IOU | 05738038 | 4.188 | Solar |  |  | Withdrawn | Trade Secret | Trade | IDA | IDA072 | Residential | Solar*Rewards | Trade Secret | 2024
20252-215912-02 | Xcel Energy | 85 | 13781 | IOU | 05738211 | 5.584 | Solar |  |  | Interconnected | Trade Secret | Trade | SOU | SOU079 | Residential | Solar*Rewards | Trade Secret | 2024 | 2024
20252-215912-02 | Xcel Energy | 85 | 13781 | IOU | 05738251 | 9.074 | Solar |  |  | Active Application | Trade Secret | Trade | EBL | EBL084 | Residential | Solar*Rewards | Trade Secret | 2024
20252-215912-02 | Xcel Energy | 85 | 13781 | IOU | 05738440 | 11.52 | Solar |  |  | Active Application | Trade Secret | Trade | BRO | BRO021 | Residential |  | Trade Secret | 2024
20252-215912-02 | Xcel Energy | 85 | 13781 | IOU | 05738542 | 7.245 | Solar |  |  | Withdrawn | Trade Secret | Trade | WEF | WEF071 | Residential | Solar*Rewards | Trade Secret | 2024
20252-215912-02 | Xcel Energy | 85 | 13781 | IOU | 05738803 | 13.056 | Solar |  |  | Interconnected | Trade Secret | Trade | HUG | HUG312 | Residential | Solar*Rewards | Trade Secret | 2024 | 2024
20252-215912-02 | Xcel Energy | 85 | 13781 | IOU | 05739061 | 8.505 | Solar |  |  | Interconnected | Trade Secret | Trade | SOU | SOU064 | Residential | Solar*Rewards | Trade Secret | 2024 | 2024
20252-215912-02 | Xcel Energy | 85 | 13781 | IOU | 05739155 | 2.52 | Solar |  |  | Withdrawn | Trade Secret | Trade | SOU | SOU060 | Residential | Solar*Rewards | Trade Secret | 2024
20252-215912-02 | Xcel Energy | 85 | 13781 | IOU | 05739175 | 11.34 | Solar |  |  | Interconnected | Trade Secret | Trade | BCR | BCR061 | Residential | Solar*Rewards | Trade Secret | 2024 | 2024
20252-215912-02 | Xcel Energy | 85 | 13781 | IOU | 05739207 | 5.8 | Solar |  |  | Interconnected | Trade Secret | Trade | HWW | HWW062 | Residential | Solar*Rewards | Trade Secret | 2024 | 2024
20252-215912-02 | Xcel Energy | 85 | 13781 | IOU | 05739371 |  | Solar |  |  | Active Application | Trade Secret | Trade |  |  | Residential | Solar*Rewards | Trade Secret | 2024
20252-215912-02 | Xcel Energy | 85 | 13781 | IOU | 05739767 | 8.448 | Solar |  |  | Interconnected | Trade Secret | Trade | WEH | WEH021 | Residential |  | Trade Secret | 2024 | 2024
20252-215912-02 | Xcel Energy | 85 | 13781 | IOU | 05739802 |  | Solar |  |  | Withdrawn | Trade Secret | Trade |  |  | Residential | Solar*Rewards | Trade Secret | 2024
20252-215912-02 | Xcel Energy | 85 | 13781 | IOU | 05739809 | 2.624 | Solar |  |  | Active Application | Trade Secret | Trade | SOU | SOU086 | Residential | Solar*Rewards | Trade Secret | 2024
20252-215912-02 | Xcel Energy | 85 | 13781 | IOU | 05739812 | 11.766 | Solar |  |  | Interconnected | Trade Secret | Trade | HOL | HOL061 | Residential | Solar*Rewards | Trade Secret | 2024 | 2024
20252-215912-02 | Xcel Energy | 85 | 13781 | IOU | 05739824 | 3.747 | Solar |  |  | Active Application | Trade Secret | Trade |  |  | Residential | Solar*Rewards | Trade Secret | 2024
20252-215912-02 | Xcel Energy | 85 | 13781 | IOU | 05739827 | 3.747 | Solar |  |  | Active Application | Trade Secret | Trade |  |  | Residential | Solar*Rewards | Trade Secret | 2024
20252-215912-02 | Xcel Energy | 85 | 13781 | IOU | 05739828 | 3.747 | Solar |  |  | Active Application | Trade Secret | Trade |  |  | Residential | Solar*Rewards | Trade Secret | 2024
20252-215912-02 | Xcel Energy | 85 | 13781 | IOU | 05739831 | 3.747 | Solar |  |  | Active Application | Trade Secret | Trade |  |  | Residential | Solar*Rewards | Trade Secret | 2024
20252-215912-02 | Xcel Energy | 85 | 13781 | IOU | 05739834 |  | Solar |  |  | Active Application | Trade Secret | Trade |  |  | Residential | Solar*Rewards | Trade Secret | 2024
20252-215912-02 | Xcel Energy | 85 | 13781 | IOU | 05739873 | 3.747 | Solar |  |  | Active Application | Trade Secret | Trade |  |  | Residential | Solar*Rewards | Trade Secret | 2024
20252-215912-02 | Xcel Energy | 85 | 13781 | IOU | 05739875 | 3.28 | Solar |  |  | Active Application | Trade Secret | Trade |  |  | Residential | Solar*Rewards | Trade Secret | 2024
20252-215912-02 | Xcel Energy | 85 | 13781 | IOU | 05740021 | 3.78 | Solar |  |  | Interconnected | Trade Secret | Trade | AFT | AFT322 | Residential | Solar*Rewards | Trade Secret | 2024 | 2024
20252-215912-02 | Xcel Energy | 85 | 13781 | IOU | 05740052 | 2.52 | Solar |  |  | Interconnected | Trade Secret | Trade | ALD | ALD097 | Residential | Solar*Rewards | Trade Secret | 2024 | 2024
20252-215912-02 | Xcel Energy | 85 | 13781 | IOU | 05740134 | 4.064 | Solar |  |  | Interconnected | Trade Secret | Trade | HUG | HUG311 | Residential |  | Trade Secret | 2024 | 2024
20252-215912-02 | Xcel Energy | 85 | 13781 | IOU | 05740209 | 7.56 | Solar |  |  | Active Application | Trade Secret | Trade | CGR | CGR071 | Residential | Solar*Rewards | Trade Secret | 2024
20252-215912-02 | Xcel Energy | 85 | 13781 | IOU | 05740231 | 3.193 | Solar |  |  | Interconnected | Trade Secret | Trade | RAM | RAM064 | Residential |  | Trade Secret | 2024 | 2024
20252-215912-02 | Xcel Energy | 85 | 13781 | IOU | 05740334 | 10.082 |  |  |  | Withdrawn | Trade Secret | Trade | NOF | NOF071 | Residential |  | Trade Secret | 2024
20252-215912-02 | Xcel Energy | 85 | 13781 | IOU | 05740337 | 8.125 | Solar |  |  | Interconnected | Trade Secret | Trade | HOL | HOL071 | Residential | Solar*Rewards | Trade Secret | 2024 | 2024
20252-215912-02 | Xcel Energy | 85 | 13781 | IOU | 05740508 | 2.613 | Solar |  |  | Interconnected | Trade Secret | Trade | VMR | VMR062 | Residential |  | Trade Secret | 2024 | 2024
20252-215912-02 | Xcel Energy | 85 | 13781 | IOU | 05740528 | 6.144 | Solar |  |  | Interconnected | Trade Secret | Trade | RLK | RLK071 | Residential |  | Trade Secret | 2024 | 2024
20252-215912-02 | Xcel Energy | 85 | 13781 | IOU | 05740545 | 2.323 | Solar |  |  | Interconnected | Trade Secret | Trade | OSS | OSS066 | Residential |  | Trade Secret | 2024 | 2024
20252-215912-02 | Xcel Energy | 85 | 13781 | IOU | 05741155 | 9.184 | Solar |  |  | Interconnected | Trade Secret | Trade | WCR | WCR062 | Residential |  | Trade Secret | 2024 | 2024
20252-215912-02 | Xcel Energy | 85 | 13781 | IOU | 05741190 | 5.904 | Solar |  |  | Interconnected | Trade Secret | Trade | RMT | RMT321 | Residential | Solar*Rewards | Trade Secret | 2024 | 2024
20252-215912-02 | Xcel Energy | 85 | 13781 | IOU | 05741389 | 12.464 | Solar |  |  | Interconnected | Trade Secret | Trade | FSL | FSL312 | Residential | Solar*Rewards | Trade Secret | 2024 | 2024
20252-215912-02 | Xcel Energy | 85 | 13781 | IOU | 05741479 | 2.6 | Solar |  |  | Interconnected | Trade Secret | Trade | WCR | WCR322 | Residential |  | Trade Secret | 2024 | 2024
20252-215912-02 | Xcel Energy | 85 | 13781 | IOU | 05741724 | 10.4 | Solar |  |  | Interconnected | Trade Secret | Trade | EDA | EDA067 | Residential |  | Trade Secret | 2024 | 2024
20252-215912-02 | Xcel Energy | 85 | 13781 | IOU | 05741732 | 6.93 | Solar |  |  | Withdrawn | Trade Secret | Trade | RAM | RAM077 | Residential | Solar*Rewards | Trade Secret | 2024
20252-215912-02 | Xcel Energy | 85 | 13781 | IOU | 05741742 | 9.6 | Solar |  |  | Interconnected | Trade Secret | Trade | GLK | GLK072 | Residential | Solar*Rewards | Trade Secret | 2024 | 2024
20252-215912-02 | Xcel Energy | 85 | 13781 | IOU | 05741902 |  |  |  |  | Withdrawn | Trade Secret | Trade |  |  | Residential |  | Trade Secret | 2024
20252-215912-02 | Xcel Energy | 85 | 13781 | IOU | 05742434 | 8.35 | Solar |  |  | Interconnected | Trade Secret | Trade | MPK | MPK074 | Residential | Solar*Rewards | Trade Secret | 2024 | 2024
20252-215912-02 | Xcel Energy | 85 | 13781 | IOU | 05742468 | 12.672 | Solar |  |  | Interconnected | Trade Secret | Trade | ALK | ALK063 | Residential | Solar*Rewards | Trade Secret | 2024 | 2024
20252-215912-02 | Xcel Energy | 85 | 13781 | IOU | 05742616 |  | Solar |  |  | Active Application | Trade Secret | Trade |  |  | Residential | Solar*Rewards | Trade Secret | 2024
20252-215912-02 | Xcel Energy | 85 | 13781 | IOU | 05742647 | 121.1 | Solar |  |  | Active Application | Trade Secret | Trade | HSN | HSN321 | Commercial |  | Trade Secret | 2024
20252-215912-02 | Xcel Energy | 85 | 13781 | IOU | 05742686 |  |  |  |  | Withdrawn | Trade Secret | Trade | PKL | PKL066 | Residential |  | Trade Secret | 2024
20252-215912-02 | Xcel Energy | 85 | 13781 | IOU | 05742712 | 16.065 | Solar |  |  | Interconnected | Trade Secret | Trade | LLK | LLK061 | Residential | Solar*Rewards | Trade Secret | 2024 | 2024
20252-215912-02 | Xcel Energy | 85 | 13781 | IOU | 05742751 | 7.6 | Solar |  |  | Interconnected | Trade Secret | Trade | RPO | RPO311 | Residential | Solar*Rewards | Trade Secret | 2024 | 2024
20252-215912-02 | Xcel Energy | 85 | 13781 | IOU | 05742756 | 6.528 | Solar |  |  | Withdrawn | Trade Secret | Trade | WES | WES065 | Residential |  | Trade Secret | 2024
20252-215912-02 | Xcel Energy | 85 | 13781 | IOU | 05742804 | 6.144 | Solar |  |  | Active Application | Trade Secret | Trade | ALD | ALD083 | Residential |  | Trade Secret | 2024
20252-215912-02 | Xcel Energy | 85 | 13781 | IOU | 05742831 | 7.329 | Solar |  |  | Interconnected | Trade Secret | Trade | AFT | AFT322 | Residential | Solar*Rewards | Trade Secret | 2024 | 2024
20252-215912-02 | Xcel Energy | 85 | 13781 | IOU | 05742860 | 6.56 | Solar |  |  | Interconnected | Trade Secret | Trade | OSS | OSS065 | Residential | Solar*Rewards | Trade Secret | 2024 | 2024
20252-215912-02 | Xcel Energy | 85 | 13781 | IOU | 05742866 | 10.08 | Solar |  |  | Interconnected | Trade Secret | Trade | RLK | RLK069 | Residential |  | Trade Secret | 2024 | 2024
20252-215912-02 | Xcel Energy | 85 | 13781 | IOU | 05742891 | 2.613 | Solar |  |  | Interconnected | Trade Secret | Trade | WIL | WIL097 | Residential |  | Trade Secret | 2024 | 2024
20252-215912-02 | Xcel Energy | 85 | 13781 | IOU | 05742983 | 5.226 | Solar |  |  | Interconnected | Trade Secret | Trade | HSN | HSN321 | Residential |  | Trade Secret | 2024 | 2024
20252-215912-02 | Xcel Energy | 85 | 13781 | IOU | 05743042 | 7.009 | Solar |  |  | Interconnected | Trade Secret | Trade | SOU | SOU064 | Residential |  | Trade Secret | 2024 | 2024
20252-215912-02 | Xcel Energy | 85 | 13781 | IOU | 05743051 | 9.135 | Solar |  |  | Interconnected | Trade Secret | Trade | GLK | GLK074 | Residential | Solar*Rewards | Trade Secret | 2024 | 2024
20252-215912-02 | Xcel Energy | 85 | 13781 | IOU | 05743074 | 8.448 | Solar |  |  | Active Application | Trade Secret | Trade | WAT | WAT081 | Residential |  | Trade Secret | 2024
20252-215912-02 | Xcel Energy | 85 | 13781 | IOU | 05743397 | 5.235 | Solar |  |  | Interconnected | Trade Secret | Trade | HWW | HWW062 | Residential | Solar*Rewards | Trade Secret | 2024 | 2024
20252-215912-02 | Xcel Energy | 85 | 13781 | IOU | 05743764 | 17.101 | Solar |  |  | Interconnected | Trade Secret | Trade | SLP | SLP092 | Residential |  | Trade Secret | 2024 | 2024
20252-215912-02 | Xcel Energy | 85 | 13781 | IOU | 05743784 | 7.56 | Solar |  |  | Interconnected | Trade Secret | Trade | SOU | SOU064 | Residential | Solar*Rewards | Trade Secret | 2024 | 2024
20252-215912-02 | Xcel Energy | 85 | 13781 | IOU | 05743827 | 15.744 | Solar |  |  | Interconnected | Trade Secret | Trade | TER | TER071 | Residential | Solar*Rewards | Trade Secret | 2024 | 2024
20252-215912-02 | Xcel Energy | 85 | 13781 | IOU | 05744000 | 50 | Solar |  |  | Active Application | Trade Secret | Trade | APA | APA072 | Commercial |  | Trade Secret | 2024
20252-215912-02 | Xcel Energy | 85 | 13781 | IOU | 05744039 | 50 | Solar |  |  | Active Application | Trade Secret | Trade | MOL | MOL078 | Commercial |  | Trade Secret | 2024
20252-215912-02 | Xcel Energy | 85 | 13781 | IOU | 05744082 | 99.999 | Solar |  |  | Interconnected | Trade Secret | Trade | HYL | HYL063 | Commercial |  | Trade Secret | 2024 | 2024
20252-215912-02 | Xcel Energy | 85 | 13781 | IOU | 05744136 | 9.84 | Solar |  |  | Interconnected | Trade Secret | Trade | CGR | CGR061 | Residential |  | Trade Secret | 2024 | 2024
20252-215912-02 | Xcel Energy | 85 | 13781 | IOU | 05744252 | 15.12 | Solar |  |  | Interconnected | Trade Secret | Trade | HUG | HUG321 | Residential |  | Trade Secret | 2024 | 2024
20252-215912-02 | Xcel Energy | 85 | 13781 | IOU | 05744292 | 9.184 | Solar |  |  | Interconnected | Trade Secret | Trade | MEL | MEL069 | Residential |  | Trade Secret | 2024 | 2024
20252-215912-02 | Xcel Energy | 85 | 13781 | IOU | 05744330 | 9.75 | Solar |  |  | Interconnected | Trade Secret | Trade | ECK | ECK322 | Residential | Solar*Rewards | Trade Secret | 2024 | 2024
20252-215912-02 | Xcel Energy | 85 | 13781 | IOU | 05744366 | 14.592 | Solar |  |  | Interconnected | Trade Secret | Trade | DHL | DHL061 | Residential | Solar*Rewards | Trade Secret | 2024 | 2024
20252-215912-02 | Xcel Energy | 85 | 13781 | IOU | 05744377 | 3.936 | Solar |  |  | Interconnected | Trade Secret | Trade | WCR | WCR062 | Residential |  | Trade Secret | 2024 | 2024
20252-215912-02 | Xcel Energy | 85 | 13781 | IOU | 05745031 | 5.904 | Solar |  |  | Withdrawn | Trade Secret | Trade | WCR | WCR322 | Residential | Solar*Rewards | Trade Secret | 2024
20252-215912-02 | Xcel Energy | 85 | 13781 | IOU | 05745052 | 5.985 | Solar |  |  | Withdrawn | Trade Secret | Trade | TWL | TWL072 | Commercial | Solar*Rewards | Trade Secret | 2024
20252-215912-02 | Xcel Energy | 85 | 13781 | IOU | 05745116 | 7.616 | Solar |  |  | Interconnected | Trade Secret | Trade | ALD | ALD083 | Residential | Solar*Rewards | Trade Secret | 2024 | 2024
20252-215912-02 | Xcel Energy | 85 | 13781 | IOU | 05745180 | 6.98 | Solar |  |  | Interconnected | Trade Secret | Trade | MPK | MPK068 | Residential | Solar*Rewards | Trade Secret | 2024 | 2024
20252-215912-02 | Xcel Energy | 85 | 13781 | IOU | 05745192 | 6.98 | Solar |  | X | Interconnected | Trade Secret | Trade | CGR | CGR071 | Residential | Solar*Rewards | Trade Secret | 2024 | 2024
20252-215912-02 | Xcel Energy | 85 | 13781 | IOU | 05745205 | 4.55 | Solar |  |  | Interconnected | Trade Secret | Trade | ALD | ALD076 | Residential | Solar*Rewards | Trade Secret | 2024 | 2024
20252-215912-02 | Xcel Energy | 85 | 13781 | IOU | 05745313 | 2.275 | Solar |  |  | Withdrawn | Trade Secret | Trade | RIV | RIV063 | Residential | Solar*Rewards | Trade Secret | 2024
20252-215912-02 | Xcel Energy | 85 | 13781 | IOU | 05745379 | 5.525 | Solar |  |  | Active Application | Trade Secret | Trade | TWL | TWL063 | Residential | Solar*Rewards | Trade Secret | 2024
20252-215912-02 | Xcel Energy | 85 | 13781 | IOU | 05745442 | 6.5 | Solar |  |  | Active Application | Trade Secret | Trade | TWL | TWL067 | Residential | Solar*Rewards | Trade Secret | 2024
20252-215912-02 | Xcel Energy | 85 | 13781 | IOU | 05745495 | 5.04 | Solar |  |  | Withdrawn | Trade Secret | Trade | SOU | SOU081 | Residential | Solar*Rewards | Trade Secret | 2024
20252-215912-02 | Xcel Energy | 85 | 13781 | IOU | 05745791 | 9.984 | Solar |  |  | Interconnected | Trade Secret | Trade | MND | MND062 | Residential |  | Trade Secret | 2024 | 2024
20252-215912-02 | Xcel Energy | 85 | 13781 | IOU | 05745794 | 9.216 | Solar |  |  | Interconnected | Trade Secret | Trade | HUG | HUG321 | Residential |  | Trade Secret | 2024 | 2024
20252-215912-02 | Xcel Energy | 85 | 13781 | IOU | 05745807 |  |  |  |  | Active Application | Trade Secret | Trade |  |  | Residential |  | Trade Secret | 2024
20252-215912-02 | Xcel Energy | 85 | 13781 | IOU | 05745866 | 29.02 |  |  |  | Withdrawn | Trade Secret | Trade |  |  | Residential |  | Trade Secret | 2024
20252-215912-02 | Xcel Energy | 85 | 13781 | IOU | 05745942 | 10.496 | Solar |  |  | Interconnected | Trade Secret | Trade | BRP | BRP072 | Residential | Solar*Rewards | Trade Secret | 2024 | 2024
20252-215912-02 | Xcel Energy | 85 | 13781 | IOU | 05746050 | 6.631 | Solar |  |  | Interconnected | Trade Secret | Trade | TWL | TWL075 | Residential | Solar*Rewards | Trade Secret | 2024 | 2024
20252-215912-02 | Xcel Energy | 85 | 13781 | IOU | 05746078 | 7.678 | Solar |  |  | Interconnected | Trade Secret | Trade | RPO | RPO312 | Residential | Solar*Rewards | Trade Secret | 2024 | 2024
20252-215912-02 | Xcel Energy | 85 | 13781 | IOU | 05746097 | 5.67 | Solar |  |  | Interconnected | Trade Secret | Trade | HYL | HYL064 | Residential | Solar*Rewards | Trade Secret | 2024 | 2024
20252-215912-02 | Xcel Energy | 85 | 13781 | IOU | 05746121 | 3.484 | Solar |  |  | Withdrawn | Trade Secret | Trade | LOK | LOK062 | Residential | Solar*Rewards | Trade Secret | 2024
20252-215912-02 | Xcel Energy | 85 | 13781 | IOU | 05746399 | 5.806 | Solar |  |  | Active Application | Trade Secret | Trade | EDA | EDA067 | Residential | Solar*Rewards | Trade Secret | 2024
20252-215912-02 | Xcel Energy | 85 | 13781 | IOU | 05746485 | 7.296 | Solar |  |  | Interconnected | Trade Secret | Trade | WES | WES062 | Residential | Solar*Rewards | Trade Secret | 2024 | 2024
20252-215912-02 | Xcel Energy | 85 | 13781 | IOU | 05746592 | 6.67 | Solar |  |  | Withdrawn | Trade Secret | Trade | WEF | WEF071 | Residential | Solar*Rewards | Trade Secret | 2024
20252-215912-02 | Xcel Energy | 85 | 13781 | IOU | 05746617 | 16.4 | Solar |  |  | Interconnected | Trade Secret | Trade | WEH | WEH021 | Residential | Solar*Rewards | Trade Secret | 2024 | 2024
20252-215912-02 | Xcel Energy | 85 | 13781 | IOU | 05746695 | 120 | Solar |  |  | Active Application | Trade Secret | Trade | GLK | GLK072 | Commercial |  | Trade Secret | 2024
20252-215912-02 | Xcel Energy | 85 | 13781 | IOU | 05746899 | 2.613 | Solar |  |  | Withdrawn | Trade Secret | Trade | RIV | RIV073 | Residential | Solar*Rewards | Trade Secret | 2024
20252-215912-02 | Xcel Energy | 85 | 13781 | IOU | 05747300 | 320 | Solar |  |  | Withdrawn | Trade Secret | Trade | HUG | HUG312 | Commercial |  | Trade Secret | 2024
20252-215912-02 | Xcel Energy | 85 | 13781 | IOU | 05747506 | 220 | Solar |  |  | Active Application | Trade Secret | Trade | TLK | TLK077 | Commercial |  | Trade Secret | 2024
20252-215912-02 | Xcel Energy | 85 | 13781 | IOU | 05747992 | 10.082 | Solar |  |  | Active Application | Trade Secret | Trade | NOF | NOF071 | Residential |  | Trade Secret | 2024
20252-215912-02 | Xcel Energy | 85 | 13781 | IOU | 05748135 |  | Solar |  |  | Withdrawn | Trade Secret | Trade |  |  | Residential | Solar*Rewards | Trade Secret | 2024
20252-215912-02 | Xcel Energy | 85 | 13781 | IOU | 05748151 | 7.296 | Solar |  |  | Interconnected | Trade Secret | Trade | WCR | WCR322 | Residential | Solar*Rewards | Trade Secret | 2024 | 2024
20252-215912-02 | Xcel Energy | 85 | 13781 | IOU | 05748162 | 2.52 | Solar |  |  | Withdrawn | Trade Secret | Trade | RAM | RAM073 | Residential | Solar*Rewards | Trade Secret | 2024
20252-215912-02 | Xcel Energy | 85 | 13781 | IOU | 05748274 | 11.904 | Solar |  |  | Withdrawn | Trade Secret | Trade | PKL | PKL085 | Residential | Solar*Rewards | Trade Secret | 2024
20252-215912-02 | Xcel Energy | 85 | 13781 | IOU | 05748469 | 4.592 | Solar |  |  | Interconnected | Trade Secret | Trade | WCR | WCR322 | Residential | Solar*Rewards | Trade Secret | 2024 | 2024
20252-215912-02 | Xcel Energy | 85 | 13781 | IOU | 05748514 |  | Solar |  |  | Active Application | Trade Secret | Trade |  |  | Residential | Solar*Rewards | Trade Secret | 2024
20252-215912-02 | Xcel Energy | 85 | 13781 | IOU | 05748583 | 16.512 | Solar |  |  | Withdrawn | Trade Secret | Trade | WCS | WCS071 | Residential |  | Trade Secret | 2024
20252-215912-02 | Xcel Energy | 85 | 13781 | IOU | 05748594 | 5000 | Solar |  |  | Active Application | Trade Secret | Trade |  |  | Residential |  | Trade Secret | 2024
20252-215912-02 | Xcel Energy | 85 | 13781 | IOU | 05748615 | 3.84 | Storage |  |  | Interconnected | Trade Secret | Trade | AFT | AFT314 | Residential |  | Trade Secret | 2024 | 2024
20252-215912-02 | Xcel Energy | 85 | 13781 | IOU | 05748666 | 7.56 | Solar |  |  | Interconnected | Trade Secret | Trade | RAM | RAM077 | Residential |  | Trade Secret | 2024 | 2024
20252-215912-02 | Xcel Energy | 85 | 13781 | IOU | 05748709 | 5.22 | Solar |  |  | Interconnected | Trade Secret | Trade | MDT | MDT077 | Residential | Solar*Rewards | Trade Secret | 2024 | 2024
20252-215912-02 | Xcel Energy | 85 | 13781 | IOU | 05748746 | 7.875 | Solar |  |  | Interconnected | Trade Secret | Trade | SHP | SHP061 | Residential | Solar*Rewards | Trade Secret | 2024 | 2024
20252-215912-02 | Xcel Energy | 85 | 13781 | IOU | 05748755 | 12.672 | Solar |  |  | Active Application | Trade Secret | Trade | SCA | SCA021 | Residential |  | Trade Secret | 2024
20252-215912-02 | Xcel Energy | 85 | 13781 | IOU | 05748771 | 11.168 | Solar |  |  | Interconnected | Trade Secret | Trade | CEL | CEL064 | Residential | Solar*Rewards | Trade Secret | 2024 | 2024
20252-215912-02 | Xcel Energy | 85 | 13781 | IOU | 05748791 | 5.904 | Solar |  |  | Interconnected | Trade Secret | Trade | WCR | WCR322 | Residential |  | Trade Secret | 2024 | 2024
20252-215912-02 | Xcel Energy | 85 | 13781 | IOU | 05748811 | 5.76 | Solar |  |  | Interconnected | Trade Secret | Trade | GLK | GLK061 | Residential | Solar*Rewards | Trade Secret | 2024 | 2024
20252-215912-02 | Xcel Energy | 85 | 13781 | IOU | 05748822 | 4.41 | Solar |  |  | Interconnected | Trade Secret | Trade | SOU | SOU060 | Residential |  | Trade Secret | 2024 | 2024
20252-215912-02 | Xcel Energy | 85 | 13781 | IOU | 05748876 | 8.448 | Solar |  |  | Interconnected | Trade Secret | Trade | MDT | MDT077 | Residential |  | Trade Secret | 2024 | 2024
20252-215912-02 | Xcel Energy | 85 | 13781 | IOU | 05748978 | 5.516 | Solar |  |  | Active Application | Trade Secret | Trade | PKL | PKL066 | Residential | Solar*Rewards | Trade Secret | 2024
20252-215912-02 | Xcel Energy | 85 | 13781 | IOU | 05748984 | 6.677 | Solar |  |  | Withdrawn | Trade Secret | Trade | CGR | CGR072 | Residential | Solar*Rewards | Trade Secret | 2024
20252-215912-02 | Xcel Energy | 85 | 13781 | IOU | 05749031 | 3.936 | Solar |  |  | Withdrawn | Trade Secret | Trade | WCR | WCR322 | Residential | Solar*Rewards | Trade Secret | 2024
20252-215912-02 | Xcel Energy | 85 | 13781 | IOU | 05749162 | 16.128 | Solar |  |  | Interconnected | Trade Secret | Trade | MOL | MOL072 | Residential |  | Trade Secret | 2024 | 2024
20252-215912-02 | Xcel Energy | 85 | 13781 | IOU | 05749222 | 11.56 | Solar |  |  | Interconnected | Trade Secret | Trade | HUG | HUG321 | Residential | Solar*Rewards | Trade Secret | 2024 | 2024
20252-215912-02 | Xcel Energy | 85 | 13781 | IOU | 05749234 | 3.747 | Solar |  |  | Interconnected | Trade Secret | Trade | ECK | ECK322 | Residential | Solar*Rewards | Trade Secret | 2024 | 2024
20252-215912-02 | Xcel Energy | 85 | 13781 | IOU | 05749369 | 4.935 | Solar |  |  | Withdrawn | Trade Secret | Trade | EDA | EDA067 | Residential | Solar*Rewards | Trade Secret | 2024
20252-215912-02 | Xcel Energy | 85 | 13781 | IOU | 05749386 | 11.136 | Solar |  |  | Interconnected | Trade Secret | Trade | DBL | DBL068 | Residential | Solar*Rewards | Trade Secret | 2024 | 2024
20252-215912-02 | Xcel Energy | 85 | 13781 | IOU | 05749388 | 180 | Solar |  |  | Active Application | Trade Secret | Trade | ROC | ROC091 | Commercial |  | Trade Secret | 2024
20252-215912-02 | Xcel Energy | 85 | 13781 | IOU | 05749419 | 5.376 | Solar |  |  | Interconnected | Trade Secret | Trade | APA | APA076 | Residential | Solar*Rewards | Trade Secret | 2024 | 2024
20252-215912-02 | Xcel Energy | 85 | 13781 | IOU | 05749428 | 8.73 | Solar |  |  | Interconnected | Trade Secret | Trade | WEF | WEF071 | Residential |  | Trade Secret | 2024 | 2024
20252-215912-02 | Xcel Energy | 85 | 13781 | IOU | 05749511 | 4.725 | Solar |  |  | Withdrawn | Trade Secret | Trade | ECK | ECK322 | Residential | Solar*Rewards | Trade Secret | 2024
20252-215912-02 | Xcel Energy | 85 | 13781 | IOU | 05750033 | 6.144 | Solar |  |  | Interconnected | Trade Secret | Trade | MPK | MPK065 | Residential |  | Trade Secret | 2024 | 2024
20252-215912-02 | Xcel Energy | 85 | 13781 | IOU | 05750134 | 5.67 | Solar |  |  | Withdrawn | Trade Secret | Trade | WIL | WIL071 | Residential |  | Trade Secret | 2024
20252-215912-02 | Xcel Energy | 85 | 13781 | IOU | 05750424 | 7.68 | Solar |  |  | Interconnected | Trade Secret | Trade | TWL | TWL072 | Residential |  | Trade Secret | 2024 | 2024
20252-215912-02 | Xcel Energy | 85 | 13781 | IOU | 05750471 | 7.68 | Solar |  |  | Active Application | Trade Secret | Trade | SLW | SLW062 | Residential |  | Trade Secret | 2024
20252-215912-02 | Xcel Energy | 85 | 13781 | IOU | 05750538 | 3.747 | Solar |  |  | Interconnected | Trade Secret | Trade | SOU | SOU077 | Residential | Solar*Rewards | Trade Secret | 2024 | 2024
20252-215912-02 | Xcel Energy | 85 | 13781 | IOU | 05751198 | 10.395 | Solar |  |  | Interconnected | Trade Secret | Trade | GLK | GLK065 | Residential | Solar*Rewards | Trade Secret | 2024 | 2024
20252-215912-02 | Xcel Energy | 85 | 13781 | IOU | 05751228 | 5.67 | Solar |  |  | Interconnected | Trade Secret | Trade | WRR | WRR064 | Residential | Solar*Rewards | Trade Secret | 2024 | 2024
20252-215912-02 | Xcel Energy | 85 | 13781 | IOU | 05751343 | 240 | Solar |  |  | Active Application | Trade Secret | Trade | RED | RED091 | Commercial |  | Trade Secret | 2024
20252-215912-02 | Xcel Energy | 85 | 13781 | IOU | 05751361 | 130 | Solar |  |  | Active Application | Trade Secret | Trade | AVR | AVR081 | Commercial |  | Trade Secret | 2024
20252-215912-02 | Xcel Energy | 85 | 13781 | IOU | 05751450 | 720 | Solar |  |  | Active Application | Trade Secret | Trade | PKL | PKL074 | Residential |  | Trade Secret | 2024
20252-215912-02 | Xcel Energy | 85 | 13781 | IOU | 05751462 |  | Solar |  |  | Active Application | Trade Secret | Trade |  |  | Residential | Solar*Rewards | Trade Secret | 2024
20252-215912-02 | Xcel Energy | 85 | 13781 | IOU | 05751472 | 9.995 | Solar |  |  | Interconnected | Trade Secret | Trade | ALD | ALD092 | Commercial |  | Trade Secret | 2024 | 2024
20252-215912-02 | Xcel Energy | 85 | 13781 | IOU | 05751485 | 5.052 | Solar |  |  | Withdrawn | Trade Secret | Trade | APA | APA069 | Residential | Solar*Rewards | Trade Secret | 2024
20252-215912-02 | Xcel Energy | 85 | 13781 | IOU | 05751488 | 6.912 | Solar |  |  | Interconnected | Trade Secret | Trade | CTR | CTR031 | Residential |  | Trade Secret | 2024 | 2024
20252-215912-02 | Xcel Energy | 85 | 13781 | IOU | 05751502 | 7.678 | Solar |  |  | Interconnected | Trade Secret | Trade | RAM | RAM064 | Residential | Solar*Rewards | Trade Secret | 2024 | 2024
20252-215912-02 | Xcel Energy | 85 | 13781 | IOU | 05752118 |  | Solar |  |  | Active Application | Trade Secret | Trade |  |  | Residential | Solar*Rewards | Trade Secret | 2024
20252-215912-02 | Xcel Energy | 85 | 13781 | IOU | 05752250 | 6.528 | Solar |  |  | Interconnected | Trade Secret | Trade | LIN | LIN022 | Residential | Solar*Rewards | Trade Secret | 2024 | 2024
20252-215912-02 | Xcel Energy | 85 | 13781 | IOU | 05752282 | 4.592 | Solar |  |  | Interconnected | Trade Secret | Trade | BRP | BRP072 | Residential | Solar*Rewards | Trade Secret | 2024 | 2024
20252-215912-02 | Xcel Energy | 85 | 13781 | IOU | 05752297 | 8.528 | Solar |  |  | Interconnected | Trade Secret | Trade | WCR | WCR322 | Residential | Solar*Rewards | Trade Secret | 2024 | 2024
20252-215912-02 | Xcel Energy | 85 | 13781 | IOU | 05752383 | 5.85 | Solar |  |  | Interconnected | Trade Secret | Trade | RPL | RPL061 | Residential | Solar*Rewards | Trade Secret | 2024 | 2024
20252-215912-02 | Xcel Energy | 85 | 13781 | IOU | 05752700 | 240 | Solar |  |  | Active Application | Trade Secret | Trade | BCR | BCR083 | Commercial |  | Trade Secret | 2024
20252-215912-02 | Xcel Energy | 85 | 13781 | IOU | 05752732 | 7.68 | Solar |  |  | Interconnected | Trade Secret | Trade | WES | WES075 | Residential |  | Trade Secret | 2024 | 2025
20252-215912-02 | Xcel Energy | 85 | 13781 | IOU | 05752910 | 3.193 | Solar |  |  | Withdrawn | Trade Secret | Trade | MEL | MEL065 | Residential | Solar*Rewards | Trade Secret | 2024
20252-215912-02 | Xcel Energy | 85 | 13781 | IOU | 05752942 | 5.516 | Solar |  |  | Withdrawn | Trade Secret | Trade | MOL | MOL064 | Residential | Solar*Rewards | Trade Secret | 2024
20252-215912-02 | Xcel Energy | 85 | 13781 | IOU | 05752994 | 38.8 | Solar |  |  | Withdrawn | Trade Secret | Trade | OPK | OPK073 | Residential |  | Trade Secret | 2024
20252-215912-02 | Xcel Energy | 85 | 13781 | IOU | 05753029 | 9.45 | Solar |  |  | Interconnected | Trade Secret | Trade | SLP | SLP084 | Commercial | Solar*Rewards | Trade Secret | 2024 | 2024
20252-215912-02 | Xcel Energy | 85 | 13781 | IOU | 05753045 | 11.903 | Solar |  |  | Interconnected | Trade Secret | Trade | GLK | GLK065 | Residential | Solar*Rewards | Trade Secret | 2024 | 2024
20252-215912-02 | Xcel Energy | 85 | 13781 | IOU | 05753195 | 8.832 | Solar |  |  | Interconnected | Trade Secret | Trade | SLP | SLP092 | Residential | Solar*Rewards | Trade Secret | 2024 | 2024
20252-215912-02 | Xcel Energy | 85 | 13781 | IOU | 05753302 |  | Solar |  |  | Active Application | Trade Secret | Trade | KOL | KOL074 | Residential | Solar*Rewards | Trade Secret | 2024
20252-215912-02 | Xcel Energy | 85 | 13781 | IOU | 05753396 | 3.936 | Solar |  |  | Interconnected | Trade Secret | Trade | WCR | WCR322 | Residential |  | Trade Secret | 2024 | 2024
20252-215912-02 | Xcel Energy | 85 | 13781 | IOU | 05753427 | 5.904 | Solar |  |  | Interconnected | Trade Secret | Trade | WCR | WCR322 | Residential | Solar*Rewards | Trade Secret | 2024 | 2024
20252-215912-02 | Xcel Energy | 85 | 13781 | IOU | 05753456 | 260 | Solar |  |  | Interconnected | Trade Secret | Trade | WIL | WIL091 | Commercial |  | Trade Secret | 2024 | 2024
20252-215912-02 | Xcel Energy | 85 | 13781 | IOU | 05753473 | 38 | Solar |  |  | Active Application | Trade Secret | Trade | PLA | PLA022 | Commercial |  | Trade Secret | 2024
20252-215912-02 | Xcel Energy | 85 | 13781 | IOU | 05753510 | 5.235 | Solar |  |  | Interconnected | Trade Secret | Trade | ALD | ALD073 | Residential |  | Trade Secret | 2024 | 2024
20252-215912-02 | Xcel Energy | 85 | 13781 | IOU | 05753555 | 3.465 | Solar |  |  | Interconnected | Trade Secret | Trade | SLP | SLP087 | Residential | Solar*Rewards | Trade Secret | 2024 | 2024
20252-215912-02 | Xcel Energy | 85 | 13781 | IOU | 05753613 | 17.101 | Solar |  |  | Active Application | Trade Secret | Trade | TWL | TWL066 | Residential | Solar*Rewards | Trade Secret | 2024
20252-215912-02 | Xcel Energy | 85 | 13781 | IOU | 05753648 | 8.82 | Solar |  |  | Withdrawn | Trade Secret | Trade | BCR | BCR083 | Residential | Solar*Rewards | Trade Secret | 2024
20252-215912-02 | Xcel Energy | 85 | 13781 | IOU | 05754095 | 360 | Solar |  |  | Withdrawn | Trade Secret | Trade | DGC | DGC061 | Commercial |  | Trade Secret | 2024
20252-215912-02 | Xcel Energy | 85 | 13781 | IOU | 05754324 | 7.872 | Solar |  |  | Interconnected | Trade Secret | Trade | AFT | AFT314 | Residential | Solar*Rewards | Trade Secret | 2024 | 2024
20252-215912-02 | Xcel Energy | 85 | 13781 | IOU | 05754341 | 240 | Solar |  |  | Active Application | Trade Secret | Trade | RLK | RLK066 | Commercial |  | Trade Secret | 2024
20252-215912-02 | Xcel Energy | 85 | 13781 | IOU | 05754402 | 150 | Solar |  |  | Active Application | Trade Secret | Trade | UPP | UPP084 | Commercial |  | Trade Secret | 2024
20252-215912-02 | Xcel Energy | 85 | 13781 | IOU | 05754415 | 120 | Solar |  |  | Active Application | Trade Secret | Trade | RLK | RLK072 | Commercial |  | Trade Secret | 2024
20252-215912-02 | Xcel Energy | 85 | 13781 | IOU | 05754751 | 99.999 | Solar |  |  | Interconnected | Trade Secret | Trade | SLP | SLP086 | Commercial |  | Trade Secret | 2024 | 2024
20252-215912-02 | Xcel Energy | 85 | 13781 | IOU | 05754759 | 5.04 | Solar |  |  | Interconnected | Trade Secret | Trade | MPK | MPK071 | Residential | Solar*Rewards | Trade Secret | 2024 | 2024
20252-215912-02 | Xcel Energy | 85 | 13781 | IOU | 05754794 | 5.248 | Solar |  |  | Interconnected | Trade Secret | Trade | DPN | DPN072 | Residential |  | Trade Secret | 2024 | 2024
20252-215912-02 | Xcel Energy | 85 | 13781 | IOU | 05754819 | 38.8 | Solar |  |  | Active Application | Trade Secret | Trade | OPK | OPK073 | Residential | Solar*Rewards | Trade Secret | 2024
20252-215912-02 | Xcel Energy | 85 | 13781 | IOU | 05754834 |  | Solar |  |  | Active Application | Trade Secret | Trade |  |  | Residential | Solar*Rewards | Trade Secret | 2024
20252-215912-02 | Xcel Energy | 85 | 13781 | IOU | 05754981 | 11.136 | Solar |  |  | Active Application | Trade Secret | Trade | RRK | RRK064 | Residential |  | Trade Secret | 2024
20252-215912-02 | Xcel Energy | 85 | 13781 | IOU | 05755003 | 18.15 | Solar |  | X | Interconnected | Trade Secret | Trade | AFT | AFT315 | Residential | Solar*Rewards | Trade Secret | 2024 | 2024
20252-215912-02 | Xcel Energy | 85 | 13781 | IOU | 05755032 | 19.8 | Solar |  |  | Withdrawn | Trade Secret | Trade | HUG | HUG321 | Residential |  | Trade Secret | 2024
20252-215912-02 | Xcel Energy | 85 | 13781 | IOU | 05755372 | 6.912 | Solar |  |  | Interconnected | Trade Secret | Trade | WWK | WWK321 | Residential | Solar*Rewards | Trade Secret | 2024 | 2024
20252-215912-02 | Xcel Energy | 85 | 13781 | IOU | 05755576 | 8.528 | Solar |  |  | Withdrawn | Trade Secret | Trade | WCR | WCR322 | Residential | Solar*Rewards | Trade Secret | 2024
20252-215912-02 | Xcel Energy | 85 | 13781 | IOU | 05755621 | 100 | Solar |  |  | Withdrawn | Trade Secret | Trade |  |  | Residential | Other | Trade Secret | 2024
20252-215912-02 | Xcel Energy | 85 | 13781 | IOU | 05755827 | 7.329 | Solar |  | X | Active Application | Trade Secret | Trade | MTR | MTR021 | Residential | Solar*Rewards | Trade Secret | 2024
20252-215912-02 | Xcel Energy | 85 | 13781 | IOU | 05755832 | 8.832 | Solar |  |  | Interconnected | Trade Secret | Trade | ECK | ECK061 | Residential |  | Trade Secret | 2024 | 2024
20252-215912-02 | Xcel Energy | 85 | 13781 | IOU | 05755874 | 6.98 | Solar |  |  | Interconnected | Trade Secret | Trade | ALD | ALD097 | Residential | Solar*Rewards | Trade Secret | 2024 | 2024
20252-215912-02 | Xcel Energy | 85 | 13781 | IOU | 05755884 | 5.355 | Solar |  |  | Interconnected | Trade Secret | Trade | GLK | GLK063 | Residential | Solar*Rewards | Trade Secret | 2024 | 2024
20252-215912-02 | Xcel Energy | 85 | 13781 | IOU | 05755893 |  | Solar |  |  | Withdrawn | Trade Secret | Trade |  |  | Residential | Solar*Rewards | Trade Secret | 2024
20252-215912-02 | Xcel Energy | 85 | 13781 | IOU | 05755895 | 6.282 | Solar |  |  | Interconnected | Trade Secret | Trade | WYO | WYO032 | Residential | Solar*Rewards | Trade Secret | 2024 | 2024
20252-215912-02 | Xcel Energy | 85 | 13781 | IOU | 05755899 | 23.04 | Solar |  |  | Withdrawn | Trade Secret | Trade | DOC | DOC031 | Residential | Solar*Rewards | Trade Secret | 2024
20252-215912-02 | Xcel Energy | 85 | 13781 | IOU | 05755909 | 2.925 | Solar |  |  | Withdrawn | Trade Secret | Trade | TWL | TWL075 | Residential | Solar*Rewards | Trade Secret | 2024
20252-215912-02 | Xcel Energy | 85 | 13781 | IOU | 05756175 | 11.52 | Solar |  |  | Interconnected | Trade Secret | Trade | RRK | RRK064 | Residential |  | Trade Secret | 2024 | 2024
20252-215912-02 | Xcel Energy | 85 | 13781 | IOU | 05756373 | 4990 | Solar |  |  | Withdrawn | Trade Secret | Trade |  |  | Residential | Other | Trade Secret | 2024
20252-215912-02 | Xcel Energy | 85 | 13781 | IOU | 05756385 | 4990 | Solar |  |  | Withdrawn | Trade Secret | Trade |  |  | Residential | Other | Trade Secret | 2024
20252-215912-02 | Xcel Energy | 85 | 13781 | IOU | 05756390 | 4990 | Solar |  |  | Withdrawn | Trade Secret | Trade |  |  | Residential | Other | Trade Secret | 2024
20252-215912-02 | Xcel Energy | 85 | 13781 | IOU | 05756391 | 4990 | Solar |  |  | Withdrawn | Trade Secret | Trade |  |  | Residential | Other | Trade Secret | 2024
20252-215912-02 | Xcel Energy | 85 | 13781 | IOU | 05756393 | 4990 | Solar |  |  | Withdrawn | Trade Secret | Trade |  |  | Residential | Other | Trade Secret | 2024
20252-215912-02 | Xcel Energy | 85 | 13781 | IOU | 05756460 |  | Solar |  |  | Withdrawn | Trade Secret | Trade |  |  | Residential | Solar*Rewards | Trade Secret | 2024
20252-215912-02 | Xcel Energy | 85 | 13781 | IOU | 05756641 |  |  |  |  | Active Application | Trade Secret | Trade |  |  | Residential |  | Trade Secret | 2024
20252-215912-02 | Xcel Energy | 85 | 13781 | IOU | 05756838 | 4.188 | Solar |  |  | Interconnected | Trade Secret | Trade | WES | WES073 | Residential | Solar*Rewards | Trade Secret | 2024 | 2024
20252-215912-02 | Xcel Energy | 85 | 13781 | IOU | 05756863 | 0.63 | Solar |  |  | Interconnected | Trade Secret | Trade | GRC | GRC063 | Residential |  | Trade Secret | 2024 | 2024
20252-215912-02 | Xcel Energy | 85 | 13781 | IOU | 05756898 | 17.61 | Solar |  |  | Active Application | Trade Secret | Trade | MTV | MTV022 | Residential |  | Trade Secret | 2024
20252-215912-02 | Xcel Energy | 85 | 13781 | IOU | 05756933 | 17.664 | Solar |  |  | Active Application | Trade Secret | Trade | PIL | PIL021 | Residential |  | Trade Secret | 2024
20252-215912-02 | Xcel Energy | 85 | 13781 | IOU | 05757036 | 5.985 | Solar |  |  | Withdrawn | Trade Secret | Trade | TWL | TWL066 | Residential | Solar*Rewards | Trade Secret | 2024
20252-215912-02 | Xcel Energy | 85 | 13781 | IOU | 05757226 | 4.355 | Solar |  |  | Withdrawn | Trade Secret | Trade | HSN | HSN311 | Residential | Solar*Rewards | Trade Secret | 2024
20252-215912-02 | Xcel Energy | 85 | 13781 | IOU | 05757256 | 43.2 | Solar |  |  | Interconnected | Trade Secret | Trade | TWL | TWL068 | Commercial |  | Trade Secret | 2024 | 2024
20252-215912-02 | Xcel Energy | 85 | 13781 | IOU | 05757340 | 2.835 | Solar |  |  | Withdrawn | Trade Secret | Trade | BRP | BRP073 | Residential | Solar*Rewards | Trade Secret | 2024
20252-215912-02 | Xcel Energy | 85 | 13781 | IOU | 05757346 | 5.04 | Solar |  |  | Active Application | Trade Secret | Trade | AHI | AHI063 | Residential | Solar*Rewards | Trade Secret | 2024
20252-215912-02 | Xcel Energy | 85 | 13781 | IOU | 05757353 | 6.967 | Solar |  |  | Active Application | Trade Secret | Trade | MOL | MOL073 | Residential | Solar*Rewards | Trade Secret | 2024
20252-215912-02 | Xcel Energy | 85 | 13781 | IOU | 05757574 | 4.886 | Solar |  |  | Interconnected | Trade Secret | Trade | WES | WES074 | Residential | Solar*Rewards | Trade Secret | 2024 | 2024
20252-215912-02 | Xcel Energy | 85 | 13781 | IOU | 05757856 | 11.168 | Solar |  |  | Interconnected | Trade Secret | Trade | HUG | HUG311 | Residential | Solar*Rewards | Trade Secret | 2024 | 2024
20252-215912-02 | Xcel Energy | 85 | 13781 | IOU | 05757873 | 9.772 | Solar |  |  | Interconnected | Trade Secret | Trade | BRP | BRP071 | Residential | Solar*Rewards | Trade Secret | 2024 | 2024
20252-215912-02 | Xcel Energy | 85 | 13781 | IOU | 05758032 | 10.121 | Solar |  |  | Withdrawn | Trade Secret | Trade | RLK | RLK069 | Residential | Solar*Rewards | Trade Secret | 2024
20252-215912-02 | Xcel Energy | 85 | 13781 | IOU | 05758044 | 11.007 | Solar |  |  | Interconnected | Trade Secret | Trade | RLK | RLK069 | Residential | Solar*Rewards | Trade Secret | 2024 | 2024
20252-215912-02 | Xcel Energy | 85 | 13781 | IOU | 05758154 | 3.78 | Solar |  |  | Interconnected | Trade Secret | Trade | TWL | TWL061 | Residential | Solar*Rewards | Trade Secret | 2024 | 2024
20252-215912-02 | Xcel Energy | 85 | 13781 | IOU | 05758166 | 3.839 | Solar |  |  | Interconnected | Trade Secret | Trade | IDA | IDA072 | Residential |  | Trade Secret | 2024 | 2024
20252-215912-02 | Xcel Energy | 85 | 13781 | IOU | 05758182 | 9.074 | Solar |  |  | Interconnected | Trade Secret | Trade | AFT | AFT322 | Residential |  | Trade Secret | 2024 | 2024
20252-215912-02 | Xcel Energy | 85 | 13781 | IOU | 05758240 | 39.75 | Solar |  |  | Active Application | Trade Secret | Trade | GLK | GLK062 | Commercial | Solar*Rewards | Trade Secret | 2024
20252-215912-02 | Xcel Energy | 85 | 13781 | IOU | 05758297 | 2.323 | Solar |  |  | Withdrawn | Trade Secret | Trade | CTR | CTR031 | Residential | Solar*Rewards | Trade Secret | 2024
20252-215912-02 | Xcel Energy | 85 | 13781 | IOU | 05758352 | 6.097 | Solar |  |  | Active Application | Trade Secret | Trade | SAV | SAV071 | Residential | Solar*Rewards | Trade Secret | 2024
20252-215912-02 | Xcel Energy | 85 | 13781 | IOU | 05758395 | 2.323 | Solar |  |  | Withdrawn | Trade Secret | Trade | ALD | ALD082 | Residential | Solar*Rewards | Trade Secret | 2024
20252-215912-02 | Xcel Energy | 85 | 13781 | IOU | 05758671 | 9.984 | Solar |  |  | Interconnected | Trade Secret | Trade | DBL | DBL068 | Residential |  | Trade Secret | 2024 | 2024
20252-215912-02 | Xcel Energy | 85 | 13781 | IOU | 05758858 | 4.725 | Solar |  |  | Interconnected | Trade Secret | Trade | HWW | HWW062 | Residential | Solar*Rewards | Trade Secret | 2024 | 2024
20252-215912-02 | Xcel Energy | 85 | 13781 | IOU | 05758865 | 6.98 | Solar |  |  | Interconnected | Trade Secret | Trade | RPL | RPL063 | Residential | Solar*Rewards | Trade Secret | 2024 | 2024
20252-215912-02 | Xcel Energy | 85 | 13781 | IOU | 05758878 | 7.245 | Solar |  |  | Interconnected | Trade Secret | Trade | SOU | SOU064 | Residential | Solar*Rewards | Trade Secret | 2024 | 2024
20252-215912-02 | Xcel Energy | 85 | 13781 | IOU | 05758881 | 7.872 | Solar |  |  | Interconnected | Trade Secret | Trade | ALD | ALD076 | Residential |  | Trade Secret | 2024 | 2024
20252-215912-02 | Xcel Energy | 85 | 13781 | IOU | 05758888 | 7.616 | Solar |  |  | Interconnected | Trade Secret | Trade | SOU | SOU064 | Residential | Solar*Rewards | Trade Secret | 2024 | 2024
20252-215912-02 | Xcel Energy | 85 | 13781 | IOU | 05758934 | 3.747 | Solar |  |  | Interconnected | Trade Secret | Trade | APA | APA072 | Residential | Solar*Rewards | Trade Secret | 2024 | 2024
20252-215912-02 | Xcel Energy | 85 | 13781 | IOU | 05759078 | 20.242 | Solar |  |  | Interconnected | Trade Secret | Trade | BCR | BCR082 | Residential | Solar*Rewards | Trade Secret | 2024 | 2024
20252-215912-02 | Xcel Energy | 85 | 13781 | IOU | 05759094 | 10.819 | Solar |  |  | Interconnected | Trade Secret | Trade | GNL | GNL071 | Residential | Solar*Rewards | Trade Secret | 2024 | 2024
20252-215912-02 | Xcel Energy | 85 | 13781 | IOU | 05759193 | 2.323 | Solar |  |  | Active Application | Trade Secret | Trade | IDA | IDA074 | Residential |  | Trade Secret | 2024
20252-215912-02 | Xcel Energy | 85 | 13781 | IOU | 05759231 | 4.645 | Solar |  |  | Interconnected | Trade Secret | Trade | MDT | MDT062 | Residential | Solar*Rewards | Trade Secret | 2024 | 2024
20252-215912-02 | Xcel Energy | 85 | 13781 | IOU | 05759308 | 8.419 | Solar |  |  | Interconnected | Trade Secret | Trade | AHI | AHI063 | Residential |  | Trade Secret | 2024 | 2024
20252-215912-02 | Xcel Energy | 85 | 13781 | IOU | 05759351 |  |  |  |  | Withdrawn | Trade Secret | Trade |  |  | Residential |  | Trade Secret | 2024
20252-215912-02 | Xcel Energy | 85 | 13781 | IOU | 05759353 | 5.985 | Solar |  |  | Active Application | Trade Secret | Trade | TWL | TWL072 | Commercial | Solar*Rewards | Trade Secret | 2024
20252-215912-02 | Xcel Energy | 85 | 13781 | IOU | 05759370 | 7.68 | Solar |  |  | Active Application | Trade Secret | Trade | SOU | SOU084 | Residential | Solar*Rewards | Trade Secret | 2024
20252-215912-02 | Xcel Energy | 85 | 13781 | IOU | 05759467 | 11.168 | Solar |  |  | Interconnected | Trade Secret | Trade | EDA | EDA073 | Residential | Solar*Rewards | Trade Secret | 2024 | 2024
20252-215912-02 | Xcel Energy | 85 | 13781 | IOU | 05759609 | 13.662 | Solar |  |  | Interconnected | Trade Secret | Trade | HUG | HUG321 | Residential | Solar*Rewards | Trade Secret | 2024 | 2024
20252-215912-02 | Xcel Energy | 85 | 13781 | IOU | 05759801 |  |  |  |  | Active Application | Trade Secret | Trade |  |  | Residential |  | Trade Secret | 2024
20252-215912-02 | Xcel Energy | 85 | 13781 | IOU | 05759861 | 3.78 | Solar |  |  | Active Application | Trade Secret | Trade | HWW | HWW073 | Residential | Solar*Rewards | Trade Secret | 2024
20252-215912-02 | Xcel Energy | 85 | 13781 | IOU | 05759951 | 9.772 | Solar |  |  | Interconnected | Trade Secret | Trade | HOL | HOL061 | Residential | Solar*Rewards | Trade Secret | 2024 | 2024
20252-215912-02 | Xcel Energy | 85 | 13781 | IOU | 05759976 | 6.3 | Solar |  |  | Interconnected | Trade Secret | Trade | HWW | HWW073 | Residential | Solar*Rewards | Trade Secret | 2024 | 2024
20252-215912-02 | Xcel Energy | 85 | 13781 | IOU | 05760093 |  |  |  |  | Withdrawn | Trade Secret | Trade |  |  | Residential |  | Trade Secret | 2024
20252-215912-02 | Xcel Energy | 85 | 13781 | IOU | 05760235 | 2.323 | Solar |  |  | Interconnected | Trade Secret | Trade | LEX | LEX074 | Residential |  | Trade Secret | 2024 | 2024
20252-215912-02 | Xcel Energy | 85 | 13781 | IOU | 05760251 | 2.323 | Solar |  |  | Interconnected | Trade Secret | Trade | WES | WES072 | Residential |  | Trade Secret | 2024 | 2024
20252-215912-02 | Xcel Energy | 85 | 13781 | IOU | 05760260 |  | Solar |  |  | Active Application | Trade Secret | Trade |  |  | Residential | Solar*Rewards | Trade Secret | 2024
20252-215912-02 | Xcel Energy | 85 | 13781 | IOU | 05760339 |  |  |  |  | Withdrawn | Trade Secret | Trade |  |  | Residential |  | Trade Secret | 2024
20252-215912-02 | Xcel Energy | 85 | 13781 | IOU | 05760455 |  | Solar |  |  | Active Application | Trade Secret | Trade |  |  | Residential | Solar*Rewards | Trade Secret | 2024
20252-215912-02 | Xcel Energy | 85 | 13781 | IOU | 05760781 | 8.027 | Solar |  |  | Interconnected | Trade Secret | Trade | BLC | BLC062 | Residential |  | Trade Secret | 2024 | 2024
20252-215912-02 | Xcel Energy | 85 | 13781 | IOU | 05760803 | 4.725 | Solar |  |  | Active Application | Trade Secret | Trade | STO | STO002 | Residential | Solar*Rewards | Trade Secret | 2024
20252-215912-02 | Xcel Energy | 85 | 13781 | IOU | 05760818 | 2.792 | Solar |  |  | Interconnected | Trade Secret | Trade | SOU | SOU081 | Residential | Solar*Rewards | Trade Secret | 2024 | 2024
20252-215912-02 | Xcel Energy | 85 | 13781 | IOU | 05760819 | 8.064 | Solar |  |  | Interconnected | Trade Secret | Trade | WCR | WCR311 | Residential | Solar*Rewards | Trade Secret | 2024 | 2024
20252-215912-02 | Xcel Energy | 85 | 13781 | IOU | 05760833 | 11.34 | Solar |  |  | Interconnected | Trade Secret | Trade | GSL | GSL061 | Residential | Solar*Rewards | Trade Secret | 2024 | 2024
20252-215912-02 | Xcel Energy | 85 | 13781 | IOU | 05760848 | 7.245 | Solar |  |  | Interconnected | Trade Secret | Trade | AFT | AFT315 | Residential | Solar*Rewards | Trade Secret | 2024 | 2024
20252-215912-02 | Xcel Energy | 85 | 13781 | IOU | 05760860 | 6.98 | Solar |  |  | Interconnected | Trade Secret | Trade | SOU | SOU087 | Residential | Solar*Rewards | Trade Secret | 2024 | 2024
20252-215912-02 | Xcel Energy | 85 | 13781 | IOU | 05761022 | 360 | Solar |  |  | Active Application | Trade Secret | Trade | STY | STY065 | Commercial |  | Trade Secret | 2024
20252-215912-02 | Xcel Energy | 85 | 13781 | IOU | 05761034 | 4.992 | Solar |  |  | Interconnected | Trade Secret | Trade | MOL | MOL067 | Residential | Solar*Rewards | Trade Secret | 2024 | 2024
20252-215912-02 | Xcel Energy | 85 | 13781 | IOU | 05761072 | 240 | Solar |  |  | Active Application | Trade Secret | Trade | PKL | PKL065 | Commercial |  | Trade Secret | 2024
20252-215912-02 | Xcel Energy | 85 | 13781 | IOU | 05761311 | 4.935 | Solar |  |  | Interconnected | Trade Secret | Trade | EDA | EDA067 | Residential |  | Trade Secret | 2024 | 2024
20252-215912-02 | Xcel Energy | 85 | 13781 | IOU | 05761319 | 14.592 | Solar |  |  | Withdrawn | Trade Secret | Trade | RIV | RIV073 | Residential | Solar*Rewards | Trade Secret | 2024
20252-215912-02 | Xcel Energy | 85 | 13781 | IOU | 05761672 |  | Solar |  |  | Active Application | Trade Secret | Trade |  |  | Residential | Solar*Rewards | Trade Secret | 2024
20252-215912-02 | Xcel Energy | 85 | 13781 | IOU | 05761724 | 6.677 | Solar |  |  | Withdrawn | Trade Secret | Trade | CGR | CGR072 | Residential |  | Trade Secret | 2024
20252-215912-02 | Xcel Energy | 85 | 13781 | IOU | 05761740 | 14.976 | Solar |  |  | Interconnected | Trade Secret | Trade | CAF | CAF022 | Residential |  | Trade Secret | 2024 | 2024
20252-215912-02 | Xcel Energy | 85 | 13781 | IOU | 05761744 | 6.615 | Solar |  |  | Withdrawn | Trade Secret | Trade | IDA | IDA061 | Residential |  | Trade Secret | 2024
20252-215912-02 | Xcel Energy | 85 | 13781 | IOU | 05761748 | 9.074 | Solar |  |  | Withdrawn | Trade Secret | Trade | SOU | SOU061 | Residential | Solar*Rewards | Trade Secret | 2024
20252-215912-02 | Xcel Energy | 85 | 13781 | IOU | 05761756 | 15.232 | Solar |  |  | Active Application | Trade Secret | Trade | RVA | RVA061 | Commercial |  | Trade Secret | 2024
20252-215912-02 | Xcel Energy | 85 | 13781 | IOU | 05761760 | 2.52 | Solar |  |  | Interconnected | Trade Secret | Trade | RAM | RAM073 | Residential |  | Trade Secret | 2024 | 2024
20252-215912-02 | Xcel Energy | 85 | 13781 | IOU | 05761775 | 4.095 | Solar |  |  | Interconnected | Trade Secret | Trade | SLP | SLP082 | Residential | Solar*Rewards | Trade Secret | 2024 | 2024
20252-215912-02 | Xcel Energy | 85 | 13781 | IOU | 05761776 | 15.232 | Solar |  |  | Active Application | Trade Secret | Trade | MEL | MEL075 | Residential |  | Trade Secret | 2024
20252-215912-02 | Xcel Energy | 85 | 13781 | IOU | 05761778 | 4.725 | Solar |  |  | Interconnected | Trade Secret | Trade | ECK | ECK322 | Residential |  | Trade Secret | 2024 | 2024
20252-215912-02 | Xcel Energy | 85 | 13781 | IOU | 05761784 | 6.282 | Solar |  |  | Active Application | Trade Secret | Trade | WCR | WCR322 | Residential | Solar*Rewards | Trade Secret | 2024
20252-215912-02 | Xcel Energy | 85 | 13781 | IOU | 05761796 | 5.04 | Solar |  |  | Interconnected | Trade Secret | Trade | SOU | SOU081 | Residential |  | Trade Secret | 2024 | 2024
20252-215912-02 | Xcel Energy | 85 | 13781 | IOU | 05761809 | 6.282 | Solar |  |  | Active Application | Trade Secret | Trade | TWL | TWL075 | Residential | Solar*Rewards | Trade Secret | 2024
20252-215912-02 | Xcel Energy | 85 | 13781 | IOU | 05761823 | 5.04 | Solar |  |  | Withdrawn | Trade Secret | Trade | CHE | CHE065 | Residential |  | Trade Secret | 2024
20252-215912-02 | Xcel Energy | 85 | 13781 | IOU | 05761824 | 5 | Storage |  |  | Interconnected | Trade Secret | Trade | HYL | HYL074 | Residential |  | Trade Secret | 2024 | 2024
20252-215912-02 | Xcel Energy | 85 | 13781 | IOU | 05761878 | 5.904 | Solar |  |  | Active Application | Trade Secret | Trade | WES | WES062 | Commercial |  | Trade Secret | 2024
20252-215912-02 | Xcel Energy | 85 | 13781 | IOU | 05761888 | 7.616 | Solar |  |  | Active Application | Trade Secret | Trade | MDT | MDT071 | Residential | Solar*Rewards | Trade Secret | 2024
20252-215912-02 | Xcel Energy | 85 | 13781 | IOU | 05761940 | 14.208 | Solar |  |  | Active Application | Trade Secret | Trade | MPK | MPK064 | Residential |  | Trade Secret | 2024
20252-215912-02 | Xcel Energy | 85 | 13781 | IOU | 05761996 | 3.25 | Solar |  |  | Withdrawn | Trade Secret | Trade | ALD | ALD072 | Residential | Solar*Rewards | Trade Secret | 2024
20252-215912-02 | Xcel Energy | 85 | 13781 | IOU | 05762022 | 3.25 | Solar |  |  | Interconnected | Trade Secret | Trade | ALD | ALD072 | Residential |  | Trade Secret | 2024 | 2024
20252-215912-02 | Xcel Energy | 85 | 13781 | IOU | 05762054 | 5.226 |  |  |  | Withdrawn | Trade Secret | Trade | CRL | CRL033 | Residential |  | Trade Secret | 2024
20252-215912-02 | Xcel Energy | 85 | 13781 | IOU | 05762087 | 3.774 | Solar |  |  | Interconnected | Trade Secret | Trade | CGR | CGR071 | Residential |  | Trade Secret | 2024 | 2024
20252-215912-02 | Xcel Energy | 85 | 13781 | IOU | 05762299 |  | Solar |  |  | Withdrawn | Trade Secret | Trade |  |  | Residential | Solar*Rewards | Trade Secret | 2024
20252-215912-02 | Xcel Energy | 85 | 13781 | IOU | 05762430 | 25 | Wind |  |  | Active Application | Trade Secret | Trade | MRN | MRN021 | Commercial |  | Trade Secret | 2024
20252-215912-02 | Xcel Energy | 85 | 13781 | IOU | 05762481 | 25 | Wind |  |  | Active Application | Trade Secret | Trade |  |  | Residential |  | Trade Secret | 2024
20252-215912-02 | Xcel Energy | 85 | 13781 | IOU | 05762728 | 6.144 | Solar |  |  | Active Application | Trade Secret | Trade | REW | REW031 | Residential | Solar*Rewards | Trade Secret | 2024
20252-215912-02 | Xcel Energy | 85 | 13781 | IOU | 05762837 | 2.792 | Solar |  |  | Interconnected | Trade Secret | Trade | ALD | ALD084 | Residential | Solar*Rewards | Trade Secret | 2024 | 2024
20252-215912-02 | Xcel Energy | 85 | 13781 | IOU | 05763041 | 8.832 | Solar |  |  | Interconnected | Trade Secret | Trade | STY | STY061 | Residential | Solar*Rewards | Trade Secret | 2024 | 2024
20252-215912-02 | Xcel Energy | 85 | 13781 | IOU | 05763218 | 6.046 | Solar |  |  | Interconnected | Trade Secret | Trade | APA | APA075 | Residential | Solar*Rewards | Trade Secret | 2024 | 2025
20252-215912-02 | Xcel Energy | 85 | 13781 | IOU | 05763230 | 6.08 | Solar |  |  | Active Application | Trade Secret | Trade | UPP | UPP084 | Residential | Solar*Rewards | Trade Secret | 2024
20252-215912-02 | Xcel Energy | 85 | 13781 | IOU | 05763565 | 3.413 | Solar |  |  | Active Application | Trade Secret | Trade | DOC | DOC211 | Commercial | Solar*Rewards | Trade Secret | 2024
20252-215912-02 | Xcel Energy | 85 | 13781 | IOU | 05763733 | 8.376 | Solar |  |  | Interconnected | Trade Secret | Trade | SOU | SOU087 | Residential | Solar*Rewards | Trade Secret | 2024 | 2024
20252-215912-02 | Xcel Energy | 85 | 13781 | IOU | 05763749 | 6.3 | Solar |  |  | Interconnected | Trade Secret | Trade | CNC | CNC072 | Residential | Solar*Rewards | Trade Secret | 2024 | 2024
20252-215912-02 | Xcel Energy | 85 | 13781 | IOU | 05763842 | 2.613 | Solar |  |  | Interconnected | Trade Secret | Trade | RIV | RIV073 | Residential | Solar*Rewards | Trade Secret | 2024 | 2024
20252-215912-02 | Xcel Energy | 85 | 13781 | IOU | 05763907 | 16.512 | Solar |  |  | Interconnected | Trade Secret | Trade | WCS | WCS071 | Residential | Solar*Rewards | Trade Secret | 2024 | 2024
20252-215912-02 | Xcel Energy | 85 | 13781 | IOU | 05764184 |  |  |  |  | Active Application | Trade Secret | Trade |  |  | Residential |  | Trade Secret | 2024
20252-215912-02 | Xcel Energy | 85 | 13781 | IOU | 05764435 | 5.235 | Solar |  |  | Interconnected | Trade Secret | Trade | WES | WES076 | Residential |  | Trade Secret | 2024 | 2024
20252-215912-02 | Xcel Energy | 85 | 13781 | IOU | 05764503 |  |  |  |  | Active Application | Trade Secret | Trade |  |  | Residential |  | Trade Secret | 2024
20252-215912-02 | Xcel Energy | 85 | 13781 | IOU | 05764506 |  |  |  |  | Active Application | Trade Secret | Trade |  |  | Residential |  | Trade Secret | 2024
20252-215912-02 | Xcel Energy | 85 | 13781 | IOU | 05764580 |  |  |  |  | Active Application | Trade Secret | Trade |  |  | Residential |  | Trade Secret | 2024
20252-215912-02 | Xcel Energy | 85 | 13781 | IOU | 05764583 | 13.96 | Solar |  |  | Interconnected | Trade Secret | Trade | GVW | GVW021 | Commercial |  | Trade Secret | 2024 | 2025
20252-215912-02 | Xcel Energy | 85 | 13781 | IOU | 05764624 |  | Solar |  |  | Withdrawn | Trade Secret | Trade |  |  | Residential | Solar*Rewards | Trade Secret | 2024
20252-215912-02 | Xcel Energy | 85 | 13781 | IOU | 05764649 | 3.49 | Solar |  |  | Interconnected | Trade Secret | Trade | APA | APA067 | Residential | Solar*Rewards | Trade Secret | 2024 | 2024
20252-215912-02 | Xcel Energy | 85 | 13781 | IOU | 05764653 | 80 | Solar |  |  | Interconnected | Trade Secret | Trade | WRR | WRR064 | Commercial |  | Trade Secret | 2024 | 2024
20252-215912-02 | Xcel Energy | 85 | 13781 | IOU | 05764716 | 8.376 | Solar |  |  | Interconnected | Trade Secret | Trade | SOU | SOU072 | Residential | Solar*Rewards | Trade Secret | 2024 | 2024
20252-215912-02 | Xcel Energy | 85 | 13781 | IOU | 05764728 | 8.376 | Solar |  |  | Interconnected | Trade Secret | Trade | HUG | HUG312 | Residential |  | Trade Secret | 2024 | 2024
20252-215912-02 | Xcel Energy | 85 | 13781 | IOU | 05764751 | 6.98 | Solar |  |  | Interconnected | Trade Secret | Trade | MPK | MPK063 | Residential |  | Trade Secret | 2024 | 2024
20252-215912-02 | Xcel Energy | 85 | 13781 | IOU | 05764772 | 5000 | Solar |  |  | Withdrawn | Trade Secret | Trade |  |  | Residential | Other | Trade Secret | 2024
20252-215912-02 | Xcel Energy | 85 | 13781 | IOU | 05764835 |  | Solar |  |  | Active Application | Trade Secret | Trade |  |  | Residential | Solar*Rewards | Trade Secret | 2024
20252-215912-02 | Xcel Energy | 85 | 13781 | IOU | 05764858 | 84.6 | Solar |  |  | Interconnected | Trade Secret | Trade | SLP | SLP083 | Commercial |  | Trade Secret | 2024 | 2024
20252-215912-02 | Xcel Energy | 85 | 13781 | IOU | 05764961 |  | Solar |  |  | Active Application | Trade Secret | Trade |  |  | Residential | Solar*Rewards | Trade Secret | 2024
20252-215912-02 | Xcel Energy | 85 | 13781 | IOU | 05765010 |  | Solar |  |  | Active Application | Trade Secret | Trade | RAM | RAM064 | Residential | Solar*Rewards | Trade Secret | 2024
20252-215912-02 | Xcel Energy | 85 | 13781 | IOU | 05765070 |  | Solar |  |  | Withdrawn | Trade Secret | Trade | ALK | ALK063 | Residential | Solar*Rewards | Trade Secret | 2024
20252-215912-02 | Xcel Energy | 85 | 13781 | IOU | 05765106 | 5.756 | Solar |  |  | Interconnected | Trade Secret | Trade | SIP | SIP073 | Residential | Solar*Rewards | Trade Secret | 2024 | 2024
20252-215912-02 | Xcel Energy | 85 | 13781 | IOU | 05765162 | 2.323 | Solar |  |  | Interconnected | Trade Secret | Trade | CTR | CTR031 | Residential |  | Trade Secret | 2024 | 2024
20252-215912-02 | Xcel Energy | 85 | 13781 | IOU | 05765168 | 2.835 | Solar |  |  | Interconnected | Trade Secret | Trade | BRP | BRP073 | Residential |  | Trade Secret | 2024 | 2024
20252-215912-02 | Xcel Energy | 85 | 13781 | IOU | 05765171 | 5.985 | Solar |  |  | Interconnected | Trade Secret | Trade | TWL | TWL066 | Residential |  | Trade Secret | 2024 | 2024
20252-215912-02 | Xcel Energy | 85 | 13781 | IOU | 05765356 | 5.904 | Solar |  |  | Interconnected | Trade Secret | Trade | CRL | CRL065 | Residential | Solar*Rewards | Trade Secret | 2024 | 2024
20252-215912-02 | Xcel Energy | 85 | 13781 | IOU | 05765385 | 8.528 | Solar |  |  | Interconnected | Trade Secret | Trade | WCR | WCR322 | Residential |  | Trade Secret | 2024 | 2024
20252-215912-02 | Xcel Energy | 85 | 13781 | IOU | 05765443 | 5.76 | Solar |  |  | Interconnected | Trade Secret | Trade | GLK | GLK064 | Residential | Solar*Rewards | Trade Secret | 2024 | 2024
20252-215912-02 | Xcel Energy | 85 | 13781 | IOU | 05765456 | 15 | Solar |  |  | Interconnected | Trade Secret | Trade | SMT | SMT092 | Residential | Solar*Rewards | Trade Secret | 2024 | 2024
20252-215912-02 | Xcel Energy | 85 | 13781 | IOU | 05765497 | 11.904 | Solar |  |  | Interconnected | Trade Secret | Trade | PKL | PKL085 | Residential | Solar*Rewards | Trade Secret | 2024 | 2024
20252-215912-02 | Xcel Energy | 85 | 13781 | IOU | 05765565 | 8.064 | Solar |  |  | Interconnected | Trade Secret | Trade | LAC | LAC062 | Residential |  | Trade Secret | 2024 | 2024
20252-215912-02 | Xcel Energy | 85 | 13781 | IOU | 05765631 | 10.121 | Solar |  |  | Interconnected | Trade Secret | Trade | HUG | HUG311 | Residential | Solar*Rewards | Trade Secret | 2024 | 2024
20252-215912-02 | Xcel Energy | 85 | 13781 | IOU | 05765650 | 8.709 | Solar |  |  | Interconnected | Trade Secret | Trade | IDA | IDA073 | Commercial | Solar*Rewards | Trade Secret | 2024 | 2025
20252-215912-02 | Xcel Energy | 85 | 13781 | IOU | 05765655 | 14.976 | Solar |  |  | Active Application | Trade Secret | Trade | WEF | WEF071 | Residential | Solar*Rewards | Trade Secret | 2024
20252-215912-02 | Xcel Energy | 85 | 13781 | IOU | 05765674 | 11.97 | Solar |  |  | Interconnected | Trade Secret | Trade | RLK | RLK071 | Residential | Solar*Rewards | Trade Secret | 2024 | 2024
20252-215912-02 | Xcel Energy | 85 | 13781 | IOU | 05765685 | 3.796 | Solar |  |  | Active Application | Trade Secret | Trade | ALD | ALD085 | Residential | Solar*Rewards | Trade Secret | 2024
20252-215912-02 | Xcel Energy | 85 | 13781 | IOU | 05766120 | 180 | Solar |  |  | Active Application | Trade Secret | Trade | WEH | WEH022 | Commercial |  | Trade Secret | 2024
20252-215912-02 | Xcel Energy | 85 | 13781 | IOU | 05766269 | 250 | Solar |  |  | Active Application | Trade Secret | Trade | HAS | HAS023 | Commercial |  | Trade Secret | 2024
20252-215912-02 | Xcel Energy | 85 | 13781 | IOU | 05766328 |  |  |  |  | Active Application | Trade Secret | Trade |  |  | Residential |  | Trade Secret | 2024
20252-215912-02 | Xcel Energy | 85 | 13781 | IOU | 05766375 |  |  |  |  | Active Application | Trade Secret | Trade |  |  | Residential |  | Trade Secret | 2024
20252-215912-02 | Xcel Energy | 85 | 13781 | IOU | 05766425 |  |  |  |  | Active Application | Trade Secret | Trade |  |  | Residential |  | Trade Secret | 2024
20252-215912-02 | Xcel Energy | 85 | 13781 | IOU | 05766429 | 5000 | Solar |  |  | Active Application | Trade Secret | Trade | AHI | AHI021 | Commercial |  | Trade Secret | 2024
20252-215912-02 | Xcel Energy | 85 | 13781 | IOU | 05766527 |  | Solar |  |  | Active Application | Trade Secret | Trade |  |  | Residential | Solar*Rewards | Trade Secret | 2024
20252-215912-02 | Xcel Energy | 85 | 13781 | IOU | 05766632 | 4990 | Solar |  |  | Active Application | Trade Secret | Trade |  |  | Residential |  | Trade Secret | 2024
20252-215912-02 | Xcel Energy | 85 | 13781 | IOU | 05766863 |  |  |  |  | Withdrawn | Trade Secret | Trade |  |  | Residential |  | Trade Secret | 2024
20252-215912-02 | Xcel Energy | 85 | 13781 | IOU | 05766878 |  |  |  |  | Withdrawn | Trade Secret | Trade |  |  | Residential |  | Trade Secret | 2024
20252-215912-02 | Xcel Energy | 85 | 13781 | IOU | 05766886 |  |  |  |  | Withdrawn | Trade Secret | Trade |  |  | Residential |  | Trade Secret | 2024
20252-215912-02 | Xcel Energy | 85 | 13781 | IOU | 05766897 | 125 | Solar |  |  | Active Application | Trade Secret | Trade | HAS | HAS033 | Commercial |  | Trade Secret | 2024
20252-215912-02 | Xcel Energy | 85 | 13781 | IOU | 05766915 | 5.355 | Solar |  |  | Interconnected | Trade Secret | Trade | SOU | SOU076 | Residential | Solar*Rewards | Trade Secret | 2024 | 2024
20252-215912-02 | Xcel Energy | 85 | 13781 | IOU | 05766935 |  | Solar |  |  | Active Application | Trade Secret | Trade |  |  | Residential | Solar*Rewards | Trade Secret | 2024
20252-215912-02 | Xcel Energy | 85 | 13781 | IOU | 05766971 | 5.516 | Solar |  |  | Withdrawn | Trade Secret | Trade | MOL | MOL064 | Residential |  | Trade Secret | 2024
20252-215912-02 | Xcel Energy | 85 | 13781 | IOU | 05766982 | 9.772 | Solar |  |  | Interconnected | Trade Secret | Trade | AFT | AFT322 | Residential | Solar*Rewards | Trade Secret | 2024 | 2024
20252-215912-02 | Xcel Energy | 85 | 13781 | IOU | 05766988 | 5.985 | Solar |  |  | Interconnected | Trade Secret | Trade | TWL | TWL072 | Commercial |  | Trade Secret | 2024 | 2024
20252-215912-02 | Xcel Energy | 85 | 13781 | IOU | 05767001 | 9.074 | Solar |  |  | Interconnected | Trade Secret | Trade | EXC | EXC061 | Residential |  | Trade Secret | 2024 | 2024
20252-215912-02 | Xcel Energy | 85 | 13781 | IOU | 05767005 | 2.903 | Solar |  |  | Interconnected | Trade Secret | Trade | TWL | TWL067 | Residential |  | Trade Secret | 2024 | 2024
20252-215912-02 | Xcel Energy | 85 | 13781 | IOU | 05767022 | 2.52 | Solar |  |  | Interconnected | Trade Secret | Trade | ALK | ALK063 | Residential |  | Trade Secret | 2024 | 2024
20252-215912-02 | Xcel Energy | 85 | 13781 | IOU | 05767033 | 5.806 | Solar |  |  | Interconnected | Trade Secret | Trade | WIL | WIL098 | Residential |  | Trade Secret | 2024 | 2024
20252-215912-02 | Xcel Energy | 85 | 13781 | IOU | 05767044 | 4.935 | Solar |  |  | Interconnected | Trade Secret | Trade | RLK | RLK065 | Residential |  | Trade Secret | 2024 | 2024
20252-215912-02 | Xcel Energy | 85 | 13781 | IOU | 05767070 | 5.226 | Solar |  |  | Interconnected | Trade Secret | Trade | CRL | CRL033 | Residential | Solar*Rewards | Trade Secret | 2024 | 2024
20252-215912-02 | Xcel Energy | 85 | 13781 | IOU | 05767149 | 3.9 | Solar |  |  | Withdrawn | Trade Secret | Trade | CGR | CGR072 | Residential | Solar*Rewards | Trade Secret | 2024
20252-215912-02 | Xcel Energy | 85 | 13781 | IOU | 05768077 | 8.027 | Solar |  |  | Active Application | Trade Secret | Trade | HUG | HUG312 | Residential | Solar*Rewards | Trade Secret | 2024
20252-215912-02 | Xcel Energy | 85 | 13781 | IOU | 05768099 | 6.912 | Solar |  |  | Interconnected | Trade Secret | Trade | MEL | MEL088 | Residential | Solar*Rewards | Trade Secret | 2024 | 2024
20252-215912-02 | Xcel Energy | 85 | 13781 | IOU | 05768314 | 9.765 | Solar |  |  | Interconnected | Trade Secret | Trade | CGR | CGR061 | Residential | Solar*Rewards | Trade Secret | 2024 | 2024
20252-215912-02 | Xcel Energy | 85 | 13781 | IOU | 05768366 |  |  |  |  | Active Application | Trade Secret | Trade |  |  | Residential |  | Trade Secret | 2024
20252-215912-02 | Xcel Energy | 85 | 13781 | IOU | 05768478 | 5.76 | Solar |  |  | Withdrawn | Trade Secret | Trade | IDA | IDA062 | Residential | Solar*Rewards | Trade Secret | 2024
20252-215912-02 | Xcel Energy | 85 | 13781 | IOU | 05768619 | 7.548 | Solar |  |  | Withdrawn | Trade Secret | Trade | OAD | OAD075 | Residential |  | Trade Secret | 2024
20252-215912-02 | Xcel Energy | 85 | 13781 | IOU | 05768659 | 2.323 | Solar |  |  | Interconnected | Trade Secret | Trade | PRR | PRR063 | Residential |  | Trade Secret | 2024 | 2024
20252-215912-02 | Xcel Energy | 85 | 13781 | IOU | 05768733 | 3.465 | Solar |  |  | Interconnected | Trade Secret | Trade | FRM | FRM061 | Residential |  | Trade Secret | 2024 | 2024
20252-215912-02 | Xcel Energy | 85 | 13781 | IOU | 05768734 | 6.144 | Solar |  |  | Interconnected | Trade Secret | Trade | FSL | FSL312 | Residential | Solar*Rewards | Trade Secret | 2024 | 2024
20252-215912-02 | Xcel Energy | 85 | 13781 | IOU | 05769042 | 10.368 | Solar |  |  | Interconnected | Trade Secret | Trade | HSN | HSN312 | Residential | Solar*Rewards | Trade Secret | 2024 | 2024
20252-215912-02 | Xcel Energy | 85 | 13781 | IOU | 05769075 | 39.98 | Solar |  |  | Active Application | Trade Secret | Trade | MST | MST066 | Commercial | Solar*Rewards | Trade Secret | 2024
20252-215912-02 | Xcel Energy | 85 | 13781 | IOU | 05769123 | 3.072 | Solar |  |  | Active Application | Trade Secret | Trade | NOF | NOF061 | Residential |  | Trade Secret | 2024
20252-215912-02 | Xcel Energy | 85 | 13781 | IOU | 05769352 | 8.376 | Solar |  |  | Interconnected | Trade Secret | Trade | WIN | WIN021 | Residential |  | Trade Secret | 2024 | 2024
20252-215912-02 | Xcel Energy | 85 | 13781 | IOU | 05769528 | 9.489 | Solar |  |  | Active Application | Trade Secret | Trade | WSG | WSG362 | Residential | Solar*Rewards | Trade Secret | 2024
20252-215912-02 | Xcel Energy | 85 | 13781 | IOU | 05769563 | 21.585 | Solar |  |  | Interconnected | Trade Secret | Trade | SIP | SIP073 | Residential |  | Trade Secret | 2024 | 2024
20252-215912-02 | Xcel Energy | 85 | 13781 | IOU | 05769586 | 5000 | Solar |  |  | Withdrawn | Trade Secret | Trade |  |  | Residential | Other | Trade Secret | 2024
20252-215912-02 | Xcel Energy | 85 | 13781 | IOU | 05769587 | 6.097 | Solar |  |  | Interconnected | Trade Secret | Trade | SAV | SAV071 | Residential |  | Trade Secret | 2024 | 2024
20252-215912-02 | Xcel Energy | 85 | 13781 | IOU | 05769588 | 6.631 | Solar |  |  | Interconnected | Trade Secret | Trade | SLP | SLP082 | Residential | Solar*Rewards | Trade Secret | 2024 | 2024
20252-215912-02 | Xcel Energy | 85 | 13781 | IOU | 05769604 | 4.064 | Solar |  |  | Interconnected | Trade Secret | Trade | HWW | HWW062 | Residential |  | Trade Secret | 2024 | 2024
20252-215912-02 | Xcel Energy | 85 | 13781 | IOU | 05769606 | 11.168 | Solar |  |  | Interconnected | Trade Secret | Trade | KOL | KOL065 | Residential | Solar*Rewards | Trade Secret | 2024 | 2024
20252-215912-02 | Xcel Energy | 85 | 13781 | IOU | 05769609 | 2.323 | Solar |  |  | Interconnected | Trade Secret | Trade | ALD | ALD082 | Residential |  | Trade Secret | 2024 | 2024
20252-215912-02 | Xcel Energy | 85 | 13781 | IOU | 05769610 | 8.709 | Solar |  |  | Interconnected | Trade Secret | Trade | WRR | WRR064 | Commercial | Solar*Rewards | Trade Secret | 2024 | 2024
20252-215912-02 | Xcel Energy | 85 | 13781 | IOU | 05769637 | 6.677 | Solar |  |  | Interconnected | Trade Secret | Trade | AFT | AFT314 | Residential | Solar*Rewards | Trade Secret | 2024 | 2024
20252-215912-02 | Xcel Energy | 85 | 13781 | IOU | 05769645 | 8.709 | Solar |  |  | Interconnected | Trade Secret | Trade | WRR | WRR064 | Commercial | Solar*Rewards | Trade Secret | 2024 | 2024
20252-215912-02 | Xcel Energy | 85 | 13781 | IOU | 05769664 | 8.419 | Solar |  |  | Interconnected | Trade Secret | Trade | WRR | WRR064 | Commercial | Solar*Rewards | Trade Secret | 2024 | 2024
20252-215912-02 | Xcel Energy | 85 | 13781 | IOU | 05769771 | 5.355 | Solar |  |  | Interconnected | Trade Secret | Trade | WSG | WSG075 | Residential | Solar*Rewards | Trade Secret | 2024 | 2024
20252-215912-02 | Xcel Energy | 85 | 13781 | IOU | 05769791 | 6.387 | Solar |  |  | Withdrawn | Trade Secret | Trade | RIV | RIV063 | Residential |  | Trade Secret | 2024
20252-215912-02 | Xcel Energy | 85 | 13781 | IOU | 05769802 | 6.387 | Solar |  |  | Interconnected | Trade Secret | Trade | WCR | WCR322 | Residential |  | Trade Secret | 2024 | 2024
20252-215912-02 | Xcel Energy | 85 | 13781 | IOU | 05769942 | 10.64 | Solar |  |  | Withdrawn | Trade Secret | Trade | WAV | WAV021 | Residential | Solar*Rewards | Trade Secret | 2024
20252-215912-02 | Xcel Energy | 85 | 13781 | IOU | 05769945 | 10.64 | Solar |  |  | Active Application | Trade Secret | Trade | WAV | WAV021 | Residential |  | Trade Secret | 2024
20252-215912-02 | Xcel Energy | 85 | 13781 | IOU | 05770035 | 99 | Solar |  |  | Active Application | Trade Secret | Trade | EDA | EDA068 | Residential |  | Trade Secret | 2024
20252-215912-02 | Xcel Energy | 85 | 13781 | IOU | 05770050 | 130 | Solar |  |  | Active Application | Trade Secret | Trade | OAD | OAD074 | Commercial |  | Trade Secret | 2024
20252-215912-02 | Xcel Energy | 85 | 13781 | IOU | 05770073 | 6.144 | Solar |  |  | Interconnected | Trade Secret | Trade | MEL | MEL083 | Residential | Solar*Rewards | Trade Secret | 2024 | 2024
20252-215912-02 | Xcel Energy | 85 | 13781 | IOU | 05770207 |  |  |  |  | Withdrawn | Trade Secret | Trade |  |  | Residential |  | Trade Secret | 2024
20252-215912-02 | Xcel Energy | 85 | 13781 | IOU | 05770225 | 9.216 | Solar |  |  | Interconnected | Trade Secret | Trade | REW | REW033 | Residential |  | Trade Secret | 2024 | 2024
20252-215912-02 | Xcel Energy | 85 | 13781 | IOU | 05770379 | 2.443 | Solar |  |  | Active Application | Trade Secret | Trade | MDT | MDT067 | Residential | Solar*Rewards | Trade Secret | 2024
20252-215912-02 | Xcel Energy | 85 | 13781 | IOU | 05770402 |  | Solar |  |  | Active Application | Trade Secret | Trade |  |  | Residential | Solar*Rewards | Trade Secret | 2024
20252-215912-02 | Xcel Energy | 85 | 13781 | IOU | 05770409 | 7.68 | Solar |  |  | Interconnected | Trade Secret | Trade | HWW | HWW061 | Residential | Solar*Rewards | Trade Secret | 2024 | 2024
20252-215912-02 | Xcel Energy | 85 | 13781 | IOU | 05770477 | 6.98 | Solar |  |  | Interconnected | Trade Secret | Trade | SOU | SOU075 | Residential | Solar*Rewards | Trade Secret | 2024 | 2024
20252-215912-02 | Xcel Energy | 85 | 13781 | IOU | 05770514 | 5.584 | Solar |  |  | Interconnected | Trade Secret | Trade | HWW | HWW073 | Residential | Solar*Rewards | Trade Secret | 2024 | 2024
20252-215912-02 | Xcel Energy | 85 | 13781 | IOU | 05770539 | 12.6 | Solar |  |  | Interconnected | Trade Secret | Trade | SLP | SLP092 | Residential |  | Trade Secret | 2024 | 2024
20252-215912-02 | Xcel Energy | 85 | 13781 | IOU | 05770579 | 7.245 | Solar |  |  | Interconnected | Trade Secret | Trade | GNL | GNL063 | Residential |  | Trade Secret | 2024 | 2024
20252-215912-02 | Xcel Energy | 85 | 13781 | IOU | 05770593 | 3.193 | Solar |  |  | Interconnected | Trade Secret | Trade | MEL | MEL065 | Residential |  | Trade Secret | 2024 | 2024
20252-215912-02 | Xcel Energy | 85 | 13781 | IOU | 05770841 |  | Solar |  |  | Active Application | Trade Secret | Trade |  |  | Residential | Solar*Rewards | Trade Secret | 2024
20252-215912-02 | Xcel Energy | 85 | 13781 | IOU | 05770929 | 4.188 | Solar |  |  | Withdrawn | Trade Secret | Trade | HYL | HYL061 | Residential | Solar*Rewards | Trade Secret | 2024
20252-215912-02 | Xcel Energy | 85 | 13781 | IOU | 05771063 | 6.677 | Solar |  |  | Withdrawn | Trade Secret | Trade | CGR | CGR072 | Residential |  | Trade Secret | 2024
20252-215912-02 | Xcel Energy | 85 | 13781 | IOU | 05771094 |  |  |  |  | Active Application | Trade Secret | Trade |  |  | Residential |  | Trade Secret | 2024
20252-215912-02 | Xcel Energy | 85 | 13781 | IOU | 05771098 | 6.046 | Solar |  |  | Active Application | Trade Secret | Trade | SOU | SOU075 | Residential |  | Trade Secret | 2024
20252-215912-02 | Xcel Energy | 85 | 13781 | IOU | 05771112 | 4.355 | Solar |  |  | Interconnected | Trade Secret | Trade | HSN | HSN311 | Residential |  | Trade Secret | 2024 | 2024
20252-215912-02 | Xcel Energy | 85 | 13781 | IOU | 05771139 | 6.677 | Solar |  |  | Interconnected | Trade Secret | Trade | CGR | CGR072 | Residential | Solar*Rewards | Trade Secret | 2024 | 2024
20252-215912-02 | Xcel Energy | 85 | 13781 | IOU | 05771386 | 7.678 | Solar |  |  | Interconnected | Trade Secret | Trade | WDY | WDY312 | Residential | Solar*Rewards | Trade Secret | 2024 | 2024
20252-215912-02 | Xcel Energy | 85 | 13781 | IOU | 05771410 | 11.025 | Solar |  |  | Interconnected | Trade Secret | Trade | GSL | GSL341 | Residential | Solar*Rewards | Trade Secret | 2024 | 2024
20252-215912-02 | Xcel Energy | 85 | 13781 | IOU | 05771419 | 17.6 | Solar |  |  | Interconnected | Trade Secret | Trade | RED | RED091 | Residential | Solar*Rewards | Trade Secret | 2024 | 2024
20252-215912-02 | Xcel Energy | 85 | 13781 | IOU | 05771428 | 8.376 | Solar |  |  | Interconnected | Trade Secret | Trade | MPK | MPK074 | Residential |  | Trade Secret | 2024 | 2025
20252-215912-02 | Xcel Energy | 85 | 13781 | IOU | 05771456 | 7.678 | Solar |  |  | Interconnected | Trade Secret | Trade | HUG | HUG311 | Residential | Solar*Rewards | Trade Secret | 2024 | 2024
20252-215912-02 | Xcel Energy | 85 | 13781 | IOU | 05771469 | 11.904 | Solar |  | X | Interconnected | Trade Secret | Trade | HUG | HUG312 | Residential |  | Trade Secret | 2024 | 2024
20252-215912-02 | Xcel Energy | 85 | 13781 | IOU | 05771476 | 10.628 | Solar |  |  | Interconnected | Trade Secret | Trade | SOU | SOU060 | Residential | Solar*Rewards | Trade Secret | 2024 | 2024
20252-215912-02 | Xcel Energy | 85 | 13781 | IOU | 05771500 | 7.329 | Solar |  |  | Interconnected | Trade Secret | Trade | WEF | WEF071 | Residential | Solar*Rewards | Trade Secret | 2024 | 2024
20252-215912-02 | Xcel Energy | 85 | 13781 | IOU | 05771516 | 7.329 | Solar |  |  | Interconnected | Trade Secret | Trade | SOU | SOU060 | Residential |  | Trade Secret | 2024 | 2024
20252-215912-02 | Xcel Energy | 85 | 13781 | IOU | 05771755 | 4990 | Solar |  |  | Active Application | Trade Secret | Trade |  |  | Residential |  | Trade Secret | 2024
20252-215912-02 | Xcel Energy | 85 | 13781 | IOU | 05772029 | 620 | Solar |  |  | Active Application | Trade Secret | Trade | GSL | GSL076 | Commercial |  | Trade Secret | 2024
20252-215912-02 | Xcel Energy | 85 | 13781 | IOU | 05772204 |  |  |  |  | Active Application | Trade Secret | Trade |  |  | Residential |  | Trade Secret | 2024
20252-215912-02 | Xcel Energy | 85 | 13781 | IOU | 05772324 | 5.235 | Solar |  |  | Interconnected | Trade Secret | Trade | VMR | VMR062 | Residential | Solar*Rewards | Trade Secret | 2024 | 2024
20252-215912-02 | Xcel Energy | 85 | 13781 | IOU | 05772370 | 9.074 | Solar |  |  | Interconnected | Trade Secret | Trade | ALD | ALD076 | Residential | Solar*Rewards | Trade Secret | 2024 | 2024
20252-215912-02 | Xcel Energy | 85 | 13781 | IOU | 05772388 | 5.693 | Solar |  |  | Interconnected | Trade Secret | Trade | HWW | HWW073 | Residential | Solar*Rewards | Trade Secret | 2024 | 2024
20252-215912-02 | Xcel Energy | 85 | 13781 | IOU | 05772403 | 5.693 | Solar |  |  | Interconnected | Trade Secret | Trade | ALD | ALD085 | Residential | Solar*Rewards | Trade Secret | 2024 | 2024
20252-215912-02 | Xcel Energy | 85 | 13781 | IOU | 05772413 | 5.693 | Solar |  |  | Interconnected | Trade Secret | Trade | HWW | HWW073 | Residential | Solar*Rewards | Trade Secret | 2024 | 2024
20252-215912-02 | Xcel Energy | 85 | 13781 | IOU | 05772592 | 13.44 | Solar |  |  | Interconnected | Trade Secret | Trade | BRP | BRP073 | Residential | Solar*Rewards | Trade Secret | 2024 | 2024
20252-215912-02 | Xcel Energy | 85 | 13781 | IOU | 05773437 | 9.869 | Solar |  |  | Interconnected | Trade Secret | Trade | LAP | LAP311 | Residential | Solar*Rewards | Trade Secret | 2024 | 2024
20252-215912-02 | Xcel Energy | 85 | 13781 | IOU | 05773454 | 6.175 | Solar |  |  | Interconnected | Trade Secret | Trade | AFT | AFT315 | Residential | Solar*Rewards | Trade Secret | 2024 | 2024
20252-215912-02 | Xcel Energy | 85 | 13781 | IOU | 05773558 | 10.628 | Solar |  |  | Interconnected | Trade Secret | Trade | WDY | WDY322 | Residential |  | Trade Secret | 2024 | 2024
20252-215912-02 | Xcel Energy | 85 | 13781 | IOU | 05773576 | 4.537 | Solar |  |  | Interconnected | Trade Secret | Trade | IDA | IDA072 | Residential | Solar*Rewards | Trade Secret | 2024 | 2024
20252-215912-02 | Xcel Energy | 85 | 13781 | IOU | 05773594 | 5 | Storage |  |  | Interconnected | Trade Secret | Trade | SOU | SOU065 | Residential |  | Trade Secret | 2024 | 2024
20252-215912-02 | Xcel Energy | 85 | 13781 | IOU | 05773653 | 6.528 | Solar |  |  | Interconnected | Trade Secret | Trade | WES | WES065 | Residential | Solar*Rewards | Trade Secret | 2024 | 2025
20252-215912-02 | Xcel Energy | 85 | 13781 | IOU | 05773670 | 9.871 | Solar |  |  | Interconnected | Trade Secret | Trade | FAB | FAB073 | Residential | Solar*Rewards | Trade Secret | 2024 | 2024
20252-215912-02 | Xcel Energy | 85 | 13781 | IOU | 05773791 | 3.747 | Solar |  |  | Interconnected | Trade Secret | Trade | WWK | WWK311 | Residential | Solar*Rewards | Trade Secret | 2024 | 2024
20252-215912-02 | Xcel Energy | 85 | 13781 | IOU | 05773808 | 125 | Solar |  |  | Withdrawn | Trade Secret | Trade | LEX | LEX332 | Commercial |  | Trade Secret | 2024
20252-215912-02 | Xcel Energy | 85 | 13781 | IOU | 05773809 | 2.903 | Solar |  |  | Interconnected | Trade Secret | Trade | TWL | TWL063 | Residential |  | Trade Secret | 2024 | 2024
20252-215912-02 | Xcel Energy | 85 | 13781 | IOU | 05773905 | 6.615 | Solar |  |  | Active Application | Trade Secret | Trade | CGR | CGR063 | Residential |  | Trade Secret | 2024
20252-215912-02 | Xcel Energy | 85 | 13781 | IOU | 05773970 | 3.193 | Solar |  |  | Interconnected | Trade Secret | Trade | EDA | EDA067 | Residential |  | Trade Secret | 2024 | 2024
20252-215912-02 | Xcel Energy | 85 | 13781 | IOU | 05773982 | 11.933 | Solar |  | X | Withdrawn | Trade Secret | Trade | RLK | RLK071 | Residential | Solar*Rewards | Trade Secret | 2024
20252-215912-02 | Xcel Energy | 85 | 13781 | IOU | 05773983 | 5.985 | Solar |  |  | Interconnected | Trade Secret | Trade | ALK | ALK063 | Residential |  | Trade Secret | 2024 | 2024
20252-215912-02 | Xcel Energy | 85 | 13781 | IOU | 05773995 | 3.747 | Solar |  |  | Interconnected | Trade Secret | Trade | STY | STY071 | Residential | Solar*Rewards | Trade Secret | 2024 | 2024
20252-215912-02 | Xcel Energy | 85 | 13781 | IOU | 05774059 | 5.67 | Solar |  |  | Interconnected | Trade Secret | Trade | LOK | LOK093 | Residential |  | Trade Secret | 2024 | 2024
20252-215912-02 | Xcel Energy | 85 | 13781 | IOU | 05774077 | 3.484 | Solar |  |  | Interconnected | Trade Secret | Trade | WIL | WIL063 | Residential |  | Trade Secret | 2024 | 2024
20252-215912-02 | Xcel Energy | 85 | 13781 | IOU | 05774081 | 3.465 | Solar |  |  | Interconnected | Trade Secret | Trade | CNC | CNC072 | Residential |  | Trade Secret | 2024 | 2024
20252-215912-02 | Xcel Energy | 85 | 13781 | IOU | 05774512 | 6.282 | Solar |  |  | Interconnected | Trade Secret | Trade | ECK | ECK321 | Residential | Solar*Rewards | Trade Secret | 2024 | 2024
20252-215912-02 | Xcel Energy | 85 | 13781 | IOU | 05774597 | 50 | Solar |  |  | Withdrawn | Trade Secret | Trade |  |  | Residential | Solar*Rewards | Trade Secret | 2024
20252-215912-02 | Xcel Energy | 85 | 13781 | IOU | 05774772 | 4.592 | Solar |  |  | Interconnected | Trade Secret | Trade | RRK | RRK064 | Residential | Solar*Rewards | Trade Secret | 2024 | 2024
20252-215912-02 | Xcel Energy | 85 | 13781 | IOU | 05774791 | 6.046 | Solar |  |  | Interconnected | Trade Secret | Trade | WIL | WIL081 | Residential | Solar*Rewards | Trade Secret | 2024 | 2024
20252-215912-02 | Xcel Energy | 85 | 13781 | IOU | 05774818 | 4.175 | Solar |  |  | Interconnected | Trade Secret | Trade | HSN | HSN322 | Residential | Solar*Rewards | Trade Secret | 2024 | 2024
20252-215912-02 | Xcel Energy | 85 | 13781 | IOU | 05775008 | 35.985 | Solar |  |  | Withdrawn | Trade Secret | Trade | OPK | OPK073 | Residential | Solar*Rewards | Trade Secret | 2024
20252-215912-02 | Xcel Energy | 85 | 13781 | IOU | 05775048 |  | Solar |  |  | Withdrawn | Trade Secret | Trade | RVA | RVA061 | Residential | Solar*Rewards | Trade Secret | 2024
20252-215912-02 | Xcel Energy | 85 | 13781 | IOU | 05775122 | 9.109 | Solar |  |  | Withdrawn | Trade Secret | Trade | RVA | RVA061 | Residential | Solar*Rewards | Trade Secret | 2024
20252-215912-02 | Xcel Energy | 85 | 13781 | IOU | 05775252 | 8.448 | Solar |  |  | Interconnected | Trade Secret | Trade | LAP | LAP311 | Residential | Solar*Rewards | Trade Secret | 2024 | 2024
20252-215912-02 | Xcel Energy | 85 | 13781 | IOU | 05775441 |  | Solar |  |  | Active Application | Trade Secret | Trade | SHP | SHP061 | Residential | Solar*Rewards | Trade Secret | 2024
20252-215912-02 | Xcel Energy | 85 | 13781 | IOU | 05775582 | 300 | Solar |  |  | Active Application | Trade Secret | Trade | WIL | WIL092 | Commercial |  | Trade Secret | 2024
20252-215912-02 | Xcel Energy | 85 | 13781 | IOU | 05775715 | 7.329 | Solar |  |  | Interconnected | Trade Secret | Trade | MEL | MEL069 | Residential | Solar*Rewards | Trade Secret | 2024 | 2024
20252-215912-02 | Xcel Energy | 85 | 13781 | IOU | 05775747 | 3.484 | Solar |  |  | Interconnected | Trade Secret | Trade | WCR | WCR322 | Residential |  | Trade Secret | 2024 | 2024
20252-215912-02 | Xcel Energy | 85 | 13781 | IOU | 05775778 | 4.725 | Solar |  |  | Active Application | Trade Secret | Trade | CHE | CHE065 | Residential |  | Trade Secret | 2024
20252-215912-02 | Xcel Energy | 85 | 13781 | IOU | 05775794 | 3.484 | Solar |  |  | Withdrawn | Trade Secret | Trade | WIL | WIL061 | Residential |  | Trade Secret | 2024
20252-215912-02 | Xcel Energy | 85 | 13781 | IOU | 05775902 | 4.537 | Solar |  |  | Interconnected | Trade Secret | Trade | MPK | MPK074 | Residential | Solar*Rewards | Trade Secret | 2024 | 2024
20252-215912-02 | Xcel Energy | 85 | 13781 | IOU | 05775979 | 9.984 | Solar |  |  | Interconnected | Trade Secret | Trade | BCR | BCR063 | Residential | Solar*Rewards | Trade Secret | 2024 | 2024
20252-215912-02 | Xcel Energy | 85 | 13781 | IOU | 05776008 | 5.76 | Solar |  |  | Interconnected | Trade Secret | Trade | IDA | IDA062 | Residential |  | Trade Secret | 2024 | 2024
20252-215912-02 | Xcel Energy | 85 | 13781 | IOU | 05776123 | 2.835 | Solar |  |  | Interconnected | Trade Secret | Trade | SOU | SOU083 | Residential |  | Trade Secret | 2024 | 2024
20252-215912-02 | Xcel Energy | 85 | 13781 | IOU | 05776168 | 13.664 | Solar |  |  | Interconnected | Trade Secret | Trade | ALK | ALK063 | Residential | Solar*Rewards | Trade Secret | 2024 | 2024
20252-215912-02 | Xcel Energy | 85 | 13781 | IOU | 05776346 | 8.448 | Solar |  |  | Interconnected | Trade Secret | Trade | AFT | AFT322 | Residential | Solar*Rewards | Trade Secret | 2024 | 2024
20252-215912-02 | Xcel Energy | 85 | 13781 | IOU | 05776371 | 4.886 | Solar |  |  | Interconnected | Trade Secret | Trade | SHP | SHP072 | Residential | Solar*Rewards | Trade Secret | 2024 | 2024
20252-215912-02 | Xcel Energy | 85 | 13781 | IOU | 05776517 | 6.453 | Solar |  |  | Interconnected | Trade Secret | Trade | SLP | SLP071 | Residential | Solar*Rewards | Trade Secret | 2024 | 2024
20252-215912-02 | Xcel Energy | 85 | 13781 | IOU | 05776570 | 4.175 | Solar |  |  | Interconnected | Trade Secret | Trade | ALD | ALD095 | Residential | Solar*Rewards | Trade Secret | 2024 | 2024
20252-215912-02 | Xcel Energy | 85 | 13781 | IOU | 05776627 | 4.188 | Solar |  |  | Interconnected | Trade Secret | Trade | SOU | SOU063 | Residential |  | Trade Secret | 2024 | 2024
20252-215912-02 | Xcel Energy | 85 | 13781 | IOU | 05777001 | 8.448 | Solar |  |  | Active Application | Trade Secret | Trade | EDA | EDA075 | Residential |  | Trade Secret | 2024
20252-215912-02 | Xcel Energy | 85 | 13781 | IOU | 05777176 | 2.6 | Solar |  |  | Interconnected | Trade Secret | Trade | HYL | HYL073 | Residential | Solar*Rewards | Trade Secret | 2024 | 2024
20252-215912-02 | Xcel Energy | 85 | 13781 | IOU | 05777208 | 4.064 | Solar |  |  | Interconnected | Trade Secret | Trade | AFT | AFT321 | Residential |  | Trade Secret | 2024 | 2024
20252-215912-02 | Xcel Energy | 85 | 13781 | IOU | 05777237 | 8.125 | Solar |  |  | Interconnected | Trade Secret | Trade | EBL | EBL084 | Residential | Solar*Rewards | Trade Secret | 2024 | 2024
20252-215912-02 | Xcel Energy | 85 | 13781 | IOU | 05777374 | 6.967 | Solar |  |  | Interconnected | Trade Secret | Trade | OAD | OAD075 | Residential |  | Trade Secret | 2024 | 2024
20252-215912-02 | Xcel Energy | 85 | 13781 | IOU | 05779916 | 23.9 | Solar |  |  | Active Application | Trade Secret | Trade | OPK | OPK073 | Residential |  | Trade Secret | 2024
20252-215912-02 | Xcel Energy | 85 | 13781 | IOU | 05779987 | 5.516 | Solar |  |  | Interconnected | Trade Secret | Trade | MOL | MOL064 | Residential |  | Trade Secret | 2024 | 2024
20252-215912-02 | Xcel Energy | 85 | 13781 | IOU | 05780052 | 5.355 | Solar |  |  | Interconnected | Trade Secret | Trade | HWW | HWW062 | Residential | Solar*Rewards | Trade Secret | 2024 | 2024
20252-215912-02 | Xcel Energy | 85 | 13781 | IOU | 05780566 | 5.525 | Solar |  |  | Interconnected | Trade Secret | Trade | IDA | IDA072 | Residential | Solar*Rewards | Trade Secret | 2024 | 2024
20252-215912-02 | Xcel Energy | 85 | 13781 | IOU | 05780695 |  |  |  |  | Active Application | Trade Secret | Trade |  |  | Residential |  | Trade Secret | 2024
20252-215912-02 | Xcel Energy | 85 | 13781 | IOU | 05780733 | 6.98 | Solar |  |  | Interconnected | Trade Secret | Trade | HWW | HWW073 | Residential | Solar*Rewards | Trade Secret | 2024 | 2024
20252-215912-02 | Xcel Energy | 85 | 13781 | IOU | 05780759 | 6.912 | Solar |  |  | Interconnected | Trade Secret | Trade | WCR | WCR311 | Residential | Solar*Rewards | Trade Secret | 2024 | 2024
20252-215912-02 | Xcel Energy | 85 | 13781 | IOU | 05780775 | 7.971 | Solar |  |  | Interconnected | Trade Secret | Trade | RLK | RLK069 | Residential | Solar*Rewards | Trade Secret | 2024 | 2025
20252-215912-02 | Xcel Energy | 85 | 13781 | IOU | 05780882 | 11.904 | Solar |  |  | Interconnected | Trade Secret | Trade | BCR | BCR082 | Residential | Solar*Rewards | Trade Secret | 2024 | 2024
20252-215912-02 | Xcel Energy | 85 | 13781 | IOU | 05780932 | 6.046 | Solar |  |  | Interconnected | Trade Secret | Trade | APA | APA069 | Residential |  | Trade Secret | 2024 | 2024
20252-215912-02 | Xcel Energy | 85 | 13781 | IOU | 05781180 |  | Storage |  |  | Active Application | Trade Secret | Trade | SLP | SLP097 | Residential |  | Trade Secret | 2024
20252-215912-02 | Xcel Energy | 85 | 13781 | IOU | 05781267 |  |  |  |  | Active Application | Trade Secret | Trade |  |  | Residential |  | Trade Secret | 2024
20252-215912-02 | Xcel Energy | 85 | 13781 | IOU | 05781306 |  | Solar |  |  | Active Application | Trade Secret | Trade |  |  | Residential | Solar*Rewards | Trade Secret | 2024
20252-215912-02 | Xcel Energy | 85 | 13781 | IOU | 05781407 | 7.56 | Solar |  |  | Interconnected | Trade Secret | Trade | SOU | SOU077 | Residential | Solar*Rewards | Trade Secret | 2024 | 2024
20252-215912-02 | Xcel Energy | 85 | 13781 | IOU | 05781682 |  | Solar |  |  | Active Application | Trade Secret | Trade |  |  | Residential | Solar*Rewards | Trade Secret | 2024
20252-215912-02 | Xcel Energy | 85 | 13781 | IOU | 05781785 | 11.5 | Solar |  | X | Withdrawn | Trade Secret | Trade | MEL | MEL074 | Residential |  | Trade Secret | 2024
20252-215912-02 | Xcel Energy | 85 | 13781 | IOU | 05781801 |  |  |  |  | Active Application | Trade Secret | Trade |  |  | Residential |  | Trade Secret | 2024
20252-215912-02 | Xcel Energy | 85 | 13781 | IOU | 05781812 |  |  |  |  | Active Application | Trade Secret | Trade |  |  | Residential |  | Trade Secret | 2024
20252-215912-02 | Xcel Energy | 85 | 13781 | IOU | 05781826 |  |  |  |  | Active Application | Trade Secret | Trade |  |  | Residential |  | Trade Secret | 2024
20252-215912-02 | Xcel Energy | 85 | 13781 | IOU | 05781829 |  |  |  |  | Active Application | Trade Secret | Trade |  |  | Residential |  | Trade Secret | 2024
20252-215912-02 | Xcel Energy | 85 | 13781 | IOU | 05781835 |  |  |  |  | Active Application | Trade Secret | Trade |  |  | Residential |  | Trade Secret | 2024
20252-215912-02 | Xcel Energy | 85 | 13781 | IOU | 05781837 |  |  |  |  | Active Application | Trade Secret | Trade |  |  | Residential |  | Trade Secret | 2024
20252-215912-02 | Xcel Energy | 85 | 13781 | IOU | 05781839 |  |  |  |  | Active Application | Trade Secret | Trade |  |  | Residential |  | Trade Secret | 2024
20252-215912-02 | Xcel Energy | 85 | 13781 | IOU | 05781842 |  |  |  |  | Active Application | Trade Secret | Trade |  |  | Residential |  | Trade Secret | 2024
20252-215912-02 | Xcel Energy | 85 | 13781 | IOU | 05781843 |  |  |  |  | Active Application | Trade Secret | Trade |  |  | Residential |  | Trade Secret | 2024
20252-215912-02 | Xcel Energy | 85 | 13781 | IOU | 05781844 |  |  |  |  | Active Application | Trade Secret | Trade |  |  | Residential |  | Trade Secret | 2024
20252-215912-02 | Xcel Energy | 85 | 13781 | IOU | 05781846 |  |  |  |  | Active Application | Trade Secret | Trade |  |  | Residential |  | Trade Secret | 2024
20252-215912-02 | Xcel Energy | 85 | 13781 | IOU | 05781891 | 6.3 | Solar |  |  | Interconnected | Trade Secret | Trade | SLP | SLP092 | Residential | Solar*Rewards | Trade Secret | 2024 | 2024
20252-215912-02 | Xcel Energy | 85 | 13781 | IOU | 05781978 | 6.073 | Solar |  |  | Interconnected | Trade Secret | Trade | WES | WES073 | Residential | Solar*Rewards | Trade Secret | 2024 | 2024
20252-215912-02 | Xcel Energy | 85 | 13781 | IOU | 05782009 | 2.52 | Solar |  |  | Interconnected | Trade Secret | Trade | ORO | ORO061 | Residential |  | Trade Secret | 2024 | 2024
20252-215912-02 | Xcel Energy | 85 | 13781 | IOU | 05782032 | 4.555 | Solar |  |  | Interconnected | Trade Secret | Trade | UPP | UPP084 | Residential |  | Trade Secret | 2024 | 2024
20252-215912-02 | Xcel Energy | 85 | 13781 | IOU | 05782046 | 5000 | Solar |  |  | Withdrawn | Trade Secret | Trade |  |  | Residential | Other | Trade Secret | 2024
20252-215912-02 | Xcel Energy | 85 | 13781 | IOU | 05782122 | 10.075 | Solar |  |  | Interconnected | Trade Secret | Trade | HWW | HWW071 | Residential | Solar*Rewards | Trade Secret | 2024 | 2024
20252-215912-02 | Xcel Energy | 85 | 13781 | IOU | 05782207 | 13 | Solar |  |  | Withdrawn | Trade Secret | Trade | WSG | WSG362 | Residential | Solar*Rewards | Trade Secret | 2024
20252-215912-02 | Xcel Energy | 85 | 13781 | IOU | 05782237 | 16.25 | Solar |  |  | Withdrawn | Trade Secret | Trade | WSG | WSG362 | Residential |  | Trade Secret | 2024
20252-215912-02 | Xcel Energy | 85 | 13781 | IOU | 05782410 | 11.032 | Solar |  |  | Withdrawn | Trade Secret | Trade | FAB | FAB073 | Residential | Solar*Rewards | Trade Secret | 2024
20252-215912-02 | Xcel Energy | 85 | 13781 | IOU | 05782436 | 5 | Storage |  |  | Active Application | Trade Secret | Trade | RRK | RRK064 | Residential |  | Trade Secret | 2024
20252-215912-02 | Xcel Energy | 85 | 13781 | IOU | 05782474 | 15 | Storage |  |  | Active Application | Trade Secret | Trade | FRM | FRM071 | Residential |  | Trade Secret | 2024
20252-215912-02 | Xcel Energy | 85 | 13781 | IOU | 05782567 | 5000 | Solar |  |  | Withdrawn | Trade Secret | Trade |  |  | Residential | Other | Trade Secret | 2024
20252-215912-02 | Xcel Energy | 85 | 13781 | IOU | 05782654 | 7.678 | Solar |  |  | Active Application | Trade Secret | Trade | XRD | XRD062 | Residential |  | Trade Secret | 2024
20252-215912-02 | Xcel Energy | 85 | 13781 | IOU | 05783072 | 8.448 | Solar |  |  | Withdrawn | Trade Secret | Trade | TLK | TLK071 | Residential | Solar*Rewards | Trade Secret | 2024
20252-215912-02 | Xcel Energy | 85 | 13781 | IOU | 05783136 | 3.49 | Solar |  |  | Interconnected | Trade Secret | Trade | IDA | IDA063 | Residential | Solar*Rewards | Trade Secret | 2024 | 2024
20252-215912-02 | Xcel Energy | 85 | 13781 | IOU | 05783158 | 7.971 | Solar |  |  | Interconnected | Trade Secret | Trade | HUG | HUG311 | Residential | Solar*Rewards | Trade Secret | 2024 | 2024
20252-215912-02 | Xcel Energy | 85 | 13781 | IOU | 05783176 | 4.188 | Solar |  |  | Interconnected | Trade Secret | Trade | MPK | MPK076 | Residential | Solar*Rewards | Trade Secret | 2024 | 2024
20252-215912-02 | Xcel Energy | 85 | 13781 | IOU | 05783190 | 7.616 | Solar |  |  | Interconnected | Trade Secret | Trade | RAM | RAM064 | Residential |  | Trade Secret | 2024 | 2024
20252-215912-02 | Xcel Energy | 85 | 13781 | IOU | 05783205 | 4.188 | Solar |  |  | Interconnected | Trade Secret | Trade | MPK | MPK087 | Residential | Solar*Rewards | Trade Secret | 2024 | 2024
20252-215912-02 | Xcel Energy | 85 | 13781 | IOU | 05783212 |  | Solar |  |  | Withdrawn | Trade Secret | Trade |  |  | Residential | Solar*Rewards | Trade Secret | 2024
20252-215912-02 | Xcel Energy | 85 | 13781 | IOU | 05783217 | 11.5 | Solar |  |  | Withdrawn | Trade Secret | Trade |  |  | Residential | Solar*Rewards | Trade Secret | 2024
20252-215912-02 | Xcel Energy | 85 | 13781 | IOU | 05783234 | 7.971 | Solar |  |  | Interconnected | Trade Secret | Trade | GNL | GNL072 | Residential | Solar*Rewards | Trade Secret | 2024 | 2024
20252-215912-02 | Xcel Energy | 85 | 13781 | IOU | 05783242 | 11.393 | Solar |  |  | Interconnected | Trade Secret | Trade | BLC | BLC062 | Residential |  | Trade Secret | 2024 | 2024
20252-215912-02 | Xcel Energy | 85 | 13781 | IOU | 05783247 | 8.027 | Solar |  |  | Interconnected | Trade Secret | Trade | RLK | RLK079 | Residential | Solar*Rewards | Trade Secret | 2024 | 2024
20252-215912-02 | Xcel Energy | 85 | 13781 | IOU | 05783248 | 9.216 | Solar |  |  | Interconnected | Trade Secret | Trade | LEX | LEX074 | Residential | Solar*Rewards | Trade Secret | 2024 | 2024
20252-215912-02 | Xcel Energy | 85 | 13781 | IOU | 05783274 | 3.416 | Solar |  |  | Interconnected | Trade Secret | Trade | RLK | RLK073 | Residential | Solar*Rewards | Trade Secret | 2024 | 2024
20252-215912-02 | Xcel Energy | 85 | 13781 | IOU | 05783281 | 2.903 | Solar |  |  | Interconnected | Trade Secret | Trade | PKL | PKL065 | Residential |  | Trade Secret | 2024 | 2024
20252-215912-02 | Xcel Energy | 85 | 13781 | IOU | 05783459 | 16.128 | Solar |  |  | Interconnected | Trade Secret | Trade | FAB | FAB061 | Residential | Solar*Rewards | Trade Secret | 2024 | 2024
20252-215912-02 | Xcel Energy | 85 | 13781 | IOU | 05783760 | 13.664 | Solar |  |  | Withdrawn | Trade Secret | Trade | EDA | EDA084 | Residential | Solar*Rewards | Trade Secret | 2024
20252-215912-02 | Xcel Energy | 85 | 13781 | IOU | 05783894 | 9.074 | Solar |  |  | Withdrawn | Trade Secret | Trade | SOU | SOU061 | Residential | Solar*Rewards | Trade Secret | 2024
20252-215912-02 | Xcel Energy | 85 | 13781 | IOU | 05784098 | 5.76 | Solar |  |  | Interconnected | Trade Secret | Trade | WCS | WCS062 | Residential | Solar*Rewards | Trade Secret | 2024 | 2024
20252-215912-02 | Xcel Energy | 85 | 13781 | IOU | 05784213 | 3.49 | Solar |  |  | Interconnected | Trade Secret | Trade | SOU | SOU075 | Residential | Solar*Rewards | Trade Secret | 2024 | 2024
20252-215912-02 | Xcel Energy | 85 | 13781 | IOU | 05784263 | 3.416 | Solar |  |  | Active Application | Trade Secret | Trade | HWW | HWW073 | Residential | Solar*Rewards | Trade Secret | 2024
20252-215912-02 | Xcel Energy | 85 | 13781 | IOU | 05784272 | 4.555 | Solar |  |  | Interconnected | Trade Secret | Trade | LOK | LOK062 | Residential |  | Trade Secret | 2024 | 2024
20252-215912-02 | Xcel Energy | 85 | 13781 | IOU | 05784337 | 9.216 | Solar |  |  | Active Application | Trade Secret | Trade | WCR | WCR322 | Residential | Solar*Rewards | Trade Secret | 2024
20252-215912-02 | Xcel Energy | 85 | 13781 | IOU | 05784338 | 3.49 | Solar |  |  | Interconnected | Trade Secret | Trade | SAV | SAV069 | Residential | Solar*Rewards | Trade Secret | 2024 | 2024
20252-215912-02 | Xcel Energy | 85 | 13781 | IOU | 05784362 |  | Solar |  |  | Active Application | Trade Secret | Trade |  |  | Residential | Solar*Rewards | Trade Secret | 2024
20252-215912-02 | Xcel Energy | 85 | 13781 | IOU | 05784385 | 5.052 | Solar |  |  | Interconnected | Trade Secret | Trade | HOL | HOL072 | Residential | Solar*Rewards | Trade Secret | 2024 | 2024
20252-215912-02 | Xcel Energy | 85 | 13781 | IOU | 05784464 | 11.168 | Solar |  |  | Interconnected | Trade Secret | Trade | KOL | KOL073 | Residential | Solar*Rewards | Trade Secret | 2024 | 2024
20252-215912-02 | Xcel Energy | 85 | 13781 | IOU | 05784468 | 9.994 | Solar |  |  | Interconnected | Trade Secret | Trade | CEL | CEL066 | Residential |  | Trade Secret | 2024 | 2024
20252-215912-02 | Xcel Energy | 85 | 13781 | IOU | 05785029 | 5.76 | Solar |  |  | Withdrawn | Trade Secret | Trade | CLC | CLC022 | Residential | Solar*Rewards | Trade Secret | 2024
20252-215912-02 | Xcel Energy | 85 | 13781 | IOU | 05785057 | 8.73 | Solar |  |  | Interconnected | Trade Secret | Trade | SOU | SOU079 | Residential | Solar*Rewards | Trade Secret | 2024 | 2024
20252-215912-02 | Xcel Energy | 85 | 13781 | IOU | 05785076 | 5.314 | Solar |  |  | Interconnected | Trade Secret | Trade | WIL | WIL063 | Residential | Solar*Rewards | Trade Secret | 2024 | 2024
20252-215912-02 | Xcel Energy | 85 | 13781 | IOU | 05785112 | 5.314 | Solar |  |  | Interconnected | Trade Secret | Trade | MPK | MPK073 | Residential | Solar*Rewards | Trade Secret | 2024 | 2024
20252-215912-02 | Xcel Energy | 85 | 13781 | IOU | 05785128 | 5.314 | Solar |  |  | Interconnected | Trade Secret | Trade | TWL | TWL062 | Residential | Solar*Rewards | Trade Secret | 2024 | 2024
20252-215912-02 | Xcel Energy | 85 | 13781 | IOU | 05785213 | 84.6 | Solar |  |  | Active Application | Trade Secret | Trade | MEL | MEL077 | Commercial |  | Trade Secret | 2024
20252-215912-02 | Xcel Energy | 85 | 13781 | IOU | 05785232 | 3.15 | Solar |  |  | Interconnected | Trade Secret | Trade | TER | TER081 | Residential |  | Trade Secret | 2024 | 2024
20252-215912-02 | Xcel Energy | 85 | 13781 | IOU | 05785251 | 2.6 | Solar |  |  | Active Application | Trade Secret | Trade | SOU | SOU087 | Residential | Solar*Rewards | Trade Secret | 2024
20252-215912-02 | Xcel Energy | 85 | 13781 | IOU | 05785265 | 4.935 | Solar |  |  | Interconnected | Trade Secret | Trade | FSL | FSL312 | Residential |  | Trade Secret | 2024 | 2024
20252-215912-02 | Xcel Energy | 85 | 13781 | IOU | 05785295 | 75 | Solar |  |  | Active Application | Trade Secret | Trade | GPH | GPH079 | Commercial |  | Trade Secret | 2024
20252-215912-02 | Xcel Energy | 85 | 13781 | IOU | 05785301 | 6.967 | Solar |  |  | Interconnected | Trade Secret | Trade | CTR | CTR031 | Residential |  | Trade Secret | 2024 | 2024
20252-215912-02 | Xcel Energy | 85 | 13781 | IOU | 05785414 | 4.935 | Solar |  |  | Interconnected | Trade Secret | Trade | MOL | MOL066 | Residential |  | Trade Secret | 2024 | 2024
20252-215912-02 | Xcel Energy | 85 | 13781 | IOU | 05785416 |  |  |  |  | Active Application | Trade Secret | Trade |  |  | Residential |  | Trade Secret | 2024
20252-215912-02 | Xcel Energy | 85 | 13781 | IOU | 05785420 |  |  |  |  | Active Application | Trade Secret | Trade |  |  | Residential |  | Trade Secret | 2024
20252-215912-02 | Xcel Energy | 85 | 13781 | IOU | 05785429 |  | Solar |  |  | Withdrawn | Trade Secret | Trade |  |  | Residential | Solar*Rewards | Trade Secret | 2024
20252-215912-02 | Xcel Energy | 85 | 13781 | IOU | 05785594 | 28.5 | Solar |  |  | Active Application | Trade Secret | Trade | SOU | SOU077 | Commercial |  | Trade Secret | 2024
20252-215912-02 | Xcel Energy | 85 | 13781 | IOU | 05785838 | 3.747 | Solar |  |  | Interconnected | Trade Secret | Trade | HAS | HAS022 | Residential |  | Trade Secret | 2024 | 2024
20252-215912-02 | Xcel Energy | 85 | 13781 | IOU | 05786345 | 6.073 | Solar |  |  | Interconnected | Trade Secret | Trade | TWL | TWL079 | Residential |  | Trade Secret | 2024 | 2024
20252-215912-02 | Xcel Energy | 85 | 13781 | IOU | 05786541 | 571.48 | Solar |  |  | Active Application | Trade Secret | Trade | MOL | MOL076 | Commercial |  | Trade Secret | 2024
20252-215912-02 | Xcel Energy | 85 | 13781 | IOU | 05786581 | 185.64 | Solar |  |  | Active Application | Trade Secret | Trade | MOL | MOL076 | Commercial |  | Trade Secret | 2024
20252-215912-02 | Xcel Energy | 85 | 13781 | IOU | 05786583 | 114.66 |  |  |  | Active Application | Trade Secret | Trade | MOL | MOL076 | Commercial |  | Trade Secret | 2024
20252-215912-02 | Xcel Energy | 85 | 13781 | IOU | 05786692 | 12.288 | Solar |  |  | Active Application | Trade Secret | Trade | CGR | CGR074 | Residential |  | Trade Secret | 2024
20252-215912-02 | Xcel Energy | 85 | 13781 | IOU | 05786893 | 500 | Solar |  |  | Active Application | Trade Secret | Trade | CHE | CHE063 | Commercial |  | Trade Secret | 2024
20252-215912-02 | Xcel Energy | 85 | 13781 | IOU | 05786921 | 6.912 | Solar |  |  | Active Application | Trade Secret | Trade | WOB | WOB021 | Residential | Solar*Rewards | Trade Secret | 2024
20252-215912-02 | Xcel Energy | 85 | 13781 | IOU | 05786925 | 8.376 | Solar |  |  | Interconnected | Trade Secret | Trade | AFT | AFT314 | Residential | Solar*Rewards | Trade Secret | 2024 | 2024
20252-215912-02 | Xcel Energy | 85 | 13781 | IOU | 05786954 | 15.4 | Solar |  |  | Interconnected | Trade Secret | Trade | FAB | FAB063 | Residential | Solar*Rewards | Trade Secret | 2024 | 2024
20252-215912-02 | Xcel Energy | 85 | 13781 | IOU | 05787414 |  |  |  |  | Withdrawn | Trade Secret | Trade |  |  | Residential |  | Trade Secret | 2024
20252-215912-02 | Xcel Energy | 85 | 13781 | IOU | 05787485 | 3.037 | Solar |  |  | Interconnected | Trade Secret | Trade | MEL | MEL061 | Residential | Solar*Rewards | Trade Secret | 2024 | 2024
20252-215912-02 | Xcel Energy | 85 | 13781 | IOU | 05787525 | 7.971 | Solar |  |  | Interconnected | Trade Secret | Trade | HUG | HUG321 | Residential | Solar*Rewards | Trade Secret | 2024 | 2025
20252-215912-02 | Xcel Energy | 85 | 13781 | IOU | 05787554 | 3.839 | Solar |  |  | Interconnected | Trade Secret | Trade | HWW | HWW062 | Residential |  | Trade Secret | 2024 | 2024
20252-215912-02 | Xcel Energy | 85 | 13781 | IOU | 05787582 | 11.007 | Solar |  | X | Withdrawn | Trade Secret | Trade | ALD | ALD083 | Residential | Solar*Rewards | Trade Secret | 2024
20252-215912-02 | Xcel Energy | 85 | 13781 | IOU | 05787614 | 3.84 | Solar |  |  | Interconnected | Trade Secret | Trade | HSN | HSN322 | Residential | Solar*Rewards | Trade Secret | 2024 | 2024
20252-215912-02 | Xcel Energy | 85 | 13781 | IOU | 05787615 | 180 | Solar |  |  | Active Application | Trade Secret | Trade | UPP | UPP084 | Commercial |  | Trade Secret | 2024
20252-215912-02 | Xcel Energy | 85 | 13781 | IOU | 05787674 | 5.76 | Solar |  |  | Interconnected | Trade Secret | Trade | DND | DND061 | Residential | Solar*Rewards | Trade Secret | 2024 | 2024
20252-215912-02 | Xcel Energy | 85 | 13781 | IOU | 05787684 | 120 | Solar |  |  | Active Application | Trade Secret | Trade | RLK | RLK072 | Commercial |  | Trade Secret | 2024
20252-215912-02 | Xcel Energy | 85 | 13781 | IOU | 05787710 | 8.4 | Solar |  |  | Withdrawn | Trade Secret | Trade | DOC | DOC031 | Residential |  | Trade Secret | 2024
20252-215912-02 | Xcel Energy | 85 | 13781 | IOU | 05787742 |  |  |  |  | Active Application | Trade Secret | Trade |  |  | Residential |  | Trade Secret | 2024
20252-215912-02 | Xcel Energy | 85 | 13781 | IOU | 05787746 |  |  |  |  | Active Application | Trade Secret | Trade |  |  | Residential |  | Trade Secret | 2024
20252-215912-02 | Xcel Energy | 85 | 13781 | IOU | 05787754 | 5.806 | Solar |  |  | Interconnected | Trade Secret | Trade | MOL | MOL078 | Residential |  | Trade Secret | 2024 | 2024
20252-215912-02 | Xcel Energy | 85 | 13781 | IOU | 05787823 | 7.838 | Solar |  |  | Interconnected | Trade Secret | Trade | GLK | GLK061 | Residential |  | Trade Secret | 2024 | 2024
20252-215912-02 | Xcel Energy | 85 | 13781 | IOU | 05787901 | 29.184 | Solar |  |  | Interconnected | Trade Secret | Trade | BCH | BCH311 | Residential |  | Trade Secret | 2024 | 2025
20252-215912-02 | Xcel Energy | 85 | 13781 | IOU | 05787940 | 200 | Solar |  |  | Active Application | Trade Secret | Trade | KLK | KLK061 | Commercial |  | Trade Secret | 2024
20252-215912-02 | Xcel Energy | 85 | 13781 | IOU | 05788410 | 10.628 | Solar |  |  | Active Application | Trade Secret | Trade | DPN | DPN061 | Residential | Solar*Rewards | Trade Secret | 2024
20252-215912-02 | Xcel Energy | 85 | 13781 | IOU | 05788442 | 9.765 | Solar |  |  | Interconnected | Trade Secret | Trade | RPO | RPO312 | Residential | Solar*Rewards | Trade Secret | 2024 | 2024
20252-215912-02 | Xcel Energy | 85 | 13781 | IOU | 05788843 | 7.678 | Solar |  |  | Interconnected | Trade Secret | Trade | PKL | PKL075 | Residential |  | Trade Secret | 2024 | 2024
20252-215912-02 | Xcel Energy | 85 | 13781 | IOU | 05788895 | 17.61 | Solar |  |  | Interconnected | Trade Secret | Trade | WSG | WSG076 | Residential | Solar*Rewards | Trade Secret | 2024 | 2024
20252-215912-02 | Xcel Energy | 85 | 13781 | IOU | 05789372 | 150 | Solar |  |  | Active Application | Trade Secret | Trade | MPK | MPK066 | Commercial |  | Trade Secret | 2024
20252-215912-02 | Xcel Energy | 85 | 13781 | IOU | 05789567 | 9.6 | Solar |  |  | Interconnected | Trade Secret | Trade | CGR | CGR071 | Residential |  | Trade Secret | 2024 | 2024
20252-215912-02 | Xcel Energy | 85 | 13781 | IOU | 05790048 | 3.49 | Solar |  |  | Interconnected | Trade Secret | Trade | GVW | GVW022 | Residential | Solar*Rewards | Trade Secret | 2024 | 2024
20252-215912-02 | Xcel Energy | 85 | 13781 | IOU | 05790108 |  | Solar |  |  | Active Application | Trade Secret | Trade |  |  | Residential | Solar*Rewards | Trade Secret | 2024
20252-215912-02 | Xcel Energy | 85 | 13781 | IOU | 05790135 | 10.121 | Solar |  |  | Active Application | Trade Secret | Trade | SOU | SOU061 | Residential | Solar*Rewards | Trade Secret | 2024
20252-215912-02 | Xcel Energy | 85 | 13781 | IOU | 05790150 | 4.537 | Solar |  |  | Interconnected | Trade Secret | Trade | SOU | SOU079 | Residential | Solar*Rewards | Trade Secret | 2024 | 2024
20252-215912-02 | Xcel Energy | 85 | 13781 | IOU | 05790175 | 8.376 | Solar |  |  | Interconnected | Trade Secret | Trade | DPN | DPN071 | Residential | Solar*Rewards | Trade Secret | 2024 | 2024
20252-215912-02 | Xcel Energy | 85 | 13781 | IOU | 05790262 | 5.525 | Solar |  |  | Withdrawn | Trade Secret | Trade | IDA | IDA072 | Residential | Solar*Rewards | Trade Secret | 2024
20252-215912-02 | Xcel Energy | 85 | 13781 | IOU | 05790267 | 4.175 | Solar |  |  | Interconnected | Trade Secret | Trade | SHP | SHP062 | Residential | Solar*Rewards | Trade Secret | 2024 | 2024
20252-215912-02 | Xcel Energy | 85 | 13781 | IOU | 05790297 | 7.212 | Solar |  |  | Interconnected | Trade Secret | Trade | EBL | EBL084 | Residential | Solar*Rewards | Trade Secret | 2024 | 2024
20252-215912-02 | Xcel Energy | 85 | 13781 | IOU | 05790337 | 7.591 | Solar |  | X | Interconnected | Trade Secret | Trade | HWW | HWW074 | Residential | Solar*Rewards | Trade Secret | 2024 | 2024
20252-215912-02 | Xcel Energy | 85 | 13781 | IOU | 05790812 | 1010 | Solar |  |  | Withdrawn | Trade Secret | Trade |  |  | Residential | Other | Trade Secret | 2024
20252-215912-02 | Xcel Energy | 85 | 13781 | IOU | 05790882 | 8.448 | Solar |  |  | Interconnected | Trade Secret | Trade | TLK | TLK071 | Residential |  | Trade Secret | 2024 | 2025
20252-215912-02 | Xcel Energy | 85 | 13781 | IOU | 05790940 | 8.129 | Solar |  |  | Interconnected | Trade Secret | Trade | BCH | BCH311 | Residential | Solar*Rewards | Trade Secret | 2024 | 2024
20252-215912-02 | Xcel Energy | 85 | 13781 | IOU | 05791205 | 4.886 | Solar |  |  | Interconnected | Trade Secret | Trade | RRK | RRK064 | Residential | Solar*Rewards | Trade Secret | 2024 | 2024
20252-215912-02 | Xcel Energy | 85 | 13781 | IOU | 05791242 | 13.664 | Solar |  |  | Interconnected | Trade Secret | Trade | RMT | RMT321 | Residential | Solar*Rewards | Trade Secret | 2024 | 2024
20252-215912-02 | Xcel Energy | 85 | 13781 | IOU | 05791261 | 2.277 | Solar |  |  | Withdrawn | Trade Secret | Trade | AFT | AFT314 | Residential | Solar*Rewards | Trade Secret | 2024
20252-215912-02 | Xcel Energy | 85 | 13781 | IOU | 05791431 |  |  |  |  | Active Application | Trade Secret | Trade |  |  | Residential |  | Trade Secret | 2024
20252-215912-02 | Xcel Energy | 85 | 13781 | IOU | 05791540 | 8.73 | Solar |  |  | Interconnected | Trade Secret | Trade | APA | APA068 | Residential |  | Trade Secret | 2024 | 2024
20252-215912-02 | Xcel Energy | 85 | 13781 | IOU | 05791597 | 6.387 | Solar |  |  | Interconnected | Trade Secret | Trade | OAD | OAD074 | Commercial | Solar*Rewards | Trade Secret | 2024 | 2024
20252-215912-02 | Xcel Energy | 85 | 13781 | IOU | 05791660 | 6.387 | Solar |  |  | Interconnected | Trade Secret | Trade | OAD | OAD074 | Commercial | Solar*Rewards | Trade Secret | 2024 | 2024
20252-215912-02 | Xcel Energy | 85 | 13781 | IOU | 05791739 | 6.98 | Solar |  |  | Active Application | Trade Secret | Trade | EBL | EBL084 | Residential | Solar*Rewards | Trade Secret | 2024
20252-215912-02 | Xcel Energy | 85 | 13781 | IOU | 05791856 | 11.933 | Solar |  | X | Withdrawn | Trade Secret | Trade | ALK | ALK072 | Residential | Solar*Rewards | Trade Secret | 2024
20252-215912-02 | Xcel Energy | 85 | 13781 | IOU | 05791861 |  | Solar |  |  | Active Application | Trade Secret | Trade |  |  | Residential | Solar*Rewards | Trade Secret | 2024
20252-215912-02 | Xcel Energy | 85 | 13781 | IOU | 05791872 | 3 | Wind |  |  | Active Application | Trade Secret | Trade | ALK | ALK072 | Residential |  | Trade Secret | 2024
20252-215912-02 | Xcel Energy | 85 | 13781 | IOU | 05791896 | 7.548 | Solar |  |  | Interconnected | Trade Secret | Trade | HYL | HYL074 | Residential |  | Trade Secret | 2024 | 2024
20252-215912-02 | Xcel Energy | 85 | 13781 | IOU | 05791971 | 8 | Solar |  |  | Active Application | Trade Secret | Trade | EDA | EDA074 | Residential | Solar*Rewards | Trade Secret | 2024
20252-215912-02 | Xcel Energy | 85 | 13781 | IOU | 05791992 | 5.2 | Solar |  |  | Interconnected | Trade Secret | Trade | WCS | WCS071 | Residential | Solar*Rewards | Trade Secret | 2024 | 2024
20252-215912-02 | Xcel Energy | 85 | 13781 | IOU | 05792242 | 6.073 | Solar |  |  | Interconnected | Trade Secret | Trade | AFT | AFT314 | Residential |  | Trade Secret | 2024 | 2024
20252-215912-02 | Xcel Energy | 85 | 13781 | IOU | 05792272 | 4.886 | Solar |  |  | Interconnected | Trade Secret | Trade | SOU | SOU073 | Residential |  | Trade Secret | 2024 | 2024
20252-215912-02 | Xcel Energy | 85 | 13781 | IOU | 05792410 | 16.512 | Solar |  |  | Interconnected | Trade Secret | Trade | HSN | HSN321 | Residential |  | Trade Secret | 2024 | 2024
20252-215912-02 | Xcel Energy | 85 | 13781 | IOU | 05792479 | 4.9 | Solar |  |  | Interconnected | Trade Secret | Trade | TER | TER081 | Residential |  | Trade Secret | 2024 | 2024
20252-215912-02 | Xcel Energy | 85 | 13781 | IOU | 05792556 | 9.184 | Solar |  |  | Active Application | Trade Secret | Trade | TWL | TWL079 | Residential | Solar*Rewards | Trade Secret | 2024
20252-215912-02 | Xcel Energy | 85 | 13781 | IOU | 05792616 | 13.285 | Solar |  |  | Active Application | Trade Secret | Trade | ALD | ALD085 | Residential | Solar*Rewards | Trade Secret | 2024
20252-215912-02 | Xcel Energy | 85 | 13781 | IOU | 05792639 | 6.912 | Solar |  |  | Interconnected | Trade Secret | Trade | WYO | WYO021 | Residential | Solar*Rewards | Trade Secret | 2024 | 2024
20252-215912-02 | Xcel Energy | 85 | 13781 | IOU | 05792806 | 5.904 | Solar |  |  | Withdrawn | Trade Secret | Trade | LAB | LAB312 | Residential | Solar*Rewards | Trade Secret | 2024
20252-215912-02 | Xcel Energy | 85 | 13781 | IOU | 05793124 | 18.598 | Solar |  | X | Interconnected | Trade Secret | Trade | EDA | EDA084 | Residential |  | Trade Secret | 2024 | 2024
20252-215912-02 | Xcel Energy | 85 | 13781 | IOU | 05793131 |  | Solar |  |  | Active Application | Trade Secret | Trade |  |  | Residential | Solar*Rewards | Trade Secret | 2024
20252-215912-02 | Xcel Energy | 85 | 13781 | IOU | 05793307 | 7.56 | Solar |  |  | Interconnected | Trade Secret | Trade | ALD | ALD084 | Residential | Solar*Rewards | Trade Secret | 2024 | 2024
20252-215912-02 | Xcel Energy | 85 | 13781 | IOU | 05793351 | 4.175 | Solar |  |  | Interconnected | Trade Secret | Trade | HWW | HWW063 | Residential | Solar*Rewards | Trade Secret | 2024 | 2024
20252-215912-02 | Xcel Energy | 85 | 13781 | IOU | 05793352 |  |  |  |  | Active Application | Trade Secret | Trade |  |  | Residential |  | Trade Secret | 2024
20252-215912-02 | Xcel Energy | 85 | 13781 | IOU | 05793355 | 4.7 | Solar |  |  | Withdrawn | Trade Secret | Trade |  |  | Residential | Other | Trade Secret | 2024
20252-215912-02 | Xcel Energy | 85 | 13781 | IOU | 05793417 | 1550 | Solar |  |  | Withdrawn | Trade Secret | Trade |  |  | Residential | Other | Trade Secret | 2024
20252-215912-02 | Xcel Energy | 85 | 13781 | IOU | 05793433 | 3090 | Solar |  |  | Withdrawn | Trade Secret | Trade |  |  | Residential | Other | Trade Secret | 2024
20252-215912-02 | Xcel Energy | 85 | 13781 | IOU | 05793442 | 1990 | Solar |  |  | Withdrawn | Trade Secret | Trade |  |  | Residential | Other | Trade Secret | 2024
20252-215912-02 | Xcel Energy | 85 | 13781 | IOU | 05793466 | 2160 | Solar |  |  | Withdrawn | Trade Secret | Trade |  |  | Residential | Other | Trade Secret | 2024
20252-215912-02 | Xcel Energy | 85 | 13781 | IOU | 05793498 | 13.96 | Solar |  |  | Interconnected | Trade Secret | Trade | ALD | ALD082 | Commercial | Solar*Rewards | Trade Secret | 2024 | 2024
20252-215912-02 | Xcel Energy | 85 | 13781 | IOU | 05793508 | 3180 | Solar |  |  | Withdrawn | Trade Secret | Trade |  |  | Residential | Other | Trade Secret | 2024
20252-215912-02 | Xcel Energy | 85 | 13781 | IOU | 05793528 | 890 | Solar |  |  | Withdrawn | Trade Secret | Trade |  |  | Residential | Other | Trade Secret | 2024
20252-215912-02 | Xcel Energy | 85 | 13781 | IOU | 05793650 | 6.677 | Solar |  |  | Interconnected | Trade Secret | Trade | CEL | CEL064 | Residential | Solar*Rewards | Trade Secret | 2024 | 2024
20252-215912-02 | Xcel Energy | 85 | 13781 | IOU | 05793843 |  |  |  |  | Withdrawn | Trade Secret | Trade |  |  | Residential |  | Trade Secret | 2024
20252-215912-02 | Xcel Energy | 85 | 13781 | IOU | 05793986 | 13.664 | Solar |  |  | Withdrawn | Trade Secret | Trade | ALK | ALK063 | Residential | Solar*Rewards | Trade Secret | 2024
20252-215912-02 | Xcel Energy | 85 | 13781 | IOU | 05794115 | 4950 | Solar |  |  | Active Application | Trade Secret | Trade |  |  | Commercial |  | Trade Secret | 2025
20252-215912-02 | Xcel Energy | 85 | 13781 | IOU | 05794123 | 6.387 | Solar |  |  | Interconnected | Trade Secret | Trade | WES | WES061 | Commercial | Solar*Rewards | Trade Secret | 2024 | 2024
20252-215912-02 | Xcel Energy | 85 | 13781 | IOU | 05794192 | 4.55 | Solar |  |  | Active Application | Trade Secret | Trade | IDA | IDA062 | Residential | Solar*Rewards | Trade Secret | 2024
20252-215912-02 | Xcel Energy | 85 | 13781 | IOU | 05794209 | 11.152 | Solar |  |  | Interconnected | Trade Secret | Trade | VMR | VMR061 | Residential | Solar*Rewards | Trade Secret | 2024 | 2024
20252-215912-02 | Xcel Energy | 85 | 13781 | IOU | 05794267 | 3.9 | Solar |  |  | Interconnected | Trade Secret | Trade | IDA | IDA072 | Residential |  | Trade Secret | 2024 | 2024
20252-215912-02 | Xcel Energy | 85 | 13781 | IOU | 05794271 | 5.933 | Solar |  |  | Interconnected | Trade Secret | Trade | BLC | BLC062 | Residential | Solar*Rewards | Trade Secret | 2024 | 2024
20252-215912-02 | Xcel Energy | 85 | 13781 | IOU | 05794273 | 14.432 | Solar |  |  | Interconnected | Trade Secret | Trade | CRL | CRL033 | Residential | Solar*Rewards | Trade Secret | 2024 | 2024
20252-215912-02 | Xcel Energy | 85 | 13781 | IOU | 05794383 | 9.184 | Solar |  |  | Interconnected | Trade Secret | Trade | CRL | CRL033 | Residential | Solar*Rewards | Trade Secret | 2024 | 2024
20252-215912-02 | Xcel Energy | 85 | 13781 | IOU | 05794390 | 19.8 | Solar |  |  | Interconnected | Trade Secret | Trade | HUG | HUG321 | Residential | Solar*Rewards | Trade Secret | 2024 | 2024
20252-215912-02 | Xcel Energy | 85 | 13781 | IOU | 05794477 | 17.3 | Solar |  |  | Interconnected | Trade Secret | Trade | CGR | CGR072 | Commercial |  | Trade Secret | 2024 | 2025
20252-215912-02 | Xcel Energy | 85 | 13781 | IOU | 05794481 | 4.9 | Solar |  |  | Interconnected | Trade Secret | Trade | BYT | BYT071 | Residential | Solar*Rewards | Trade Secret | 2024 | 2024
20252-215912-02 | Xcel Energy | 85 | 13781 | IOU | 05794684 |  | Solar |  |  | Withdrawn | Trade Secret | Trade |  |  | Residential | Solar*Rewards | Trade Secret | 2024
20252-215912-02 | Xcel Energy | 85 | 13781 | IOU | 05795042 | 9.184 | Solar |  |  | Interconnected | Trade Secret | Trade | CGR | CGR071 | Residential | Solar*Rewards | Trade Secret | 2024 | 2024
20252-215912-02 | Xcel Energy | 85 | 13781 | IOU | 05795057 | 5.76 | Solar |  |  | Interconnected | Trade Secret | Trade | SOU | SOU081 | Residential | Solar*Rewards | Trade Secret | 2024 | 2024
20252-215912-02 | Xcel Energy | 85 | 13781 | IOU | 05795096 | 14.7 | Solar |  |  | Withdrawn | Trade Secret | Trade | LAB | LAB312 | Residential | Solar*Rewards | Trade Secret | 2024
20252-215912-02 | Xcel Energy | 85 | 13781 | IOU | 05795159 | 6.282 | Solar |  |  | Interconnected | Trade Secret | Trade | MPK | MPK074 | Residential | Solar*Rewards | Trade Secret | 2024 | 2024
20252-215912-02 | Xcel Energy | 85 | 13781 | IOU | 05795185 | 8.35 | Solar |  |  | Interconnected | Trade Secret | Trade | RPL | RPL063 | Residential | Solar*Rewards | Trade Secret | 2024 | 2024
20252-215912-02 | Xcel Energy | 85 | 13781 | IOU | 05795198 | 7.212 | Solar |  |  | Interconnected | Trade Secret | Trade | EDA | EDA067 | Residential | Solar*Rewards | Trade Secret | 2024 | 2024
20252-215912-02 | Xcel Energy | 85 | 13781 | IOU | 05795221 | 6.631 | Solar |  |  | Interconnected | Trade Secret | Trade | MPK | MPK063 | Residential | Solar*Rewards | Trade Secret | 2024 | 2024
20252-215912-02 | Xcel Energy | 85 | 13781 | IOU | 05795305 | 4.41 | Solar |  |  | Active Application | Trade Secret | Trade | MDT | MDT077 | Residential |  | Trade Secret | 2024
20252-215912-02 | Xcel Energy | 85 | 13781 | IOU | 05795316 | 4.645 | Solar |  |  | Interconnected | Trade Secret | Trade | DHL | DHL061 | Residential |  | Trade Secret | 2024 | 2024
20252-215912-02 | Xcel Energy | 85 | 13781 | IOU | 05795379 | 10.752 | Solar |  |  | Withdrawn | Trade Secret | Trade | CHE | CHE076 | Residential | Solar*Rewards | Trade Secret | 2024
20252-215912-02 | Xcel Energy | 85 | 13781 | IOU | 05795415 | 6.144 | Solar |  |  | Interconnected | Trade Secret | Trade | WTN | WTN061 | Residential |  | Trade Secret | 2024 | 2025
20252-215912-02 | Xcel Energy | 85 | 13781 | IOU | 05795428 | 4.9 | Solar |  |  | Interconnected | Trade Secret | Trade | RRK | RRK064 | Residential |  | Trade Secret | 2024 | 2024
20252-215912-02 | Xcel Energy | 85 | 13781 | IOU | 05795540 | 3.747 | Solar |  |  | Interconnected | Trade Secret | Trade | BRP | BRP063 | Residential |  | Trade Secret | 2024 | 2024
20252-215912-02 | Xcel Energy | 85 | 13781 | IOU | 05795567 | 9.994 | Solar |  |  | Interconnected | Trade Secret | Trade | WSG | WSG071 | Residential | Solar*Rewards | Trade Secret | 2024 | 2024
20252-215912-02 | Xcel Energy | 85 | 13781 | IOU | 05795656 | 3.774 | Solar |  |  | Interconnected | Trade Secret | Trade | OAD | OAD072 | Residential |  | Trade Secret | 2024 | 2024
20252-215912-02 | Xcel Energy | 85 | 13781 | IOU | 05795675 | 4.935 | Solar |  |  | Interconnected | Trade Secret | Trade | MST | MST071 | Residential |  | Trade Secret | 2024 | 2024
20252-215912-02 | Xcel Energy | 85 | 13781 | IOU | 05795725 | 9.994 | Solar |  |  | Interconnected | Trade Secret | Trade | AFT | AFT314 | Residential | Solar*Rewards | Trade Secret | 2024 | 2024
20252-215912-02 | Xcel Energy | 85 | 13781 | IOU | 05795728 | 3.747 | Solar |  |  | Interconnected | Trade Secret | Trade | OSS | OSS077 | Residential |  | Trade Secret | 2024 | 2024
20252-215912-02 | Xcel Energy | 85 | 13781 | IOU | 05795731 | 3.747 | Solar |  |  | Interconnected | Trade Secret | Trade | BRP | BRP063 | Residential |  | Trade Secret | 2024 | 2024
20252-215912-02 | Xcel Energy | 85 | 13781 | IOU | 05795735 | 3.747 | Solar |  |  | Active Application | Trade Secret | Trade | GFD | GFD021 | Residential |  | Trade Secret | 2024
20252-215912-02 | Xcel Energy | 85 | 13781 | IOU | 05795827 | 3.49 | Solar |  |  | Interconnected | Trade Secret | Trade | MST | MST066 | Residential |  | Trade Secret | 2024 | 2024
20252-215912-02 | Xcel Energy | 85 | 13781 | IOU | 05795902 | 7.02 | Solar |  |  | Withdrawn | Trade Secret | Trade | CRL | CRL031 | Residential | Solar*Rewards | Trade Secret | 2024
20252-215912-02 | Xcel Energy | 85 | 13781 | IOU | 05795961 | 13.05 | Solar |  |  | Interconnected | Trade Secret | Trade | AFT | AFT321 | Residential | Solar*Rewards | Trade Secret | 2024 | 2024
20252-215912-02 | Xcel Energy | 85 | 13781 | IOU | 05796058 | 2.835 | Solar |  |  | Interconnected | Trade Secret | Trade | SOU | SOU069 | Residential |  | Trade Secret | 2024 | 2024
20252-215912-02 | Xcel Energy | 85 | 13781 | IOU | 05796079 | 5.985 | Solar |  |  | Interconnected | Trade Secret | Trade | CTR | CTR031 | Residential |  | Trade Secret | 2024 | 2024
20252-215912-02 | Xcel Energy | 85 | 13781 | IOU | 05796118 | 6.677 | Solar |  |  | Interconnected | Trade Secret | Trade | RMT | RMT321 | Residential |  | Trade Secret | 2024 | 2024
20252-215912-02 | Xcel Energy | 85 | 13781 | IOU | 05796143 | 3.774 | Solar |  |  | Active Application | Trade Secret | Trade | FAB | FAB061 | Residential |  | Trade Secret | 2024
20252-215912-02 | Xcel Energy | 85 | 13781 | IOU | 05796167 | 9.765 | Solar |  |  | Withdrawn | Trade Secret | Trade | RPO | RPO311 | Residential |  | Trade Secret | 2024
20252-215912-02 | Xcel Energy | 85 | 13781 | IOU | 05796179 | 2.613 | Solar |  |  | Interconnected | Trade Secret | Trade | TWL | TWL062 | Residential |  | Trade Secret | 2024 | 2024
20252-215912-02 | Xcel Energy | 85 | 13781 | IOU | 05796191 | 7.258 | Solar |  |  | Interconnected | Trade Secret | Trade | OPK | OPK073 | Residential |  | Trade Secret | 2024 | 2024
20252-215912-02 | Xcel Energy | 85 | 13781 | IOU | 05796209 | 6.56 | Solar |  |  | Interconnected | Trade Secret | Trade | CGR | CGR071 | Residential | Solar*Rewards | Trade Secret | 2024 | 2024
20252-215912-02 | Xcel Energy | 85 | 13781 | IOU | 05796214 | 2.323 | Solar |  |  | Interconnected | Trade Secret | Trade | DBL | DBL073 | Residential |  | Trade Secret | 2024 | 2024
20252-215912-02 | Xcel Energy | 85 | 13781 | IOU | 05796223 | 3.774 | Solar |  |  | Interconnected | Trade Secret | Trade | UPP | UPP082 | Residential |  | Trade Secret | 2024 | 2025
20252-215912-02 | Xcel Energy | 85 | 13781 | IOU | 05796250 | 4.886 | Solar |  |  | Withdrawn | Trade Secret | Trade | TER | TER081 | Residential |  | Trade Secret | 2024
20252-215912-02 | Xcel Energy | 85 | 13781 | IOU | 05796253 | 5.76 | Solar |  |  | Interconnected | Trade Secret | Trade | CHE | CHE076 | Residential |  | Trade Secret | 2024 | 2024
20252-215912-02 | Xcel Energy | 85 | 13781 | IOU | 05796270 | 3.774 | Solar |  |  | Interconnected | Trade Secret | Trade | LEX | LEX332 | Residential |  | Trade Secret | 2024 | 2024
20252-215912-02 | Xcel Energy | 85 | 13781 | IOU | 05796333 | 11.393 | Solar |  |  | Interconnected | Trade Secret | Trade | HAS | HAS021 | Residential | Solar*Rewards | Trade Secret | 2024 | 2024
20252-215912-02 | Xcel Energy | 85 | 13781 | IOU | 05796358 | 5.516 | Solar |  |  | Interconnected | Trade Secret | Trade | PKL | PKL085 | Residential |  | Trade Secret | 2024 | 2024
20252-215912-02 | Xcel Energy | 85 | 13781 | IOU | 05796377 | 6.5 | Solar |  |  | Active Application | Trade Secret | Trade | ALD | ALD082 | Residential | Solar*Rewards | Trade Secret | 2024
20252-215912-02 | Xcel Energy | 85 | 13781 | IOU | 05796398 | 2.323 | Solar |  |  | Interconnected | Trade Secret | Trade | ALD | ALD082 | Residential |  | Trade Secret | 2024 | 2024
20252-215912-02 | Xcel Energy | 85 | 13781 | IOU | 05796418 | 5.04 | Solar |  |  | Interconnected | Trade Secret | Trade | AFT | AFT322 | Residential |  | Trade Secret | 2024 | 2024
20252-215912-02 | Xcel Energy | 85 | 13781 | IOU | 05796428 | 2.323 | Solar |  |  | Interconnected | Trade Secret | Trade | IDA | IDA063 | Residential |  | Trade Secret | 2024 | 2024
20252-215912-02 | Xcel Energy | 85 | 13781 | IOU | 05796434 | 2.275 | Solar |  |  | Active Application | Trade Secret | Trade | ALD | ALD076 | Residential | Solar*Rewards | Trade Secret | 2024
20252-215912-02 | Xcel Energy | 85 | 13781 | IOU | 05796441 | 38.08 | Solar |  |  | Active Application | Trade Secret | Trade | HAS | HAS021 | Residential |  | Trade Secret | 2024
20252-215912-02 | Xcel Energy | 85 | 13781 | IOU | 05796466 | 6.097 | Solar |  |  | Interconnected | Trade Secret | Trade | RMT | RMT321 | Residential |  | Trade Secret | 2024 | 2024
20252-215912-02 | Xcel Energy | 85 | 13781 | IOU | 05796537 | 3.936 | Solar |  |  | Active Application | Trade Secret | Trade | SOU | SOU081 | Residential | Solar*Rewards | Trade Secret | 2024
20252-215912-02 | Xcel Energy | 85 | 13781 | IOU | 05796604 | 38.902 | Solar |  |  | Active Application | Trade Secret | Trade | HOW | HOW061 | Commercial | Solar*Rewards | Trade Secret | 2024
20252-215912-02 | Xcel Energy | 85 | 13781 | IOU | 05796631 |  |  |  |  | Active Application | Trade Secret | Trade |  |  | Residential |  | Trade Secret | 2024
20252-215912-02 | Xcel Energy | 85 | 13781 | IOU | 05796651 |  | Solar |  |  | Active Application | Trade Secret | Trade | SOU | SOU065 | Residential | Solar*Rewards | Trade Secret | 2024
20252-215912-02 | Xcel Energy | 85 | 13781 | IOU | 05796684 |  | Solar |  |  | Active Application | Trade Secret | Trade |  |  | Residential | Solar*Rewards | Trade Secret | 2024
20252-215912-02 | Xcel Energy | 85 | 13781 | IOU | 05796742 | 10.752 | Solar |  |  | Interconnected | Trade Secret | Trade | WSG | WSG076 | Residential | Solar*Rewards | Trade Secret | 2024 | 2024
20252-215912-02 | Xcel Energy | 85 | 13781 | IOU | 05796753 | 9.994 | Solar |  |  | Interconnected | Trade Secret | Trade | BLC | BLC063 | Residential | Solar*Rewards | Trade Secret | 2024 | 2024
20252-215912-02 | Xcel Energy | 85 | 13781 | IOU | 05796903 | 4.555 | Solar |  |  | Interconnected | Trade Secret | Trade | UPP | UPP082 | Residential | Solar*Rewards | Trade Secret | 2024 | 2024
20252-215912-02 | Xcel Energy | 85 | 13781 | IOU | 05796911 | 4.555 | Solar |  |  | Interconnected | Trade Secret | Trade | SOU | SOU072 | Residential | Solar*Rewards | Trade Secret | 2024 | 2024
20252-215912-02 | Xcel Energy | 85 | 13781 | IOU | 05796919 | 3.796 | Solar |  |  | Interconnected | Trade Secret | Trade | SOU | SOU077 | Residential | Solar*Rewards | Trade Secret | 2024 | 2024
20252-215912-02 | Xcel Energy | 85 | 13781 | IOU | 05796926 | 9.423 | Solar |  |  | Active Application | Trade Secret | Trade | HUG | HUG321 | Residential | Solar*Rewards | Trade Secret | 2024
20252-215912-02 | Xcel Energy | 85 | 13781 | IOU | 05797048 | 6.3 | Solar |  |  | Interconnected | Trade Secret | Trade | GLK | GLK063 | Residential | Solar*Rewards | Trade Secret | 2024 | 2024
20252-215912-02 | Xcel Energy | 85 | 13781 | IOU | 05797232 | 6.528 | Solar |  |  | Interconnected | Trade Secret | Trade | IDA | IDA063 | Residential |  | Trade Secret | 2024 | 2024
20252-215912-02 | Xcel Energy | 85 | 13781 | IOU | 05797317 |  |  |  |  | Active Application | Trade Secret | Trade |  |  | Residential |  | Trade Secret | 2024
20252-215912-02 | Xcel Energy | 85 | 13781 | IOU | 05797510 | 15.36 | Solar |  |  | Interconnected | Trade Secret | Trade | ESW | ESW081 | Residential | Solar*Rewards | Trade Secret | 2024 | 2024
20252-215912-02 | Xcel Energy | 85 | 13781 | IOU | 05797540 | 12.193 | Solar |  |  | Interconnected | Trade Secret | Trade | GLD | GLD031 | Residential | Solar*Rewards | Trade Secret | 2024 | 2024
20252-215912-02 | Xcel Energy | 85 | 13781 | IOU | 05797871 | 9.109 | Solar |  |  | Interconnected | Trade Secret | Trade | RPO | RPO312 | Residential | Solar*Rewards | Trade Secret | 2024 | 2024
20252-215912-02 | Xcel Energy | 85 | 13781 | IOU | 05797907 | 3.839 | Solar |  |  | Interconnected | Trade Secret | Trade | SLP | SLP082 | Residential | Solar*Rewards | Trade Secret | 2024 | 2024
20252-215912-02 | Xcel Energy | 85 | 13781 | IOU | 05797930 | 8.73 | Solar |  |  | Interconnected | Trade Secret | Trade | ECK | ECK322 | Residential | Solar*Rewards | Trade Secret | 2024 | 2024
20252-215912-02 | Xcel Energy | 85 | 13781 | IOU | 05797945 | 4.555 | Solar |  |  | Interconnected | Trade Secret | Trade | SLP | SLP087 | Residential | Solar*Rewards | Trade Secret | 2024 | 2024
20252-215912-02 | Xcel Energy | 85 | 13781 | IOU | 05797954 | 40 | Solar |  |  | Active Application | Trade Secret | Trade | RRK | RRK063 | Commercial | Solar*Rewards | Trade Secret | 2024
20252-215912-02 | Xcel Energy | 85 | 13781 | IOU | 05797963 | 8.35 | Solar |  |  | Interconnected | Trade Secret | Trade | WDY | WDY312 | Residential | Solar*Rewards | Trade Secret | 2024 | 2024
20252-215912-02 | Xcel Energy | 85 | 13781 | IOU | 05797998 |  |  |  |  | Withdrawn | Trade Secret | Trade |  |  | Residential |  | Trade Secret | 2024
20252-215912-02 | Xcel Energy | 85 | 13781 | IOU | 05798004 |  |  |  |  | Withdrawn | Trade Secret | Trade |  |  | Residential |  | Trade Secret | 2024
20252-215912-02 | Xcel Energy | 85 | 13781 | IOU | 05798213 |  |  |  |  | Active Application | Trade Secret | Trade |  |  | Residential |  | Trade Secret | 2024
20252-215912-02 | Xcel Energy | 85 | 13781 | IOU | 05798299 | 5000 | Solar |  |  | Active Application | Trade Secret | Trade | MEL | MEL078 | Residential |  | Trade Secret | 2024
20252-215912-02 | Xcel Energy | 85 | 13781 | IOU | 05798300 | 5000 | Solar |  |  | Active Application | Trade Secret | Trade | MEL | MEL078 | Residential |  | Trade Secret | 2024
20252-215912-02 | Xcel Energy | 85 | 13781 | IOU | 05798302 |  |  |  |  | Active Application | Trade Secret | Trade |  |  | Residential |  | Trade Secret | 2024
20252-215912-02 | Xcel Energy | 85 | 13781 | IOU | 05798305 | 4000 | Solar |  |  | Active Application | Trade Secret | Trade | MEL | MEL078 | Residential |  | Trade Secret | 2024
20252-215912-02 | Xcel Energy | 85 | 13781 | IOU | 05798307 | 5000 | Solar |  |  | Active Application | Trade Secret | Trade | MEL | MEL078 | Residential |  | Trade Secret | 2024
20252-215912-02 | Xcel Energy | 85 | 13781 | IOU | 05798309 | 5000 |  |  |  | Active Application | Trade Secret | Trade | MEL | MEL078 | Residential |  | Trade Secret | 2024
20252-215912-02 | Xcel Energy | 85 | 13781 | IOU | 05798714 |  |  |  |  | Withdrawn | Trade Secret | Trade |  |  | Residential |  | Trade Secret | 2024
20252-215912-02 | Xcel Energy | 85 | 13781 | IOU | 05798741 | 5000 | Solar |  |  | Active Application | Trade Secret | Trade | MEL | MEL078 | Residential |  | Trade Secret | 2024
20252-215912-02 | Xcel Energy | 85 | 13781 | IOU | 05798743 | 320 | Solar |  |  | Active Application | Trade Secret | Trade | GLK | GLK071 | Commercial |  | Trade Secret | 2024
20252-215912-02 | Xcel Energy | 85 | 13781 | IOU | 05798756 |  |  |  |  | Withdrawn | Trade Secret | Trade |  |  | Residential |  | Trade Secret | 2024
20252-215912-02 | Xcel Energy | 85 | 13781 | IOU | 05798757 |  |  |  |  | Withdrawn | Trade Secret | Trade |  |  | Residential |  | Trade Secret | 2024
20252-215912-02 | Xcel Energy | 85 | 13781 | IOU | 05798787 | 4.9 | Solar |  |  | Interconnected | Trade Secret | Trade | HAS | HAS033 | Residential | Solar*Rewards | Trade Secret | 2024 | 2024
20252-215912-02 | Xcel Energy | 85 | 13781 | IOU | 05798814 | 6.631 | Solar |  |  | Interconnected | Trade Secret | Trade | LAC | LAC063 | Residential | Solar*Rewards | Trade Secret | 2024 | 2024
20252-215912-02 | Xcel Energy | 85 | 13781 | IOU | 05798843 | 38.08 |  |  |  | Withdrawn | Trade Secret | Trade | HAS | HAS021 | Residential |  | Trade Secret | 2024
20252-215912-02 | Xcel Energy | 85 | 13781 | IOU | 05799085 | 6.453 | Solar |  |  | Interconnected | Trade Secret | Trade | RMT | RMT321 | Residential | Solar*Rewards | Trade Secret | 2024 | 2024
20252-215912-02 | Xcel Energy | 85 | 13781 | IOU | 05799113 | 6.282 | Solar |  | X | Withdrawn | Trade Secret | Trade | WES | WES074 | Residential | Solar*Rewards | Trade Secret | 2024
20252-215912-02 | Xcel Energy | 85 | 13781 | IOU | 05799144 | 9.75 | Solar |  |  | Active Application | Trade Secret | Trade | CTF | CTF021 | Residential | Solar*Rewards | Trade Secret | 2024
20252-215912-02 | Xcel Energy | 85 | 13781 | IOU | 05799158 |  |  |  |  | Withdrawn | Trade Secret | Trade |  |  | Residential |  | Trade Secret | 2024
20252-215912-02 | Xcel Energy | 85 | 13781 | IOU | 05799444 | 15.52 | Solar |  |  | Withdrawn | Trade Secret | Trade | HSN | HSN312 | Residential | Solar*Rewards | Trade Secret | 2024
20252-215912-02 | Xcel Energy | 85 | 13781 | IOU | 05799546 |  |  |  |  | Active Application | Trade Secret | Trade |  |  | Residential |  | Trade Secret | 2024
20252-215912-02 | Xcel Energy | 85 | 13781 | IOU | 05799548 |  |  |  |  | Active Application | Trade Secret | Trade |  |  | Residential |  | Trade Secret | 2024
20252-215912-02 | Xcel Energy | 85 | 13781 | IOU | 05799554 |  |  |  |  | Active Application | Trade Secret | Trade |  |  | Residential |  | Trade Secret | 2024
20252-215912-02 | Xcel Energy | 85 | 13781 | IOU | 05799555 |  |  |  |  | Active Application | Trade Secret | Trade |  |  | Residential |  | Trade Secret | 2024
20252-215912-02 | Xcel Energy | 85 | 13781 | IOU | 05799556 |  |  |  |  | Active Application | Trade Secret | Trade |  |  | Residential |  | Trade Secret | 2024
20252-215912-02 | Xcel Energy | 85 | 13781 | IOU | 05799558 |  |  |  |  | Active Application | Trade Secret | Trade |  |  | Residential |  | Trade Secret | 2024
20252-215912-02 | Xcel Energy | 85 | 13781 | IOU | 05799586 |  | Solar |  |  | Active Application | Trade Secret | Trade | WIL | WIL084 | Residential | Solar*Rewards | Trade Secret | 2024
20252-215912-02 | Xcel Energy | 85 | 13781 | IOU | 05799592 |  |  |  |  | Active Application | Trade Secret | Trade |  |  | Residential |  | Trade Secret | 2024
20252-215912-02 | Xcel Energy | 85 | 13781 | IOU | 05799654 |  | Solar |  |  | Active Application | Trade Secret | Trade |  |  | Residential | Solar*Rewards | Trade Secret | 2024
20252-215912-02 | Xcel Energy | 85 | 13781 | IOU | 05799665 | 7.296 | Solar |  |  | Active Application | Trade Secret | Trade | WSG | WSG061 | Residential |  | Trade Secret | 2024
20252-215912-02 | Xcel Energy | 85 | 13781 | IOU | 05799775 |  |  |  |  | Active Application | Trade Secret | Trade |  |  | Residential |  | Trade Secret | 2024
20252-215912-02 | Xcel Energy | 85 | 13781 | IOU | 05799777 | 3125 | Solar |  |  | Active Application | Trade Secret | Trade |  |  | Residential |  | Trade Secret | 2024
20252-215912-02 | Xcel Energy | 85 | 13781 | IOU | 05799778 |  |  |  |  | Active Application | Trade Secret | Trade |  |  | Residential |  | Trade Secret | 2024
20252-215912-02 | Xcel Energy | 85 | 13781 | IOU | 05799780 | 5 | Solar |  |  | Active Application | Trade Secret | Trade |  |  | Residential |  | Trade Secret | 2024
20252-215912-02 | Xcel Energy | 85 | 13781 | IOU | 05799906 |  |  |  |  | Active Application | Trade Secret | Trade |  |  | Residential |  | Trade Secret | 2024
20252-215912-02 | Xcel Energy | 85 | 13781 | IOU | 05799919 |  |  |  |  | Active Application | Trade Secret | Trade |  |  | Residential |  | Trade Secret | 2024
20252-215912-02 | Xcel Energy | 85 | 13781 | IOU | 05799920 | 3000 | Solar |  |  | Active Application | Trade Secret | Trade | RNV | RNV021 | Commercial |  | Trade Secret | 2024
20252-215912-02 | Xcel Energy | 85 | 13781 | IOU | 05799921 | 5000 | Solar |  |  | Withdrawn | Trade Secret | Trade | EGL | EGL021 | Commercial |  | Trade Secret | 2024
20252-215912-02 | Xcel Energy | 85 | 13781 | IOU | 05799923 | 4950 | Solar |  |  | Active Application | Trade Secret | Trade | PAT | PAT312 | Commercial |  | Trade Secret | 2024
20252-215912-02 | Xcel Energy | 85 | 13781 | IOU | 05799924 | 4950 | Solar |  |  | Active Application | Trade Secret | Trade | WEF | WEF061 | Commercial |  | Trade Secret | 2024
20252-215912-02 | Xcel Energy | 85 | 13781 | IOU | 05799925 | 5000 | Solar |  |  | Active Application | Trade Secret | Trade | WAV | WAV021 | Commercial |  | Trade Secret | 2024
20252-215912-02 | Xcel Energy | 85 | 13781 | IOU | 05799926 | 4990 | Solar |  |  | Active Application | Trade Secret | Trade | NOF | NOF061 | Commercial |  | Trade Secret | 2024
20252-215912-02 | Xcel Energy | 85 | 13781 | IOU | 05799928 | 4950 | Solar |  |  | Active Application | Trade Secret | Trade | YLM | YLM211 | Commercial |  | Trade Secret | 2024
20252-215912-02 | Xcel Energy | 85 | 13781 | IOU | 05799929 | 4950 | Solar |  |  | Active Application | Trade Secret | Trade | WEF | WEF061 | Commercial |  | Trade Secret | 2024
20252-215912-02 | Xcel Energy | 85 | 13781 | IOU | 05799930 | 2000 | Solar |  |  | Active Application | Trade Secret | Trade | FIC | FIC031 | Commercial |  | Trade Secret | 2024
20252-215912-02 | Xcel Energy | 85 | 13781 | IOU | 05799931 | 1000 | Solar |  |  | Withdrawn | Trade Secret | Trade | RNV | RNV021 | Commercial |  | Trade Secret | 2024
20252-215912-02 | Xcel Energy | 85 | 13781 | IOU | 05799932 | 4990 | Solar |  |  | Active Application | Trade Secret | Trade | FRA | FRA211 | Commercial |  | Trade Secret | 2024
20252-215912-02 | Xcel Energy | 85 | 13781 | IOU | 05799933 | 4990 | Solar |  |  | Active Application | Trade Secret | Trade | PIL | PIL022 | Commercial |  | Trade Secret | 2024
20252-215912-02 | Xcel Energy | 85 | 13781 | IOU | 05799934 | 4990 | Solar |  |  | Withdrawn | Trade Secret | Trade | AVR | AVR081 | Commercial |  | Trade Secret | 2024
20252-215912-02 | Xcel Energy | 85 | 13781 | IOU | 05799935 | 4990 | Solar |  |  | Active Application | Trade Secret | Trade | NOF | NOF061 | Commercial |  | Trade Secret | 2024
20252-215912-02 | Xcel Energy | 85 | 13781 | IOU | 05799936 | 4990 | Solar |  |  | Active Application | Trade Secret | Trade | AVR | AVR081 | Commercial |  | Trade Secret | 2024
20252-215912-02 | Xcel Energy | 85 | 13781 | IOU | 05799937 | 4990 | Solar |  |  | Active Application | Trade Secret | Trade | ADA | ADA081 | Commercial |  | Trade Secret | 2024
20252-215912-02 | Xcel Energy | 85 | 13781 | IOU | 05799939 | 3500 | Solar |  |  | Active Application | Trade Secret | Trade | VES | VES021 | Commercial |  | Trade Secret | 2024
20252-215912-02 | Xcel Energy | 85 | 13781 | IOU | 05799940 | 4990 | Solar |  |  | Active Application | Trade Secret | Trade | DND | DND072 | Commercial |  | Trade Secret | 2024
20252-215912-02 | Xcel Energy | 85 | 13781 | IOU | 05799941 | 4000 | Solar |  |  | Active Application | Trade Secret | Trade | WWK | WWK311 | Commercial |  | Trade Secret | 2024
20252-215912-02 | Xcel Energy | 85 | 13781 | IOU | 05799942 | 5000 | Solar |  |  | Active Application | Trade Secret | Trade | VES | VES021 | Commercial |  | Trade Secret | 2024
20252-215912-02 | Xcel Energy | 85 | 13781 | IOU | 05799944 | 4000 | Solar |  |  | Active Application | Trade Secret | Trade | KEN | KEN021 | Commercial |  | Trade Secret | 2024
20252-215912-02 | Xcel Energy | 85 | 13781 | IOU | 05799945 | 3500 | Solar |  |  | Withdrawn | Trade Secret | Trade | MEI | MEI021 | Commercial |  | Trade Secret | 2024
20252-215912-02 | Xcel Energy | 85 | 13781 | IOU | 05799946 | 4990 | Solar |  |  | Active Application | Trade Secret | Trade | AVR | AVR081 | Commercial |  | Trade Secret | 2024
20252-215912-02 | Xcel Energy | 85 | 13781 | IOU | 05799947 | 4990 | Solar |  |  | Active Application | Trade Secret | Trade | AVR | AVR081 | Commercial |  | Trade Secret | 2024
20252-215912-02 | Xcel Energy | 85 | 13781 | IOU | 05799949 | 4999.972 | Solar |  |  | Active Application | Trade Secret | Trade | CHE | CHE075 | Commercial |  | Trade Secret | 2024
20252-215912-02 | Xcel Energy | 85 | 13781 | IOU | 05799950 | 1000 | Solar |  |  | Withdrawn | Trade Secret | Trade | WWK | WWK311 | Commercial |  | Trade Secret | 2024
20252-215912-02 | Xcel Energy | 85 | 13781 | IOU | 05799952 | 5000 | Solar |  |  | Active Application | Trade Secret | Trade | WEB | WEB021 | Commercial |  | Trade Secret | 2024
20252-215912-02 | Xcel Energy | 85 | 13781 | IOU | 05799953 | 5000 | Solar |  |  | Withdrawn | Trade Secret | Trade | GRC | GRC312 | Commercial |  | Trade Secret | 2024
20252-215912-02 | Xcel Energy | 85 | 13781 | IOU | 05799954 | 4000 | Solar |  |  | Active Application | Trade Secret | Trade | ADA | ADA081 | Commercial |  | Trade Secret | 2024
20252-215912-02 | Xcel Energy | 85 | 13781 | IOU | 05799955 | 2970 | Solar |  |  | Active Application | Trade Secret | Trade | EGL | EGL022 | Commercial |  | Trade Secret | 2024
20252-215912-02 | Xcel Energy | 85 | 13781 | IOU | 05799956 | 5000 | Solar |  |  | Active Application | Trade Secret | Trade | GRC | GRC312 | Commercial |  | Trade Secret | 2024
20252-215912-02 | Xcel Energy | 85 | 13781 | IOU | 05799957 | 4999 | Solar |  |  | Active Application | Trade Secret | Trade | SRD | SRD211 | Commercial |  | Trade Secret | 2024
20252-215912-02 | Xcel Energy | 85 | 13781 | IOU | 05799958 | 3750 | Solar |  |  | Active Application | Trade Secret | Trade | STO | STO002 | Commercial |  | Trade Secret | 2024
20252-215912-02 | Xcel Energy | 85 | 13781 | IOU | 05799960 | 4950 | Solar |  |  | Active Application | Trade Secret | Trade | MGN | MGN211 | Commercial |  | Trade Secret | 2024
20252-215912-02 | Xcel Energy | 85 | 13781 | IOU | 05799961 | 4000 | Solar |  |  | Withdrawn | Trade Secret | Trade | MNV | MNV211 | Commercial |  | Trade Secret | 2024
20252-215912-02 | Xcel Energy | 85 | 13781 | IOU | 05799962 | 5000 | Solar |  |  | Active Application | Trade Secret | Trade | YLM | YLM212 | Commercial |  | Trade Secret | 2024
20252-215912-02 | Xcel Energy | 85 | 13781 | IOU | 05799963 | 5000 | Solar |  |  | Active Application | Trade Secret | Trade | PIP | PIP090 | Commercial |  | Trade Secret | 2024
20252-215912-02 | Xcel Energy | 85 | 13781 | IOU | 05799964 | 5000 | Solar |  |  | Active Application | Trade Secret | Trade | YLM | YLM212 | Commercial |  | Trade Secret | 2024
20252-215912-02 | Xcel Energy | 85 | 13781 | IOU | 05799965 | 4999 | Solar |  |  | Active Application | Trade Secret | Trade | PIL | PIL022 | Commercial |  | Trade Secret | 2024
20252-215912-02 | Xcel Energy | 85 | 13781 | IOU | 05799966 | 5000 | Solar |  |  | Active Application | Trade Secret | Trade | WEB | WEB021 | Commercial |  | Trade Secret | 2024
20252-215912-02 | Xcel Energy | 85 | 13781 | IOU | 05799967 | 4000 | Solar |  |  | Active Application | Trade Secret | Trade | MDF | MDF021 | Commercial |  | Trade Secret | 2024
20252-215912-02 | Xcel Energy | 85 | 13781 | IOU | 05799968 | 1000 | Solar |  |  | Active Application | Trade Secret | Trade | WWK | WWK311 | Commercial |  | Trade Secret | 2024
20252-215912-02 | Xcel Energy | 85 | 13781 | IOU | 05799970 | 4999 | Solar |  |  | Active Application | Trade Secret | Trade | RCH | RCH061 | Commercial |  | Trade Secret | 2024
20252-215912-02 | Xcel Energy | 85 | 13781 | IOU | 05799971 | 5000 | Solar |  |  | Active Application | Trade Secret | Trade | WAV | WAV021 | Commercial |  | Trade Secret | 2024
20252-215912-02 | Xcel Energy | 85 | 13781 | IOU | 05799972 | 5000 | Solar |  |  | Active Application | Trade Secret | Trade | ATW | ATW061 | Commercial |  | Trade Secret | 2024
20252-215912-02 | Xcel Energy | 85 | 13781 | IOU | 05799973 | 5000 | Solar |  |  | Withdrawn | Trade Secret | Trade |  |  | Commercial |  | Trade Secret | 2024
20252-215912-02 | Xcel Energy | 85 | 13781 | IOU | 05799974 | 5000 | Solar |  |  | Active Application | Trade Secret | Trade |  |  | Commercial |  | Trade Secret | 2024
20252-215912-02 | Xcel Energy | 85 | 13781 | IOU | 05799975 | 1000 | Solar |  |  | Active Application | Trade Secret | Trade | WWK | WWK311 | Commercial |  | Trade Secret | 2024
20252-215912-02 | Xcel Energy | 85 | 13781 | IOU | 05799976 | 5000 | Solar |  |  | Active Application | Trade Secret | Trade | GRC | GRC312 | Commercial |  | Trade Secret | 2024
20252-215912-02 | Xcel Energy | 85 | 13781 | IOU | 05799977 | 5000 | Solar |  |  | Active Application | Trade Secret | Trade | WEF | WEF071 | Commercial |  | Trade Secret | 2024
20252-215912-02 | Xcel Energy | 85 | 13781 | IOU | 05799979 | 4999 | Solar |  |  | Active Application | Trade Secret | Trade | LCR | LCR311 | Commercial |  | Trade Secret | 2024
20252-215912-02 | Xcel Energy | 85 | 13781 | IOU | 05799980 | 4999 | Solar |  |  | Active Application | Trade Secret | Trade | AVR | AVR081 | Commercial |  | Trade Secret | 2024
20252-215912-02 | Xcel Energy | 85 | 13781 | IOU | 05799981 | 5000 | Solar |  |  | Active Application | Trade Secret | Trade | BRO | BRO021 | Commercial |  | Trade Secret | 2024
20252-215912-02 | Xcel Energy | 85 | 13781 | IOU | 05799982 | 2750 | Solar |  |  | Active Application | Trade Secret | Trade | EGL | EGL021 | Commercial |  | Trade Secret | 2024
20252-215912-02 | Xcel Energy | 85 | 13781 | IOU | 05799983 | 3000 | Solar |  |  | Active Application | Trade Secret | Trade | FIC | FIC022 | Community Solar Garden | Solar*Rewards Community | Trade Secret | 2024
20252-215912-02 | Xcel Energy | 85 | 13781 | IOU | 05799984 | 5000 | Solar |  |  | Withdrawn | Trade Secret | Trade |  |  | Commercial |  | Trade Secret | 2024
20252-215912-02 | Xcel Energy | 85 | 13781 | IOU | 05799985 | 4500 | Solar |  |  | Active Application | Trade Secret | Trade | MTR | MTR021 | Commercial |  | Trade Secret | 2024
20252-215912-02 | Xcel Energy | 85 | 13781 | IOU | 05799987 |  |  |  |  | Withdrawn | Trade Secret | Trade |  |  | Residential |  | Trade Secret | 2024
20252-215912-02 | Xcel Energy | 85 | 13781 | IOU | 05799988 | 4950 | Solar |  |  | Active Application | Trade Secret | Trade | MGN | MGN211 | Commercial |  | Trade Secret | 2024
20252-215912-02 | Xcel Energy | 85 | 13781 | IOU | 05799989 | 3000 | Solar |  |  | Active Application | Trade Secret | Trade | SMT | SMT072 | Commercial |  | Trade Secret | 2024
20252-215912-02 | Xcel Energy | 85 | 13781 | IOU | 05799990 | 2500 | Solar |  |  | Active Application | Trade Secret | Trade | TSS | TSS061 | Commercial |  | Trade Secret | 2024
20252-215912-02 | Xcel Energy | 85 | 13781 | IOU | 05799991 | 1000 | Solar |  |  | Withdrawn | Trade Secret | Trade | CHI | CHI311 | Commercial |  | Trade Secret | 2024
20252-215912-02 | Xcel Energy | 85 | 13781 | IOU | 05799992 | 5000 | Solar |  |  | Withdrawn | Trade Secret | Trade |  |  | Commercial |  | Trade Secret | 2024
20252-215912-02 | Xcel Energy | 85 | 13781 | IOU | 05799993 | 4999 | Solar |  |  | Withdrawn | Trade Secret | Trade | CTF | CTF021 | Commercial |  | Trade Secret | 2024
20252-215912-02 | Xcel Energy | 85 | 13781 | IOU | 05799994 | 5000 | Solar |  |  | Active Application | Trade Secret | Trade | MTR | MTR021 | Commercial |  | Trade Secret | 2024
20252-215912-02 | Xcel Energy | 85 | 13781 | IOU | 05799995 | 4999 | Solar |  |  | Active Application | Trade Secret | Trade | MPN | MPN081 | Commercial |  | Trade Secret | 2024
20252-215912-02 | Xcel Energy | 85 | 13781 | IOU | 05799996 | 4999 | Solar |  |  | Active Application | Trade Secret | Trade | STW | STW021 | Commercial |  | Trade Secret | 2024
20252-215912-02 | Xcel Energy | 85 | 13781 | IOU | 05799997 | 1000 | Solar |  |  | Withdrawn | Trade Secret | Trade | CHI | CHI311 | Commercial |  | Trade Secret | 2024
20252-215912-02 | Xcel Energy | 85 | 13781 | IOU | 05799998 | 1000 | Solar |  |  | Withdrawn | Trade Secret | Trade |  |  | Commercial |  | Trade Secret | 2024
20252-215912-02 | Xcel Energy | 85 | 13781 | IOU | 05799999 | 999 | Solar |  |  | Active Application | Trade Secret | Trade | ADA | ADA081 | Commercial |  | Trade Secret | 2024
20252-215912-02 | Xcel Energy | 85 | 13781 | IOU | 05800001 | 4999 | Solar |  |  | Active Application | Trade Secret | Trade | LAK | LAK032 | Commercial |  | Trade Secret | 2024
20252-215912-02 | Xcel Energy | 85 | 13781 | IOU | 05800002 | 4990 | Solar |  |  | Active Application | Trade Secret | Trade | MHW | MHW311 | Commercial |  | Trade Secret | 2024
20252-215912-02 | Xcel Energy | 85 | 13781 | IOU | 05800003 | 5000 | Solar |  |  | Active Application | Trade Secret | Trade | LIN | LIN031 | Commercial |  | Trade Secret | 2024
20252-215912-02 | Xcel Energy | 85 | 13781 | IOU | 05800005 | 4999 | Solar |  |  | Active Application | Trade Secret | Trade | MAZ | MAZ021 | Commercial |  | Trade Secret | 2024
20252-215912-02 | Xcel Energy | 85 | 13781 | IOU | 05800007 | 1000 | Solar |  |  | Active Application | Trade Secret | Trade | SDX | SDX311 | Commercial |  | Trade Secret | 2024
20252-215912-02 | Xcel Energy | 85 | 13781 | IOU | 05800008 | 1000 | Solar |  |  | Active Application | Trade Secret | Trade | CHI | CHI311 | Commercial |  | Trade Secret | 2024
20252-215912-02 | Xcel Energy | 85 | 13781 | IOU | 05800009 | 5000 | Solar |  |  | Active Application | Trade Secret | Trade | CHI | CHI311 | Commercial |  | Trade Secret | 2024
20252-215912-02 | Xcel Energy | 85 | 13781 | IOU | 05800010 | 4999 | Solar |  |  | Active Application | Trade Secret | Trade | CTF | CTF021 | Commercial |  | Trade Secret | 2024
20252-215912-02 | Xcel Energy | 85 | 13781 | IOU | 05800011 | 4999 | Solar |  |  | Active Application | Trade Secret | Trade | AVR | AVR081 | Commercial |  | Trade Secret | 2024
20252-215912-02 | Xcel Energy | 85 | 13781 | IOU | 05800012 | 1000 | Solar |  |  | Withdrawn | Trade Secret | Trade | CHI | CHI311 | Commercial |  | Trade Secret | 2024
20252-215912-02 | Xcel Energy | 85 | 13781 | IOU | 05800013 | 5000 | Solar |  |  | Active Application | Trade Secret | Trade | NOF | NOF072 | Commercial |  | Trade Secret | 2024
20252-215912-02 | Xcel Energy | 85 | 13781 | IOU | 05800014 | 4999.972 | Solar |  |  | Active Application | Trade Secret | Trade | HUG | HUG321 | Commercial |  | Trade Secret | 2024
20252-215912-02 | Xcel Energy | 85 | 13781 | IOU | 05800015 |  |  |  |  | Active Application | Trade Secret | Trade |  |  | Residential |  | Trade Secret | 2024
20252-215912-02 | Xcel Energy | 85 | 13781 | IOU | 05800016 | 4999 | Solar |  |  | Active Application | Trade Secret | Trade | TSS | TSS061 | Commercial |  | Trade Secret | 2024
20252-215912-02 | Xcel Energy | 85 | 13781 | IOU | 05800017 | 3250 | Solar |  |  | Withdrawn | Trade Secret | Trade | DAN | DAN021 | Commercial |  | Trade Secret | 2024
20252-215912-02 | Xcel Energy | 85 | 13781 | IOU | 05800018 | 4999 | Solar |  |  | Active Application | Trade Secret | Trade | VIL | VIL021 | Commercial |  | Trade Secret | 2024
20252-215912-02 | Xcel Energy | 85 | 13781 | IOU | 05800019 | 1000 | Solar |  |  | Withdrawn | Trade Secret | Trade | CHI | CHI311 | Commercial |  | Trade Secret | 2024
20252-215912-02 | Xcel Energy | 85 | 13781 | IOU | 05800023 | 5000 | Solar |  |  | Active Application | Trade Secret | Trade | WAS | WAS091 | Commercial |  | Trade Secret | 2024
20252-215912-02 | Xcel Energy | 85 | 13781 | IOU | 05800024 | 4999 | Solar |  |  | Active Application | Trade Secret | Trade | CLC | CLC022 | Commercial |  | Trade Secret | 2024
20252-215912-02 | Xcel Energy | 85 | 13781 | IOU | 05800025 | 1000 | Solar |  |  | Withdrawn | Trade Secret | Trade | CHI | CHI311 | Commercial |  | Trade Secret | 2024
20252-215912-02 | Xcel Energy | 85 | 13781 | IOU | 05800027 | 4999 | Solar |  |  | Active Application | Trade Secret | Trade | PIL | PIL021 | Commercial |  | Trade Secret | 2024
20252-215912-02 | Xcel Energy | 85 | 13781 | IOU | 05800028 | 3250 | Solar |  |  | Active Application | Trade Secret | Trade | NER | NER021 | Commercial |  | Trade Secret | 2024
20252-215912-02 | Xcel Energy | 85 | 13781 | IOU | 05800029 | 4999 | Solar |  |  | Active Application | Trade Secret | Trade | DOC | DOC031 | Commercial |  | Trade Secret | 2024
20252-215912-02 | Xcel Energy | 85 | 13781 | IOU | 05800030 | 4999 | Solar |  |  | Active Application | Trade Secret | Trade | KEN | KEN021 | Commercial |  | Trade Secret | 2024
20252-215912-02 | Xcel Energy | 85 | 13781 | IOU | 05800031 | 5000 | Solar |  |  | Active Application | Trade Secret | Trade | KAN | KAN022 | Commercial |  | Trade Secret | 2024
20252-215912-02 | Xcel Energy | 85 | 13781 | IOU | 05800032 | 5000 | Solar |  |  | Active Application | Trade Secret | Trade | AVR | AVR081 | Commercial |  | Trade Secret | 2024
20252-215912-02 | Xcel Energy | 85 | 13781 | IOU | 05800033 | 1000 | Solar |  |  | Withdrawn | Trade Secret | Trade | CHI | CHI311 | Commercial |  | Trade Secret | 2024
20252-215912-02 | Xcel Energy | 85 | 13781 | IOU | 05800034 | 5000 | Solar |  |  | Active Application | Trade Secret | Trade | NER | NER021 | Commercial |  | Trade Secret | 2024
20252-215912-02 | Xcel Energy | 85 | 13781 | IOU | 05800035 | 1000 | Solar |  |  | Active Application | Trade Secret | Trade | MGN | MGN211 | Commercial |  | Trade Secret | 2024
20252-215912-02 | Xcel Energy | 85 | 13781 | IOU | 05800037 | 9.994 | Solar |  |  | Interconnected | Trade Secret | Trade | LEX | LEX061 | Residential | Solar*Rewards | Trade Secret | 2024 | 2024
20252-215912-02 | Xcel Energy | 85 | 13781 | IOU | 05800038 | 4999 | Solar |  |  | Active Application | Trade Secret | Trade | PIL | PIL022 | Commercial |  | Trade Secret | 2024
20252-215912-02 | Xcel Energy | 85 | 13781 | IOU | 05800042 | 5000 | Solar |  |  | Withdrawn | Trade Secret | Trade |  |  | Commercial |  | Trade Secret | 2024
20252-215912-02 | Xcel Energy | 85 | 13781 | IOU | 05800043 | 1000 | Solar |  |  | Active Application | Trade Secret | Trade | MGN | MGN211 | Commercial |  | Trade Secret | 2024
20252-215912-02 | Xcel Energy | 85 | 13781 | IOU | 05800046 | 4400 | Solar |  |  | Active Application | Trade Secret | Trade | MNV | MNV211 | Commercial |  | Trade Secret | 2024
20252-215912-02 | Xcel Energy | 85 | 13781 | IOU | 05800047 | 4999 | Solar |  |  | Active Application | Trade Secret | Trade | SCH | SCH211 | Commercial |  | Trade Secret | 2024
20252-215912-02 | Xcel Energy | 85 | 13781 | IOU | 05800049 | 1000 | Solar |  |  | Active Application | Trade Secret | Trade | MGN | MGN211 | Commercial |  | Trade Secret | 2024
20252-215912-02 | Xcel Energy | 85 | 13781 | IOU | 05800050 | 1000 | Solar |  |  | Active Application | Trade Secret | Trade | SMT | SMT072 | Commercial |  | Trade Secret | 2024
20252-215912-02 | Xcel Energy | 85 | 13781 | IOU | 05800051 | 5000 | Solar |  |  | Active Application | Trade Secret | Trade | KAN | KAN021 | Commercial |  | Trade Secret | 2024
20252-215912-02 | Xcel Energy | 85 | 13781 | IOU | 05800053 | 1000 | Solar |  |  | Active Application | Trade Secret | Trade | SMT | SMT072 | Commercial |  | Trade Secret | 2024
20252-215912-02 | Xcel Energy | 85 | 13781 | IOU | 05800054 | 4000 | Solar |  |  | Active Application | Trade Secret | Trade | MGN | MGN211 | Commercial |  | Trade Secret | 2024
20252-215912-02 | Xcel Energy | 85 | 13781 | IOU | 05800056 | 4999.972 | Solar |  |  | Active Application | Trade Secret | Trade | DND | DND071 | Commercial |  | Trade Secret | 2024
20252-215912-02 | Xcel Energy | 85 | 13781 | IOU | 05800058 | 5000 | Solar |  |  | Active Application | Trade Secret | Trade | AVR | AVR081 | Commercial |  | Trade Secret | 2024
20252-215912-02 | Xcel Energy | 85 | 13781 | IOU | 05800059 | 5000 | Solar |  |  | Active Application | Trade Secret | Trade | SDX | SDX311 | Commercial |  | Trade Secret | 2024
20252-215912-02 | Xcel Energy | 85 | 13781 | IOU | 05800060 | 4999.972 | Solar |  |  | Active Application | Trade Secret | Trade | DND | DND071 | Commercial |  | Trade Secret | 2024
20252-215912-02 | Xcel Energy | 85 | 13781 | IOU | 05800061 | 3250 | Solar |  |  | Active Application | Trade Secret | Trade | NOF | NOF072 | Commercial |  | Trade Secret | 2024
20252-215912-02 | Xcel Energy | 85 | 13781 | IOU | 05800064 | 1670.4 | Solar |  |  | Active Application | Trade Secret | Trade | PIP | PIP062 | Commercial |  | Trade Secret | 2024
20252-215912-02 | Xcel Energy | 85 | 13781 | IOU | 05800067 | 5000 | Solar |  |  | Active Application | Trade Secret | Trade | AVR | AVR081 | Commercial |  | Trade Secret | 2024
20252-215912-02 | Xcel Energy | 85 | 13781 | IOU | 05800076 | 5000 | Solar |  |  | Withdrawn | Trade Secret | Trade |  |  | Commercial |  | Trade Secret | 2024
20252-215912-02 | Xcel Energy | 85 | 13781 | IOU | 05800078 | 5000 | Solar |  |  | Active Application | Trade Secret | Trade | AVR | AVR081 | Commercial |  | Trade Secret | 2024
20252-215912-02 | Xcel Energy | 85 | 13781 | IOU | 05800083 | 5000 | Solar |  |  | Active Application | Trade Secret | Trade | AVR | AVR081 | Commercial |  | Trade Secret | 2024
20252-215912-02 | Xcel Energy | 85 | 13781 | IOU | 05800087 | 5.904 | Solar |  |  | Interconnected | Trade Secret | Trade | CRL | CRL031 | Residential | Solar*Rewards | Trade Secret | 2024 | 2024
20252-215912-02 | Xcel Energy | 85 | 13781 | IOU | 05800098 | 5000 | Solar |  |  | Active Application | Trade Secret | Trade | MDF | MDF021 | Commercial |  | Trade Secret | 2024
20252-215912-02 | Xcel Energy | 85 | 13781 | IOU | 05800182 | 3750 | Solar |  |  | Active Application | Trade Secret | Trade | SCH | SCH211 | Commercial |  | Trade Secret | 2024
20252-215912-02 | Xcel Energy | 85 | 13781 | IOU | 05800184 | 3250 | Solar |  |  | Active Application | Trade Secret | Trade | YLM | YLM211 | Commercial |  | Trade Secret | 2024
20252-215912-02 | Xcel Energy | 85 | 13781 | IOU | 05800185 | 3000 | Solar |  |  | Active Application | Trade Secret | Trade | MAP | MAP061 | Commercial |  | Trade Secret | 2024
20252-215912-02 | Xcel Energy | 85 | 13781 | IOU | 05800186 | 5000 | Solar |  |  | Active Application | Trade Secret | Trade | SCH | SCH211 | Commercial |  | Trade Secret | 2024
20252-215912-02 | Xcel Energy | 85 | 13781 | IOU | 05800187 | 3750 | Solar |  |  | Active Application | Trade Secret | Trade | FAP | FAP061 | Commercial |  | Trade Secret | 2024
20252-215912-02 | Xcel Energy | 85 | 13781 | IOU | 05800188 | 2750 | Solar |  |  | Active Application | Trade Secret | Trade | YLM | YLM212 | Commercial |  | Trade Secret | 2024
20252-215912-02 | Xcel Energy | 85 | 13781 | IOU | 05800189 | 5000 | Solar |  |  | Active Application | Trade Secret | Trade | WEF | WEF071 | Commercial |  | Trade Secret | 2024
20252-215912-02 | Xcel Energy | 85 | 13781 | IOU | 05800190 | 5000 | Solar |  |  | Active Application | Trade Secret | Trade | SCH | SCH211 | Commercial |  | Trade Secret | 2024
20252-215912-02 | Xcel Energy | 85 | 13781 | IOU | 05800191 | 3000 | Solar |  |  | Active Application | Trade Secret | Trade | ATW | ATW061 | Commercial |  | Trade Secret | 2024
20252-215912-02 | Xcel Energy | 85 | 13781 | IOU | 05800192 | 5000 | Solar |  |  | Active Application | Trade Secret | Trade | CHI | CHI311 | Commercial |  | Trade Secret | 2024
20252-215912-02 | Xcel Energy | 85 | 13781 | IOU | 05800194 | 5000 | Solar |  |  | Active Application | Trade Secret | Trade |  |  | Commercial |  | Trade Secret | 2024
20252-215912-02 | Xcel Energy | 85 | 13781 | IOU | 05800223 | 4875 | Solar |  |  | Withdrawn | Trade Secret | Trade |  |  | Commercial |  | Trade Secret | 2024
20252-215912-02 | Xcel Energy | 85 | 13781 | IOU | 05800245 |  |  |  |  | Active Application | Trade Secret | Trade |  |  | Commercial |  | Trade Secret | 2024
20252-215912-02 | Xcel Energy | 85 | 13781 | IOU | 05800250 | 4866 | Solar |  |  | Active Application | Trade Secret | Trade |  |  | Commercial |  | Trade Secret | 2024
20252-215912-02 | Xcel Energy | 85 | 13781 | IOU | 05800267 | 3000 | Solar |  |  | Active Application | Trade Secret | Trade | ANN | ANN021 | Commercial |  | Trade Secret | 2024
20252-215912-02 | Xcel Energy | 85 | 13781 | IOU | 05800275 | 1.745 | Solar |  |  | Interconnected | Trade Secret | Trade | EDA | EDA073 | Residential | Solar*Rewards | Trade Secret | 2024 | 2024
20252-215912-02 | Xcel Energy | 85 | 13781 | IOU | 05800276 | 600 | Solar |  |  | Withdrawn | Trade Secret | Trade |  |  | Commercial |  | Trade Secret | 2024
20252-215912-02 | Xcel Energy | 85 | 13781 | IOU | 05800281 | 5000 | Solar |  |  | Active Application | Trade Secret | Trade | ADA | ADA081 | Commercial |  | Trade Secret | 2024
20252-215912-02 | Xcel Energy | 85 | 13781 | IOU | 05800283 |  | Solar |  |  | Withdrawn | Trade Secret | Trade |  |  | Residential | Solar*Rewards | Trade Secret | 2024
20252-215912-02 | Xcel Energy | 85 | 13781 | IOU | 05800290 | 5000 | Solar |  |  | Withdrawn | Trade Secret | Trade | GRC | GRC312 | Commercial |  | Trade Secret | 2024
20252-215912-02 | Xcel Energy | 85 | 13781 | IOU | 05800295 | 1000 | Solar |  |  | Withdrawn | Trade Secret | Trade |  |  | Commercial |  | Trade Secret | 2024
20252-215912-02 | Xcel Energy | 85 | 13781 | IOU | 05800303 | 4999.972 | Solar |  |  | Active Application | Trade Secret | Trade | ROC | ROC091 | Commercial |  | Trade Secret | 2024
20252-215912-02 | Xcel Energy | 85 | 13781 | IOU | 05800309 | 2500 | Solar |  |  | Active Application | Trade Secret | Trade | MGN | MGN211 | Commercial |  | Trade Secret | 2024
20252-215912-02 | Xcel Energy | 85 | 13781 | IOU | 05800312 |  |  |  |  | Active Application | Trade Secret | Trade |  |  | Residential |  | Trade Secret | 2024
20252-215912-02 | Xcel Energy | 85 | 13781 | IOU | 05800324 | 5000 | Solar |  |  | Withdrawn | Trade Secret | Trade |  |  | Commercial |  | Trade Secret | 2024
20252-215912-02 | Xcel Energy | 85 | 13781 | IOU | 05800327 | 2750 | Solar |  |  | Active Application | Trade Secret | Trade | YLM | YLM212 | Commercial |  | Trade Secret | 2024
20252-215912-02 | Xcel Energy | 85 | 13781 | IOU | 05800334 | 1750 | Solar |  |  | Active Application | Trade Secret | Trade | CHI | CHI311 | Commercial |  | Trade Secret | 2024
20252-215912-02 | Xcel Energy | 85 | 13781 | IOU | 05800339 | 2500 | Solar |  |  | Active Application | Trade Secret | Trade | WAS | WAS092 | Commercial |  | Trade Secret | 2024
20252-215912-02 | Xcel Energy | 85 | 13781 | IOU | 05800340 | 1750 | Solar |  |  | Active Application | Trade Secret | Trade | CHI | CHI311 | Commercial |  | Trade Secret | 2024
20252-215912-02 | Xcel Energy | 85 | 13781 | IOU | 05800351 | 1250 | Solar |  |  | Active Application | Trade Secret | Trade | CHI | CHI311 | Commercial |  | Trade Secret | 2024
20252-215912-02 | Xcel Energy | 85 | 13781 | IOU | 05800353 | 3.49 | Solar |  |  | Active Application | Trade Secret | Trade | SOU | SOU083 | Residential | Solar*Rewards | Trade Secret | 2024
20252-215912-02 | Xcel Energy | 85 | 13781 | IOU | 05800355 |  | Solar |  |  | Active Application | Trade Secret | Trade |  |  | Residential | Solar*Rewards | Trade Secret | 2024
20252-215912-02 | Xcel Energy | 85 | 13781 | IOU | 05800360 | 1750 | Solar |  |  | Active Application | Trade Secret | Trade | CHI | CHI311 | Commercial |  | Trade Secret | 2024
20252-215912-02 | Xcel Energy | 85 | 13781 | IOU | 05800361 | 12.672 | Solar |  |  | Active Application | Trade Secret | Trade | EGL | EGL022 | Residential | Solar*Rewards | Trade Secret | 2024
20252-215912-02 | Xcel Energy | 85 | 13781 | IOU | 05800365 |  |  |  |  | Active Application | Trade Secret | Trade |  |  | Residential |  | Trade Secret | 2024
20252-215912-02 | Xcel Energy | 85 | 13781 | IOU | 05800381 | 5000 | Solar |  |  | Active Application | Trade Secret | Trade | ATW | ATW061 | Commercial |  | Trade Secret | 2024
20252-215912-02 | Xcel Energy | 85 | 13781 | IOU | 05800402 | 7.616 | Solar |  |  | Interconnected | Trade Secret | Trade | HAS | HAS021 | Residential | Solar*Rewards | Trade Secret | 2024 | 2024
20252-215912-02 | Xcel Energy | 85 | 13781 | IOU | 05800450 | 4999.972 | Solar |  |  | Active Application | Trade Secret | Trade | YLM | YLM211 | Commercial |  | Trade Secret | 2024
20252-215912-02 | Xcel Energy | 85 | 13781 | IOU | 05800456 |  |  |  |  | Active Application | Trade Secret | Trade |  |  | Residential |  | Trade Secret | 2024
20252-215912-02 | Xcel Energy | 85 | 13781 | IOU | 05800461 | 5000 | Solar |  |  | Active Application | Trade Secret | Trade | CHE | CHE075 | Community Solar Garden | Solar*Rewards Community | Trade Secret | 2024
20252-215912-02 | Xcel Energy | 85 | 13781 | IOU | 05800476 | 4999 | Solar |  |  | Active Application | Trade Secret | Trade | HAD | HAD022 | Commercial |  | Trade Secret | 2024
20252-215912-02 | Xcel Energy | 85 | 13781 | IOU | 05800507 | 4999 | Solar |  |  | Active Application | Trade Secret | Trade | KAN | KAN031 | Commercial |  | Trade Secret | 2024
20252-215912-02 | Xcel Energy | 85 | 13781 | IOU | 05800581 | 4999 | Solar |  |  | Active Application | Trade Secret | Trade | KEN | KEN021 | Commercial |  | Trade Secret | 2024
20252-215912-02 | Xcel Energy | 85 | 13781 | IOU | 05800586 | 4999 | Solar |  |  | Active Application | Trade Secret | Trade | MGN | MGN211 | Commercial |  | Trade Secret | 2024
20252-215912-02 | Xcel Energy | 85 | 13781 | IOU | 05800594 |  |  |  |  | Active Application | Trade Secret | Trade |  |  | Residential |  | Trade Secret | 2024
20252-215912-02 | Xcel Energy | 85 | 13781 | IOU | 05800609 | 1000 | Solar |  |  | Withdrawn | Trade Secret | Trade | PIP | PIP062 | Commercial |  | Trade Secret | 2024
20252-215912-02 | Xcel Energy | 85 | 13781 | IOU | 05800642 | 12.6 | Solar |  |  | Interconnected | Trade Secret | Trade | BCR | BCR083 | Residential |  | Trade Secret | 2024 | 2024
20252-215912-02 | Xcel Energy | 85 | 13781 | IOU | 05800664 | 10.725 | Solar |  |  | Interconnected | Trade Secret | Trade | EDP | EDP073 | Residential | Solar*Rewards | Trade Secret | 2024 | 2024
20252-215912-02 | Xcel Energy | 85 | 13781 | IOU | 05800669 | 4999 | Solar |  |  | Active Application | Trade Secret | Trade | SCH | SCH211 | Commercial |  | Trade Secret | 2024
20252-215912-02 | Xcel Energy | 85 | 13781 | IOU | 05800678 | 4999 | Solar |  |  | Active Application | Trade Secret | Trade | WAV | WAV021 | Commercial |  | Trade Secret | 2024
20252-215912-02 | Xcel Energy | 85 | 13781 | IOU | 05800685 | 6.144 | Solar |  |  | Active Application | Trade Secret | Trade | WAS | WAS092 | Residential |  | Trade Secret | 2024
20252-215912-02 | Xcel Energy | 85 | 13781 | IOU | 05800687 | 4999 | Solar |  |  | Active Application | Trade Secret | Trade | PIL | PIL022 | Commercial |  | Trade Secret | 2024
20252-215912-02 | Xcel Energy | 85 | 13781 | IOU | 05800693 | 6.528 | Solar |  |  | Active Application | Trade Secret | Trade | ZUM | ZUM022 | Residential | Solar*Rewards | Trade Secret | 2024
20252-215912-02 | Xcel Energy | 85 | 13781 | IOU | 05800698 | 4999 | Solar |  |  | Active Application | Trade Secret | Trade | KEN | KEN021 | Commercial |  | Trade Secret | 2024
20252-215912-02 | Xcel Energy | 85 | 13781 | IOU | 05800709 | 4999 | Solar |  |  | Active Application | Trade Secret | Trade | NER | NER021 | Commercial |  | Trade Secret | 2024
20252-215912-02 | Xcel Energy | 85 | 13781 | IOU | 05800721 | 4999 | Solar |  |  | Active Application | Trade Secret | Trade | NER | NER021 | Commercial |  | Trade Secret | 2024
20252-215912-02 | Xcel Energy | 85 | 13781 | IOU | 05800728 | 3000 | Solar |  |  | Active Application | Trade Secret | Trade | GAY | GAY002 | Commercial |  | Trade Secret | 2024
20252-215912-02 | Xcel Energy | 85 | 13781 | IOU | 05800735 | 4999 | Solar |  |  | Withdrawn | Trade Secret | Trade | MNL | MNL001 | Commercial |  | Trade Secret | 2024
20252-215912-02 | Xcel Energy | 85 | 13781 | IOU | 05800737 | 4999 | Solar |  |  | Active Application | Trade Secret | Trade | LIL | LIL021 | Commercial |  | Trade Secret | 2024
20252-215912-02 | Xcel Energy | 85 | 13781 | IOU | 05800747 | 4999 | Solar |  |  | Withdrawn | Trade Secret | Trade | PKY | PKY021 | Commercial |  | Trade Secret | 2024
20252-215912-02 | Xcel Energy | 85 | 13781 | IOU | 05800750 | 2000 | Solar |  |  | Active Application | Trade Secret | Trade | GAY | GAY002 | Commercial |  | Trade Secret | 2024
20252-215912-02 | Xcel Energy | 85 | 13781 | IOU | 05800782 | 3000 | Solar |  |  | Active Application | Trade Secret | Trade | VES | VES021 | Commercial |  | Trade Secret | 2024
20252-215912-02 | Xcel Energy | 85 | 13781 | IOU | 05800792 | 4950 | Solar |  |  | Active Application | Trade Secret | Trade |  |  | Commercial |  | Trade Secret | 2024
20252-215912-02 | Xcel Energy | 85 | 13781 | IOU | 05800807 | 7.678 | Solar |  |  | Interconnected | Trade Secret | Trade | CRL | CRL065 | Residential | Solar*Rewards | Trade Secret | 2024 | 2024
20252-215912-02 | Xcel Energy | 85 | 13781 | IOU | 05800818 | 5.76 | Solar |  |  | Interconnected | Trade Secret | Trade | CGR | CGR074 | Residential | Solar*Rewards | Trade Secret | 2024 | 2025
20252-215912-02 | Xcel Energy | 85 | 13781 | IOU | 05800838 | 4.886 | Solar |  |  | Active Application | Trade Secret | Trade | SOU | SOU079 | Residential | Solar*Rewards | Trade Secret | 2024
20252-215912-02 | Xcel Energy | 85 | 13781 | IOU | 05800855 | 4050 | Solar |  |  | Active Application | Trade Secret | Trade | PIP | PIP062 | Commercial |  | Trade Secret | 2024
20252-215912-02 | Xcel Energy | 85 | 13781 | IOU | 05800857 | 4000 | Solar |  |  | Active Application | Trade Secret | Trade | WAT | WAT221 | Commercial |  | Trade Secret | 2024
20252-215912-02 | Xcel Energy | 85 | 13781 | IOU | 05800969 |  | Solar |  |  | Active Application | Trade Secret | Trade |  |  | Residential | Solar*Rewards | Trade Secret | 2024
20252-215912-02 | Xcel Energy | 85 | 13781 | IOU | 05800971 | 5.904 | Solar |  |  | Interconnected | Trade Secret | Trade | HOL | HOL072 | Residential | Solar*Rewards | Trade Secret | 2024 | 2025
20252-215912-02 | Xcel Energy | 85 | 13781 | IOU | 05801025 | 8.448 | Solar |  |  | Active Application | Trade Secret | Trade | DBL | DBL073 | Residential | Solar*Rewards | Trade Secret | 2024
20252-215912-02 | Xcel Energy | 85 | 13781 | IOU | 05801071 | 4.992 | Solar |  |  | Interconnected | Trade Secret | Trade | STY | STY075 | Residential |  | Trade Secret | 2024 | 2024
20252-215912-02 | Xcel Energy | 85 | 13781 | IOU | 05801133 | 4998 | Solar |  |  | Active Application | Trade Secret | Trade | KAN | KAN022 | Commercial |  | Trade Secret | 2024
20252-215912-02 | Xcel Energy | 85 | 13781 | IOU | 05801301 | 2.323 | Solar |  |  | Interconnected | Trade Secret | Trade | HSN | HSN322 | Residential |  | Trade Secret | 2024 | 2024
20252-215912-02 | Xcel Energy | 85 | 13781 | IOU | 05801312 | 4998 | Solar |  |  | Active Application | Trade Secret | Trade | WEB | WEB021 | Commercial |  | Trade Secret | 2024
20252-215912-02 | Xcel Energy | 85 | 13781 | IOU | 05801336 | 4.188 | Solar |  |  | Interconnected | Trade Secret | Trade | TER | TER075 | Residential | Solar*Rewards | Trade Secret | 2024 | 2024
20252-215912-02 | Xcel Energy | 85 | 13781 | IOU | 05801341 | 5.148 | Solar |  |  | Interconnected | Trade Secret | Trade | ALK | ALK067 | Residential | Solar*Rewards | Trade Secret | 2024 | 2024
20252-215912-02 | Xcel Energy | 85 | 13781 | IOU | 05801662 |  |  |  |  | Active Application | Trade Secret | Trade |  |  | Residential |  | Trade Secret | 2024
20252-215912-02 | Xcel Energy | 85 | 13781 | IOU | 05801901 | 9.184 | Solar |  |  | Withdrawn | Trade Secret | Trade | PKL | PKL085 | Residential | Solar*Rewards | Trade Secret | 2024
20252-215912-02 | Xcel Energy | 85 | 13781 | IOU | 05801955 | 8.832 | Solar |  |  | Active Application | Trade Secret | Trade | MHW | MHW311 | Residential |  | Trade Secret | 2024
20252-215912-02 | Xcel Energy | 85 | 13781 | IOU | 05801960 | 8.832 | Solar |  |  | Active Application | Trade Secret | Trade | STY | STY071 | Residential | Solar*Rewards | Trade Secret | 2024
20252-215912-02 | Xcel Energy | 85 | 13781 | IOU | 05801971 | 11.136 | Solar |  |  | Active Application | Trade Secret | Trade | MTR | MTR021 | Residential | Solar*Rewards | Trade Secret | 2024
20252-215912-02 | Xcel Energy | 85 | 13781 | IOU | 05802088 | 4750 | Solar |  |  | Active Application | Trade Secret | Trade | VMR | VMR061 | Commercial |  | Trade Secret | 2024
20252-215912-02 | Xcel Energy | 85 | 13781 | IOU | 05803011 | 5.693 | Solar |  |  | Interconnected | Trade Secret | Trade | SLP | SLP092 | Residential |  | Trade Secret | 2024 | 2024
20252-215912-02 | Xcel Energy | 85 | 13781 | IOU | 05803023 | 7.7 | Solar |  |  | Interconnected | Trade Secret | Trade | NOF | NOF072 | Residential | Solar*Rewards | Trade Secret | 2024 | 2024
20252-215912-02 | Xcel Energy | 85 | 13781 | IOU | 05803024 |  |  |  |  | Withdrawn | Trade Secret | Trade |  |  | Residential |  | Trade Secret | 2024
20252-215912-02 | Xcel Energy | 85 | 13781 | IOU | 05803042 | 14.35 | Solar |  |  | Interconnected | Trade Secret | Trade | BCR | BCR082 | Residential | Solar*Rewards | Trade Secret | 2024 | 2024
20252-215912-02 | Xcel Energy | 85 | 13781 | IOU | 05803556 | 4.555 | Solar |  |  | Interconnected | Trade Secret | Trade | WSG | WSG362 | Residential | Solar*Rewards | Trade Secret | 2024 | 2024
20252-215912-02 | Xcel Energy | 85 | 13781 | IOU | 05803573 | 6.832 | Solar |  |  | Interconnected | Trade Secret | Trade | HWW | HWW073 | Residential | Solar*Rewards | Trade Secret | 2024 | 2024
20252-215912-02 | Xcel Energy | 85 | 13781 | IOU | 05803584 | 6.453 | Solar |  |  | Interconnected | Trade Secret | Trade | GRC | GRC063 | Residential | Solar*Rewards | Trade Secret | 2024 | 2024
20252-215912-02 | Xcel Energy | 85 | 13781 | IOU | 05803601 | 11.168 | Solar |  |  | Interconnected | Trade Secret | Trade | ECK | ECK062 | Residential | Solar*Rewards | Trade Secret | 2024 | 2024
20252-215912-02 | Xcel Energy | 85 | 13781 | IOU | 05803632 | 15.182 | Solar |  |  | Active Application | Trade Secret | Trade | VES | VES021 | Residential | Solar*Rewards | Trade Secret | 2024
20252-215912-02 | Xcel Energy | 85 | 13781 | IOU | 05803640 | 7.212 | Solar |  |  | Interconnected | Trade Secret | Trade | WSG | WSG362 | Residential | Solar*Rewards | Trade Secret | 2024 | 2024
20252-215912-02 | Xcel Energy | 85 | 13781 | IOU | 05803650 | 3.796 | Solar |  |  | Interconnected | Trade Secret | Trade | ALD | ALD097 | Residential | Solar*Rewards | Trade Secret | 2024 | 2024
20252-215912-02 | Xcel Energy | 85 | 13781 | IOU | 05803664 | 6.453 | Solar |  |  | Active Application | Trade Secret | Trade | NOF | NOF071 | Residential | Solar*Rewards | Trade Secret | 2024
20252-215912-02 | Xcel Energy | 85 | 13781 | IOU | 05803790 | 4.095 | Solar |  |  | Interconnected | Trade Secret | Trade | RMT | RMT321 | Residential |  | Trade Secret | 2024 | 2024
20252-215912-02 | Xcel Energy | 85 | 13781 | IOU | 05803839 | 3.78 | Solar |  |  | Interconnected | Trade Secret | Trade | SLP | SLP092 | Residential | Solar*Rewards | Trade Secret | 2024 | 2024
20252-215912-02 | Xcel Energy | 85 | 13781 | IOU | 05803849 |  | Solar |  |  | Withdrawn | Trade Secret | Trade |  |  | Residential | Solar*Rewards | Trade Secret | 2024
20252-215912-02 | Xcel Energy | 85 | 13781 | IOU | 05803859 | 5000 | Solar |  |  | Active Application | Trade Secret | Trade | YLM | YLM211 | Commercial |  | Trade Secret | 2024
20252-215912-02 | Xcel Energy | 85 | 13781 | IOU | 05803896 | 3.774 | Solar |  |  | Interconnected | Trade Secret | Trade | WIN | WIN032 | Residential | Solar*Rewards | Trade Secret | 2024 | 2024
20252-215912-02 | Xcel Energy | 85 | 13781 | IOU | 05803985 | 2.903 | Solar |  |  | Interconnected | Trade Secret | Trade | PKL | PKL065 | Residential |  | Trade Secret | 2024 | 2024
20252-215912-02 | Xcel Energy | 85 | 13781 | IOU | 05804045 | 3.484 | Solar |  |  | Interconnected | Trade Secret | Trade | CTR | CTR031 | Residential |  | Trade Secret | 2024 | 2024
20252-215912-02 | Xcel Energy | 85 | 13781 | IOU | 05804328 | 9.135 | Solar |  |  | Interconnected | Trade Secret | Trade | AFT | AFT322 | Residential |  | Trade Secret | 2024 | 2024
20252-215912-02 | Xcel Energy | 85 | 13781 | IOU | 05804349 |  | Solar |  |  | Active Application | Trade Secret | Trade |  |  | Residential | Solar*Rewards | Trade Secret | 2024
20252-215912-02 | Xcel Energy | 85 | 13781 | IOU | 05804393 | 4.175 | Solar |  |  | Interconnected | Trade Secret | Trade | DBL | DBL073 | Residential | Solar*Rewards | Trade Secret | 2024 | 2024
20252-215912-02 | Xcel Energy | 85 | 13781 | IOU | 05804415 | 66.88 | Solar |  |  | Active Application | Trade Secret | Trade | RMT | RMT321 | Commercial |  | Trade Secret | 2024
20252-215912-02 | Xcel Energy | 85 | 13781 | IOU | 05804420 |  | Solar |  |  | Withdrawn | Trade Secret | Trade |  |  | Residential | Solar*Rewards | Trade Secret | 2024
20252-215912-02 | Xcel Energy | 85 | 13781 | IOU | 05804444 | 60 | Solar |  |  | Active Application | Trade Secret | Trade | WES | WES064 | Commercial |  | Trade Secret | 2024
20252-215912-02 | Xcel Energy | 85 | 13781 | IOU | 05804687 | 3.193 | Solar |  |  | Interconnected | Trade Secret | Trade | WES | WES061 | Residential |  | Trade Secret | 2024 | 2024
20252-215912-02 | Xcel Energy | 85 | 13781 | IOU | 05804728 | 6.967 | Solar |  |  | Interconnected | Trade Secret | Trade | EDA | EDA074 | Residential |  | Trade Secret | 2024 | 2024
20252-215912-02 | Xcel Energy | 85 | 13781 | IOU | 05804744 | 9 | Solar |  |  | Active Application | Trade Secret | Trade | MPK | MPK083 | Commercial |  | Trade Secret | 2024
20252-215912-02 | Xcel Energy | 85 | 13781 | IOU | 05804762 | 5.806 | Solar |  |  | Interconnected | Trade Secret | Trade | SOU | SOU064 | Residential | Solar*Rewards | Trade Secret | 2024 | 2024
20252-215912-02 | Xcel Energy | 85 | 13781 | IOU | 05804882 | 7.616 | Solar |  |  | Interconnected | Trade Secret | Trade | ECK | ECK322 | Residential | Solar*Rewards | Trade Secret | 2024 | 2024
20252-215912-02 | Xcel Energy | 85 | 13781 | IOU | 05804905 | 7.678 | Solar |  |  | Interconnected | Trade Secret | Trade | AFT | AFT322 | Residential | Solar*Rewards | Trade Secret | 2024 | 2024
20252-215912-02 | Xcel Energy | 85 | 13781 | IOU | 05804956 |  | Solar |  |  | Withdrawn | Trade Secret | Trade |  |  | Residential | Solar*Rewards | Trade Secret | 2024
20252-215912-02 | Xcel Energy | 85 | 13781 | IOU | 05804989 | 1.625 | Solar |  |  | Withdrawn | Trade Secret | Trade | STY | STY061 | Residential | Solar*Rewards | Trade Secret | 2024
20252-215912-02 | Xcel Energy | 85 | 13781 | IOU | 05805116 | 38.11 | Solar |  |  | Active Application | Trade Secret | Trade |  |  | Commercial |  | Trade Secret | 2025
20252-215912-02 | Xcel Energy | 85 | 13781 | IOU | 05805117 | 5.04 | Solar |  |  | Interconnected | Trade Secret | Trade | CHE | CHE065 | Residential |  | Trade Secret | 2024 | 2024
20252-215912-02 | Xcel Energy | 85 | 13781 | IOU | 05805155 | 4.225 | Solar |  |  | Interconnected | Trade Secret | Trade | UPP | UPP063 | Residential | Solar*Rewards | Trade Secret | 2024 | 2024
20252-215912-02 | Xcel Energy | 85 | 13781 | IOU | 05805391 | 4.645 | Solar |  |  | Interconnected | Trade Secret | Trade | OAD | OAD072 | Residential |  | Trade Secret | 2024 | 2024
20252-215912-02 | Xcel Energy | 85 | 13781 | IOU | 05805410 | 2.903 | Solar |  |  | Interconnected | Trade Secret | Trade | ALK | ALK067 | Residential |  | Trade Secret | 2024 | 2024
20252-215912-02 | Xcel Energy | 85 | 13781 | IOU | 05805421 | 3.484 | Solar |  |  | Interconnected | Trade Secret | Trade | BRP | BRP063 | Residential |  | Trade Secret | 2024 | 2024
20252-215912-02 | Xcel Energy | 85 | 13781 | IOU | 05805434 | 5.516 | Solar |  |  | Interconnected | Trade Secret | Trade | ECK | ECK322 | Residential |  | Trade Secret | 2024 | 2024
20252-215912-02 | Xcel Energy | 85 | 13781 | IOU | 05805451 | 2.323 | Solar |  |  | Interconnected | Trade Secret | Trade | TLK | TLK075 | Residential |  | Trade Secret | 2024 | 2024
20252-215912-02 | Xcel Energy | 85 | 13781 | IOU | 05805457 | 4.555 | Solar |  |  | Interconnected | Trade Secret | Trade | HWW | HWW074 | Residential | Solar*Rewards | Trade Secret | 2024 | 2024
20252-215912-02 | Xcel Energy | 85 | 13781 | IOU | 05805474 | 7.971 | Solar |  |  | Interconnected | Trade Secret | Trade | NMC | NMC083 | Residential | Solar*Rewards | Trade Secret | 2024 | 2024
20252-215912-02 | Xcel Energy | 85 | 13781 | IOU | 05805488 | 6.282 | Solar |  |  | Interconnected | Trade Secret | Trade | WIL | WIL071 | Residential |  | Trade Secret | 2024 | 2024
20252-215912-02 | Xcel Energy | 85 | 13781 | IOU | 05805517 | 5.516 | Solar |  |  | Interconnected | Trade Secret | Trade | TWL | TWL071 | Residential |  | Trade Secret | 2024 | 2024
20252-215912-02 | Xcel Energy | 85 | 13781 | IOU | 05805569 |  | Solar |  |  | Active Application | Trade Secret | Trade |  |  | Residential | Solar*Rewards | Trade Secret | 2024
20252-215912-02 | Xcel Energy | 85 | 13781 | IOU | 05805609 | 4.41 | Solar |  |  | Interconnected | Trade Secret | Trade | RMT | RMT321 | Residential |  | Trade Secret | 2024 | 2024
20252-215912-02 | Xcel Energy | 85 | 13781 | IOU | 05805625 | 7.875 | Solar |  |  | Withdrawn | Trade Secret | Trade | WES | WES065 | Residential |  | Trade Secret | 2024
20252-215912-02 | Xcel Energy | 85 | 13781 | IOU | 05805678 | 4.064 | Solar |  |  | Interconnected | Trade Secret | Trade | TWL | TWL082 | Residential |  | Trade Secret | 2024 | 2024
20252-215912-02 | Xcel Energy | 85 | 13781 | IOU | 05805698 | 2.323 | Solar |  |  | Interconnected | Trade Secret | Trade | EBL | EBL084 | Residential |  | Trade Secret | 2024 | 2024
20252-215912-02 | Xcel Energy | 85 | 13781 | IOU | 05805700 | 5.76 | Solar |  |  | Active Application | Trade Secret | Trade | HSN | HSN311 | Residential | Solar*Rewards | Trade Secret | 2024
20252-215912-02 | Xcel Energy | 85 | 13781 | IOU | 05805708 | 4.935 | Solar |  |  | Interconnected | Trade Secret | Trade | GSL | GSL076 | Residential |  | Trade Secret | 2024 | 2024
20252-215912-02 | Xcel Energy | 85 | 13781 | IOU | 05805719 | 5.806 | Solar |  |  | Interconnected | Trade Secret | Trade | ECK | ECK321 | Residential |  | Trade Secret | 2024 | 2024
20252-215912-02 | Xcel Energy | 85 | 13781 | IOU | 05805743 | 5.76 | Solar |  |  | Withdrawn | Trade Secret | Trade | MPK | MPK063 | Residential |  | Trade Secret | 2024
20252-215912-02 | Xcel Energy | 85 | 13781 | IOU | 05805769 | 0.581 | Solar |  |  | Interconnected | Trade Secret | Trade | RMT | RMT321 | Residential |  | Trade Secret | 2024 | 2024
20252-215912-02 | Xcel Energy | 85 | 13781 | IOU | 05805851 | 18.432 | Solar |  |  | Active Application | Trade Secret | Trade | CHE | CHE075 | Residential | Solar*Rewards | Trade Secret | 2024
20252-215912-02 | Xcel Energy | 85 | 13781 | IOU | 05806336 |  |  |  |  | Active Application | Trade Secret | Trade |  |  | Residential |  | Trade Secret | 2024
20252-215912-02 | Xcel Energy | 85 | 13781 | IOU | 05806338 | 5.933 | Solar |  |  | Interconnected | Trade Secret | Trade | HWW | HWW073 | Residential |  | Trade Secret | 2024 | 2025
20252-215912-02 | Xcel Energy | 85 | 13781 | IOU | 05806357 | 2.835 | Solar |  |  | Interconnected | Trade Secret | Trade | SOU | SOU087 | Residential | Solar*Rewards | Trade Secret | 2024 | 2024
20252-215912-02 | Xcel Energy | 85 | 13781 | IOU | 05806380 | 4000 | Solar |  |  | Active Application | Trade Secret | Trade | SCL | SCL311 | Commercial |  | Trade Secret | 2024
20252-215912-02 | Xcel Energy | 85 | 13781 | IOU | 05806467 | 11.393 | Solar |  |  | Interconnected | Trade Secret | Trade | MOL | MOL078 | Residential |  | Trade Secret | 2024 | 2024
20252-215912-02 | Xcel Energy | 85 | 13781 | IOU | 05806655 | 4.55 | Solar |  |  | Interconnected | Trade Secret | Trade | TWL | TWL068 | Residential | Solar*Rewards | Trade Secret | 2024 | 2025
20252-215912-02 | Xcel Energy | 85 | 13781 | IOU | 05806687 | 50 | Solar |  |  | Interconnected | Trade Secret | Trade | SOU | SOU086 | Commercial |  | Trade Secret | 2024 | 2024
20252-215912-02 | Xcel Energy | 85 | 13781 | IOU | 05806750 |  | Solar |  |  | Active Application | Trade Secret | Trade |  |  | Residential | Solar*Rewards | Trade Secret | 2024
20252-215912-02 | Xcel Energy | 85 | 13781 | IOU | 05806797 | 4.225 | Solar |  |  | Interconnected | Trade Secret | Trade | SAV | SAV069 | Residential | Solar*Rewards | Trade Secret | 2024 | 2024
20252-215912-02 | Xcel Energy | 85 | 13781 | IOU | 05806831 | 3.575 | Solar |  |  | Interconnected | Trade Secret | Trade | TLK | TLK062 | Residential | Solar*Rewards | Trade Secret | 2024 | 2024
20252-215912-02 | Xcel Energy | 85 | 13781 | IOU | 05807185 | 3.78 | Solar |  |  | Withdrawn | Trade Secret | Trade | WDY | WDY311 | Residential |  | Trade Secret | 2024
20252-215912-02 | Xcel Energy | 85 | 13781 | IOU | 05807187 | 2.613 | Solar |  |  | Active Application | Trade Secret | Trade | TER | TER071 | Residential |  | Trade Secret | 2024
20252-215912-02 | Xcel Energy | 85 | 13781 | IOU | 05807189 | 4.935 | Solar |  |  | Interconnected | Trade Secret | Trade | WCR | WCR322 | Residential |  | Trade Secret | 2024 | 2024
20252-215912-02 | Xcel Energy | 85 | 13781 | IOU | 05807194 | 7.258 | Solar |  |  | Withdrawn | Trade Secret | Trade | DHL | DHL061 | Residential |  | Trade Secret | 2024
20252-215912-02 | Xcel Energy | 85 | 13781 | IOU | 05807199 | 2.52 | Solar |  |  | Interconnected | Trade Secret | Trade | TWL | TWL079 | Residential |  | Trade Secret | 2024 | 2024
20252-215912-02 | Xcel Energy | 85 | 13781 | IOU | 05807377 | 3.796 | Solar |  |  | Interconnected | Trade Secret | Trade | RIV | RIV073 | Residential | Solar*Rewards | Trade Secret | 2024 | 2024
20252-215912-02 | Xcel Energy | 85 | 13781 | IOU | 05807386 | 6.98 | Solar |  |  | Interconnected | Trade Secret | Trade | MDT | MDT074 | Residential | Solar*Rewards | Trade Secret | 2024 | 2024
20252-215912-02 | Xcel Energy | 85 | 13781 | IOU | 05807407 | 9.109 | Solar |  |  | Interconnected | Trade Secret | Trade | SHP | SHP062 | Residential | Solar*Rewards | Trade Secret | 2024 | 2024
20252-215912-02 | Xcel Energy | 85 | 13781 | IOU | 05807469 | 4.592 | Solar |  |  | Interconnected | Trade Secret | Trade | PKL | PKL085 | Residential |  | Trade Secret | 2024 | 2024
20252-215912-02 | Xcel Energy | 85 | 13781 | IOU | 05807667 | 5.76 | Solar |  |  | Withdrawn | Trade Secret | Trade | WWK | WWK311 | Residential |  | Trade Secret | 2024
20252-215912-02 | Xcel Energy | 85 | 13781 | IOU | 05807669 | 43.2 | Solar |  |  | Active Application | Trade Secret | Trade | NOF | NOF073 | Commercial |  | Trade Secret | 2024
20252-215912-02 | Xcel Energy | 85 | 13781 | IOU | 05807717 | 5.904 | Solar |  |  | Interconnected | Trade Secret | Trade | CRL | CRL031 | Residential |  | Trade Secret | 2024 | 2024
20252-215912-02 | Xcel Energy | 85 | 13781 | IOU | 05807953 | 4.725 | Solar |  |  | Active Application | Trade Secret | Trade | PKL | PKL085 | Residential |  | Trade Secret | 2024
20252-215912-02 | Xcel Energy | 85 | 13781 | IOU | 05808009 | 5.226 | Solar |  |  | Interconnected | Trade Secret | Trade | HYL | HYL073 | Residential |  | Trade Secret | 2024 | 2024
20252-215912-02 | Xcel Energy | 85 | 13781 | IOU | 05808047 | 9.184 | Solar |  |  | Interconnected | Trade Secret | Trade | PKL | PKL085 | Residential |  | Trade Secret | 2024 | 2024
20252-215912-02 | Xcel Energy | 85 | 13781 | IOU | 05808097 | 4.608 | Solar |  |  | Interconnected | Trade Secret | Trade | SAV | SAV073 | Residential | Solar*Rewards | Trade Secret | 2024 | 2024
20252-215912-02 | Xcel Energy | 85 | 13781 | IOU | 05808128 | 4.886 | Solar |  |  | Interconnected | Trade Secret | Trade | HSN | HSN322 | Residential |  | Trade Secret | 2024 | 2024
20252-215912-02 | Xcel Energy | 85 | 13781 | IOU | 05808458 |  | Solar |  |  | Active Application | Trade Secret | Trade |  |  | Residential | Solar*Rewards | Trade Secret | 2024
20252-215912-02 | Xcel Energy | 85 | 13781 | IOU | 05808477 | 5.78 | Solar |  |  | Interconnected | Trade Secret | Trade | ALD | ALD083 | Residential | Solar*Rewards | Trade Secret | 2024 | 2024
20252-215912-02 | Xcel Energy | 85 | 13781 | IOU | 05808641 | 4.064 | Solar |  |  | Interconnected | Trade Secret | Trade | ALD | ALD082 | Residential |  | Trade Secret | 2024 | 2024
20252-215912-02 | Xcel Energy | 85 | 13781 | IOU | 05808660 | 6.073 | Solar |  |  | Withdrawn | Trade Secret | Trade | UPP | UPP063 | Residential | Solar*Rewards | Trade Secret | 2024
20252-215912-02 | Xcel Energy | 85 | 13781 | IOU | 05808679 | 7.591 | Solar |  |  | Withdrawn | Trade Secret | Trade | MPK | MPK074 | Residential | Solar*Rewards | Trade Secret | 2024 | 2025
20252-215912-02 | Xcel Energy | 85 | 13781 | IOU | 05808716 | 9.184 | Solar |  |  | Active Application | Trade Secret | Trade | ECK | ECK062 | Residential | Solar*Rewards | Trade Secret | 2024
20252-215912-02 | Xcel Energy | 85 | 13781 | IOU | 05808736 | 12.193 | Solar |  |  | Interconnected | Trade Secret | Trade | LEX | LEX074 | Residential | Solar*Rewards | Trade Secret | 2024 | 2024
20252-215912-02 | Xcel Energy | 85 | 13781 | IOU | 05808802 | 3.747 | Solar |  |  | Interconnected | Trade Secret | Trade | ALD | ALD085 | Residential |  | Trade Secret | 2024 | 2024
20252-215912-02 | Xcel Energy | 85 | 13781 | IOU | 05808835 | 3.8 | Solar |  |  | Withdrawn | Trade Secret | Trade | ALD | ALD085 | Residential |  | Trade Secret | 2024
20252-215912-02 | Xcel Energy | 85 | 13781 | IOU | 05808874 | 3.8 | Solar |  |  | Interconnected | Trade Secret | Trade | ALD | ALD085 | Residential |  | Trade Secret | 2024 | 2024
20252-215912-02 | Xcel Energy | 85 | 13781 | IOU | 05808903 | 3.747 | Solar |  |  | Active Application | Trade Secret | Trade | STY | STY075 | Residential |  | Trade Secret | 2024
20252-215912-02 | Xcel Energy | 85 | 13781 | IOU | 05809065 | 3.774 | Solar |  |  | Interconnected | Trade Secret | Trade | CTR | CTR022 | Residential |  | Trade Secret | 2024 | 2024
20252-215912-02 | Xcel Energy | 85 | 13781 | IOU | 05809126 | 10.368 | Solar |  |  | Interconnected | Trade Secret | Trade | BEL | BEL061 | Residential | Solar*Rewards | Trade Secret | 2024 | 2024
20252-215912-02 | Xcel Energy | 85 | 13781 | IOU | 05809140 | 5.806 | Solar |  |  | Interconnected | Trade Secret | Trade | ECK | ECK322 | Residential | Solar*Rewards | Trade Secret | 2024 | 2024
20252-215912-02 | Xcel Energy | 85 | 13781 | IOU | 05809196 | 9.216 | Solar |  |  | Active Application | Trade Secret | Trade | WCR | WCR322 | Residential | Solar*Rewards | Trade Secret | 2024
20252-215912-02 | Xcel Energy | 85 | 13781 | IOU | 05809488 | 9.423 | Solar |  |  | Interconnected | Trade Secret | Trade | SOU | SOU072 | Residential | Solar*Rewards | Trade Secret | 2024 | 2024
20252-215912-02 | Xcel Energy | 85 | 13781 | IOU | 05809573 | 11.136 | Solar |  |  | Withdrawn | Trade Secret | Trade | HAS | HAS033 | Residential | Solar*Rewards | Trade Secret | 2024
20252-215912-02 | Xcel Energy | 85 | 13781 | IOU | 05809590 | 8.832 | Solar |  |  | Interconnected | Trade Secret | Trade | WES | WES074 | Residential |  | Trade Secret | 2024 | 2024
20252-215912-02 | Xcel Energy | 85 | 13781 | IOU | 05809606 | 8.129 | Solar |  |  | Interconnected | Trade Secret | Trade | HOL | HOL061 | Residential |  | Trade Secret | 2024 | 2024
20252-215912-02 | Xcel Energy | 85 | 13781 | IOU | 05809778 | 7.35 | Solar |  |  | Interconnected | Trade Secret | Trade | APA | APA061 | Residential | Solar*Rewards | Trade Secret | 2024 | 2024
20252-215912-02 | Xcel Energy | 85 | 13781 | IOU | 05809885 | 39.52 | Solar |  |  | Active Application | Trade Secret | Trade | CGR | CGR072 | Commercial | Solar*Rewards | Trade Secret | 2024
20252-215912-02 | Xcel Energy | 85 | 13781 | IOU | 05810033 | 3.774 | Solar |  |  | Interconnected | Trade Secret | Trade | OAD | OAD063 | Residential |  | Trade Secret | 2024 | 2024
20252-215912-02 | Xcel Energy | 85 | 13781 | IOU | 05810175 | 7.68 | Solar |  |  | Interconnected | Trade Secret | Trade | OAD | OAD073 | Residential |  | Trade Secret | 2024 | 2024
20252-215912-02 | Xcel Energy | 85 | 13781 | IOU | 05810353 | 9.109 | Solar |  |  | Active Application | Trade Secret | Trade | MST | MST076 | Residential | Solar*Rewards | Trade Secret | 2024
20252-215912-02 | Xcel Energy | 85 | 13781 | IOU | 05810379 | 3.416 | Solar |  |  | Withdrawn | Trade Secret | Trade | TER | TER063 | Residential | Solar*Rewards | Trade Secret | 2024
20252-215912-02 | Xcel Energy | 85 | 13781 | IOU | 05810512 | 4200 | Solar |  |  | Active Application | Trade Secret | Trade | KEN | KEN022 | Commercial |  | Trade Secret | 2024
20252-215912-02 | Xcel Energy | 85 | 13781 | IOU | 05810522 | 31.488 | Solar |  |  | Active Application | Trade Secret | Trade | LAK | LAK032 | Residential |  | Trade Secret | 2024
20252-215912-02 | Xcel Energy | 85 | 13781 | IOU | 05810536 | 28.032 | Solar |  |  | Active Application | Trade Secret | Trade | XRD | XRD076 | Commercial |  | Trade Secret | 2024
20252-215912-02 | Xcel Energy | 85 | 13781 | IOU | 05810808 | 5.04 | Solar |  |  | Interconnected | Trade Secret | Trade | AHI | AHI063 | Residential |  | Trade Secret | 2024 | 2024
20252-215912-02 | Xcel Energy | 85 | 13781 | IOU | 05810991 |  |  |  |  | Active Application | Trade Secret | Trade |  |  | Residential |  | Trade Secret | 2024
20252-215912-02 | Xcel Energy | 85 | 13781 | IOU | 05811004 | 6.3 | Solar |  |  | Interconnected | Trade Secret | Trade | AFT | AFT315 | Residential |  | Trade Secret | 2024 | 2024
20252-215912-02 | Xcel Energy | 85 | 13781 | IOU | 05811008 | 5.76 | Solar |  |  | Active Application | Trade Secret | Trade | DBL | DBL066 | Residential | Solar*Rewards | Trade Secret | 2024
20252-215912-02 | Xcel Energy | 85 | 13781 | IOU | 05811066 | 15.36 | Solar |  |  | Interconnected | Trade Secret | Trade | BRP | BRP072 | Residential | Solar*Rewards | Trade Secret | 2024 | 2024
20252-215912-02 | Xcel Energy | 85 | 13781 | IOU | 05811102 | 3.747 | Solar |  |  | Active Application | Trade Secret | Trade | CGR | CGR064 | Residential |  | Trade Secret | 2024
20252-215912-02 | Xcel Energy | 85 | 13781 | IOU | 05811147 | 5.525 | Solar |  |  | Interconnected | Trade Secret | Trade | SOU | SOU086 | Residential | Solar*Rewards | Trade Secret | 2024 | 2024
20252-215912-02 | Xcel Energy | 85 | 13781 | IOU | 05811183 | 18.525 | Solar |  |  | Active Application | Trade Secret | Trade | YAM | YAM031 | Residential | Solar*Rewards | Trade Secret | 2024
20252-215912-02 | Xcel Energy | 85 | 13781 | IOU | 05811192 | 4.875 | Solar |  |  | Interconnected | Trade Secret | Trade | LOK | LOK062 | Residential | Solar*Rewards | Trade Secret | 2024 | 2024
20252-215912-02 | Xcel Energy | 85 | 13781 | IOU | 05811195 | 5.76 | Solar |  |  | Active Application | Trade Secret | Trade | AFT | AFT315 | Residential |  | Trade Secret | 2024
20252-215912-02 | Xcel Energy | 85 | 13781 | IOU | 05811196 | 2.6 | Solar |  |  | Interconnected | Trade Secret | Trade | WIL | WIL073 | Residential | Solar*Rewards | Trade Secret | 2024 | 2024
20252-215912-02 | Xcel Energy | 85 | 13781 | IOU | 05811495 | 7.616 | Solar |  |  | Withdrawn | Trade Secret | Trade | RVA | RVA061 | Residential |  | Trade Secret | 2024
20252-215912-02 | Xcel Energy | 85 | 13781 | IOU | 05811526 | 9.994 | Solar |  |  | Active Application | Trade Secret | Trade | AFT | AFT322 | Residential |  | Trade Secret | 2024
20252-215912-02 | Xcel Energy | 85 | 13781 | IOU | 05811605 | 5.76 | Solar |  |  | Withdrawn | Trade Secret | Trade | ESW | ESW061 | Residential | Solar*Rewards | Trade Secret | 2024
20252-215912-02 | Xcel Energy | 85 | 13781 | IOU | 05811639 | 4.555 | Solar |  |  | Interconnected | Trade Secret | Trade | WDY | WDY322 | Residential | Solar*Rewards | Trade Secret | 2024 | 2024
20252-215912-02 | Xcel Energy | 85 | 13781 | IOU | 05811645 | 5.76 | Solar |  |  | Interconnected | Trade Secret | Trade | ESW | ESW061 | Residential |  | Trade Secret | 2024 | 2024
20252-215912-02 | Xcel Energy | 85 | 13781 | IOU | 05811646 | 7.616 | Solar |  |  | Interconnected | Trade Secret | Trade | RVA | RVA061 | Residential |  | Trade Secret | 2024 | 2024
20252-215912-02 | Xcel Energy | 85 | 13781 | IOU | 05811708 | 10.752 | Solar |  |  | Withdrawn | Trade Secret | Trade | GLD | GLD021 | Residential | Solar*Rewards | Trade Secret | 2024
20252-215912-02 | Xcel Energy | 85 | 13781 | IOU | 05811787 |  |  |  |  | Active Application | Trade Secret | Trade |  |  | Residential |  | Trade Secret | 2024
20252-215912-02 | Xcel Energy | 85 | 13781 | IOU | 05811810 |  | Solar |  |  | Active Application | Trade Secret | Trade |  |  | Residential | Solar*Rewards | Trade Secret | 2024
20252-215912-02 | Xcel Energy | 85 | 13781 | IOU | 05811820 | 8.528 | Solar |  |  | Interconnected | Trade Secret | Trade | HUG | HUG321 | Residential | Solar*Rewards | Trade Secret | 2024 | 2024
20252-215912-02 | Xcel Energy | 85 | 13781 | IOU | 05811830 | 2.613 | Solar |  |  | Interconnected | Trade Secret | Trade | WCR | WCR322 | Residential |  | Trade Secret | 2024 | 2024
20252-215912-02 | Xcel Energy | 85 | 13781 | IOU | 05811831 | 6.144 | Solar |  |  | Active Application | Trade Secret | Trade | CGR | CGR063 | Residential | Solar*Rewards | Trade Secret | 2024
20252-215912-02 | Xcel Energy | 85 | 13781 | IOU | 05811835 | 6.046 | Solar |  |  | Interconnected | Trade Secret | Trade | AFT | AFT322 | Residential |  | Trade Secret | 2024 | 2024
20252-215912-02 | Xcel Energy | 85 | 13781 | IOU | 05811855 |  |  |  |  | Withdrawn | Trade Secret | Trade |  |  | Residential |  | Trade Secret | 2024
20252-215912-02 | Xcel Energy | 85 | 13781 | IOU | 05811861 | 7.838 | Solar |  |  | Withdrawn | Trade Secret | Trade | HSN | HSN322 | Residential |  | Trade Secret | 2024
20252-215912-02 | Xcel Energy | 85 | 13781 | IOU | 05811950 | 8.448 | Solar |  |  | Active Application | Trade Secret | Trade | DBL | DBL073 | Residential | Solar*Rewards | Trade Secret | 2024
20252-215912-02 | Xcel Energy | 85 | 13781 | IOU | 05811980 |  |  |  |  | Withdrawn | Trade Secret | Trade | WAV | WAV021 | Residential |  | Trade Secret | 2024
20252-215912-02 | Xcel Energy | 85 | 13781 | IOU | 05811985 | 3.747 | Solar |  |  | Active Application | Trade Secret | Trade | RRK | RRK064 | Residential |  | Trade Secret | 2024
20252-215912-02 | Xcel Energy | 85 | 13781 | IOU | 05812018 | 3.484 | Solar |  |  | Interconnected | Trade Secret | Trade | ALK | ALK067 | Residential |  | Trade Secret | 2024 | 2024
20252-215912-02 | Xcel Energy | 85 | 13781 | IOU | 05812047 | 6.046 | Solar |  |  | Active Application | Trade Secret | Trade | WAV | WAV021 | Residential |  | Trade Secret | 2024
20252-215912-02 | Xcel Energy | 85 | 13781 | IOU | 05812095 |  |  |  |  | Active Application | Trade Secret | Trade |  |  | Residential |  | Trade Secret | 2024
20252-215912-02 | Xcel Energy | 85 | 13781 | IOU | 05812099 | 6.046 | Solar |  |  | Interconnected | Trade Secret | Trade | CHE | CHE064 | Residential |  | Trade Secret | 2024 | 2025
20252-215912-02 | Xcel Energy | 85 | 13781 | IOU | 05812173 |  | Solar |  |  | Active Application | Trade Secret | Trade |  |  | Residential | Solar*Rewards | Trade Secret | 2024
20252-215912-02 | Xcel Energy | 85 | 13781 | IOU | 05812227 | 27.3 | Solar |  |  | Interconnected | Trade Secret | Trade | TWL | TWL074 | Commercial | Solar*Rewards | Trade Secret | 2024 | 2024
20252-215912-02 | Xcel Energy | 85 | 13781 | IOU | 05812371 | 6.046 | Solar |  |  | Active Application | Trade Secret | Trade | RVA | RVA061 | Residential |  | Trade Secret | 2024
20252-215912-02 | Xcel Energy | 85 | 13781 | IOU | 05812374 | 5.052 | Solar |  |  | Interconnected | Trade Secret | Trade | LLK | LLK072 | Residential |  | Trade Secret | 2024 | 2025
20252-215912-02 | Xcel Energy | 85 | 13781 | IOU | 05812375 | 5.052 | Solar |  |  | Active Application | Trade Secret | Trade | TLK | TLK067 | Residential |  | Trade Secret | 2024
20252-215912-02 | Xcel Energy | 85 | 13781 | IOU | 05812544 | 2000 | Solar |  |  | Active Application | Trade Secret | Trade | NER | NER021 | Commercial |  | Trade Secret | 2024
20252-215912-02 | Xcel Energy | 85 | 13781 | IOU | 05812550 | 99.9 | Solar |  |  | Active Application | Trade Secret | Trade | BCR | BCR083 | Commercial |  | Trade Secret | 2024
20252-215912-02 | Xcel Energy | 85 | 13781 | IOU | 05812579 | 3.193 | Solar |  |  | Active Application | Trade Secret | Trade | ECK | ECK322 | Residential |  | Trade Secret | 2024
20252-215912-02 | Xcel Energy | 85 | 13781 | IOU | 05812609 | 7.68 | Solar |  |  | Interconnected | Trade Secret | Trade | OAD | OAD075 | Residential |  | Trade Secret | 2024 | 2024
20252-215912-02 | Xcel Energy | 85 | 13781 | IOU | 05812615 | 12.672 | Solar |  |  | Interconnected | Trade Secret | Trade | SLP | SLP082 | Residential | Solar*Rewards | Trade Secret | 2024 | 2024
20252-215912-02 | Xcel Energy | 85 | 13781 | IOU | 05812634 | 120 | Solar |  |  | Active Application | Trade Secret | Trade | BCR | BCR083 | Commercial |  | Trade Secret | 2024
20252-215912-02 | Xcel Energy | 85 | 13781 | IOU | 05812641 |  | Solar |  |  | Withdrawn | Trade Secret | Trade |  |  | Residential | Solar*Rewards | Trade Secret | 2024
20252-215912-02 | Xcel Energy | 85 | 13781 | IOU | 05812666 | 13.545 | Solar |  |  | Active Application | Trade Secret | Trade |  |  | Residential | Solar*Rewards | Trade Secret | 2024
20252-215912-02 | Xcel Energy | 85 | 13781 | IOU | 05812692 | 11.517 | Solar |  |  | Withdrawn | Trade Secret | Trade | LEX | LEX332 | Residential | Solar*Rewards | Trade Secret | 2024
20252-215912-02 | Xcel Energy | 85 | 13781 | IOU | 05812695 | 5.904 | Solar |  |  | Interconnected | Trade Secret | Trade | HUG | HUG312 | Residential | Solar*Rewards | Trade Secret | 2024 | 2024
20252-215912-02 | Xcel Energy | 85 | 13781 | IOU | 05812727 | 14.423 | Solar |  |  | Interconnected | Trade Secret | Trade | EDA | EDA074 | Residential | Solar*Rewards | Trade Secret | 2024 | 2024
20252-215912-02 | Xcel Energy | 85 | 13781 | IOU | 05812759 | 5.052 | Solar |  |  | Interconnected | Trade Secret | Trade | RPO | RPO311 | Residential | Solar*Rewards | Trade Secret | 2024 | 2024
20252-215912-02 | Xcel Energy | 85 | 13781 | IOU | 05812766 | 5.76 | Solar |  |  | Interconnected | Trade Secret | Trade | WIL | WIL063 | Residential | Solar*Rewards | Trade Secret | 2024 | 2024
20252-215912-02 | Xcel Energy | 85 | 13781 | IOU | 05812802 | 4.537 | Solar |  |  | Interconnected | Trade Secret | Trade | FAP | FAP061 | Residential | Solar*Rewards | Trade Secret | 2024 | 2024
20252-215912-02 | Xcel Energy | 85 | 13781 | IOU | 05812996 | 16.896 | Solar |  |  | Interconnected | Trade Secret | Trade | SCL | SCL312 | Residential | Solar*Rewards | Trade Secret | 2024 | 2025
20252-215912-02 | Xcel Energy | 85 | 13781 | IOU | 05813090 | 5.904 | Solar |  |  | Interconnected | Trade Secret | Trade | LAB | LAB312 | Residential | Solar*Rewards | Trade Secret | 2024 | 2024
20252-215912-02 | Xcel Energy | 85 | 13781 | IOU | 05813180 | 5.04 | Solar |  |  | Interconnected | Trade Secret | Trade | TLK | TLK073 | Residential |  | Trade Secret | 2024 | 2024
20252-215912-02 | Xcel Energy | 85 | 13781 | IOU | 05813264 | 10.368 | Solar |  |  | Interconnected | Trade Secret | Trade | FAB | FAB071 | Residential | Solar*Rewards | Trade Secret | 2024 | 2025
20252-215912-02 | Xcel Energy | 85 | 13781 | IOU | 05813380 | 4990 | Solar |  |  | Withdrawn | Trade Secret | Trade | YLM | YLM211 | Commercial |  | Trade Secret | 2024
20252-215912-02 | Xcel Energy | 85 | 13781 | IOU | 05813381 | 4990 | Solar |  |  | Withdrawn | Trade Secret | Trade | YLM | YLM211 | Commercial |  | Trade Secret | 2024
20252-215912-02 | Xcel Energy | 85 | 13781 | IOU | 05813382 | 3000 | Solar |  |  | Withdrawn | Trade Secret | Trade | CTF | CTF022 | Commercial |  | Trade Secret | 2024
20252-215912-02 | Xcel Energy | 85 | 13781 | IOU | 05813426 | 3.747 | Solar |  |  | Active Application | Trade Secret | Trade | UPP | UPP063 | Residential |  | Trade Secret | 2024
20252-215912-02 | Xcel Energy | 85 | 13781 | IOU | 05813436 | 6.046 | Solar |  |  | Active Application | Trade Secret | Trade | STY | STY061 | Residential |  | Trade Secret | 2024
20252-215912-02 | Xcel Energy | 85 | 13781 | IOU | 05813439 | 7.616 | Solar |  |  | Interconnected | Trade Secret | Trade | WDY | WDY312 | Residential |  | Trade Secret | 2024 | 2024
20252-215912-02 | Xcel Energy | 85 | 13781 | IOU | 05813550 | 3.936 | Solar |  |  | Active Application | Trade Secret | Trade | HWW | HWW072 | Residential | Solar*Rewards | Trade Secret | 2024
20252-215912-02 | Xcel Energy | 85 | 13781 | IOU | 05813556 | 5.052 | Solar |  |  | Interconnected | Trade Secret | Trade | WDY | WDY322 | Residential |  | Trade Secret | 2024 | 2024
20252-215912-02 | Xcel Energy | 85 | 13781 | IOU | 05813566 | 4.592 | Solar |  |  | Withdrawn | Trade Secret | Trade | GLK | GLK061 | Residential | Solar*Rewards | Trade Secret | 2024
20252-215912-02 | Xcel Energy | 85 | 13781 | IOU | 05813593 |  | Solar |  |  | Withdrawn | Trade Secret | Trade |  |  | Residential | Solar*Rewards | Trade Secret | 2024
20252-215912-02 | Xcel Energy | 85 | 13781 | IOU | 05813594 | 8.4 | Solar |  |  | Interconnected | Trade Secret | Trade | BRP | BRP071 | Residential | Solar*Rewards | Trade Secret | 2024 | 2025
20252-215912-02 | Xcel Energy | 85 | 13781 | IOU | 05813615 | 7.872 | Solar |  |  | Withdrawn | Trade Secret | Trade | LEX | LEX332 | Residential | Solar*Rewards | Trade Secret | 2024
20252-215912-02 | Xcel Energy | 85 | 13781 | IOU | 05813624 | 8.376 | Solar |  |  | Interconnected | Trade Secret | Trade | GSL | GSL061 | Residential | Solar*Rewards | Trade Secret | 2024 | 2024
20252-215912-02 | Xcel Energy | 85 | 13781 | IOU | 05813676 | 6.832 | Solar |  |  | Interconnected | Trade Secret | Trade | HUG | HUG321 | Residential | Solar*Rewards | Trade Secret | 2024 | 2024
20252-215912-02 | Xcel Energy | 85 | 13781 | IOU | 05813767 | 10.47 | Solar |  |  | Interconnected | Trade Secret | Trade | MPK | MPK068 | Residential |  | Trade Secret | 2024 | 2024
20252-215912-02 | Xcel Energy | 85 | 13781 | IOU | 05813792 | 6.912 | Solar |  |  | Interconnected | Trade Secret | Trade | YAM | YAM031 | Residential |  | Trade Secret | 2024 | 2024
20252-215912-02 | Xcel Energy | 85 | 13781 | IOU | 05813986 | 2.52 | Solar |  |  | Interconnected | Trade Secret | Trade | TWL | TWL064 | Residential |  | Trade Secret | 2024 | 2024
20252-215912-02 | Xcel Energy | 85 | 13781 | IOU | 05814009 | 5.76 | Solar |  |  | Interconnected | Trade Secret | Trade | MPK | MPK063 | Residential | Solar*Rewards | Trade Secret | 2024 | 2024
20252-215912-02 | Xcel Energy | 85 | 13781 | IOU | 05814021 | 6.528 | Solar |  |  | Active Application | Trade Secret | Trade | DOC | DOC031 | Residential | Solar*Rewards | Trade Secret | 2024
20252-215912-02 | Xcel Energy | 85 | 13781 | IOU | 05814067 | 5.052 | Solar |  |  | Active Application | Trade Secret | Trade | CGR | CGR064 | Residential |  | Trade Secret | 2024
20252-215912-02 | Xcel Energy | 85 | 13781 | IOU | 05814136 | 3.193 | Solar |  |  | Interconnected | Trade Secret | Trade | HOL | HOL071 | Residential |  | Trade Secret | 2024 | 2024
20252-215912-02 | Xcel Energy | 85 | 13781 | IOU | 05814138 | 5000 | Solar |  |  | Active Application | Trade Secret | Trade | YLM | YLM212 | Commercial |  | Trade Secret | 2024
20252-215912-02 | Xcel Energy | 85 | 13781 | IOU | 05814152 | 5.052 | Solar |  |  | Interconnected | Trade Secret | Trade | OAD | OAD064 | Residential |  | Trade Secret | 2024 | 2024
20252-215912-02 | Xcel Energy | 85 | 13781 | IOU | 05814208 | 5.76 | Solar |  |  | Interconnected | Trade Secret | Trade | MPK | MPK065 | Residential | Solar*Rewards | Trade Secret | 2024 | 2024
20252-215912-02 | Xcel Energy | 85 | 13781 | IOU | 05814344 |  | Solar |  |  | Active Application | Trade Secret | Trade |  |  | Residential | Solar*Rewards | Trade Secret | 2024
20252-215912-02 | Xcel Energy | 85 | 13781 | IOU | 05814358 | 7.616 | Solar |  |  | Interconnected | Trade Secret | Trade | WSG | WSG352 | Residential |  | Trade Secret | 2024 | 2024
20252-215912-02 | Xcel Energy | 85 | 13781 | IOU | 05814384 | 5.052 | Solar |  |  | Interconnected | Trade Secret | Trade | TLK | TLK064 | Residential |  | Trade Secret | 2024 | 2025
20252-215912-02 | Xcel Energy | 85 | 13781 | IOU | 05814439 | 3.747 | Solar |  |  | Active Application | Trade Secret | Trade | SHP | SHP072 | Residential |  | Trade Secret | 2024
20252-215912-02 | Xcel Energy | 85 | 13781 | IOU | 05814524 | 5.904 | Solar |  |  | Interconnected | Trade Secret | Trade | TWL | TWL076 | Residential | Solar*Rewards | Trade Secret | 2024 | 2024
20252-215912-02 | Xcel Energy | 85 | 13781 | IOU | 05814529 | 9.84 | Solar |  |  | Withdrawn | Trade Secret | Trade | KOL | KOL063 | Residential | Solar*Rewards | Trade Secret | 2024
20252-215912-02 | Xcel Energy | 85 | 13781 | IOU | 05814565 | 5.052 | Solar |  |  | Interconnected | Trade Secret | Trade | OAD | OAD072 | Residential |  | Trade Secret | 2024 | 2024
20252-215912-02 | Xcel Energy | 85 | 13781 | IOU | 05814589 | 6.046 |  |  |  | Active Application | Trade Secret | Trade | SOU | SOU087 | Residential |  | Trade Secret | 2024
20252-215912-02 | Xcel Energy | 85 | 13781 | IOU | 05814604 | 5.376 | Solar |  |  | Withdrawn | Trade Secret | Trade | RLK | RLK073 | Residential | Solar*Rewards | Trade Secret | 2024
20252-215912-02 | Xcel Energy | 85 | 13781 | IOU | 05814663 | 16.54 | Solar |  | X | Interconnected | Trade Secret | Trade | MEL | MEL074 | Residential |  | Trade Secret | 2024 | 2024
20252-215912-02 | Xcel Energy | 85 | 13781 | IOU | 05814774 | 4.188 | Solar |  |  | Interconnected | Trade Secret | Trade | RLK | RLK069 | Residential |  | Trade Secret | 2024 | 2024
20252-215912-02 | Xcel Energy | 85 | 13781 | IOU | 05814801 | 9.109 | Solar |  |  | Interconnected | Trade Secret | Trade | WIL | WIL062 | Residential | Solar*Rewards | Trade Secret | 2024 | 2024
20252-215912-02 | Xcel Energy | 85 | 13781 | IOU | 05814836 | 120 | Solar |  |  | Withdrawn | Trade Secret | Trade | BCR | BCR083 | Commercial |  | Trade Secret | 2024
20252-215912-02 | Xcel Energy | 85 | 13781 | IOU | 05814848 | 99.9 | Solar |  |  | Withdrawn | Trade Secret | Trade | BCR | BCR083 | Commercial |  | Trade Secret | 2024
20252-215912-02 | Xcel Energy | 85 | 13781 | IOU | 05814942 | 3.84 | Solar |  |  | Active Application | Trade Secret | Trade | LOK | LOK062 | Residential | Solar*Rewards | Trade Secret | 2024
20252-215912-02 | Xcel Energy | 85 | 13781 | IOU | 05815001 | 11.152 | Solar |  |  | Withdrawn | Trade Secret | Trade | LEX | LEX332 | Residential | Solar*Rewards | Trade Secret | 2024
20252-215912-02 | Xcel Energy | 85 | 13781 | IOU | 05815171 | 6.56 | Solar |  |  | Interconnected | Trade Secret | Trade | GLK | GLK071 | Residential | Solar*Rewards | Trade Secret | 2024 | 2024
20252-215912-02 | Xcel Energy | 85 | 13781 | IOU | 05815185 | 9.994 | Solar |  |  | Interconnected | Trade Secret | Trade | GRC | GRC063 | Residential | Solar*Rewards | Trade Secret | 2024 | 2024
20252-215912-02 | Xcel Energy | 85 | 13781 | IOU | 05815366 | 6.046 | Solar |  |  | Active Application | Trade Secret | Trade | UPP | UPP085 | Residential |  | Trade Secret | 2024
20252-215912-02 | Xcel Energy | 85 | 13781 | IOU | 05815393 | 5.052 | Solar |  |  | Interconnected | Trade Secret | Trade | WES | WES064 | Residential |  | Trade Secret | 2024 | 2025
20252-215912-02 | Xcel Energy | 85 | 13781 | IOU | 05815487 | 13.824 | Solar |  |  | Active Application | Trade Secret | Trade | MPN | MPN081 | Residential | Solar*Rewards | Trade Secret | 2024
20252-215912-02 | Xcel Energy | 85 | 13781 | IOU | 05815496 | 6.528 | Solar |  |  | Withdrawn | Trade Secret | Trade | OPK | OPK073 | Residential | Solar*Rewards | Trade Secret | 2024
20252-215912-02 | Xcel Energy | 85 | 13781 | IOU | 05815844 | 6.144 | Solar |  |  | Interconnected | Trade Secret | Trade | ALD | ALD073 | Residential | Solar*Rewards | Trade Secret | 2024 | 2024
20252-215912-02 | Xcel Energy | 85 | 13781 | IOU | 05815854 | 7.212 | Solar |  |  | Interconnected | Trade Secret | Trade | ALD | ALD097 | Residential |  | Trade Secret | 2024 | 2024
20252-215912-02 | Xcel Energy | 85 | 13781 | IOU | 05815863 | 2.443 | Solar |  |  | Interconnected | Trade Secret | Trade | SOU | SOU073 | Residential | Solar*Rewards | Trade Secret | 2024 | 2024
20252-215912-02 | Xcel Energy | 85 | 13781 | IOU | 05815961 | 3.037 | Solar |  |  | Interconnected | Trade Secret | Trade | HYL | HYL062 | Residential |  | Trade Secret | 2024 | 2024
20252-215912-02 | Xcel Energy | 85 | 13781 | IOU | 05816018 | 5.052 | Solar |  |  | Interconnected | Trade Secret | Trade | UPP | UPP084 | Residential | Solar*Rewards | Trade Secret | 2024 | 2024
20252-215912-02 | Xcel Energy | 85 | 13781 | IOU | 05816026 | 7 | Solar |  |  | Interconnected | Trade Secret | Trade | VMR | VMR062 | Residential | Solar*Rewards | Trade Secret | 2024 | 2024
20252-215912-02 | Xcel Energy | 85 | 13781 | IOU | 05816031 | 2.323 | Solar |  |  | Interconnected | Trade Secret | Trade | MPK | MPK078 | Residential |  | Trade Secret | 2024 | 2024
20252-215912-02 | Xcel Energy | 85 | 13781 | IOU | 05816061 | 9.994 | Solar |  |  | Active Application | Trade Secret | Trade | HSN | HSN321 | Residential | Solar*Rewards | Trade Secret | 2024
20252-215912-02 | Xcel Energy | 85 | 13781 | IOU | 05816248 | 6.046 | Solar |  |  | Interconnected | Trade Secret | Trade | OAD | OAD075 | Residential |  | Trade Secret | 2024 | 2025
20252-215912-02 | Xcel Energy | 85 | 13781 | IOU | 05816509 | 6.282 | Solar |  |  | Active Application | Trade Secret | Trade | HWW | HWW073 | Residential | Solar*Rewards | Trade Secret | 2024
20252-215912-02 | Xcel Energy | 85 | 13781 | IOU | 05816767 | 5.052 | Solar |  |  | Active Application | Trade Secret | Trade | OAD | OAD063 | Residential |  | Trade Secret | 2024
20252-215912-02 | Xcel Energy | 85 | 13781 | IOU | 05816777 | 6.046 | Solar |  |  | Active Application | Trade Secret | Trade | RAM | RAM062 | Residential |  | Trade Secret | 2024
20252-215912-02 | Xcel Energy | 85 | 13781 | IOU | 05816781 | 3.747 | Solar |  |  | Interconnected | Trade Secret | Trade | AFT | AFT322 | Residential |  | Trade Secret | 2024 | 2025
20252-215912-02 | Xcel Energy | 85 | 13781 | IOU | 05816864 | 10.47 | Solar |  |  | Interconnected | Trade Secret | Trade | CGR | CGR071 | Residential | Solar*Rewards | Trade Secret | 2024 | 2024
20252-215912-02 | Xcel Energy | 85 | 13781 | IOU | 05816880 | 5.04 | Solar |  |  | Interconnected | Trade Secret | Trade | BYT | BYT061 | Residential | Solar*Rewards | Trade Secret | 2024 | 2024
20252-215912-02 | Xcel Energy | 85 | 13781 | IOU | 05816885 | 7.212 | Solar |  |  | Interconnected | Trade Secret | Trade | SOU | SOU075 | Residential | Solar*Rewards | Trade Secret | 2024 | 2024
20252-215912-02 | Xcel Energy | 85 | 13781 | IOU | 05816939 | 4000 | Solar |  |  | Active Application | Trade Secret | Trade | SRD | SRD211 | Commercial |  | Trade Secret | 2024
20252-215912-02 | Xcel Energy | 85 | 13781 | IOU | 05816942 | 1000 | Solar |  |  | Withdrawn | Trade Secret | Trade |  |  | Commercial |  | Trade Secret | 2024
20252-215912-02 | Xcel Energy | 85 | 13781 | IOU | 05816946 | 1000 | Solar |  |  | Withdrawn | Trade Secret | Trade | ROC | ROC091 | Commercial |  | Trade Secret | 2024
20252-215912-02 | Xcel Energy | 85 | 13781 | IOU | 05816947 | 1000 | Solar |  |  | Withdrawn | Trade Secret | Trade | SRD | SRD211 | Commercial |  | Trade Secret | 2024
20252-215912-02 | Xcel Energy | 85 | 13781 | IOU | 05816949 | 1000 | Solar |  |  | Withdrawn | Trade Secret | Trade | SRD | SRD211 | Commercial |  | Trade Secret | 2024
20252-215912-02 | Xcel Energy | 85 | 13781 | IOU | 05816951 | 4000 | Solar |  |  | Active Application | Trade Secret | Trade | SCH | SCH211 | Commercial |  | Trade Secret | 2024
20252-215912-02 | Xcel Energy | 85 | 13781 | IOU | 05816953 | 1000 | Solar |  |  | Withdrawn | Trade Secret | Trade | SCH | SCH211 | Commercial |  | Trade Secret | 2024
20252-215912-02 | Xcel Energy | 85 | 13781 | IOU | 05816956 | 1000 | Solar |  |  | Withdrawn | Trade Secret | Trade | SCH | SCH211 | Commercial |  | Trade Secret | 2024
20252-215912-02 | Xcel Energy | 85 | 13781 | IOU | 05816957 | 1000 | Solar |  |  | Withdrawn | Trade Secret | Trade | SCH | SCH211 | Commercial |  | Trade Secret | 2024
20252-215912-02 | Xcel Energy | 85 | 13781 | IOU | 05816962 | 5000 | Solar |  |  | Active Application | Trade Secret | Trade | FRA | FRA211 | Commercial |  | Trade Secret | 2024
20252-215912-02 | Xcel Energy | 85 | 13781 | IOU | 05816965 | 1000 | Solar |  |  | Withdrawn | Trade Secret | Trade | FRA | FRA211 | Commercial |  | Trade Secret | 2024
20252-215912-02 | Xcel Energy | 85 | 13781 | IOU | 05816967 | 1000 | Solar |  |  | Withdrawn | Trade Secret | Trade | FRA | FRA211 | Commercial |  | Trade Secret | 2024
20252-215912-02 | Xcel Energy | 85 | 13781 | IOU | 05816968 | 1000 | Solar |  |  | Withdrawn | Trade Secret | Trade | FRA | FRA211 | Commercial |  | Trade Secret | 2024
20252-215912-02 | Xcel Energy | 85 | 13781 | IOU | 05816972 | 1000 | Solar |  |  | Withdrawn | Trade Secret | Trade | HAD | HAD022 | Commercial |  | Trade Secret | 2024
20252-215912-02 | Xcel Energy | 85 | 13781 | IOU | 05817028 | 3.796 | Solar |  |  | Active Application | Trade Secret | Trade | HWW | HWW062 | Residential | Solar*Rewards | Trade Secret | 2024
20252-215912-02 | Xcel Energy | 85 | 13781 | IOU | 05817234 | 5.052 | Solar |  |  | Active Application | Trade Secret | Trade | KOL | KOL061 | Residential |  | Trade Secret | 2024
20252-215912-02 | Xcel Energy | 85 | 13781 | IOU | 05817262 | 6.528 | Solar |  |  | Interconnected | Trade Secret | Trade | WIL | WIL073 | Residential |  | Trade Secret | 2024 | 2024
20252-215912-02 | Xcel Energy | 85 | 13781 | IOU | 05817333 | 5.76 | Solar |  |  | Interconnected | Trade Secret | Trade | TWL | TWL074 | Residential | Solar*Rewards | Trade Secret | 2024 | 2024
20252-215912-02 | Xcel Energy | 85 | 13781 | IOU | 05817373 | 7.195 | Solar |  |  | Interconnected | Trade Secret | Trade | SIP | SIP073 | Residential | Solar*Rewards | Trade Secret | 2024 | 2024
20252-215912-02 | Xcel Energy | 85 | 13781 | IOU | 05817420 | 7.56 | Solar |  |  | Interconnected | Trade Secret | Trade | ALD | ALD085 | Residential |  | Trade Secret | 2024 | 2024
20252-215912-02 | Xcel Energy | 85 | 13781 | IOU | 05817425 | 5.052 | Solar |  |  | Interconnected | Trade Secret | Trade | WES | WES073 | Residential |  | Trade Secret | 2024 | 2024
20252-215912-02 | Xcel Energy | 85 | 13781 | IOU | 05817446 | 7.216 | Solar |  |  | Interconnected | Trade Secret | Trade | OAD | OAD063 | Residential | Solar*Rewards | Trade Secret | 2024 | 2024
20252-215912-02 | Xcel Energy | 85 | 13781 | IOU | 05817448 | 5.76 | Solar |  |  | Interconnected | Trade Secret | Trade | WWK | WWK311 | Residential | Solar*Rewards | Trade Secret | 2024 | 2025
20252-215912-02 | Xcel Energy | 85 | 13781 | IOU | 05817449 | 11.52 | Solar |  |  | Active Application | Trade Secret | Trade | SCA | SCA021 | Residential | Solar*Rewards | Trade Secret | 2024
20252-215912-02 | Xcel Energy | 85 | 13781 | IOU | 05817468 | 5.76 | Solar |  |  | Withdrawn | Trade Secret | Trade | GSL | GSL341 | Residential | Solar*Rewards | Trade Secret | 2024
20252-215912-02 | Xcel Energy | 85 | 13781 | IOU | 05817479 | 5.052 | Solar |  |  | Active Application | Trade Secret | Trade | MOL | MOL076 | Residential |  | Trade Secret | 2024
20252-215912-02 | Xcel Energy | 85 | 13781 | IOU | 05817507 | 9.994 | Solar |  |  | Active Application | Trade Secret | Trade | DBL | DBL073 | Residential |  | Trade Secret | 2024
20252-215912-02 | Xcel Energy | 85 | 13781 | IOU | 05817665 | 3.936 | Solar |  |  | Interconnected | Trade Secret | Trade | OAD | OAD071 | Residential | Solar*Rewards | Trade Secret | 2024 | 2024
20252-215912-02 | Xcel Energy | 85 | 13781 | IOU | 05817707 | 6.912 | Solar |  |  | Interconnected | Trade Secret | Trade | OAD | OAD071 | Residential |  | Trade Secret | 2024 | 2024
20252-215912-02 | Xcel Energy | 85 | 13781 | IOU | 05817804 | 9.184 | Solar |  |  | Withdrawn | Trade Secret | Trade | HUG | HUG312 | Residential | Solar*Rewards | Trade Secret | 2024
20252-215912-02 | Xcel Energy | 85 | 13781 | IOU | 05817841 | 6.046 | Solar |  |  | Active Application | Trade Secret | Trade | AFT | AFT321 | Residential |  | Trade Secret | 2024
20252-215912-02 | Xcel Energy | 85 | 13781 | IOU | 05818127 | 5.052 | Solar |  |  | Interconnected | Trade Secret | Trade | RPL | RPL063 | Residential |  | Trade Secret | 2024 | 2024
20252-215912-02 | Xcel Energy | 85 | 13781 | IOU | 05818129 | 3.747 | Solar |  |  | Interconnected | Trade Secret | Trade | GLK | GLK064 | Residential |  | Trade Secret | 2024 | 2025
20252-215912-02 | Xcel Energy | 85 | 13781 | IOU | 05818245 | 7.616 | Solar |  |  | Active Application | Trade Secret | Trade | RPL | RPL071 | Residential |  | Trade Secret | 2024
20252-215912-02 | Xcel Energy | 85 | 13781 | IOU | 05818312 | 7.678 | Solar |  |  | Interconnected | Trade Secret | Trade | SOU | SOU063 | Residential | Solar*Rewards | Trade Secret | 2024 | 2024
20252-215912-02 | Xcel Energy | 85 | 13781 | IOU | 05818331 | 5.806 | Solar |  |  | Interconnected | Trade Secret | Trade | WES | WES073 | Residential | Solar*Rewards | Trade Secret | 2024 | 2024
20252-215912-02 | Xcel Energy | 85 | 13781 | IOU | 05818395 | 5.904 | Solar |  |  | Interconnected | Trade Secret | Trade | GLK | GLK074 | Residential | Solar*Rewards | Trade Secret | 2024 | 2024
20252-215912-02 | Xcel Energy | 85 | 13781 | IOU | 05818502 | 240 | Solar |  |  | Active Application | Trade Secret | Trade | MOL | MOL078 | Commercial |  | Trade Secret | 2024
20252-215912-02 | Xcel Energy | 85 | 13781 | IOU | 05818507 | 17.45 | Solar |  |  | Interconnected | Trade Secret | Trade | HAS | HAS021 | Residential | Solar*Rewards | Trade Secret | 2024 | 2024
20252-215912-02 | Xcel Energy | 85 | 13781 | IOU | 05818517 | 50 | Solar |  |  | Active Application | Trade Secret | Trade | RAM | RAM062 | Commercial |  | Trade Secret | 2024
20252-215912-02 | Xcel Energy | 85 | 13781 | IOU | 05818601 |  |  |  |  | Active Application | Trade Secret | Trade |  |  | Residential |  | Trade Secret | 2024
20252-215912-02 | Xcel Energy | 85 | 13781 | IOU | 05818668 | 5.25 | Solar |  | X | Interconnected | Trade Secret | Trade | HUG | HUG311 | Residential | Solar*Rewards | Trade Secret | 2024 | 2024
20252-215912-02 | Xcel Energy | 85 | 13781 | IOU | 05818674 | 11.387 | Solar |  |  | Interconnected | Trade Secret | Trade | EDA | EDA073 | Residential | Solar*Rewards | Trade Secret | 2024 | 2024
20252-215912-02 | Xcel Energy | 85 | 13781 | IOU | 05818694 | 6.282 | Solar |  |  | Interconnected | Trade Secret | Trade | WES | WES074 | Residential |  | Trade Secret | 2024 | 2024
20252-215912-02 | Xcel Energy | 85 | 13781 | IOU | 05818753 | 8.45 | Solar |  |  | Interconnected | Trade Secret | Trade | SHP | SHP061 | Residential | Solar*Rewards | Trade Secret | 2024 | 2024
20252-215912-02 | Xcel Energy | 85 | 13781 | IOU | 05818778 | 6.144 | Solar |  |  | Interconnected | Trade Secret | Trade | MOL | MOL067 | Residential | Solar*Rewards | Trade Secret | 2024 | 2025
20252-215912-02 | Xcel Energy | 85 | 13781 | IOU | 05818780 | 11.52 | Solar |  |  | Interconnected | Trade Secret | Trade | SCL | SCL312 | Residential | Solar*Rewards | Trade Secret | 2024 | 2024
20252-215912-02 | Xcel Energy | 85 | 13781 | IOU | 05818845 | 7.296 | Solar |  |  | Interconnected | Trade Secret | Trade | DBL | DBL060 | Residential |  | Trade Secret | 2024 | 2024
20252-215912-02 | Xcel Energy | 85 | 13781 | IOU | 05818851 | 9.984 | Solar |  |  | Interconnected | Trade Secret | Trade | RPO | RPO312 | Residential | Solar*Rewards | Trade Secret | 2024 | 2024
20252-215912-02 | Xcel Energy | 85 | 13781 | IOU | 05818905 | 4.555 | Solar |  |  | Interconnected | Trade Secret | Trade | SOU | SOU083 | Residential |  | Trade Secret | 2024 | 2024
20252-215912-02 | Xcel Energy | 85 | 13781 | IOU | 05818936 | 6.046 | Solar |  |  | Active Application | Trade Secret | Trade | WAV | WAV021 | Residential |  | Trade Secret | 2024
20252-215912-02 | Xcel Energy | 85 | 13781 | IOU | 05818937 | 9.6 | Solar |  |  | Interconnected | Trade Secret | Trade | RAM | RAM062 | Residential | Solar*Rewards | Trade Secret | 2024 | 2024
20252-215912-02 | Xcel Energy | 85 | 13781 | IOU | 05818958 | 7.616 | Solar |  |  | Interconnected | Trade Secret | Trade | APA | APA061 | Residential |  | Trade Secret | 2024 | 2025
20252-215912-02 | Xcel Energy | 85 | 13781 | IOU | 05818959 | 20.736 | Solar |  |  | Withdrawn | Trade Secret | Trade | RLK | RLK079 | Residential | Solar*Rewards | Trade Secret | 2024
20252-215912-02 | Xcel Energy | 85 | 13781 | IOU | 05818970 |  | Solar |  |  | Withdrawn | Trade Secret | Trade | HWW | HWW062 | Residential | Solar*Rewards | Trade Secret | 2024
20252-215912-02 | Xcel Energy | 85 | 13781 | IOU | 05819020 | 5.76 | Solar |  |  | Interconnected | Trade Secret | Trade | TER | TER071 | Residential | Solar*Rewards | Trade Secret | 2024 | 2024
20252-215912-02 | Xcel Energy | 85 | 13781 | IOU | 05819025 | 6.56 | Solar |  |  | Withdrawn | Trade Secret | Trade | OAD | OAD071 | Residential | Solar*Rewards | Trade Secret | 2024
20252-215912-02 | Xcel Energy | 85 | 13781 | IOU | 05819041 | 6.56 | Solar |  |  | Interconnected | Trade Secret | Trade | LEX | LEX075 | Residential | Solar*Rewards | Trade Secret | 2024 | 2024
20252-215912-02 | Xcel Energy | 85 | 13781 | IOU | 05819079 | 100 |  |  |  | Active Application | Trade Secret | Trade | RPL | RPL075 | Commercial |  | Trade Secret | 2024
20252-215912-02 | Xcel Energy | 85 | 13781 | IOU | 05819097 |  |  |  |  | Active Application | Trade Secret | Trade | RPL | RPL075 | Commercial |  | Trade Secret | 2024
20252-215912-02 | Xcel Energy | 85 | 13781 | IOU | 05819098 |  |  |  |  | Active Application | Trade Secret | Trade | RPL | RPL075 | Commercial |  | Trade Secret | 2024
20252-215912-02 | Xcel Energy | 85 | 13781 | IOU | 05819193 | 7.616 | Solar |  |  | Active Application | Trade Secret | Trade | OAD | OAD073 | Residential |  | Trade Secret | 2024
20252-215912-02 | Xcel Energy | 85 | 13781 | IOU | 05819200 | 3.747 | Solar |  |  | Active Application | Trade Secret | Trade | MOL | MOL078 | Residential |  | Trade Secret | 2024
20252-215912-02 | Xcel Energy | 85 | 13781 | IOU | 05819230 | 7.35 | Solar |  |  | Interconnected | Trade Secret | Trade | WCR | WCR311 | Residential | Solar*Rewards | Trade Secret | 2024 | 2024
20252-215912-02 | Xcel Energy | 85 | 13781 | IOU | 05819307 | 9.994 | Solar |  |  | Active Application | Trade Secret | Trade | AFT | AFT322 | Residential |  | Trade Secret | 2024
20252-215912-02 | Xcel Energy | 85 | 13781 | IOU | 05819339 | 5.76 | Solar |  |  | Active Application | Trade Secret | Trade | TLK | TLK061 | Residential | Solar*Rewards | Trade Secret | 2024
20252-215912-02 | Xcel Energy | 85 | 13781 | IOU | 05819369 | 9.994 | Solar |  |  | Withdrawn | Trade Secret | Trade | RAM | RAM064 | Residential |  | Trade Secret | 2024
20252-215912-02 | Xcel Energy | 85 | 13781 | IOU | 05819381 |  | Solar |  |  | Withdrawn | Trade Secret | Trade |  |  | Residential | Solar*Rewards | Trade Secret | 2024
20252-215912-02 | Xcel Energy | 85 | 13781 | IOU | 05819408 | 13.824 | Solar |  |  | Active Application | Trade Secret | Trade | ALB | ALB022 | Residential | Solar*Rewards | Trade Secret | 2024
20252-215912-02 | Xcel Energy | 85 | 13781 | IOU | 05819446 | 5.376 | Solar |  |  | Interconnected | Trade Secret | Trade | MOL | MOL066 | Residential | Solar*Rewards | Trade Secret | 2024 | 2024
20252-215912-02 | Xcel Energy | 85 | 13781 | IOU | 05819498 | 6.046 | Solar |  |  | Active Application | Trade Secret | Trade | WES | WES061 | Residential |  | Trade Secret | 2024
20252-215912-02 | Xcel Energy | 85 | 13781 | IOU | 05819510 | 9.6 | Solar |  |  | Withdrawn | Trade Secret | Trade | TWL | TWL064 | Residential | Solar*Rewards | Trade Secret | 2024
20252-215912-02 | Xcel Energy | 85 | 13781 | IOU | 05819691 | 96 | Solar |  |  | Active Application | Trade Secret | Trade | MEL | MEL074 | Commercial |  | Trade Secret | 2024
20252-215912-02 | Xcel Energy | 85 | 13781 | IOU | 05819695 | 11.48 | Solar |  |  | Active Application | Trade Secret | Trade | IDA | IDA072 | Residential |  | Trade Secret | 2024
20252-215912-02 | Xcel Energy | 85 | 13781 | IOU | 05819720 | 7.616 | Solar |  |  | Active Application | Trade Secret | Trade | SLP | SLP082 | Residential | Solar*Rewards | Trade Secret | 2024
20252-215912-02 | Xcel Energy | 85 | 13781 | IOU | 05819728 | 6.825 | Solar |  |  | Withdrawn | Trade Secret | Trade | IDA | IDA073 | Residential |  | Trade Secret | 2024
20252-215912-02 | Xcel Energy | 85 | 13781 | IOU | 05819732 | 9.074 | Solar |  |  | Interconnected | Trade Secret | Trade | WIL | WIL098 | Residential |  | Trade Secret | 2024 | 2024
20252-215912-02 | Xcel Energy | 85 | 13781 | IOU | 05819752 | 4.886 | Solar |  |  | Interconnected | Trade Secret | Trade | HWW | HWW073 | Residential | Solar*Rewards | Trade Secret | 2024 | 2024
20252-215912-02 | Xcel Energy | 85 | 13781 | IOU | 05819764 | 4.188 | Solar |  |  | Interconnected | Trade Secret | Trade | GLK | GLK071 | Residential |  | Trade Secret | 2024 | 2024
20252-215912-02 | Xcel Energy | 85 | 13781 | IOU | 05819777 | 8.129 | Solar |  |  | Interconnected | Trade Secret | Trade | MPK | MPK063 | Residential | Solar*Rewards | Trade Secret | 2024 | 2024
20252-215912-02 | Xcel Energy | 85 | 13781 | IOU | 05819783 | 7.616 | Solar |  |  | Interconnected | Trade Secret | Trade | WDY | WDY322 | Residential |  | Trade Secret | 2024 | 2024
20252-215912-02 | Xcel Energy | 85 | 13781 | IOU | 05819791 | 6.282 | Solar |  |  | Active Application | Trade Secret | Trade | GRC | GRC312 | Residential | Solar*Rewards | Trade Secret | 2024
20252-215912-02 | Xcel Energy | 85 | 13781 | IOU | 05819819 | 6.282 | Solar |  |  | Interconnected | Trade Secret | Trade | RMT | RMT321 | Residential | Solar*Rewards | Trade Secret | 2024 | 2024
20252-215912-02 | Xcel Energy | 85 | 13781 | IOU | 05819843 | 6.631 | Solar |  |  | Interconnected | Trade Secret | Trade | SOU | SOU064 | Residential |  | Trade Secret | 2024 | 2024
20252-215912-02 | Xcel Energy | 85 | 13781 | IOU | 05819945 |  | Solar |  |  | Active Application | Trade Secret | Trade | CLC | CLC022 | Residential | Solar*Rewards | Trade Secret | 2024
20252-215912-02 | Xcel Energy | 85 | 13781 | IOU | 05819997 | 7.678 | Solar |  |  | Interconnected | Trade Secret | Trade | YAM | YAM031 | Residential |  | Trade Secret | 2024 | 2024
20252-215912-02 | Xcel Energy | 85 | 13781 | IOU | 05820034 | 12.913 | Solar |  |  | Active Application | Trade Secret | Trade | HUG | HUG321 | Residential | Solar*Rewards | Trade Secret | 2024
20252-215912-02 | Xcel Energy | 85 | 13781 | IOU | 05820088 | 11.393 | Solar |  |  | Withdrawn | Trade Secret | Trade | RAM | RAM064 | Residential |  | Trade Secret | 2024
20252-215912-02 | Xcel Energy | 85 | 13781 | IOU | 05820090 | 6.046 | Solar |  |  | Interconnected | Trade Secret | Trade | CGR | CGR071 | Residential |  | Trade Secret | 2024 | 2024
20252-215912-02 | Xcel Energy | 85 | 13781 | IOU | 05820202 | 5.052 | Solar |  |  | Interconnected | Trade Secret | Trade | WCR | WCR063 | Residential |  | Trade Secret | 2024 | 2025
20252-215912-02 | Xcel Energy | 85 | 13781 | IOU | 05820210 | 7.616 | Solar |  |  | Interconnected | Trade Secret | Trade | BRP | BRP063 | Residential |  | Trade Secret | 2024 | 2025
20252-215912-02 | Xcel Energy | 85 | 13781 | IOU | 05820251 | 9.84 | Solar |  |  | Interconnected | Trade Secret | Trade | TLK | TLK066 | Residential | Solar*Rewards | Trade Secret | 2024 | 2024
20252-215912-02 | Xcel Energy | 85 | 13781 | IOU | 05820262 | 5.904 | Solar |  |  | Interconnected | Trade Secret | Trade | OAD | OAD071 | Residential | Solar*Rewards | Trade Secret | 2024 | 2024
20252-215912-02 | Xcel Energy | 85 | 13781 | IOU | 05820271 | 3.936 | Solar |  |  | Interconnected | Trade Secret | Trade | OAD | OAD071 | Residential | Solar*Rewards | Trade Secret | 2024 | 2024
20252-215912-02 | Xcel Energy | 85 | 13781 | IOU | 05820323 | 5.904 | Solar |  |  | Withdrawn | Trade Secret | Trade | HUG | HUG311 | Residential | Solar*Rewards | Trade Secret | 2024
20252-215912-02 | Xcel Energy | 85 | 13781 | IOU | 05820416 | 4.592 | Solar |  |  | Withdrawn | Trade Secret | Trade | RRK | RRK064 | Residential | Solar*Rewards | Trade Secret | 2024
20252-215912-02 | Xcel Energy | 85 | 13781 | IOU | 05820418 |  |  |  |  | Active Application | Trade Secret | Trade |  |  | Residential |  | Trade Secret | 2024
20252-215912-02 | Xcel Energy | 85 | 13781 | IOU | 05820522 | 3.9 | Solar |  |  | Active Application | Trade Secret | Trade | ALD | ALD095 | Residential | Solar*Rewards | Trade Secret | 2024
20252-215912-02 | Xcel Energy | 85 | 13781 | IOU | 05820688 | 2.277 | Solar |  |  | Active Application | Trade Secret | Trade | SCL | SCL313 | Residential | Solar*Rewards | Trade Secret | 2024
20252-215912-02 | Xcel Energy | 85 | 13781 | IOU | 05820728 | 6.3 | Solar |  |  | Interconnected | Trade Secret | Trade | ECK | ECK322 | Residential |  | Trade Secret | 2024 | 2024
20252-215912-02 | Xcel Energy | 85 | 13781 | IOU | 05820786 | 10.248 | Solar |  |  | Interconnected | Trade Secret | Trade | WSG | WSG076 | Residential |  | Trade Secret | 2024 | 2024
20252-215912-02 | Xcel Energy | 85 | 13781 | IOU | 05820806 | 6.282 | Solar |  |  | Interconnected | Trade Secret | Trade | KEN | KEN021 | Residential | Solar*Rewards | Trade Secret | 2024 | 2024
20252-215912-02 | Xcel Energy | 85 | 13781 | IOU | 05820808 | 7.616 | Solar |  |  | Interconnected | Trade Secret | Trade | MOL | MOL078 | Residential |  | Trade Secret | 2024 | 2024
20252-215912-02 | Xcel Energy | 85 | 13781 | IOU | 05820843 | 3.747 | Solar |  |  | Active Application | Trade Secret | Trade | OAD | OAD073 | Residential |  | Trade Secret | 2024
20252-215912-02 | Xcel Energy | 85 | 13781 | IOU | 05821046 | 7.616 | Solar |  |  | Interconnected | Trade Secret | Trade | WDY | WDY311 | Residential |  | Trade Secret | 2024 | 2025
20252-215912-02 | Xcel Energy | 85 | 13781 | IOU | 05821167 | 11.152 | Solar |  |  | Interconnected | Trade Secret | Trade | LEX | LEX332 | Residential |  | Trade Secret | 2024 | 2024
20252-215912-02 | Xcel Energy | 85 | 13781 | IOU | 05821186 | 11.393 | Solar |  |  | Active Application | Trade Secret | Trade | MOL | MOL067 | Residential |  | Trade Secret | 2024
20252-215912-02 | Xcel Energy | 85 | 13781 | IOU | 05821283 | 9.994 | Solar |  |  | Active Application | Trade Secret | Trade | MOL | MOL076 | Residential |  | Trade Secret | 2024
20252-215912-02 | Xcel Energy | 85 | 13781 | IOU | 05821314 | 10.368 | Solar |  |  | Interconnected | Trade Secret | Trade | GRC | GRC063 | Residential | Solar*Rewards | Trade Secret | 2024 | 2024
20252-215912-02 | Xcel Energy | 85 | 13781 | IOU | 05821366 | 3.416 | Solar |  |  | Interconnected | Trade Secret | Trade | WES | WES074 | Residential |  | Trade Secret | 2024 | 2024
20252-215912-02 | Xcel Energy | 85 | 13781 | IOU | 05821397 | 9.994 | Solar |  |  | Interconnected | Trade Secret | Trade | WCR | WCR322 | Residential |  | Trade Secret | 2024 | 2024
20252-215912-02 | Xcel Energy | 85 | 13781 | IOU | 05821404 | 5.052 | Solar |  |  | Active Application | Trade Secret | Trade | ECK | ECK321 | Residential |  | Trade Secret | 2024
20252-215912-02 | Xcel Energy | 85 | 13781 | IOU | 05821482 | 5.052 | Solar |  |  | Interconnected | Trade Secret | Trade | AFT | AFT321 | Residential |  | Trade Secret | 2024 | 2024
20252-215912-02 | Xcel Energy | 85 | 13781 | IOU | 05821483 | 9.994 | Solar |  |  | Active Application | Trade Secret | Trade | RAM | RAM064 | Residential |  | Trade Secret | 2024
20252-215912-02 | Xcel Energy | 85 | 13781 | IOU | 05821511 | 7.616 | Solar |  |  | Withdrawn | Trade Secret | Trade | WCR | WCR322 | Residential |  | Trade Secret | 2024
20252-215912-02 | Xcel Energy | 85 | 13781 | IOU | 05821524 | 3.747 | Solar |  |  | Active Application | Trade Secret | Trade | MOL | MOL077 | Residential |  | Trade Secret | 2024
20252-215912-02 | Xcel Energy | 85 | 13781 | IOU | 05821589 | 200 | Solar |  |  | Active Application | Trade Secret | Trade | SHP | SHP062 | Commercial |  | Trade Secret | 2024
20252-215912-02 | Xcel Energy | 85 | 13781 | IOU | 05821614 | 7.838 | Solar |  |  | Interconnected | Trade Secret | Trade | WCR | WCR311 | Residential |  | Trade Secret | 2024 | 2024
20252-215912-02 | Xcel Energy | 85 | 13781 | IOU | 05821739 | 7.54 | Solar |  |  | Interconnected | Trade Secret | Trade | UPP | UPP063 | Residential | Solar*Rewards | Trade Secret | 2024 | 2024
20252-215912-02 | Xcel Energy | 85 | 13781 | IOU | 05821772 | 3.747 | Solar |  |  | Interconnected | Trade Secret | Trade | MOL | MOL063 | Residential |  | Trade Secret | 2024 | 2024
20252-215912-02 | Xcel Energy | 85 | 13781 | IOU | 05822055 | 11.393 |  |  |  | Active Application | Trade Secret | Trade | RAM | RAM064 | Residential |  | Trade Secret | 2024
20252-215912-02 | Xcel Energy | 85 | 13781 | IOU | 05822071 | 11.393 | Solar |  |  | Active Application | Trade Secret | Trade | RAM | RAM064 | Residential |  | Trade Secret | 2024
20252-215912-02 | Xcel Energy | 85 | 13781 | IOU | 05822084 | 3.193 | Solar |  |  | Interconnected | Trade Secret | Trade | ALD | ALD076 | Residential |  | Trade Secret | 2024 | 2024
20252-215912-02 | Xcel Energy | 85 | 13781 | IOU | 05822130 | 11.152 | Solar |  |  | Interconnected | Trade Secret | Trade | HUG | HUG311 | Residential | Solar*Rewards | Trade Secret | 2024 | 2024
20252-215912-02 | Xcel Energy | 85 | 13781 | IOU | 05822150 | 5.226 | Solar |  |  | Interconnected | Trade Secret | Trade | RPL | RPL064 | Residential |  | Trade Secret | 2024 | 2024
20252-215912-02 | Xcel Energy | 85 | 13781 | IOU | 05822156 | 9.84 | Solar |  |  | Interconnected | Trade Secret | Trade | KOL | KOL063 | Residential |  | Trade Secret | 2024 | 2024
20252-215912-02 | Xcel Energy | 85 | 13781 | IOU | 05822210 | 4999 | Solar |  |  | Active Application | Trade Secret | Trade |  |  | Commercial |  | Trade Secret | 2024
20252-215912-02 | Xcel Energy | 85 | 13781 | IOU | 05822230 | 3.747 | Solar |  |  | Active Application | Trade Secret | Trade | LLK | LLK072 | Residential |  | Trade Secret | 2024
20252-215912-02 | Xcel Energy | 85 | 13781 | IOU | 05822753 | 4.592 | Solar |  |  | Interconnected | Trade Secret | Trade | GLK | GLK061 | Residential |  | Trade Secret | 2024 | 2024
20252-215912-02 | Xcel Energy | 85 | 13781 | IOU | 05822853 | 5.904 | Solar |  |  | Interconnected | Trade Secret | Trade | HUG | HUG311 | Residential | Solar*Rewards | Trade Secret | 2024 | 2024
20252-215912-02 | Xcel Energy | 85 | 13781 | IOU | 05822894 | 9.6 | Solar |  |  | Active Application | Trade Secret | Trade | SLP | SLP082 | Residential | Solar*Rewards | Trade Secret | 2024
20252-215912-02 | Xcel Energy | 85 | 13781 | IOU | 05822969 | 4.555 | Solar |  |  | Interconnected | Trade Secret | Trade | TWL | TWL089 | Residential | Solar*Rewards | Trade Secret | 2024 | 2024
20252-215912-02 | Xcel Energy | 85 | 13781 | IOU | 05822980 | 5.584 | Solar |  |  | Active Application | Trade Secret | Trade | WIL | WIL063 | Residential | Solar*Rewards | Trade Secret | 2024
20252-215912-02 | Xcel Energy | 85 | 13781 | IOU | 05823004 | 7.296 | Solar |  |  | Active Application | Trade Secret | Trade | MTW | MTW021 | Residential | Solar*Rewards | Trade Secret | 2024
20252-215912-02 | Xcel Energy | 85 | 13781 | IOU | 05823091 |  |  |  |  | Active Application | Trade Secret | Trade |  |  | Residential |  | Trade Secret | 2024
20252-215912-02 | Xcel Energy | 85 | 13781 | IOU | 05823095 | 18.048 | Solar |  |  | Withdrawn | Trade Secret | Trade | AFT | AFT315 | Residential | Solar*Rewards | Trade Secret | 2024
20252-215912-02 | Xcel Energy | 85 | 13781 | IOU | 05823098 | 10.752 |  |  |  | Withdrawn | Trade Secret | Trade | CNC | CNC063 | Residential |  | Trade Secret | 2024
20252-215912-02 | Xcel Energy | 85 | 13781 | IOU | 05823107 |  |  |  |  | Active Application | Trade Secret | Trade |  |  | Residential |  | Trade Secret | 2024
20252-215912-02 | Xcel Energy | 85 | 13781 | IOU | 05823164 | 9.109 | Solar |  |  | Interconnected | Trade Secret | Trade | RPL | RPL064 | Residential | Solar*Rewards | Trade Secret | 2024 | 2024
20252-215912-02 | Xcel Energy | 85 | 13781 | IOU | 05823194 | 9.184 | Solar |  |  | Interconnected | Trade Secret | Trade | HUG | HUG312 | Residential |  | Trade Secret | 2024 | 2024
20252-215912-02 | Xcel Energy | 85 | 13781 | IOU | 05823199 | 6.046 | Solar |  |  | Interconnected | Trade Secret | Trade | AFT | AFT321 | Residential |  | Trade Secret | 2024 | 2025
20252-215912-02 | Xcel Energy | 85 | 13781 | IOU | 05823216 | 20.736 | Solar |  |  | Interconnected | Trade Secret | Trade | RLK | RLK079 | Residential |  | Trade Secret | 2024 | 2024
20252-215912-02 | Xcel Energy | 85 | 13781 | IOU | 05823290 | 4998 | Solar |  |  | Active Application | Trade Secret | Trade | KEN | KEN022 | Commercial |  | Trade Secret | 2024
20252-215912-02 | Xcel Energy | 85 | 13781 | IOU | 05823377 | 7.616 | Solar |  |  | Active Application | Trade Secret | Trade | WCR | WCR311 | Residential |  | Trade Secret | 2024
20252-215912-02 | Xcel Energy | 85 | 13781 | IOU | 05823383 |  | Solar |  |  | Active Application | Trade Secret | Trade |  |  | Residential | Solar*Rewards | Trade Secret | 2024
20252-215912-02 | Xcel Energy | 85 | 13781 | IOU | 05823408 | 3.747 | Solar |  |  | Active Application | Trade Secret | Trade | ECK | ECK321 | Residential |  | Trade Secret | 2024
20252-215912-02 | Xcel Energy | 85 | 13781 | IOU | 05823423 | 5.052 | Solar |  |  | Interconnected | Trade Secret | Trade | MOL | MOL067 | Residential |  | Trade Secret | 2024 | 2025
20252-215912-02 | Xcel Energy | 85 | 13781 | IOU | 05823444 | 3.747 | Solar |  |  | Active Application | Trade Secret | Trade | OSS | OSS073 | Residential |  | Trade Secret | 2024
20252-215912-02 | Xcel Energy | 85 | 13781 | IOU | 05823460 | 3.747 | Solar |  |  | Active Application | Trade Secret | Trade | DBL | DBL068 | Residential |  | Trade Secret | 2024
20252-215912-02 | Xcel Energy | 85 | 13781 | IOU | 05823461 |  |  |  |  | Active Application | Trade Secret | Trade |  |  | Residential |  | Trade Secret | 2024
20252-215912-02 | Xcel Energy | 85 | 13781 | IOU | 05823502 | 8.064 | Solar |  |  | Interconnected | Trade Secret | Trade | HAS | HAS022 | Residential | Solar*Rewards | Trade Secret | 2024 | 2024
20252-215912-02 | Xcel Energy | 85 | 13781 | IOU | 05823504 | 9.423 | Solar |  |  | Interconnected | Trade Secret | Trade | HUG | HUG321 | Residential | Solar*Rewards | Trade Secret | 2024 | 2024
20252-215912-02 | Xcel Energy | 85 | 13781 | IOU | 05823516 | 6.98 | Solar |  |  | Interconnected | Trade Secret | Trade | HUG | HUG321 | Residential | Solar*Rewards | Trade Secret | 2024 | 2024
20252-215912-02 | Xcel Energy | 85 | 13781 | IOU | 05823549 | 5.2 | Solar |  |  | Active Application | Trade Secret | Trade | IDA | IDA072 | Residential | Solar*Rewards | Trade Secret | 2024
20252-215912-02 | Xcel Energy | 85 | 13781 | IOU | 05823565 | 4.225 | Solar |  |  | Active Application | Trade Secret | Trade | TWL | TWL063 | Residential | Solar*Rewards | Trade Secret | 2024
20252-215912-02 | Xcel Energy | 85 | 13781 | IOU | 05823575 | 3.747 | Solar |  |  | Interconnected | Trade Secret | Trade | OSS | OSS076 | Residential |  | Trade Secret | 2024 | 2025
20252-215912-02 | Xcel Energy | 85 | 13781 | IOU | 05823608 | 7.616 | Solar |  |  | Active Application | Trade Secret | Trade | CRL | CRL031 | Residential |  | Trade Secret | 2024
20252-215912-02 | Xcel Energy | 85 | 13781 | IOU | 05823804 | 7.616 | Solar |  |  | Interconnected | Trade Secret | Trade | TLK | TLK077 | Residential |  | Trade Secret | 2024 | 2025
20252-215912-02 | Xcel Energy | 85 | 13781 | IOU | 05823810 | 7.616 | Solar |  |  | Interconnected | Trade Secret | Trade | OSS | OSS076 | Residential |  | Trade Secret | 2024 | 2025
20252-215912-02 | Xcel Energy | 85 | 13781 | IOU | 05823813 | 6.046 | Solar |  |  | Active Application | Trade Secret | Trade | OAD | OAD072 | Residential |  | Trade Secret | 2024
20252-215912-02 | Xcel Energy | 85 | 13781 | IOU | 05823910 | 9.994 | Solar |  |  | Interconnected | Trade Secret | Trade | CNC | CNC071 | Residential |  | Trade Secret | 2024 | 2025
20252-215912-02 | Xcel Energy | 85 | 13781 | IOU | 05823947 | 8.064 | Solar |  |  | Active Application | Trade Secret | Trade | HOL | HOL061 | Residential | Solar*Rewards | Trade Secret | 2024
20252-215912-02 | Xcel Energy | 85 | 13781 | IOU | 05823986 | 6.046 | Solar |  |  | Active Application | Trade Secret | Trade | WCR | WCR062 | Residential |  | Trade Secret | 2024
20252-215912-02 | Xcel Energy | 85 | 13781 | IOU | 05824061 | 6.046 | Solar |  |  | Interconnected | Trade Secret | Trade | TWL | TWL089 | Residential |  | Trade Secret | 2024 | 2024
20252-215912-02 | Xcel Energy | 85 | 13781 | IOU | 05824073 |  | Solar |  |  | Withdrawn | Trade Secret | Trade |  |  | Residential | Solar*Rewards | Trade Secret | 2024
20252-215912-02 | Xcel Energy | 85 | 13781 | IOU | 05824216 | 2.835 | Solar |  |  | Active Application | Trade Secret | Trade | TLK | TLK061 | Residential |  | Trade Secret | 2024
20252-215912-02 | Xcel Energy | 85 | 13781 | IOU | 05824247 | 5.2 | Solar |  |  | Interconnected | Trade Secret | Trade | RPO | RPO312 | Residential | Solar*Rewards | Trade Secret | 2024 | 2024
20252-215912-02 | Xcel Energy | 85 | 13781 | IOU | 05824307 |  | Solar |  |  | Withdrawn | Trade Secret | Trade |  |  | Residential | Solar*Rewards | Trade Secret | 2024
20252-215912-02 | Xcel Energy | 85 | 13781 | IOU | 05824313 | 3.747 | Solar |  |  | Active Application | Trade Secret | Trade | DBL | DBL073 | Residential |  | Trade Secret | 2024
20252-215912-02 | Xcel Energy | 85 | 13781 | IOU | 05824343 | 3.416 | Solar |  |  | Active Application | Trade Secret | Trade | HWW | HWW062 | Residential | Solar*Rewards | Trade Secret | 2024
20252-215912-02 | Xcel Energy | 85 | 13781 | IOU | 05824470 | 10.47 | Solar |  |  | Interconnected | Trade Secret | Trade | EDA | EDA073 | Residential | Solar*Rewards | Trade Secret | 2024 | 2024
20252-215912-02 | Xcel Energy | 85 | 13781 | IOU | 05824632 | 5.2 | Solar |  |  | Interconnected | Trade Secret | Trade | ALK | ALK072 | Residential | Solar*Rewards | Trade Secret | 2024 | 2024
20252-215912-02 | Xcel Energy | 85 | 13781 | IOU | 05824652 | 15.705 | Solar |  |  | Interconnected | Trade Secret | Trade | HUG | HUG321 | Residential | Solar*Rewards | Trade Secret | 2024 | 2024
20252-215912-02 | Xcel Energy | 85 | 13781 | IOU | 05824675 | 15.925 | Solar |  |  | Active Application | Trade Secret | Trade | BYT | BYT061 | Residential | Solar*Rewards | Trade Secret | 2024
20252-215912-02 | Xcel Energy | 85 | 13781 | IOU | 05824720 | 8.064 | Solar |  |  | Withdrawn | Trade Secret | Trade | RLK | RLK066 | Residential | Solar*Rewards | Trade Secret | 2024
20252-215912-02 | Xcel Energy | 85 | 13781 | IOU | 05825032 | 7.296 | Solar |  |  | Interconnected | Trade Secret | Trade | WCR | WCR322 | Residential | Solar*Rewards | Trade Secret | 2024 | 2024
20252-215912-02 | Xcel Energy | 85 | 13781 | IOU | 05825033 | 4.175 | Solar |  |  | Interconnected | Trade Secret | Trade | TWL | TWL076 | Residential |  | Trade Secret | 2024 | 2024
20252-215912-02 | Xcel Energy | 85 | 13781 | IOU | 05825040 | 0.698 | Solar |  |  | Active Application | Trade Secret | Trade | GVW | GVW021 | Residential | Solar*Rewards | Trade Secret | 2024
20252-215912-02 | Xcel Energy | 85 | 13781 | IOU | 05825042 | 7.971 | Solar |  |  | Withdrawn | Trade Secret | Trade | AFT | AFT314 | Residential | Solar*Rewards | Trade Secret | 2024
20252-215912-02 | Xcel Energy | 85 | 13781 | IOU | 05825073 | 9.772 | Solar |  |  | Interconnected | Trade Secret | Trade | WIL | WIL084 | Residential |  | Trade Secret | 2024 | 2024
20252-215912-02 | Xcel Energy | 85 | 13781 | IOU | 05825086 |  | Solar |  |  | Withdrawn | Trade Secret | Trade | WCR | WCR062 | Residential | Solar*Rewards | Trade Secret | 2024
20252-215912-02 | Xcel Energy | 85 | 13781 | IOU | 05825088 | 9.994 | Solar |  |  | Interconnected | Trade Secret | Trade | RIV | RIV064 | Residential | Solar*Rewards | Trade Secret | 2024 | 2024
20252-215912-02 | Xcel Energy | 85 | 13781 | IOU | 05825096 | 180 | Solar |  |  | Interconnected | Trade Secret | Trade | LLK | LLK072 | Commercial |  | Trade Secret | 2024 | 2024
20252-215912-02 | Xcel Energy | 85 | 13781 | IOU | 05825118 | 4.992 | Solar |  |  | Interconnected | Trade Secret | Trade | WCR | WCR322 | Residential | Solar*Rewards | Trade Secret | 2024 | 2024
20252-215912-02 | Xcel Energy | 85 | 13781 | IOU | 05825160 | 9.216 | Solar |  |  | Interconnected | Trade Secret | Trade | OSS | OSS063 | Residential | Solar*Rewards | Trade Secret | 2024 | 2024
20252-215912-02 | Xcel Energy | 85 | 13781 | IOU | 05825196 |  | Solar |  |  | Active Application | Trade Secret | Trade |  |  | Residential | Solar*Rewards | Trade Secret | 2024
20252-215912-02 | Xcel Energy | 85 | 13781 | IOU | 05825273 | 8.027 | Solar |  |  | Interconnected | Trade Secret | Trade | WCR | WCR322 | Residential | Solar*Rewards | Trade Secret | 2024 | 2025
20252-215912-02 | Xcel Energy | 85 | 13781 | IOU | 05825306 | 6.046 | Solar |  |  | Interconnected | Trade Secret | Trade | APA | APA061 | Residential |  | Trade Secret | 2024 | 2025
20252-215912-02 | Xcel Energy | 85 | 13781 | IOU | 05825349 | 9.772 | Solar |  |  | Active Application | Trade Secret | Trade | WCR | WCR062 | Residential | Solar*Rewards | Trade Secret | 2024
20252-215912-02 | Xcel Energy | 85 | 13781 | IOU | 05825353 | 14.625 | Solar |  |  | Interconnected | Trade Secret | Trade | EDA | EDA073 | Residential | Solar*Rewards | Trade Secret | 2024 | 2024
20252-215912-02 | Xcel Energy | 85 | 13781 | IOU | 05825366 | 2.6 | Solar |  |  | Withdrawn | Trade Secret | Trade | RIV | RIV061 | Residential | Solar*Rewards | Trade Secret | 2024
20252-215912-02 | Xcel Energy | 85 | 13781 | IOU | 05825402 | 2.6 | Solar |  |  | Withdrawn | Trade Secret | Trade | RIV | RIV061 | Residential | Solar*Rewards | Trade Secret | 2024
20252-215912-02 | Xcel Energy | 85 | 13781 | IOU | 05825582 | 8.775 | Solar |  |  | Interconnected | Trade Secret | Trade | MEL | MEL089 | Residential |  | Trade Secret | 2024 | 2025
20252-215912-02 | Xcel Energy | 85 | 13781 | IOU | 05825663 | 4.645 | Solar |  |  | Interconnected | Trade Secret | Trade | RRK | RRK064 | Residential | Solar*Rewards | Trade Secret | 2024 | 2024
20252-215912-02 | Xcel Energy | 85 | 13781 | IOU | 05825912 |  |  |  |  | Withdrawn | Trade Secret | Trade | MEL | MEL072 | Residential |  | Trade Secret | 2024
20252-215912-02 | Xcel Energy | 85 | 13781 | IOU | 05825915 | 11.39 |  |  |  | Active Application | Trade Secret | Trade | MEL | MEL072 | Residential |  | Trade Secret | 2024
20252-215912-02 | Xcel Energy | 85 | 13781 | IOU | 05825917 | 3.747 | Solar |  |  | Interconnected | Trade Secret | Trade | TWL | TWL081 | Residential |  | Trade Secret | 2024 | 2025
20252-215912-02 | Xcel Energy | 85 | 13781 | IOU | 05825926 | 11.393 | Solar |  |  | Interconnected | Trade Secret | Trade | MEL | MEL072 | Residential |  | Trade Secret | 2024 | 2025
20252-215912-02 | Xcel Energy | 85 | 13781 | IOU | 05825927 | 7.616 | Solar |  |  | Interconnected | Trade Secret | Trade | TWL | TWL081 | Residential |  | Trade Secret | 2024 | 2024
20252-215912-02 | Xcel Energy | 85 | 13781 | IOU | 05825935 | 5.052 | Solar |  |  | Withdrawn | Trade Secret | Trade | CGR | CGR064 | Residential |  | Trade Secret | 2024
20252-215912-02 | Xcel Energy | 85 | 13781 | IOU | 05825949 | 19.988 | Solar |  |  | Active Application | Trade Secret | Trade | TLK | TLK064 | Residential |  | Trade Secret | 2024
20252-215912-02 | Xcel Energy | 85 | 13781 | IOU | 05825965 | 7.216 | Solar |  |  | Withdrawn | Trade Secret | Trade | KOL | KOL071 | Residential | Solar*Rewards | Trade Secret | 2024
20252-215912-02 | Xcel Energy | 85 | 13781 | IOU | 05826122 | 5.516 | Solar |  |  | Interconnected | Trade Secret | Trade | AHI | AHI063 | Residential | Solar*Rewards | Trade Secret | 2024 | 2024
20252-215912-02 | Xcel Energy | 85 | 13781 | IOU | 05826138 |  |  |  |  | Active Application | Trade Secret | Trade |  |  | Residential |  | Trade Secret | 2024
20252-215912-02 | Xcel Energy | 85 | 13781 | IOU | 05826203 | 2.6 | Solar |  |  | Interconnected | Trade Secret | Trade | RIV | RIV061 | Residential | Solar*Rewards | Trade Secret | 2024 | 2024
20252-215912-02 | Xcel Energy | 85 | 13781 | IOU | 05826250 | 9.772 | Solar |  |  | Active Application | Trade Secret | Trade | WCR | WCR322 | Residential | Solar*Rewards | Trade Secret | 2024
20252-215912-02 | Xcel Energy | 85 | 13781 | IOU | 05826269 | 3.037 | Solar |  |  | Interconnected | Trade Secret | Trade | SHP | SHP072 | Residential | Solar*Rewards | Trade Secret | 2024 | 2024
20252-215912-02 | Xcel Energy | 85 | 13781 | IOU | 05826285 | 6.073 | Solar |  |  | Interconnected | Trade Secret | Trade | VKG | VKG072 | Residential | Solar*Rewards | Trade Secret | 2024 | 2024
20252-215912-02 | Xcel Energy | 85 | 13781 | IOU | 05826543 | 8.725 | Solar |  |  | Withdrawn | Trade Secret | Trade | WCR | WCR322 | Residential | Solar*Rewards | Trade Secret | 2024
20252-215912-02 | Xcel Energy | 85 | 13781 | IOU | 05826603 |  | Solar |  |  | Active Application | Trade Secret | Trade |  |  | Residential | Solar*Rewards | Trade Secret | 2024
20252-215912-02 | Xcel Energy | 85 | 13781 | IOU | 05826979 | 7.475 | Solar |  |  | Interconnected | Trade Secret | Trade | RAM | RAM062 | Residential | Solar*Rewards | Trade Secret | 2024 | 2024
20252-215912-02 | Xcel Energy | 85 | 13781 | IOU | 05827267 | 10.161 | Solar |  |  | Interconnected | Trade Secret | Trade | RRK | RRK064 | Residential | Solar*Rewards | Trade Secret | 2024 | 2024
20252-215912-02 | Xcel Energy | 85 | 13781 | IOU | 05827292 | 6.282 | Solar |  |  | Active Application | Trade Secret | Trade | WCR | WCR322 | Residential | Solar*Rewards | Trade Secret | 2024
20252-215912-02 | Xcel Energy | 85 | 13781 | IOU | 05827323 | 19.82 | Storage |  |  | Active Application | Trade Secret | Trade | SLP | SLP097 | Residential |  | Trade Secret | 2024
20252-215912-02 | Xcel Energy | 85 | 13781 | IOU | 05827491 | 125 | Solar |  |  | Active Application | Trade Secret | Trade |  |  | Commercial |  | Trade Secret | 2024
20252-215912-02 | Xcel Energy | 85 | 13781 | IOU | 05827674 | 5.904 | Solar |  |  | Interconnected | Trade Secret | Trade | RRK | RRK064 | Residential | Solar*Rewards | Trade Secret | 2024 | 2024
20252-215912-02 | Xcel Energy | 85 | 13781 | IOU | 05827688 |  | Solar |  |  | Active Application | Trade Secret | Trade |  |  | Residential | Solar*Rewards | Trade Secret | 2024
20252-215912-02 | Xcel Energy | 85 | 13781 | IOU | 05827729 | 7.678 | Solar |  |  | Interconnected | Trade Secret | Trade | XRD | XRD062 | Residential | Solar*Rewards | Trade Secret | 2024 | 2024
20252-215912-02 | Xcel Energy | 85 | 13781 | IOU | 05828042 |  | Solar |  |  | Active Application | Trade Secret | Trade |  |  | Residential | Solar*Rewards | Trade Secret | 2024
20252-215912-02 | Xcel Energy | 85 | 13781 | IOU | 05828045 | 5.052 | Solar |  |  | Active Application | Trade Secret | Trade | MDT | MDT071 | Residential | Solar*Rewards | Trade Secret | 2024
20252-215912-02 | Xcel Energy | 85 | 13781 | IOU | 05828048 | 7.616 | Solar |  |  | Active Application | Trade Secret | Trade | MDT | MDT071 | Residential | Solar*Rewards | Trade Secret | 2024
20252-215912-02 | Xcel Energy | 85 | 13781 | IOU | 05828050 | 3.747 | Solar |  |  | Active Application | Trade Secret | Trade | MDT | MDT071 | Residential | Solar*Rewards | Trade Secret | 2024
20252-215912-02 | Xcel Energy | 85 | 13781 | IOU | 05828133 | 7.216 | Solar |  |  | Withdrawn | Trade Secret | Trade | WCR | WCR322 | Residential | Solar*Rewards | Trade Secret | 2024
20252-215912-02 | Xcel Energy | 85 | 13781 | IOU | 05828148 | 12.672 | Solar |  |  | Interconnected | Trade Secret | Trade | STY | STY065 | Commercial | Solar*Rewards | Trade Secret | 2024 | 2024
20252-215912-02 | Xcel Energy | 85 | 13781 | IOU | 05828252 |  | Solar |  |  | Withdrawn | Trade Secret | Trade |  |  | Residential | Solar*Rewards | Trade Secret | 2024
20252-215912-02 | Xcel Energy | 85 | 13781 | IOU | 05828297 | 9.765 | Solar |  |  | Interconnected | Trade Secret | Trade | RPO | RPO311 | Residential |  | Trade Secret | 2024 | 2024
20252-215912-02 | Xcel Energy | 85 | 13781 | IOU | 05828299 | 3.037 | Solar |  |  | Interconnected | Trade Secret | Trade | AFT | AFT315 | Residential | Solar*Rewards | Trade Secret | 2024 | 2024
20252-215912-02 | Xcel Energy | 85 | 13781 | IOU | 05828363 | 3.141 | Solar |  |  | Interconnected | Trade Secret | Trade | MEL | MEL073 | Residential | Solar*Rewards | Trade Secret | 2024 | 2024
20252-215912-02 | Xcel Energy | 85 | 13781 | IOU | 05828378 | 3.49 | Solar |  |  | Interconnected | Trade Secret | Trade | MPK | MPK082 | Residential | Solar*Rewards | Trade Secret | 2024 | 2024
20252-215912-02 | Xcel Energy | 85 | 13781 | IOU | 05828381 |  | Solar |  |  | Active Application | Trade Secret | Trade |  |  | Residential | Solar*Rewards | Trade Secret | 2024
20252-215912-02 | Xcel Energy | 85 | 13781 | IOU | 05828388 | 9.869 | Solar |  |  | Active Application | Trade Secret | Trade | HSN | HSN312 | Residential | Solar*Rewards | Trade Secret | 2024
20252-215912-02 | Xcel Energy | 85 | 13781 | IOU | 05828405 | 4.934 | Solar |  |  | Interconnected | Trade Secret | Trade | MPK | MPK071 | Residential | Solar*Rewards | Trade Secret | 2024 | 2024
20252-215912-02 | Xcel Energy | 85 | 13781 | IOU | 05828428 | 6.453 | Solar |  |  | Interconnected | Trade Secret | Trade | MEL | MEL061 | Residential | Solar*Rewards | Trade Secret | 2024 | 2024
20252-215912-02 | Xcel Energy | 85 | 13781 | IOU | 05828478 | 7.68 | Solar |  |  | Withdrawn | Trade Secret | Trade | GVW | GVW031 | Residential | Solar*Rewards | Trade Secret | 2024
20252-215912-02 | Xcel Energy | 85 | 13781 | IOU | 05828498 | 7.68 | Solar |  |  | Interconnected | Trade Secret | Trade | GVW | GVW031 | Residential |  | Trade Secret | 2024 | 2024
20252-215912-02 | Xcel Energy | 85 | 13781 | IOU | 05828636 | 5.516 | Solar |  |  | Withdrawn | Trade Secret | Trade | ATW | ATW062 | Residential |  | Trade Secret | 2024
20252-215912-02 | Xcel Energy | 85 | 13781 | IOU | 05828670 | 12.564 | Solar |  |  | Interconnected | Trade Secret | Trade | WCS | WCS072 | Residential | Solar*Rewards | Trade Secret | 2024 | 2024
20252-215912-02 | Xcel Energy | 85 | 13781 | IOU | 05828718 | 7.616 | Solar |  |  | Active Application | Trade Secret | Trade | APA | APA068 | Residential |  | Trade Secret | 2024
20252-215912-02 | Xcel Energy | 85 | 13781 | IOU | 05828732 | 5.052 | Solar |  |  | Interconnected | Trade Secret | Trade | TWL | TWL067 | Residential |  | Trade Secret | 2024 | 2024
20252-215912-02 | Xcel Energy | 85 | 13781 | IOU | 05828766 | 5.052 | Solar |  |  | Active Application | Trade Secret | Trade | ECK | ECK063 | Residential |  | Trade Secret | 2024
20252-215912-02 | Xcel Energy | 85 | 13781 | IOU | 05828768 | 12.288 | Solar |  |  | Active Application | Trade Secret | Trade | BRP | BRP063 | Residential | Solar*Rewards | Trade Secret | 2024
20252-215912-02 | Xcel Energy | 85 | 13781 | IOU | 05828780 | 4990 | Solar |  |  | Active Application | Trade Secret | Trade | LOW | LOW021 | Commercial |  | Trade Secret | 2024
20252-215912-02 | Xcel Energy | 85 | 13781 | IOU | 05828784 | 5.052 | Solar |  |  | Active Application | Trade Secret | Trade | TWL | TWL066 | Residential |  | Trade Secret | 2024
20252-215912-02 | Xcel Energy | 85 | 13781 | IOU | 05828803 | 8.064 | Solar |  |  | Interconnected | Trade Secret | Trade | ECK | ECK321 | Residential | Solar*Rewards | Trade Secret | 2024 | 2024
20252-215912-02 | Xcel Energy | 85 | 13781 | IOU | 05828844 | 12.672 | Solar |  |  | Active Application | Trade Secret | Trade | AVR | AVR081 | Residential | Solar*Rewards | Trade Secret | 2024
20252-215912-02 | Xcel Energy | 85 | 13781 | IOU | 05828872 | 39.976 | Solar |  |  | Active Application | Trade Secret | Trade | HUG | HUG321 | Residential |  | Trade Secret | 2024
20252-215912-02 | Xcel Energy | 85 | 13781 | IOU | 05828968 | 7.7 | Solar |  |  | Interconnected | Trade Secret | Trade | MTV | MTV003 | Residential | Solar*Rewards | Trade Secret | 2024 | 2025
20252-215912-02 | Xcel Energy | 85 | 13781 | IOU | 05828980 | 8.448 | Solar |  |  | Interconnected | Trade Secret | Trade | WCR | WCR062 | Residential | Solar*Rewards | Trade Secret | 2024 | 2024
20252-215912-02 | Xcel Energy | 85 | 13781 | IOU | 05829037 | 20.352 | Solar |  |  | Interconnected | Trade Secret | Trade | WCR | WCR322 | Residential |  | Trade Secret | 2024 | 2024
20252-215912-02 | Xcel Energy | 85 | 13781 | IOU | 05829159 | 5.052 | Solar |  |  | Interconnected | Trade Secret | Trade | MOL | MOL067 | Residential |  | Trade Secret | 2024 | 2024
20252-215912-02 | Xcel Energy | 85 | 13781 | IOU | 05829166 | 3.747 | Solar |  |  | Interconnected | Trade Secret | Trade | CRL | CRL065 | Residential |  | Trade Secret | 2024 | 2025
20252-215912-02 | Xcel Energy | 85 | 13781 | IOU | 05829299 | 8.832 | Solar |  |  | Interconnected | Trade Secret | Trade | WTN | WTN062 | Residential |  | Trade Secret | 2024 | 2024
20252-215912-02 | Xcel Energy | 85 | 13781 | IOU | 05829382 | 6.144 | Solar |  |  | Interconnected | Trade Secret | Trade | OSS | OSS063 | Residential |  | Trade Secret | 2024 | 2024
20252-215912-02 | Xcel Energy | 85 | 13781 | IOU | 05829418 | 23.383 | Solar |  |  | Withdrawn | Trade Secret | Trade | HSN | HSN321 | Residential | Solar*Rewards | Trade Secret | 2024
20252-215912-02 | Xcel Energy | 85 | 13781 | IOU | 05829540 | 2.613 | Solar |  |  | Interconnected | Trade Secret | Trade | RMT | RMT321 | Residential |  | Trade Secret | 2024 | 2024
20252-215912-02 | Xcel Energy | 85 | 13781 | IOU | 05829555 | 11.52 | Solar |  |  | Interconnected | Trade Secret | Trade | AFT | AFT321 | Residential |  | Trade Secret | 2024 | 2024
20252-215912-02 | Xcel Energy | 85 | 13781 | IOU | 05829620 | 4.188 | Solar |  |  | Interconnected | Trade Secret | Trade | SLP | SLP082 | Residential | Solar*Rewards | Trade Secret | 2024 | 2024
20252-215912-02 | Xcel Energy | 85 | 13781 | IOU | 05829627 | 5.904 | Solar |  |  | Interconnected | Trade Secret | Trade | HUG | HUG311 | Residential |  | Trade Secret | 2024 | 2024
20252-215912-02 | Xcel Energy | 85 | 13781 | IOU | 05829705 | 7.329 | Solar |  |  | Interconnected | Trade Secret | Trade | SHP | SHP062 | Residential | Solar*Rewards | Trade Secret | 2024 | 2024
20252-215912-02 | Xcel Energy | 85 | 13781 | IOU | 05829716 | 13.824 | Solar |  |  | Interconnected | Trade Secret | Trade | CHE | CHE076 | Residential | Solar*Rewards | Trade Secret | 2024 | 2024
20252-215912-02 | Xcel Energy | 85 | 13781 | IOU | 05829718 | 7.212 | Solar |  |  | Active Application | Trade Secret | Trade | GLK | GLK064 | Residential | Solar*Rewards | Trade Secret | 2024
20252-215912-02 | Xcel Energy | 85 | 13781 | IOU | 05829721 | 5.516 | Solar |  |  | Interconnected | Trade Secret | Trade | VMR | VMR061 | Commercial | Solar*Rewards | Trade Secret | 2024 | 2025
20252-215912-02 | Xcel Energy | 85 | 13781 | IOU | 05829744 | 4.555 | Solar |  |  | Interconnected | Trade Secret | Trade | LEX | LEX332 | Residential | Solar*Rewards | Trade Secret | 2024 | 2024
20252-215912-02 | Xcel Energy | 85 | 13781 | IOU | 05829745 | 5.052 | Solar |  |  | Interconnected | Trade Secret | Trade | SOU | SOU061 | Residential |  | Trade Secret | 2024 | 2024
20252-215912-02 | Xcel Energy | 85 | 13781 | IOU | 05829775 | 3.416 | Solar |  |  | Interconnected | Trade Secret | Trade | DAS | DAS061 | Residential | Solar*Rewards | Trade Secret | 2024 | 2024
20252-215912-02 | Xcel Energy | 85 | 13781 | IOU | 05829800 | 4990 | Solar |  |  | Active Application | Trade Secret | Trade | JOR | JOR022 | Commercial |  | Trade Secret | 2024
20252-215912-02 | Xcel Energy | 85 | 13781 | IOU | 05829871 | 4.592 | Solar |  |  | Interconnected | Trade Secret | Trade | RRK | RRK064 | Residential | Solar*Rewards | Trade Secret | 2024 | 2024
20252-215912-02 | Xcel Energy | 85 | 13781 | IOU | 05829903 | 20.736 | Solar |  |  | Active Application | Trade Secret | Trade | PAT | PAT313 | Residential | Solar*Rewards | Trade Secret | 2024
20252-215912-02 | Xcel Energy | 85 | 13781 | IOU | 05829906 | 280 | Solar |  |  | Interconnected | Trade Secret | Trade | OAD | OAD075 | Commercial |  | Trade Secret | 2024 | 2024
20252-215912-02 | Xcel Energy | 85 | 13781 | IOU | 05829984 | 6.528 | Solar |  |  | Withdrawn | Trade Secret | Trade | OSS | OSS065 | Residential |  | Trade Secret | 2024
20252-215912-02 | Xcel Energy | 85 | 13781 | IOU | 05829991 | 3.747 | Solar |  |  | Interconnected | Trade Secret | Trade | MEL | MEL072 | Residential |  | Trade Secret | 2024 | 2025
20252-215912-02 | Xcel Energy | 85 | 13781 | IOU | 05830030 | 4000 | Solar |  |  | Withdrawn | Trade Secret | Trade |  |  | Residential | Other | Trade Secret | 2024
20252-215912-02 | Xcel Energy | 85 | 13781 | IOU | 05830051 | 6.56 | Solar |  |  | Interconnected | Trade Secret | Trade | OAD | OAD071 | Residential |  | Trade Secret | 2024 | 2024
20252-215912-02 | Xcel Energy | 85 | 13781 | IOU | 05830225 | 6.046 | Solar |  |  | Interconnected | Trade Secret | Trade | TWL | TWL066 | Residential |  | Trade Secret | 2024 | 2024
20252-215912-02 | Xcel Energy | 85 | 13781 | IOU | 05830227 | 5.052 | Solar |  |  | Active Application | Trade Secret | Trade | OAD | OAD071 | Residential |  | Trade Secret | 2024
20252-215912-02 | Xcel Energy | 85 | 13781 | IOU | 05830269 | 7.616 | Solar |  |  | Active Application | Trade Secret | Trade | PKL | PKL085 | Residential |  | Trade Secret | 2024
20252-215912-02 | Xcel Energy | 85 | 13781 | IOU | 05830274 | 3.747 | Solar |  |  | Interconnected | Trade Secret | Trade | TWL | TWL072 | Residential |  | Trade Secret | 2024 | 2024
20252-215912-02 | Xcel Energy | 85 | 13781 | IOU | 05830313 | 5.052 | Solar |  |  | Interconnected | Trade Secret | Trade | RIV | RIV061 | Residential |  | Trade Secret | 2024 | 2025
20252-215912-02 | Xcel Energy | 85 | 13781 | IOU | 05830321 | 3.25 | Solar |  |  | Withdrawn | Trade Secret | Trade | STY | STY061 | Residential |  | Trade Secret | 2024
20252-215912-02 | Xcel Energy | 85 | 13781 | IOU | 05830366 | 3.747 | Solar |  |  | Withdrawn | Trade Secret | Trade | WIL | WIL098 | Residential |  | Trade Secret | 2024
20252-215912-02 | Xcel Energy | 85 | 13781 | IOU | 05830379 | 9.994 | Solar |  |  | Interconnected | Trade Secret | Trade | HOL | HOL072 | Residential |  | Trade Secret | 2024 | 2025
20252-215912-02 | Xcel Energy | 85 | 13781 | IOU | 05830432 | 14.208 | Solar |  |  | Active Application | Trade Secret | Trade | KOL | KOL071 | Residential | Solar*Rewards | Trade Secret | 2024
20252-215912-02 | Xcel Energy | 85 | 13781 | IOU | 05830438 | 12.913 | Solar |  |  | Withdrawn | Trade Secret | Trade | KOL | KOL071 | Residential | Solar*Rewards | Trade Secret | 2024
20252-215912-02 | Xcel Energy | 85 | 13781 | IOU | 05830471 | 7.872 | Solar |  |  | Interconnected | Trade Secret | Trade | LEX | LEX332 | Residential |  | Trade Secret | 2024 | 2024
20252-215912-02 | Xcel Energy | 85 | 13781 | IOU | 05830544 | 5.76 | Solar |  |  | Active Application | Trade Secret | Trade | CLC | CLC022 | Residential |  | Trade Secret | 2024
20252-215912-02 | Xcel Energy | 85 | 13781 | IOU | 05830590 | 34.6 | Solar |  |  | Active Application | Trade Secret | Trade | ALD | ALD076 | Commercial | Solar*Rewards | Trade Secret | 2024
20252-215912-02 | Xcel Energy | 85 | 13781 | IOU | 05830615 | 5.76 | Solar |  |  | Interconnected | Trade Secret | Trade | MEL | MEL069 | Residential | Solar*Rewards | Trade Secret | 2024 | 2025
20252-215912-02 | Xcel Energy | 85 | 13781 | IOU | 05830619 |  | Solar |  |  | Active Application | Trade Secret | Trade |  |  | Residential | Solar*Rewards | Trade Secret | 2024
20252-215912-02 | Xcel Energy | 85 | 13781 | IOU | 05830620 | 14.976 | Solar |  |  | Active Application | Trade Secret | Trade | FAB | FAB063 | Residential | Solar*Rewards | Trade Secret | 2024
20252-215912-02 | Xcel Energy | 85 | 13781 | IOU | 05830726 |  | Solar |  |  | Withdrawn | Trade Secret | Trade |  |  | Residential | Solar*Rewards | Trade Secret | 2024
20252-215912-02 | Xcel Energy | 85 | 13781 | IOU | 05830746 | 4999 | Solar |  |  | Active Application | Trade Secret | Trade | BEL | BEL061 | Commercial |  | Trade Secret | 2024
20252-215912-02 | Xcel Energy | 85 | 13781 | IOU | 05830756 | 80 | Solar |  |  | Interconnected | Trade Secret | Trade | IDA | IDA074 | Commercial |  | Trade Secret | 2024 | 2024
20252-215912-02 | Xcel Energy | 85 | 13781 | IOU | 05830853 | 5.226 | Solar |  |  | Active Application | Trade Secret | Trade | IDA | IDA072 | Residential |  | Trade Secret | 2024
20252-215912-02 | Xcel Energy | 85 | 13781 | IOU | 05830879 | 5.76 | Solar |  |  | Interconnected | Trade Secret | Trade | LEX | LEX331 | Residential | Solar*Rewards | Trade Secret | 2024 | 2024
20252-215912-02 | Xcel Energy | 85 | 13781 | IOU | 05830892 | 4.592 | Solar |  |  | Interconnected | Trade Secret | Trade | RRK | RRK064 | Residential |  | Trade Secret | 2024 | 2024
20252-215912-02 | Xcel Energy | 85 | 13781 | IOU | 05830912 | 3.796 | Solar |  |  | Withdrawn | Trade Secret | Trade | IDA | IDA061 | Residential |  | Trade Secret | 2024
20252-215912-02 | Xcel Energy | 85 | 13781 | IOU | 05830918 | 4.555 | Solar |  |  | Interconnected | Trade Secret | Trade | HWW | HWW074 | Residential |  | Trade Secret | 2024 | 2024
20252-215912-02 | Xcel Energy | 85 | 13781 | IOU | 05830923 | 8.064 | Solar |  |  | Active Application | Trade Secret | Trade | BRP | BRP073 | Residential | Solar*Rewards | Trade Secret | 2024
20252-215912-02 | Xcel Energy | 85 | 13781 | IOU | 05830944 | 4.188 | Solar |  |  | Active Application | Trade Secret | Trade | WCR | WCR322 | Residential |  | Trade Secret | 2024
20252-215912-02 | Xcel Energy | 85 | 13781 | IOU | 05830961 | 3.747 | Solar |  |  | Active Application | Trade Secret | Trade | SOU | SOU061 | Residential |  | Trade Secret | 2024
20252-215912-02 | Xcel Energy | 85 | 13781 | IOU | 05830966 | 13.824 | Solar |  |  | Interconnected | Trade Secret | Trade | WCR | WCR322 | Residential |  | Trade Secret | 2024 | 2024
20252-215912-02 | Xcel Energy | 85 | 13781 | IOU | 05830980 | 4.175 | Solar |  |  | Interconnected | Trade Secret | Trade | HUG | HUG312 | Residential |  | Trade Secret | 2024 | 2024
20252-215912-02 | Xcel Energy | 85 | 13781 | IOU | 05830991 | 5.76 | Solar |  |  | Withdrawn | Trade Secret | Trade | GSL | GSL341 | Residential |  | Trade Secret | 2024
20252-215912-02 | Xcel Energy | 85 | 13781 | IOU | 05831017 | 10.368 | Solar |  |  | Interconnected | Trade Secret | Trade | WCR | WCR322 | Residential | Solar*Rewards | Trade Secret | 2024 | 2024
20252-215912-02 | Xcel Energy | 85 | 13781 | IOU | 05831030 | 3.747 | Solar |  |  | Interconnected | Trade Secret | Trade | WIL | WIL085 | Residential |  | Trade Secret | 2024 | 2025
20252-215912-02 | Xcel Energy | 85 | 13781 | IOU | 05831038 | 6.046 | Solar |  |  | Interconnected | Trade Secret | Trade | DBL | DBL067 | Residential | Solar*Rewards | Trade Secret | 2024 | 2024
20252-215912-02 | Xcel Energy | 85 | 13781 | IOU | 05831061 | 9.994 | Solar |  |  | Interconnected | Trade Secret | Trade | OSS | OSS077 | Residential |  | Trade Secret | 2024 | 2024
20252-215912-02 | Xcel Energy | 85 | 13781 | IOU | 05831116 | 5.376 | Solar |  |  | Interconnected | Trade Secret | Trade | RLK | RLK073 | Residential |  | Trade Secret | 2024 | 2024
20252-215912-02 | Xcel Energy | 85 | 13781 | IOU | 05831134 | 3.747 | Solar |  |  | Active Application | Trade Secret | Trade | TER | TER071 | Residential |  | Trade Secret | 2024
20252-215912-02 | Xcel Energy | 85 | 13781 | IOU | 05831146 | 6.631 | Solar |  |  | Withdrawn | Trade Secret | Trade | BRP | BRP061 | Residential | Solar*Rewards | Trade Secret | 2024
20252-215912-02 | Xcel Energy | 85 | 13781 | IOU | 05831167 | 8.027 | Solar |  |  | Active Application | Trade Secret | Trade | WCR | WCR311 | Residential |  | Trade Secret | 2024
20252-215912-02 | Xcel Energy | 85 | 13781 | IOU | 05831189 | 3.747 | Solar |  |  | Withdrawn | Trade Secret | Trade | RMT | RMT321 | Residential |  | Trade Secret | 2024
20252-215912-02 | Xcel Energy | 85 | 13781 | IOU | 05831221 | 5.052 | Solar |  |  | Active Application | Trade Secret | Trade | RIV | RIV075 | Residential |  | Trade Secret | 2024
20252-215912-02 | Xcel Energy | 85 | 13781 | IOU | 05831361 | 7.872 | Solar |  |  | Interconnected | Trade Secret | Trade | ESW | ESW081 | Residential | Solar*Rewards | Trade Secret | 2024 | 2024
20252-215912-02 | Xcel Energy | 85 | 13781 | IOU | 05831384 | 7.591 | Solar |  |  | Interconnected | Trade Secret | Trade | WDY | WDY312 | Residential | Solar*Rewards | Trade Secret | 2024 | 2024
20252-215912-02 | Xcel Energy | 85 | 13781 | IOU | 05831400 | 6.631 | Solar |  |  | Active Application | Trade Secret | Trade | BRP | BRP061 | Residential |  | Trade Secret | 2024
20252-215912-02 | Xcel Energy | 85 | 13781 | IOU | 05831423 | 7.216 | Solar |  |  | Interconnected | Trade Secret | Trade | KOL | KOL071 | Residential |  | Trade Secret | 2024 | 2024
20252-215912-02 | Xcel Energy | 85 | 13781 | IOU | 05831437 | 6.98 | Solar |  |  | Interconnected | Trade Secret | Trade | WDY | WDY311 | Residential | Solar*Rewards | Trade Secret | 2024 | 2024
20252-215912-02 | Xcel Energy | 85 | 13781 | IOU | 05831522 | 7.258 | Solar |  |  | Interconnected | Trade Secret | Trade | CGR | CGR074 | Commercial | Solar*Rewards | Trade Secret | 2024 | 2024
20252-215912-02 | Xcel Energy | 85 | 13781 | IOU | 05831528 | 11.866 | Solar |  |  | Interconnected | Trade Secret | Trade | WSG | WSG362 | Residential | Solar*Rewards | Trade Secret | 2024 | 2024
20252-215912-02 | Xcel Energy | 85 | 13781 | IOU | 05831577 | 6.073 | Solar |  |  | Interconnected | Trade Secret | Trade | OAD | OAD074 | Residential | Solar*Rewards | Trade Secret | 2024 | 2024
20252-215912-02 | Xcel Energy | 85 | 13781 | IOU | 05831632 | 3.796 | Solar |  |  | Active Application | Trade Secret | Trade | IDA | IDA061 | Residential |  | Trade Secret | 2024
20252-215912-02 | Xcel Energy | 85 | 13781 | IOU | 05831709 | 8.448 | Solar |  |  | Withdrawn | Trade Secret | Trade | BRP | BRP062 | Residential |  | Trade Secret | 2024
20252-215912-02 | Xcel Energy | 85 | 13781 | IOU | 05831727 | 9.074 | Solar |  |  | Active Application | Trade Secret | Trade | WCR | WCR322 | Residential | Solar*Rewards | Trade Secret | 2024
20252-215912-02 | Xcel Energy | 85 | 13781 | IOU | 05831890 | 6.98 | Solar |  |  | Active Application | Trade Secret | Trade | WCR | WCR322 | Residential |  | Trade Secret | 2024
20252-215912-02 | Xcel Energy | 85 | 13781 | IOU | 05831931 | 12.672 | Solar |  |  | Interconnected | Trade Secret | Trade | WCR | WCR322 | Residential | Solar*Rewards | Trade Secret | 2024 | 2024
20252-215912-02 | Xcel Energy | 85 | 13781 | IOU | 05832011 | 6.5 | Solar |  |  | Withdrawn | Trade Secret | Trade | ALD | ALD076 | Residential | Solar*Rewards | Trade Secret | 2024
20252-215912-02 | Xcel Energy | 85 | 13781 | IOU | 05832333 | 6.046 | Solar |  |  | Active Application | Trade Secret | Trade | SOU | SOU061 | Residential |  | Trade Secret | 2024
20252-215912-02 | Xcel Energy | 85 | 13781 | IOU | 05832341 | 8.725 | Solar |  |  | Interconnected | Trade Secret | Trade | GSL | GSL341 | Residential | Solar*Rewards | Trade Secret | 2024 | 2024
20252-215912-02 | Xcel Energy | 85 | 13781 | IOU | 05832359 | 14.208 | Solar |  |  | Interconnected | Trade Secret | Trade | WCR | WCR063 | Residential |  | Trade Secret | 2024 | 2024
20252-215912-02 | Xcel Energy | 85 | 13781 | IOU | 05832415 | 2.9 | Solar |  |  | Interconnected | Trade Secret | Trade | APA | APA075 | Residential | Solar*Rewards | Trade Secret | 2024 | 2024
20252-215912-02 | Xcel Energy | 85 | 13781 | IOU | 05832441 | 1.575 | Solar |  |  | Interconnected | Trade Secret | Trade | SLP | SLP083 | Residential | Solar*Rewards | Trade Secret | 2024 | 2024
20252-215912-02 | Xcel Energy | 85 | 13781 | IOU | 05832476 | 5.314 | Solar |  |  | Interconnected | Trade Secret | Trade | ALD | ALD076 | Residential |  | Trade Secret | 2024 | 2024
20252-215912-02 | Xcel Energy | 85 | 13781 | IOU | 05832496 | 5.516 | Solar |  |  | Interconnected | Trade Secret | Trade | ECK | ECK322 | Residential | Solar*Rewards | Trade Secret | 2024 | 2024
20252-215912-02 | Xcel Energy | 85 | 13781 | IOU | 05832533 | 4.935 | Solar |  |  | Interconnected | Trade Secret | Trade | AHI | AHI022 | Residential | Solar*Rewards | Trade Secret | 2024 | 2024
20252-215912-02 | Xcel Energy | 85 | 13781 | IOU | 05832639 | 7.616 | Solar |  |  | Active Application | Trade Secret | Trade | WIL | WIL071 | Residential |  | Trade Secret | 2024
20252-215912-02 | Xcel Energy | 85 | 13781 | IOU | 05832652 | 6.046 | Solar |  |  | Active Application | Trade Secret | Trade | OAD | OAD074 | Residential |  | Trade Secret | 2024
20252-215912-02 | Xcel Energy | 85 | 13781 | IOU | 05832728 | 8.35 | Solar |  |  | Interconnected | Trade Secret | Trade | AFT | AFT321 | Residential | Solar*Rewards | Trade Secret | 2024 | 2024
20252-215912-02 | Xcel Energy | 85 | 13781 | IOU | 05832738 | 5.2 | Solar |  |  | Interconnected | Trade Secret | Trade | ALD | ALD085 | Residential | Solar*Rewards | Trade Secret | 2024 | 2024
20252-215912-02 | Xcel Energy | 85 | 13781 | IOU | 05832820 | 8.528 | Solar |  |  | Withdrawn | Trade Secret | Trade | GLK | GLK061 | Residential | Solar*Rewards | Trade Secret | 2024
20252-215912-02 | Xcel Energy | 85 | 13781 | IOU | 05832868 | 99.999 | Solar |  |  | Active Application | Trade Secret | Trade | RAM | RAM072 | Commercial |  | Trade Secret | 2024
20252-215912-02 | Xcel Energy | 85 | 13781 | IOU | 05832869 | 8.709 | Solar |  |  | Interconnected | Trade Secret | Trade | TLK | TLK071 | Residential |  | Trade Secret | 2024 | 2024
20252-215912-02 | Xcel Energy | 85 | 13781 | IOU | 05832938 | 8.064 | Solar |  |  | Interconnected | Trade Secret | Trade | WCR | WCR322 | Residential |  | Trade Secret | 2024 | 2025
20252-215912-02 | Xcel Energy | 85 | 13781 | IOU | 05833039 | 4.225 | Solar |  |  | Interconnected | Trade Secret | Trade | APA | APA075 | Residential | Solar*Rewards | Trade Secret | 2024 | 2024
20252-215912-02 | Xcel Energy | 85 | 13781 | IOU | 05833077 | 3.747 | Solar |  |  | Active Application | Trade Secret | Trade | SOU | SOU061 | Residential |  | Trade Secret | 2024
20252-215912-02 | Xcel Energy | 85 | 13781 | IOU | 05833086 | 5.052 | Solar |  |  | Active Application | Trade Secret | Trade | SOU | SOU061 | Residential |  | Trade Secret | 2024
20252-215912-02 | Xcel Energy | 85 | 13781 | IOU | 05833244 | 6.046 | Solar |  |  | Interconnected | Trade Secret | Trade | RIV | RIV064 | Residential |  | Trade Secret | 2024 | 2025
20252-215912-02 | Xcel Energy | 85 | 13781 | IOU | 05833249 | 7.616 | Solar |  |  | Active Application | Trade Secret | Trade | WIL | WIL081 | Residential |  | Trade Secret | 2024
20252-215912-02 | Xcel Energy | 85 | 13781 | IOU | 05833253 | 3.747 | Solar |  |  | Interconnected | Trade Secret | Trade | SOU | SOU083 | Residential |  | Trade Secret | 2024 | 2024
20252-215912-02 | Xcel Energy | 85 | 13781 | IOU | 05833258 | 7.616 | Solar |  |  | Active Application | Trade Secret | Trade | RWD | RWD081 | Residential |  | Trade Secret | 2024
20252-215912-02 | Xcel Energy | 85 | 13781 | IOU | 05833262 | 5.052 | Solar |  |  | Active Application | Trade Secret | Trade | STY | STY065 | Residential |  | Trade Secret | 2024
20252-215912-02 | Xcel Energy | 85 | 13781 | IOU | 05833266 | 5.052 | Solar |  |  | Active Application | Trade Secret | Trade | CDV | CDV072 | Residential |  | Trade Secret | 2024
20252-215912-02 | Xcel Energy | 85 | 13781 | IOU | 05833270 | 6.046 | Solar |  |  | Interconnected | Trade Secret | Trade | CRL | CRL031 | Residential |  | Trade Secret | 2024 | 2024
20252-215912-02 | Xcel Energy | 85 | 13781 | IOU | 05833275 | 3.747 | Solar |  |  | Active Application | Trade Secret | Trade | SHP | SHP072 | Residential |  | Trade Secret | 2024
20252-215912-02 | Xcel Energy | 85 | 13781 | IOU | 05833343 | 5.052 | Solar |  |  | Interconnected | Trade Secret | Trade | HOL | HOL072 | Residential |  | Trade Secret | 2024 | 2025
20252-215912-02 | Xcel Energy | 85 | 13781 | IOU | 05833532 | 9.84 | Solar |  |  | Interconnected | Trade Secret | Trade | ESW | ESW081 | Residential | Solar*Rewards | Trade Secret | 2024 | 2024
20252-215912-02 | Xcel Energy | 85 | 13781 | IOU | 05833573 | 5.248 | Solar |  |  | Withdrawn | Trade Secret | Trade | SCL | SCL311 | Residential | Solar*Rewards | Trade Secret | 2024
20252-215912-02 | Xcel Energy | 85 | 13781 | IOU | 05833600 | 8.528 | Solar |  |  | Active Application | Trade Secret | Trade | MHW | MHW311 | Residential | Solar*Rewards | Trade Secret | 2024
20252-215912-02 | Xcel Energy | 85 | 13781 | IOU | 05833628 | 3.936 | Solar |  |  | Interconnected | Trade Secret | Trade | XRD | XRD062 | Residential | Solar*Rewards | Trade Secret | 2024 | 2024
20252-215912-02 | Xcel Energy | 85 | 13781 | IOU | 05833699 | 11.007 | Solar |  |  | Interconnected | Trade Secret | Trade | AVN | AVN021 | Commercial | Solar*Rewards | Trade Secret | 2024 | 2024
20252-215912-02 | Xcel Energy | 85 | 13781 | IOU | 05833762 | 5.235 | Solar |  |  | Active Application | Trade Secret | Trade | SOU | SOU069 | Residential | Solar*Rewards | Trade Secret | 2024
20252-215912-02 | Xcel Energy | 85 | 13781 | IOU | 05833779 | 4.86 | Solar |  |  | Active Application | Trade Secret | Trade | ALD | ALD088 | Residential | Solar*Rewards | Trade Secret | 2024
20252-215912-02 | Xcel Energy | 85 | 13781 | IOU | 05833791 | 5.052 | Solar |  |  | Active Application | Trade Secret | Trade | WIL | WIL071 | Residential |  | Trade Secret | 2024
20252-215912-02 | Xcel Energy | 85 | 13781 | IOU | 05833827 | 12.905 | Solar |  |  | Interconnected | Trade Secret | Trade | LEX | LEX332 | Residential | Solar*Rewards | Trade Secret | 2024 | 2024
20252-215912-02 | Xcel Energy | 85 | 13781 | IOU | 05833864 | 5.052 | Solar |  |  | Interconnected | Trade Secret | Trade | SOU | SOU061 | Residential |  | Trade Secret | 2024 | 2025
20252-215912-02 | Xcel Energy | 85 | 13781 | IOU | 05833944 | 7.616 | Solar |  |  | Withdrawn | Trade Secret | Trade | WIL | WIL098 | Residential |  | Trade Secret | 2024
20252-215912-02 | Xcel Energy | 85 | 13781 | IOU | 05833978 | 5.314 | Solar |  |  | Interconnected | Trade Secret | Trade | WWK | WWK311 | Residential |  | Trade Secret | 2024 | 2024
20252-215912-02 | Xcel Energy | 85 | 13781 | IOU | 05833980 | 5.052 | Solar |  |  | Active Application | Trade Secret | Trade | DBL | DBL067 | Residential |  | Trade Secret | 2024
20252-215912-02 | Xcel Energy | 85 | 13781 | IOU | 05834168 | 22.786 | Solar |  |  | Active Application | Trade Secret | Trade | XRD | XRD076 | Commercial |  | Trade Secret | 2024
20252-215912-02 | Xcel Energy | 85 | 13781 | IOU | 05834232 | 7.68 | Solar |  |  | Interconnected | Trade Secret | Trade | SOU | SOU064 | Residential | Solar*Rewards | Trade Secret | 2024 | 2024
20252-215912-02 | Xcel Energy | 85 | 13781 | IOU | 05834249 | 10.47 | Solar |  |  | Interconnected | Trade Secret | Trade | SOU | SOU076 | Residential | Solar*Rewards | Trade Secret | 2024 | 2024
20252-215912-02 | Xcel Energy | 85 | 13781 | IOU | 05834258 | 13.056 | Solar |  |  | Active Application | Trade Secret | Trade | DBL | DBL067 | Residential | Solar*Rewards | Trade Secret | 2024
20252-215912-02 | Xcel Energy | 85 | 13781 | IOU | 05834274 | 12.288 | Solar |  |  | Interconnected | Trade Secret | Trade | RAM | RAM073 | Residential | Solar*Rewards | Trade Secret | 2024 | 2024
20252-215912-02 | Xcel Energy | 85 | 13781 | IOU | 05834390 | 5 | Solar |  |  | Withdrawn | Trade Secret | Trade | RRK | RRK064 | Residential |  | Trade Secret | 2024
20252-215912-02 | Xcel Energy | 85 | 13781 | IOU | 05834422 | 6.046 | Solar |  |  | Interconnected | Trade Secret | Trade | LEX | LEX074 | Residential |  | Trade Secret | 2024 | 2024
20252-215912-02 | Xcel Energy | 85 | 13781 | IOU | 05834424 | 3.747 | Solar |  |  | Active Application | Trade Secret | Trade | RLK | RLK073 | Residential |  | Trade Secret | 2024
20252-215912-02 | Xcel Energy | 85 | 13781 | IOU | 05834457 | 5.052 | Solar |  |  | Active Application | Trade Secret | Trade | STY | STY065 | Residential |  | Trade Secret | 2024
20252-215912-02 | Xcel Energy | 85 | 13781 | IOU | 05834469 | 3.747 | Solar |  |  | Active Application | Trade Secret | Trade | UPP | UPP066 | Residential |  | Trade Secret | 2024
20252-215912-02 | Xcel Energy | 85 | 13781 | IOU | 05834500 | 10.628 | Solar |  |  | Interconnected | Trade Secret | Trade | RAM | RAM071 | Residential | Solar*Rewards | Trade Secret | 2024 | 2024
20252-215912-02 | Xcel Energy | 85 | 13781 | IOU | 05834503 | 4999 | Solar |  |  | Active Application | Trade Secret | Trade | WAT | WAT081 | Commercial |  | Trade Secret | 2024
20252-215912-02 | Xcel Energy | 85 | 13781 | IOU | 05834519 | 5 | Solar |  |  | Interconnected | Trade Secret | Trade | RRK | RRK064 | Residential |  | Trade Secret | 2024 | 2024
20252-215912-02 | Xcel Energy | 85 | 13781 | IOU | 05834530 | 9.994 | Solar |  |  | Active Application | Trade Secret | Trade | LIL | LIL021 | Residential |  | Trade Secret | 2024
20252-215912-02 | Xcel Energy | 85 | 13781 | IOU | 05834552 | 7.616 | Solar |  |  | Active Application | Trade Secret | Trade | TWL | TWL066 | Residential |  | Trade Secret | 2024
20252-215912-02 | Xcel Energy | 85 | 13781 | IOU | 05834557 | 9.994 | Solar |  |  | Active Application | Trade Secret | Trade | WIL | WIL084 | Residential |  | Trade Secret | 2024
20252-215912-02 | Xcel Energy | 85 | 13781 | IOU | 05834565 | 6.046 | Solar |  |  | Active Application | Trade Secret | Trade | SAV | SAV073 | Residential |  | Trade Secret | 2024
20252-215912-02 | Xcel Energy | 85 | 13781 | IOU | 05834568 | 7.616 | Solar |  |  | Active Application | Trade Secret | Trade | UPP | UPP084 | Residential |  | Trade Secret | 2024
20252-215912-02 | Xcel Energy | 85 | 13781 | IOU | 05834581 | 7.616 | Solar |  |  | Active Application | Trade Secret | Trade | STY | STY073 | Residential |  | Trade Secret | 2024
20252-215912-02 | Xcel Energy | 85 | 13781 | IOU | 05834608 | 5.052 | Solar |  |  | Interconnected | Trade Secret | Trade | WIL | WIL076 | Residential |  | Trade Secret | 2024 | 2025
20252-215912-02 | Xcel Energy | 85 | 13781 | IOU | 05834625 | 9.869 | Solar |  |  | Interconnected | Trade Secret | Trade | WIL | WIL073 | Residential |  | Trade Secret | 2024 | 2024
20252-215912-02 | Xcel Energy | 85 | 13781 | IOU | 05834626 | 27.648 | Solar |  |  | Active Application | Trade Secret | Trade | SCA | SCA021 | Residential | Solar*Rewards | Trade Secret | 2024
20252-215912-02 | Xcel Energy | 85 | 13781 | IOU | 05834668 | 5.052 | Solar |  |  | Interconnected | Trade Secret | Trade | SAV | SAV063 | Residential |  | Trade Secret | 2024 | 2025
20252-215912-02 | Xcel Energy | 85 | 13781 | IOU | 05834725 | 180 | Solar |  |  | Withdrawn | Trade Secret | Trade | WDY | WDY322 | Commercial |  | Trade Secret | 2024
20252-215912-02 | Xcel Energy | 85 | 13781 | IOU | 05834741 | 18.432 | Solar |  |  | Active Application | Trade Secret | Trade | SCA | SCA021 | Residential | Solar*Rewards | Trade Secret | 2024
20252-215912-02 | Xcel Energy | 85 | 13781 | IOU | 05834840 | 25.728 | Solar |  |  | Active Application | Trade Secret | Trade | HSN | HSN321 | Residential |  | Trade Secret | 2024
20252-215912-02 | Xcel Energy | 85 | 13781 | IOU | 05834900 | 13.44 | Solar |  |  | Interconnected | Trade Secret | Trade | HSN | HSN321 | Residential | Solar*Rewards | Trade Secret | 2024 | 2024
20252-215912-02 | Xcel Energy | 85 | 13781 | IOU | 05835005 |  |  |  |  | Active Application | Trade Secret | Trade |  |  | Residential |  | Trade Secret | 2024
20252-215912-02 | Xcel Energy | 85 | 13781 | IOU | 05835022 | 11.933 | Solar |  | X | Active Application | Trade Secret | Trade | ALK | ALK072 | Residential |  | Trade Secret | 2024
20252-215912-02 | Xcel Energy | 85 | 13781 | IOU | 05835061 | 5.76 | Solar |  |  | Active Application | Trade Secret | Trade | MPK | MPK084 | Residential | Solar*Rewards | Trade Secret | 2024
20252-215912-02 | Xcel Energy | 85 | 13781 | IOU | 05835085 | 16.128 | Solar |  |  | Interconnected | Trade Secret | Trade | ECK | ECK322 | Residential | Solar*Rewards | Trade Secret | 2024 | 2024
20252-215912-02 | Xcel Energy | 85 | 13781 | IOU | 05835088 | 12.905 | Solar |  |  | Interconnected | Trade Secret | Trade | WCR | WCR063 | Residential | Solar*Rewards | Trade Secret | 2024 | 2024
20252-215912-02 | Xcel Energy | 85 | 13781 | IOU | 05835345 | 7.7 | Solar |  |  | Interconnected | Trade Secret | Trade | WCR | WCR311 | Residential |  | Trade Secret | 2024 | 2024
20252-215912-02 | Xcel Energy | 85 | 13781 | IOU | 05835561 | 6.046 | Solar |  |  | Withdrawn | Trade Secret | Trade | STY | STY061 | Residential |  | Trade Secret | 2024
20252-215912-02 | Xcel Energy | 85 | 13781 | IOU | 05835572 |  |  |  |  | Active Application | Trade Secret | Trade |  |  | Residential |  | Trade Secret | 2024
20252-215912-02 | Xcel Energy | 85 | 13781 | IOU | 05835575 | 3.747 | Solar |  |  | Active Application | Trade Secret | Trade | LOK | LOK082 | Residential |  | Trade Secret | 2024
20252-215912-02 | Xcel Energy | 85 | 13781 | IOU | 05835601 | 5.904 | Solar |  |  | Interconnected | Trade Secret | Trade | XRD | XRD076 | Residential | Solar*Rewards | Trade Secret | 2024 | 2024
20252-215912-02 | Xcel Energy | 85 | 13781 | IOU | 05835628 |  | Solar |  |  | Active Application | Trade Secret | Trade | SCA | SCA021 | Residential | Solar*Rewards | Trade Secret | 2024
20252-215912-02 | Xcel Energy | 85 | 13781 | IOU | 05835684 | 7.296 | Solar |  |  | Interconnected | Trade Secret | Trade | HSN | HSN321 | Residential | Solar*Rewards | Trade Secret | 2024 | 2024
20252-215912-02 | Xcel Energy | 85 | 13781 | IOU | 05835685 | 11.612 | Solar |  |  | Interconnected | Trade Secret | Trade | NOF | NOF071 | Residential | Solar*Rewards | Trade Secret | 2024 | 2024
20252-215912-02 | Xcel Energy | 85 | 13781 | IOU | 05835741 | 5.933 | Solar |  |  | Active Application | Trade Secret | Trade | RAM | RAM077 | Residential | Solar*Rewards | Trade Secret | 2024
20252-215912-02 | Xcel Energy | 85 | 13781 | IOU | 05835822 | 5.51 | Solar |  |  | Interconnected | Trade Secret | Trade | HWW | HWW062 | Residential | Solar*Rewards | Trade Secret | 2024 | 2024
20252-215912-02 | Xcel Energy | 85 | 13781 | IOU | 05835842 | 12.6 | Solar |  |  | Interconnected | Trade Secret | Trade | PKL | PKL085 | Residential | Solar*Rewards | Trade Secret | 2024 | 2024
20252-215912-02 | Xcel Energy | 85 | 13781 | IOU | 05835850 | 15.232 | Solar |  |  | Withdrawn | Trade Secret | Trade | HOL | HOL071 | Residential |  | Trade Secret | 2024
20252-215912-02 | Xcel Energy | 85 | 13781 | IOU | 05835855 | 7.591 | Solar |  |  | Interconnected | Trade Secret | Trade | SOU | SOU063 | Residential | Solar*Rewards | Trade Secret | 2024 | 2024
20252-215912-02 | Xcel Energy | 85 | 13781 | IOU | 05835874 | 9.6 | Solar |  |  | Withdrawn | Trade Secret | Trade | WCR | WCR322 | Residential |  | Trade Secret | 2024
20252-215912-02 | Xcel Energy | 85 | 13781 | IOU | 05835891 | 6.528 | Solar |  |  | Interconnected | Trade Secret | Trade | WCR | WCR322 | Residential |  | Trade Secret | 2024 | 2024
20252-215912-02 | Xcel Energy | 85 | 13781 | IOU | 05835933 | 5.052 | Solar |  |  | Withdrawn | Trade Secret | Trade | STY | STY073 | Residential |  | Trade Secret | 2024
20252-215912-02 | Xcel Energy | 85 | 13781 | IOU | 05835990 | 5.052 | Solar |  |  | Active Application | Trade Secret | Trade | UPP | UPP084 | Residential |  | Trade Secret | 2024
20252-215912-02 | Xcel Energy | 85 | 13781 | IOU | 05836151 | 5000 | Solar |  |  | Withdrawn | Trade Secret | Trade |  |  | Residential | Other | Trade Secret | 2024
20252-215912-02 | Xcel Energy | 85 | 13781 | IOU | 05836153 | 4950 | Solar |  |  | Withdrawn | Trade Secret | Trade | ALK | ALK067 | Commercial |  | Trade Secret | 2024
20252-215912-02 | Xcel Energy | 85 | 13781 | IOU | 05836179 | 10.368 | Solar |  |  | Interconnected | Trade Secret | Trade | AFT | AFT314 | Residential |  | Trade Secret | 2024 | 2024
20252-215912-02 | Xcel Energy | 85 | 13781 | IOU | 05836187 | 6.046 | Solar |  |  | Interconnected | Trade Secret | Trade | STY | STY061 | Residential |  | Trade Secret | 2024 | 2025
20252-215912-02 | Xcel Energy | 85 | 13781 | IOU | 05836222 | 10 | Storage |  |  | Interconnected | Trade Secret | Trade | WSG | WSG362 | Residential |  | Trade Secret | 2024 | 2024
20252-215912-02 | Xcel Energy | 85 | 13781 | IOU | 05836240 | 7.616 | Solar |  |  | Withdrawn | Trade Secret | Trade | CTR | CTR021 | Residential |  | Trade Secret | 2024
20252-215912-02 | Xcel Energy | 85 | 13781 | IOU | 05836249 | 13.96 | Solar |  |  | Interconnected | Trade Secret | Trade | WSG | WSG352 | Residential | Solar*Rewards | Trade Secret | 2024 | 2024
20252-215912-02 | Xcel Energy | 85 | 13781 | IOU | 05836348 | 7.616 | Solar |  |  | Interconnected | Trade Secret | Trade | WCR | WCR322 | Residential |  | Trade Secret | 2024 | 2024
20252-215912-02 | Xcel Energy | 85 | 13781 | IOU | 05836446 | 25.17 | Solar |  |  | Active Application | Trade Secret | Trade | STY | STY063 | Commercial |  | Trade Secret | 2024
20252-215912-02 | Xcel Energy | 85 | 13781 | IOU | 05836473 | 6.046 | Solar |  |  | Interconnected | Trade Secret | Trade | STY | STY072 | Residential |  | Trade Secret | 2024 | 2024
20252-215912-02 | Xcel Energy | 85 | 13781 | IOU | 05836718 | 6.282 | Solar |  |  | Interconnected | Trade Secret | Trade | AFT | AFT315 | Residential |  | Trade Secret | 2024 | 2024
20252-215912-02 | Xcel Energy | 85 | 13781 | IOU | 05836818 | 5.052 | Solar |  |  | Interconnected | Trade Secret | Trade | LOK | LOK082 | Residential |  | Trade Secret | 2024 | 2025
20252-215912-02 | Xcel Energy | 85 | 13781 | IOU | 05836914 | 7.216 | Solar |  |  | Interconnected | Trade Secret | Trade | WCR | WCR322 | Residential |  | Trade Secret | 2024 | 2024
20252-215912-02 | Xcel Energy | 85 | 13781 | IOU | 05836979 |  | Solar |  |  | Active Application | Trade Secret | Trade |  |  | Residential | Solar*Rewards | Trade Secret | 2024
20252-215912-02 | Xcel Energy | 85 | 13781 | IOU | 05837283 | 3.936 | Solar |  |  | Interconnected | Trade Secret | Trade | SCL | SCL311 | Residential | Solar*Rewards | Trade Secret | 2024 | 2024
20252-215912-02 | Xcel Energy | 85 | 13781 | IOU | 05837286 | 7.872 | Solar |  |  | Interconnected | Trade Secret | Trade | MHW | MHW311 | Residential | Solar*Rewards | Trade Secret | 2024 | 2024
20252-215912-02 | Xcel Energy | 85 | 13781 | IOU | 05837289 | 6.56 | Solar |  |  | Interconnected | Trade Secret | Trade | SCL | SCL311 | Residential | Solar*Rewards | Trade Secret | 2024 | 2024
20252-215912-02 | Xcel Energy | 85 | 13781 | IOU | 05837301 | 3.936 | Solar |  |  | Withdrawn | Trade Secret | Trade | GRC | GRC311 | Residential | Solar*Rewards | Trade Secret | 2024
20252-215912-02 | Xcel Energy | 85 | 13781 | IOU | 05837337 | 4.592 | Solar |  |  | Interconnected | Trade Secret | Trade | XRD | XRD061 | Residential | Solar*Rewards | Trade Secret | 2024 | 2024
20252-215912-02 | Xcel Energy | 85 | 13781 | IOU | 05843138 | 9.994 | Solar |  |  | Active Application | Trade Secret | Trade | STY | STY062 | Residential |  | Trade Secret | 2024
20252-215912-02 | Xcel Energy | 85 | 13781 | IOU | 05843141 | 7.616 | Solar |  |  | Active Application | Trade Secret | Trade | WCR | WCR322 | Residential |  | Trade Secret | 2024
20252-215912-02 | Xcel Energy | 85 | 13781 | IOU | 05843142 | 5.052 | Solar |  |  | Interconnected | Trade Secret | Trade | CTR | CTR021 | Residential |  | Trade Secret | 2024 | 2024
20252-215912-02 | Xcel Energy | 85 | 13781 | IOU | 05843148 | 7.616 | Solar |  |  | Withdrawn | Trade Secret | Trade | ALK | ALK067 | Residential |  | Trade Secret | 2024
20252-215912-02 | Xcel Energy | 85 | 13781 | IOU | 05843150 | 3.747 | Solar |  |  | Active Application | Trade Secret | Trade | SHP | SHP072 | Residential |  | Trade Secret | 2024
20252-215912-02 | Xcel Energy | 85 | 13781 | IOU | 05843154 | 7.616 | Solar |  |  | Active Application | Trade Secret | Trade | STY | STY061 | Residential |  | Trade Secret | 2024
20252-215912-02 | Xcel Energy | 85 | 13781 | IOU | 05843171 | 5.052 | Solar |  |  | Active Application | Trade Secret | Trade | OAD | OAD074 | Residential |  | Trade Secret | 2024
20252-215912-02 | Xcel Energy | 85 | 13781 | IOU | 05843173 | 3.747 | Solar |  |  | Active Application | Trade Secret | Trade | RLK | RLK079 | Residential |  | Trade Secret | 2024
20252-215912-02 | Xcel Energy | 85 | 13781 | IOU | 05843351 | 21.504 | Solar |  |  | Interconnected | Trade Secret | Trade | WSG | WSG071 | Residential | Solar*Rewards | Trade Secret | 2024 | 2025
20252-215912-02 | Xcel Energy | 85 | 13781 | IOU | 05843444 | 9.489 | Solar |  |  | Withdrawn | Trade Secret | Trade | HYL | HYL074 | Residential | Solar*Rewards | Trade Secret | 2024
20252-215912-02 | Xcel Energy | 85 | 13781 | IOU | 05843543 | 11.55 | Solar |  |  | Interconnected | Trade Secret | Trade | GNL | GNL072 | Residential | Solar*Rewards | Trade Secret | 2024 | 2024
20252-215912-02 | Xcel Energy | 85 | 13781 | IOU | 05843603 | 9.994 | Solar |  |  | Active Application | Trade Secret | Trade | SHP | SHP072 | Residential |  | Trade Secret | 2024
20252-215912-02 | Xcel Energy | 85 | 13781 | IOU | 05843625 | 9.994 | Solar |  |  | Active Application | Trade Secret | Trade | CTR | CTR031 | Residential |  | Trade Secret | 2024
20252-215912-02 | Xcel Energy | 85 | 13781 | IOU | 05843654 | 6.046 | Solar |  |  | Active Application | Trade Secret | Trade | UPP | UPP084 | Residential |  | Trade Secret | 2024
20252-215912-02 | Xcel Energy | 85 | 13781 | IOU | 05843729 | 23.424 |  |  |  | Active Application | Trade Secret | Trade | CNC | CNC073 | Residential |  | Trade Secret | 2024
20252-215912-02 | Xcel Energy | 85 | 13781 | IOU | 05843818 |  |  |  |  | Active Application | Trade Secret | Trade |  |  | Residential |  | Trade Secret | 2024
20252-215912-02 | Xcel Energy | 85 | 13781 | IOU | 05843904 | 9.109 |  |  |  | Withdrawn | Trade Secret | Trade | RRK | RRK064 | Residential |  | Trade Secret | 2024
20252-215912-02 | Xcel Energy | 85 | 13781 | IOU | 05843913 | 9.109 | Solar |  |  | Interconnected | Trade Secret | Trade | RRK | RRK064 | Residential |  | Trade Secret | 2024 | 2024
20252-215912-02 | Xcel Energy | 85 | 13781 | IOU | 05843945 | 50 | Solar |  |  | Active Application | Trade Secret | Trade | MEL | MEL072 | Commercial |  | Trade Secret | 2024
20252-215912-02 | Xcel Energy | 85 | 13781 | IOU | 05843948 | 7.591 | Solar |  |  | Interconnected | Trade Secret | Trade | WES | WES074 | Residential |  | Trade Secret | 2024 | 2024
20252-215912-02 | Xcel Energy | 85 | 13781 | IOU | 05843991 | 4950 | Solar |  |  | Active Application | Trade Secret | Trade | GRC | GRC311 | Commercial |  | Trade Secret | 2024
20252-215912-02 | Xcel Energy | 85 | 13781 | IOU | 05843994 | 7.216 | Solar |  |  | Withdrawn | Trade Secret | Trade | HYL | HYL064 | Residential | Solar*Rewards | Trade Secret | 2024
20252-215912-02 | Xcel Energy | 85 | 13781 | IOU | 05844029 | 7.216 | Solar |  |  | Withdrawn | Trade Secret | Trade | SCL | SCL311 | Residential | Solar*Rewards | Trade Secret | 2024
20252-215912-02 | Xcel Energy | 85 | 13781 | IOU | 05844044 | 4.592 | Solar |  |  | Interconnected | Trade Secret | Trade | XRD | XRD061 | Residential | Solar*Rewards | Trade Secret | 2024 | 2024
20252-215912-02 | Xcel Energy | 85 | 13781 | IOU | 05844055 | 4.592 | Solar |  |  | Withdrawn | Trade Secret | Trade | GRC | GRC312 | Residential | Solar*Rewards | Trade Secret | 2024
20252-215912-02 | Xcel Energy | 85 | 13781 | IOU | 05844067 | 4491 | Solar |  |  | Active Application | Trade Secret | Trade | MHW | MHW311 | Commercial |  | Trade Secret | 2024
20252-215912-02 | Xcel Energy | 85 | 13781 | IOU | 05844177 |  |  |  |  | Withdrawn | Trade Secret | Trade |  |  | Residential |  | Trade Secret | 2024
20252-215912-02 | Xcel Energy | 85 | 13781 | IOU | 05844179 | 3.747 | Solar |  |  | Active Application | Trade Secret | Trade | MPK | MPK082 | Residential |  | Trade Secret | 2024
20252-215912-02 | Xcel Energy | 85 | 13781 | IOU | 05844201 | 7.616 | Solar |  |  | Active Application | Trade Secret | Trade | UPP | UPP082 | Residential |  | Trade Secret | 2024
20252-215912-02 | Xcel Energy | 85 | 13781 | IOU | 05844353 | 6.144 | Solar |  |  | Interconnected | Trade Secret | Trade | IDA | IDA072 | Residential | Solar*Rewards | Trade Secret | 2024 | 2024
20252-215912-02 | Xcel Energy | 85 | 13781 | IOU | 05844356 |  | Solar |  |  | Active Application | Trade Secret | Trade |  |  | Residential | Solar*Rewards | Trade Secret | 2024
20252-215912-02 | Xcel Energy | 85 | 13781 | IOU | 05844467 | 4.175 | Solar |  |  | Interconnected | Trade Secret | Trade | SOU | SOU076 | Residential | Solar*Rewards | Trade Secret | 2024 | 2024
20252-215912-02 | Xcel Energy | 85 | 13781 | IOU | 05844518 | 9.984 | Solar |  |  | Active Application | Trade Secret | Trade | ALD | ALD085 | Residential |  | Trade Secret | 2024
20252-215912-02 | Xcel Energy | 85 | 13781 | IOU | 05844519 | 5.76 | Solar |  |  | Interconnected | Trade Secret | Trade | RAM | RAM071 | Residential |  | Trade Secret | 2024 | 2024
20252-215912-02 | Xcel Energy | 85 | 13781 | IOU | 05844576 | 5.85 | Solar |  |  | Interconnected | Trade Secret | Trade | IDA | IDA062 | Residential |  | Trade Secret | 2024 | 2024
20252-215912-02 | Xcel Energy | 85 | 13781 | IOU | 05844633 | 6.046 | Solar |  |  | Active Application | Trade Secret | Trade | RLK | RLK069 | Residential |  | Trade Secret | 2024
20252-215912-02 | Xcel Energy | 85 | 13781 | IOU | 05844640 | 5.052 | Solar |  |  | Active Application | Trade Secret | Trade | SOU | SOU073 | Residential |  | Trade Secret | 2024
20252-215912-02 | Xcel Energy | 85 | 13781 | IOU | 05844648 | 3.25 | Solar |  |  | Active Application | Trade Secret | Trade | CGR | CGR063 | Residential |  | Trade Secret | 2024
20252-215912-02 | Xcel Energy | 85 | 13781 | IOU | 05844662 | 5.052 | Solar |  |  | Active Application | Trade Secret | Trade | CHE | CHE076 | Residential |  | Trade Secret | 2024
20252-215912-02 | Xcel Energy | 85 | 13781 | IOU | 05844664 | 6.528 | Solar |  |  | Active Application | Trade Secret | Trade | SLP | SLP071 | Residential | Solar*Rewards | Trade Secret | 2024
20252-215912-02 | Xcel Energy | 85 | 13781 | IOU | 05844681 | 24.32 | Solar |  |  | Active Application | Trade Secret | Trade | NOF | NOF071 | Residential | Solar*Rewards | Trade Secret | 2024
20252-215912-02 | Xcel Energy | 85 | 13781 | IOU | 05844698 | 6.046 | Solar |  |  | Active Application | Trade Secret | Trade | CGR | CGR064 | Residential |  | Trade Secret | 2024
20252-215912-02 | Xcel Energy | 85 | 13781 | IOU | 05844712 | 5.052 | Solar |  |  | Active Application | Trade Secret | Trade | STY | STY072 | Residential |  | Trade Secret | 2024
20252-215912-02 | Xcel Energy | 85 | 13781 | IOU | 05844721 | 3.747 | Solar |  |  | Active Application | Trade Secret | Trade | CRL | CRL031 | Residential |  | Trade Secret | 2024
20252-215912-02 | Xcel Energy | 85 | 13781 | IOU | 05844768 | 3.747 | Solar |  |  | Interconnected | Trade Secret | Trade | STY | STY075 | Residential |  | Trade Secret | 2024 | 2024
20252-215912-02 | Xcel Energy | 85 | 13781 | IOU | 05844783 | 11.5 | Solar |  | X | Active Application | Trade Secret | Trade | MPK | MPK071 | Residential |  | Trade Secret | 2024
20252-215912-02 | Xcel Energy | 85 | 13781 | IOU | 05844806 | 5.052 | Solar |  |  | Active Application | Trade Secret | Trade | DBL | DBL063 | Residential |  | Trade Secret | 2024
20252-215912-02 | Xcel Energy | 85 | 13781 | IOU | 05844828 | 3.747 | Solar |  |  | Interconnected | Trade Secret | Trade | UPP | UPP084 | Residential |  | Trade Secret | 2024 | 2024
20252-215912-02 | Xcel Energy | 85 | 13781 | IOU | 05844870 | 8 | Solar |  |  | Active Application | Trade Secret | Trade | ALD | ALD095 | Commercial | Solar*Rewards | Trade Secret | 2024
20252-215912-02 | Xcel Energy | 85 | 13781 | IOU | 05844872 | 8 | Solar |  |  | Active Application | Trade Secret | Trade | APA | APA064 | Commercial |  | Trade Secret | 2024
20252-215912-02 | Xcel Energy | 85 | 13781 | IOU | 05844873 | 8 | Solar |  |  | Active Application | Trade Secret | Trade | APA | APA064 | Commercial |  | Trade Secret | 2024
20252-215912-02 | Xcel Energy | 85 | 13781 | IOU | 05844874 | 18.048 | Solar |  |  | Active Application | Trade Secret | Trade | RAM | RAM064 | Residential | Solar*Rewards | Trade Secret | 2024
20252-215912-02 | Xcel Energy | 85 | 13781 | IOU | 05844877 | 8 | Solar |  |  | Active Application | Trade Secret | Trade | MOL | MOL064 | Commercial | Solar*Rewards | Trade Secret | 2024
20252-215912-02 | Xcel Energy | 85 | 13781 | IOU | 05844878 | 8 | Solar |  |  | Interconnected | Trade Secret | Trade | MOL | MOL078 | Residential | Solar*Rewards | Trade Secret | 2024 | 2025
20252-215912-02 | Xcel Energy | 85 | 13781 | IOU | 05844881 | 3.747 | Solar |  |  | Active Application | Trade Secret | Trade | APA | APA075 | Residential | Solar*Rewards | Trade Secret | 2024
20252-215912-02 | Xcel Energy | 85 | 13781 | IOU | 05844978 | 10.752 | Solar |  |  | Active Application | Trade Secret | Trade | WCR | WCR322 | Residential |  | Trade Secret | 2024
20252-215912-02 | Xcel Energy | 85 | 13781 | IOU | 05845006 | 6.528 | Solar |  |  | Withdrawn | Trade Secret | Trade | SAV | SAV069 | Residential | Solar*Rewards | Trade Secret | 2024
20252-215912-02 | Xcel Energy | 85 | 13781 | IOU | 05845014 | 10.451 | Solar |  |  | Interconnected | Trade Secret | Trade | BLC | BLC062 | Residential | Solar*Rewards | Trade Secret | 2024 | 2024
20252-215912-02 | Xcel Energy | 85 | 13781 | IOU | 05845037 | 9.216 | Solar |  |  | Withdrawn | Trade Secret | Trade | WAB | WAB031 | Residential |  | Trade Secret | 2024
20252-215912-02 | Xcel Energy | 85 | 13781 | IOU | 05845244 | 9.994 | Solar |  |  | Active Application | Trade Secret | Trade | MPK | MPK082 | Residential |  | Trade Secret | 2024
20252-215912-02 | Xcel Energy | 85 | 13781 | IOU | 05845250 | 7.616 | Solar |  |  | Active Application | Trade Secret | Trade | TLK | TLK061 | Residential |  | Trade Secret | 2024
20252-215912-02 | Xcel Energy | 85 | 13781 | IOU | 05845264 | 10.001 | Solar |  |  | Active Application | Trade Secret | Trade | UPP | UPP063 | Residential |  | Trade Secret | 2024
20252-215912-02 | Xcel Energy | 85 | 13781 | IOU | 05845270 | 5.052 | Solar |  |  | Active Application | Trade Secret | Trade | DBL | DBL074 | Residential |  | Trade Secret | 2024
20252-215912-02 | Xcel Energy | 85 | 13781 | IOU | 05845272 | 5.052 | Solar |  |  | Active Application | Trade Secret | Trade | CDV | CDV072 | Residential |  | Trade Secret | 2024
20252-215912-02 | Xcel Energy | 85 | 13781 | IOU | 05845288 | 9.994 | Solar |  |  | Active Application | Trade Secret | Trade | WEH | WEH021 | Residential |  | Trade Secret | 2024
20252-215912-02 | Xcel Energy | 85 | 13781 | IOU | 05845294 | 10.368 | Solar |  |  | Withdrawn | Trade Secret | Trade | AFT | AFT314 | Residential |  | Trade Secret | 2024
20252-215912-02 | Xcel Energy | 85 | 13781 | IOU | 05845369 | 3.774 | Solar |  |  | Withdrawn | Trade Secret | Trade | RLK | RLK072 | Residential | Solar*Rewards | Trade Secret | 2024
20252-215912-02 | Xcel Energy | 85 | 13781 | IOU | 05845394 | 43 | Solar |  |  | Active Application | Trade Secret | Trade | SLP | SLP076 | Commercial |  | Trade Secret | 2024
20252-215912-02 | Xcel Energy | 85 | 13781 | IOU | 05845400 | 5.052 | Solar |  |  | Interconnected | Trade Secret | Trade | CHE | CHE076 | Residential |  | Trade Secret | 2024 | 2025
20252-215912-02 | Xcel Energy | 85 | 13781 | IOU | 05845414 | 3.747 | Solar |  |  | Interconnected | Trade Secret | Trade | WEH | WEH021 | Residential |  | Trade Secret | 2024 | 2024
20252-215912-02 | Xcel Energy | 85 | 13781 | IOU | 05845424 | 9.6 | Solar |  |  | Interconnected | Trade Secret | Trade | WCR | WCR322 | Residential |  | Trade Secret | 2024 | 2024
20252-215912-02 | Xcel Energy | 85 | 13781 | IOU | 05845447 | 3.747 | Solar |  |  | Interconnected | Trade Secret | Trade | APA | APA076 | Residential |  | Trade Secret | 2024 | 2024
20252-215912-02 | Xcel Energy | 85 | 13781 | IOU | 05845461 | 4.555 | Solar |  |  | Interconnected | Trade Secret | Trade | LEX | LEX071 | Residential |  | Trade Secret | 2024 | 2024
20252-215912-02 | Xcel Energy | 85 | 13781 | IOU | 05845536 | 3.747 | Solar |  |  | Interconnected | Trade Secret | Trade | CRL | CRL031 | Residential |  | Trade Secret | 2024 | 2025
20252-215912-02 | Xcel Energy | 85 | 13781 | IOU | 05845556 | 6.046 | Solar |  |  | Active Application | Trade Secret | Trade | CGR | CGR072 | Residential |  | Trade Secret | 2024
20252-215912-02 | Xcel Energy | 85 | 13781 | IOU | 05845574 | 11.393 | Solar |  |  | Active Application | Trade Secret | Trade | SAV | SAV071 | Residential |  | Trade Secret | 2024
20252-215912-02 | Xcel Energy | 85 | 13781 | IOU | 05845624 | 5.052 | Solar |  |  | Active Application | Trade Secret | Trade | TLK | TLK061 | Residential |  | Trade Secret | 2024
20252-215912-02 | Xcel Energy | 85 | 13781 | IOU | 05845628 | 3.747 | Solar |  |  | Active Application | Trade Secret | Trade | STY | STY061 | Residential |  | Trade Secret | 2024
20252-215912-02 | Xcel Energy | 85 | 13781 | IOU | 05845674 | 5.052 | Solar |  |  | Interconnected | Trade Secret | Trade | RVA | RVA061 | Residential |  | Trade Secret | 2024 | 2024
20252-215912-02 | Xcel Energy | 85 | 13781 | IOU | 05845686 | 7.872 | Solar |  |  | Withdrawn | Trade Secret | Trade | TWL | TWL082 | Residential | Solar*Rewards | Trade Secret | 2024
20252-215912-02 | Xcel Energy | 85 | 13781 | IOU | 05845702 | 5.904 | Solar |  |  | Active Application | Trade Secret | Trade | MEL | MEL072 | Residential | Solar*Rewards | Trade Secret | 2024
20252-215912-02 | Xcel Energy | 85 | 13781 | IOU | 05845719 | 7.6 | Solar |  |  | Active Application | Trade Secret | Trade | MPK | MPK074 | Residential | Solar*Rewards | Trade Secret | 2024
20252-215912-02 | Xcel Energy | 85 | 13781 | IOU | 05845724 | 5.052 | Solar |  |  | Active Application | Trade Secret | Trade | ECK | ECK321 | Residential |  | Trade Secret | 2024
20252-215912-02 | Xcel Energy | 85 | 13781 | IOU | 05845843 | 3.84 | Solar |  |  | Interconnected | Trade Secret | Trade | RPO | RPO311 | Residential | Solar*Rewards | Trade Secret | 2024 | 2024
20252-215912-02 | Xcel Energy | 85 | 13781 | IOU | 05845872 |  |  |  |  | Active Application | Trade Secret | Trade |  |  | Residential |  | Trade Secret | 2024
20252-215912-02 | Xcel Energy | 85 | 13781 | IOU | 05846146 | 15.232 | Solar |  |  | Interconnected | Trade Secret | Trade | ALK | ALK072 | Residential |  | Trade Secret | 2024 | 2025
20252-215912-02 | Xcel Energy | 85 | 13781 | IOU | 05846160 | 0.581 | Solar |  |  | Withdrawn | Trade Secret | Trade | RMT | RMT321 | Residential |  | Trade Secret | 2024
20252-215912-02 | Xcel Energy | 85 | 13781 | IOU | 05846163 | 6.046 | Solar |  |  | Active Application | Trade Secret | Trade | SAV | SAV063 | Residential |  | Trade Secret | 2024
20252-215912-02 | Xcel Energy | 85 | 13781 | IOU | 05846234 | 6.046 | Solar |  |  | Active Application | Trade Secret | Trade | LLK | LLK072 | Residential |  | Trade Secret | 2024
20252-215912-02 | Xcel Energy | 85 | 13781 | IOU | 05846248 | 3.747 | Solar |  |  | Interconnected | Trade Secret | Trade | UPP | UPP086 | Residential |  | Trade Secret | 2024 | 2025
20252-215912-02 | Xcel Energy | 85 | 13781 | IOU | 05846249 | 14.208 | Solar |  |  | Interconnected | Trade Secret | Trade | OAD | OAD062 | Residential | Solar*Rewards | Trade Secret | 2024 | 2024
20252-215912-02 | Xcel Energy | 85 | 13781 | IOU | 05846323 | 4.64 | Solar |  |  | Interconnected | Trade Secret | Trade | HWW | HWW072 | Residential | Solar*Rewards | Trade Secret | 2024 | 2024
20252-215912-02 | Xcel Energy | 85 | 13781 | IOU | 05846430 | 12.288 | Solar |  |  | Active Application | Trade Secret | Trade | UPP | UPP085 | Residential |  | Trade Secret | 2024
20252-215912-02 | Xcel Energy | 85 | 13781 | IOU | 05846439 | 5.052 | Solar |  |  | Interconnected | Trade Secret | Trade | CGR | CGR072 | Residential |  | Trade Secret | 2024 | 2025
20252-215912-02 | Xcel Energy | 85 | 13781 | IOU | 05846458 |  |  |  |  | Active Application | Trade Secret | Trade |  |  | Residential |  | Trade Secret | 2024
20252-215912-02 | Xcel Energy | 85 | 13781 | IOU | 05846461 | 7.68 | Solar |  |  | Interconnected | Trade Secret | Trade | WYO | WYO022 | Residential | Solar*Rewards | Trade Secret | 2024 | 2024
20252-215912-02 | Xcel Energy | 85 | 13781 | IOU | 05846470 | 6.046 | Solar |  |  | Interconnected | Trade Secret | Trade | RIV | RIV064 | Residential |  | Trade Secret | 2024 | 2024
20252-215912-02 | Xcel Energy | 85 | 13781 | IOU | 05846510 | 3.747 | Solar |  |  | Active Application | Trade Secret | Trade | WIL | WIL098 | Residential |  | Trade Secret | 2024
20252-215912-02 | Xcel Energy | 85 | 13781 | IOU | 05846550 |  | Solar |  |  | Withdrawn | Trade Secret | Trade | ECK | ECK322 | Residential | Solar*Rewards | Trade Secret | 2024
20252-215912-02 | Xcel Energy | 85 | 13781 | IOU | 05846567 | 6.528 | Solar |  |  | Interconnected | Trade Secret | Trade | SAV | SAV069 | Residential |  | Trade Secret | 2024 | 2024
20252-215912-02 | Xcel Energy | 85 | 13781 | IOU | 05846602 | 5.76 | Solar |  |  | Interconnected | Trade Secret | Trade | ECK | ECK322 | Residential | Solar*Rewards | Trade Secret | 2024 | 2025
20252-215912-02 | Xcel Energy | 85 | 13781 | IOU | 05846609 | 75 | Solar |  |  | Active Application | Trade Secret | Trade | JOR | JOR022 | Residential |  | Trade Secret | 2024
20252-215912-02 | Xcel Energy | 85 | 13781 | IOU | 05846653 | 6.912 | Solar |  |  | Active Application | Trade Secret | Trade | YAM | YAM021 | Commercial |  | Trade Secret | 2024
20252-215912-02 | Xcel Energy | 85 | 13781 | IOU | 05846663 | 12.146 | Solar |  |  | Interconnected | Trade Secret | Trade | DPN | DPN073 | Residential | Solar*Rewards | Trade Secret | 2024 | 2024
20252-215912-02 | Xcel Energy | 85 | 13781 | IOU | 05846735 | 6.073 | Solar |  |  | Interconnected | Trade Secret | Trade | HUG | HUG311 | Residential | Solar*Rewards | Trade Secret | 2024 | 2024
20252-215912-02 | Xcel Energy | 85 | 13781 | IOU | 05846741 | 3.84 | Solar |  |  | Active Application | Trade Secret | Trade | RPO | RPO311 | Residential | Solar*Rewards | Trade Secret | 2024
20252-215912-02 | Xcel Energy | 85 | 13781 | IOU | 05846806 | 5.76 | Solar |  |  | Interconnected | Trade Secret | Trade | MOL | MOL079 | Residential | Solar*Rewards | Trade Secret | 2024 | 2024
20252-215912-02 | Xcel Energy | 85 | 13781 | IOU | 05846856 | 10.451 | Solar |  |  | Interconnected | Trade Secret | Trade | CGR | CGR061 | Residential |  | Trade Secret | 2024 | 2024
20252-215912-02 | Xcel Energy | 85 | 13781 | IOU | 05846861 | 3.747 | Solar |  |  | Active Application | Trade Secret | Trade | PBE | PBE061 | Residential |  | Trade Secret | 2024
20252-215912-02 | Xcel Energy | 85 | 13781 | IOU | 05846862 | 9.994 | Solar |  |  | Active Application | Trade Secret | Trade | SHP | SHP061 | Residential |  | Trade Secret | 2024
20252-215912-02 | Xcel Energy | 85 | 13781 | IOU | 05846876 | 15.356 | Solar |  |  | Interconnected | Trade Secret | Trade | LAB | LAB312 | Residential |  | Trade Secret | 2024 | 2024
20252-215912-02 | Xcel Energy | 85 | 13781 | IOU | 05846893 | 3.747 | Solar |  |  | Active Application | Trade Secret | Trade | MPK | MPK074 | Residential |  | Trade Secret | 2024
20252-215912-02 | Xcel Energy | 85 | 13781 | IOU | 05846902 | 5000 | Solar |  |  | Active Application | Trade Secret | Trade | GRC | GRC312 | Commercial |  | Trade Secret | 2024
20252-215912-02 | Xcel Energy | 85 | 13781 | IOU | 05846913 | 5.052 | Solar |  |  | Active Application | Trade Secret | Trade | CRL | CRL065 | Residential |  | Trade Secret | 2024
20252-215912-02 | Xcel Energy | 85 | 13781 | IOU | 05846922 | 3.747 | Solar |  |  | Active Application | Trade Secret | Trade | WDY | WDY311 | Residential |  | Trade Secret | 2024
20252-215912-02 | Xcel Energy | 85 | 13781 | IOU | 05846923 | 3.84 | Solar |  |  | Interconnected | Trade Secret | Trade | CGR | CGR071 | Residential | Solar*Rewards | Trade Secret | 2024 | 2024
20252-215912-02 | Xcel Energy | 85 | 13781 | IOU | 05846947 | 3.747 | Solar |  |  | Active Application | Trade Secret | Trade | SOU | SOU061 | Residential |  | Trade Secret | 2024
20252-215912-02 | Xcel Energy | 85 | 13781 | IOU | 05846955 | 6.453 | Solar |  |  | Interconnected | Trade Secret | Trade | APA | APA075 | Residential | Solar*Rewards | Trade Secret | 2024 | 2024
20252-215912-02 | Xcel Energy | 85 | 13781 | IOU | 05846959 | 5.76 | Solar |  |  | Interconnected | Trade Secret | Trade | RPO | RPO311 | Residential | Solar*Rewards | Trade Secret | 2024 | 2024
20252-215912-02 | Xcel Energy | 85 | 13781 | IOU | 05846971 | 8.73 | Solar |  |  | Interconnected | Trade Secret | Trade | RAM | RAM071 | Residential | Solar*Rewards | Trade Secret | 2024 | 2024
20252-215912-02 | Xcel Energy | 85 | 13781 | IOU | 05846985 | 3.28 | Solar |  |  | Active Application | Trade Secret | Trade | HWW | HWW062 | Residential | Solar*Rewards | Trade Secret | 2024
20252-215912-02 | Xcel Energy | 85 | 13781 | IOU | 05846995 | 6.282 | Solar |  |  | Interconnected | Trade Secret | Trade | OAD | OAD073 | Residential | Solar*Rewards | Trade Secret | 2024 | 2024
20252-215912-02 | Xcel Energy | 85 | 13781 | IOU | 05847004 | 11.387 | Solar |  |  | Withdrawn | Trade Secret | Trade | EDA | EDA067 | Residential | Solar*Rewards | Trade Secret | 2024
20252-215912-02 | Xcel Energy | 85 | 13781 | IOU | 05847207 | 6.046 | Solar |  |  | Active Application | Trade Secret | Trade | APA | APA073 | Residential |  | Trade Secret | 2024
20252-215912-02 | Xcel Energy | 85 | 13781 | IOU | 05847211 | 3.747 | Solar |  |  | Active Application | Trade Secret | Trade | WCR | WCR062 | Residential |  | Trade Secret | 2024
20252-215912-02 | Xcel Energy | 85 | 13781 | IOU | 05847220 | 6.046 | Solar |  |  | Active Application | Trade Secret | Trade | CGR | CGR072 | Residential |  | Trade Secret | 2024
20252-215912-02 | Xcel Energy | 85 | 13781 | IOU | 05847222 | 6.046 | Solar |  |  | Active Application | Trade Secret | Trade | SHP | SHP062 | Residential |  | Trade Secret | 2024
20252-215912-02 | Xcel Energy | 85 | 13781 | IOU | 05847226 | 5.052 | Solar |  |  | Active Application | Trade Secret | Trade | TLK | TLK062 | Residential |  | Trade Secret | 2024
20252-215912-02 | Xcel Energy | 85 | 13781 | IOU | 05847232 | 6.046 | Solar |  |  | Active Application | Trade Secret | Trade | CGR | CGR072 | Residential |  | Trade Secret | 2024
20252-215912-02 | Xcel Energy | 85 | 13781 | IOU | 05847250 | 4.555 | Solar |  |  | Interconnected | Trade Secret | Trade | MPK | MPK084 | Residential | Solar*Rewards | Trade Secret | 2024 | 2024
20252-215912-02 | Xcel Energy | 85 | 13781 | IOU | 05847276 |  | Solar |  |  | Active Application | Trade Secret | Trade |  |  | Residential | Solar*Rewards | Trade Secret | 2024
20252-215912-02 | Xcel Energy | 85 | 13781 | IOU | 05847283 | 5000 | Solar |  |  | Withdrawn | Trade Secret | Trade |  |  | Residential |  | Trade Secret | 2024
20252-215912-02 | Xcel Energy | 85 | 13781 | IOU | 05847289 | 5.052 | Solar |  |  | Interconnected | Trade Secret | Trade | CGR | CGR064 | Residential |  | Trade Secret | 2024 | 2024
20252-215912-02 | Xcel Energy | 85 | 13781 | IOU | 05847368 | 5.052 | Solar |  |  | Active Application | Trade Secret | Trade | TLK | TLK064 | Residential |  | Trade Secret | 2024
20252-215912-02 | Xcel Energy | 85 | 13781 | IOU | 05847392 | 5.052 | Solar |  |  | Interconnected | Trade Secret | Trade | OAD | OAD073 | Residential |  | Trade Secret | 2024 | 2024
20252-215912-02 | Xcel Energy | 85 | 13781 | IOU | 05847401 | 2.323 | Solar |  |  | Interconnected | Trade Secret | Trade | BRP | BRP072 | Residential |  | Trade Secret | 2024 | 2024
20252-215912-02 | Xcel Energy | 85 | 13781 | IOU | 05847404 | 7.296 | Solar |  |  | Active Application | Trade Secret | Trade | UPP | UPP086 | Residential | Solar*Rewards | Trade Secret | 2024
20252-215912-02 | Xcel Energy | 85 | 13781 | IOU | 05847407 | 7.616 | Solar |  |  | Active Application | Trade Secret | Trade | CGR | CGR064 | Residential |  | Trade Secret | 2024
20252-215912-02 | Xcel Energy | 85 | 13781 | IOU | 05847409 | 5.052 | Solar |  |  | Interconnected | Trade Secret | Trade | MDT | MDT074 | Residential |  | Trade Secret | 2024 | 2024
20252-215912-02 | Xcel Energy | 85 | 13781 | IOU | 05847418 | 4.355 | Solar |  |  | Interconnected | Trade Secret | Trade | WES | WES073 | Residential |  | Trade Secret | 2024 | 2024
20252-215912-02 | Xcel Energy | 85 | 13781 | IOU | 05847490 |  | Solar |  |  | Active Application | Trade Secret | Trade |  |  | Residential | Solar*Rewards | Trade Secret | 2024
20252-215912-02 | Xcel Energy | 85 | 13781 | IOU | 05847513 | 7.6 | Solar |  |  | Interconnected | Trade Secret | Trade | OAD | OAD073 | Residential | Solar*Rewards | Trade Secret | 2024 | 2024
20252-215912-02 | Xcel Energy | 85 | 13781 | IOU | 05847545 | 9.994 | Solar |  |  | Active Application | Trade Secret | Trade | WIL | WIL082 | Residential |  | Trade Secret | 2024
20252-215912-02 | Xcel Energy | 85 | 13781 | IOU | 05847570 | 7.6 | Solar |  |  | Interconnected | Trade Secret | Trade | RMT | RMT321 | Residential | Solar*Rewards | Trade Secret | 2024 | 2024
20252-215912-02 | Xcel Energy | 85 | 13781 | IOU | 05847623 | 24.779 | Solar |  |  | Active Application | Trade Secret | Trade | WIN | WIN033 | Commercial |  | Trade Secret | 2024
20252-215912-02 | Xcel Energy | 85 | 13781 | IOU | 05847642 | 7.296 | Solar |  |  | Interconnected | Trade Secret | Trade | UPP | UPP085 | Residential | Solar*Rewards | Trade Secret | 2024 | 2024
20252-215912-02 | Xcel Energy | 85 | 13781 | IOU | 05847643 | 7.6 | Solar |  |  | Interconnected | Trade Secret | Trade | VMR | VMR061 | Residential | Solar*Rewards | Trade Secret | 2024 | 2024
20252-215912-02 | Xcel Energy | 85 | 13781 | IOU | 05847682 | 5.314 | Solar |  |  | Interconnected | Trade Secret | Trade | SOU | SOU072 | Residential | Solar*Rewards | Trade Secret | 2024 | 2024
20252-215912-02 | Xcel Energy | 85 | 13781 | IOU | 05847750 | 7.616 | Solar |  |  | Interconnected | Trade Secret | Trade | OAD | OAD072 | Residential |  | Trade Secret | 2024 | 2025
20252-215912-02 | Xcel Energy | 85 | 13781 | IOU | 05847902 | 11.387 | Solar |  |  | Interconnected | Trade Secret | Trade | LEX | LEX332 | Residential | Solar*Rewards | Trade Secret | 2024 | 2024
20252-215912-02 | Xcel Energy | 85 | 13781 | IOU | 05848113 | 7.329 | Solar |  |  | Interconnected | Trade Secret | Trade | MPK | MPK074 | Residential | Solar*Rewards | Trade Secret | 2024 | 2024
20252-215912-02 | Xcel Energy | 85 | 13781 | IOU | 05848467 | 3.747 | Solar |  |  | Active Application | Trade Secret | Trade | WDY | WDY321 | Residential |  | Trade Secret | 2024
20252-215912-02 | Xcel Energy | 85 | 13781 | IOU | 05848518 | 7.68 | Storage |  |  | Interconnected | Trade Secret | Trade | PKL | PKL072 | Residential |  | Trade Secret | 2024 | 2024
20252-215912-02 | Xcel Energy | 85 | 13781 | IOU | 05848545 | 4.875 | Solar |  |  | Active Application | Trade Secret | Trade | OAD | OAD061 | Residential |  | Trade Secret | 2024
20252-215912-02 | Xcel Energy | 85 | 13781 | IOU | 05848555 | 7.296 | Solar |  |  | Withdrawn | Trade Secret | Trade | HSN | HSN322 | Residential | Solar*Rewards | Trade Secret | 2024
20252-215912-02 | Xcel Energy | 85 | 13781 | IOU | 05848618 | 12 | Solar |  |  | Interconnected | Trade Secret | Trade | GSL | GSL341 | Residential |  | Trade Secret | 2024 | 2024
20252-215912-02 | Xcel Energy | 85 | 13781 | IOU | 05848668 | 9.994 | Solar |  |  | Withdrawn | Trade Secret | Trade | SLP | SLP321 | Residential | Solar*Rewards | Trade Secret | 2024
20252-215912-02 | Xcel Energy | 85 | 13781 | IOU | 05848688 | 9.994 | Solar |  |  | Interconnected | Trade Secret | Trade | SLP | SLP321 | Residential |  | Trade Secret | 2024 | 2024
20252-215912-02 | Xcel Energy | 85 | 13781 | IOU | 05848692 | 400 | Solar |  |  | Active Application | Trade Secret | Trade | PRR | PRR061 | Commercial |  | Trade Secret | 2024
20252-215912-02 | Xcel Energy | 85 | 13781 | IOU | 05848693 | 6.912 | Solar |  |  | Interconnected | Trade Secret | Trade | LIN | LIN031 | Residential | Solar*Rewards | Trade Secret | 2024 | 2024
20252-215912-02 | Xcel Energy | 85 | 13781 | IOU | 05848719 | 5.76 | Solar |  |  | Interconnected | Trade Secret | Trade | HOL | HOL071 | Residential | Solar*Rewards | Trade Secret | 2024 | 2024
20252-215912-02 | Xcel Energy | 85 | 13781 | IOU | 05848729 | 9.45 | Solar |  |  | Interconnected | Trade Secret | Trade | HUG | HUG311 | Residential | Solar*Rewards | Trade Secret | 2024 | 2024
20252-215912-02 | Xcel Energy | 85 | 13781 | IOU | 05848755 | 3.747 | Solar |  |  | Withdrawn | Trade Secret | Trade | SOU | SOU064 | Residential |  | Trade Secret | 2024
20252-215912-02 | Xcel Energy | 85 | 13781 | IOU | 05848785 | 6.046 | Solar |  |  | Active Application | Trade Secret | Trade | DBL | DBL063 | Residential |  | Trade Secret | 2024
20252-215912-02 | Xcel Energy | 85 | 13781 | IOU | 05848810 | 7.212 | Solar |  |  | Interconnected | Trade Secret | Trade | PKL | PKL065 | Residential |  | Trade Secret | 2024 | 2024
20252-215912-02 | Xcel Energy | 85 | 13781 | IOU | 05848824 | 5.76 | Solar |  |  | Interconnected | Trade Secret | Trade | FRM | FRM071 | Residential | Solar*Rewards | Trade Secret | 2024 | 2024
20252-215912-02 | Xcel Energy | 85 | 13781 | IOU | 05848835 | 6.073 | Solar |  |  | Interconnected | Trade Secret | Trade | MOL | MOL079 | Residential | Solar*Rewards | Trade Secret | 2024 | 2024
20252-215912-02 | Xcel Energy | 85 | 13781 | IOU | 05848875 | 5.052 | Solar |  |  | Interconnected | Trade Secret | Trade | CHE | CHE076 | Residential |  | Trade Secret | 2024 | 2025
20252-215912-02 | Xcel Energy | 85 | 13781 | IOU | 05848888 |  |  |  |  | Withdrawn | Trade Secret | Trade |  |  | Residential |  | Trade Secret | 2024
20252-215912-02 | Xcel Energy | 85 | 13781 | IOU | 05848903 | 11.52 | Solar |  |  | Interconnected | Trade Secret | Trade | WCR | WCR321 | Residential | Solar*Rewards | Trade Secret | 2024 | 2024
20252-215912-02 | Xcel Energy | 85 | 13781 | IOU | 05848929 | 2.03 | Solar |  |  | Withdrawn | Trade Secret | Trade | HWW | HWW072 | Residential | Solar*Rewards | Trade Secret | 2024
20252-215912-02 | Xcel Energy | 85 | 13781 | IOU | 05848945 | 6.453 | Solar |  |  | Interconnected | Trade Secret | Trade | WES | WES074 | Residential | Solar*Rewards | Trade Secret | 2024 | 2024
20252-215912-02 | Xcel Energy | 85 | 13781 | IOU | 05848956 | 3.747 | Solar |  |  | Active Application | Trade Secret | Trade | CGR | CGR064 | Residential |  | Trade Secret | 2024
20252-215912-02 | Xcel Energy | 85 | 13781 | IOU | 05848964 | 12.146 | Solar |  |  | Interconnected | Trade Secret | Trade | OPK | OPK073 | Residential | Solar*Rewards | Trade Secret | 2024 | 2024
20252-215912-02 | Xcel Energy | 85 | 13781 | IOU | 05848965 | 4.608 | Solar |  |  | Withdrawn | Trade Secret | Trade | HWW | HWW074 | Commercial | Solar*Rewards | Trade Secret | 2024
20252-215912-02 | Xcel Energy | 85 | 13781 | IOU | 05848969 | 4.608 | Solar |  |  | Interconnected | Trade Secret | Trade | XRD | XRD076 | Residential | Solar*Rewards | Trade Secret | 2024 | 2024
20252-215912-02 | Xcel Energy | 85 | 13781 | IOU | 05848975 | 3.747 | Solar |  |  | Interconnected | Trade Secret | Trade | WDY | WDY311 | Residential |  | Trade Secret | 2024 | 2025
20252-215912-02 | Xcel Energy | 85 | 13781 | IOU | 05848981 | 12.526 | Solar |  |  | Interconnected | Trade Secret | Trade | BCH | BCH311 | Residential | Solar*Rewards | Trade Secret | 2024 | 2024
20252-215912-02 | Xcel Energy | 85 | 13781 | IOU | 05848998 | 5.76 | Solar |  |  | Interconnected | Trade Secret | Trade | IDA | IDA071 | Residential |  | Trade Secret | 2024 | 2024
20252-215912-02 | Xcel Energy | 85 | 13781 | IOU | 05849008 | 3.747 | Solar |  |  | Active Application | Trade Secret | Trade | WDY | WDY322 | Residential |  | Trade Secret | 2024
20252-215912-02 | Xcel Energy | 85 | 13781 | IOU | 05849012 | 3.037 | Solar |  |  | Interconnected | Trade Secret | Trade | MPK | MPK074 | Residential | Solar*Rewards | Trade Secret | 2024 | 2024
20252-215912-02 | Xcel Energy | 85 | 13781 | IOU | 05849043 |  |  |  |  | Withdrawn | Trade Secret | Trade |  |  | Residential |  | Trade Secret | 2024
20252-215912-02 | Xcel Energy | 85 | 13781 | IOU | 05849057 | 6.912 | Solar |  |  | Interconnected | Trade Secret | Trade | ALD | ALD088 | Residential | Solar*Rewards | Trade Secret | 2024 | 2024
20252-215912-02 | Xcel Energy | 85 | 13781 | IOU | 05849058 | 5.25 | Solar |  |  | Interconnected | Trade Secret | Trade | WCR | WCR062 | Residential |  | Trade Secret | 2024 | 2024
20252-215912-02 | Xcel Energy | 85 | 13781 | IOU | 05849059 | 7.6 | Solar |  |  | Active Application | Trade Secret | Trade | HOL | HOL061 | Residential | Solar*Rewards | Trade Secret | 2024
20252-215912-02 | Xcel Energy | 85 | 13781 | IOU | 05849107 |  | Solar |  |  | Withdrawn | Trade Secret | Trade |  |  | Residential | Solar*Rewards | Trade Secret | 2024
20252-215912-02 | Xcel Energy | 85 | 13781 | IOU | 05849114 | 1.898 | Solar |  |  | Withdrawn | Trade Secret | Trade | MPK | MPK085 | Residential | Solar*Rewards | Trade Secret | 2024
20252-215912-02 | Xcel Energy | 85 | 13781 | IOU | 05849127 |  | Solar |  |  | Active Application | Trade Secret | Trade |  |  | Residential | Solar*Rewards | Trade Secret | 2024
20252-215912-02 | Xcel Energy | 85 | 13781 | IOU | 05849159 | 8.448 | Solar |  |  | Active Application | Trade Secret | Trade | WIL | WIL063 | Residential | Solar*Rewards | Trade Secret | 2024
20252-215912-02 | Xcel Energy | 85 | 13781 | IOU | 05849172 | 10.752 | Solar |  |  | Active Application | Trade Secret | Trade | OSS | OSS073 | Residential |  | Trade Secret | 2024
20252-215912-02 | Xcel Energy | 85 | 13781 | IOU | 05849177 | 7.616 | Solar |  |  | Interconnected | Trade Secret | Trade | AFT | AFT322 | Residential |  | Trade Secret | 2024 | 2024
20252-215912-02 | Xcel Energy | 85 | 13781 | IOU | 05849283 | 11.393 | Solar |  |  | Active Application | Trade Secret | Trade | TLK | TLK067 | Residential |  | Trade Secret | 2024
20252-215912-02 | Xcel Energy | 85 | 13781 | IOU | 05849405 | 3.747 | Solar |  |  | Active Application | Trade Secret | Trade | DBL | DBL067 | Residential |  | Trade Secret | 2024
20252-215912-02 | Xcel Energy | 85 | 13781 | IOU | 05849408 | 9.994 | Solar |  |  | Active Application | Trade Secret | Trade | AFT | AFT322 | Residential |  | Trade Secret | 2024
20252-215912-02 | Xcel Energy | 85 | 13781 | IOU | 05849409 | 7.616 | Solar |  |  | Interconnected | Trade Secret | Trade | ALK | ALK067 | Residential |  | Trade Secret | 2024 | 2025
20252-215912-02 | Xcel Energy | 85 | 13781 | IOU | 05849411 | 5.052 | Solar |  |  | Active Application | Trade Secret | Trade | WDY | WDY311 | Residential |  | Trade Secret | 2024
20252-215912-02 | Xcel Energy | 85 | 13781 | IOU | 05849435 | 7.6 | Solar |  |  | Interconnected | Trade Secret | Trade | ECK | ECK322 | Residential | Solar*Rewards | Trade Secret | 2024 | 2025
20252-215912-02 | Xcel Energy | 85 | 13781 | IOU | 05849485 | 7.216 | Solar |  |  | Interconnected | Trade Secret | Trade | SCL | SCL311 | Residential |  | Trade Secret | 2024 | 2024
20252-215912-02 | Xcel Energy | 85 | 13781 | IOU | 05849487 | 8.528 | Solar |  |  | Interconnected | Trade Secret | Trade | GLK | GLK061 | Residential |  | Trade Secret | 2024 | 2024
20252-215912-02 | Xcel Energy | 85 | 13781 | IOU | 05849529 | 10.752 | Solar |  |  | Withdrawn | Trade Secret | Trade | MRN | MRN021 | Residential | Solar*Rewards | Trade Secret | 2024
20252-215912-02 | Xcel Energy | 85 | 13781 | IOU | 05849532 | 4.555 | Solar |  |  | Interconnected | Trade Secret | Trade | REW | REW032 | Residential |  | Trade Secret | 2024 | 2024
20252-215912-02 | Xcel Energy | 85 | 13781 | IOU | 05849583 | 2.03 | Solar |  |  | Interconnected | Trade Secret | Trade | MDT | MDT077 | Residential | Solar*Rewards | Trade Secret | 2024 | 2024
20252-215912-02 | Xcel Energy | 85 | 13781 | IOU | 05849600 | 300 | Solar |  |  | Active Application | Trade Secret | Trade | CEL | CEL071 | Commercial |  | Trade Secret | 2024
20252-215912-02 | Xcel Energy | 85 | 13781 | IOU | 05849615 | 999.99 | Solar |  |  | Active Application | Trade Secret | Trade | SLP | SLP322 | Commercial |  | Trade Secret | 2024
20252-215912-02 | Xcel Energy | 85 | 13781 | IOU | 05849624 | 5.76 | Solar |  |  | Active Application | Trade Secret | Trade | SMT | SMT061 | Residential | Solar*Rewards | Trade Secret | 2024
20252-215912-02 | Xcel Energy | 85 | 13781 | IOU | 05849626 | 6.38 | Solar |  |  | Interconnected | Trade Secret | Trade | WRR | WRR064 | Residential | Solar*Rewards | Trade Secret | 2024 | 2024
20252-215912-02 | Xcel Energy | 85 | 13781 | IOU | 05849649 | 8.376 | Solar |  |  | Interconnected | Trade Secret | Trade | SOU | SOU081 | Residential | Solar*Rewards | Trade Secret | 2024 | 2024
20252-215912-02 | Xcel Energy | 85 | 13781 | IOU | 05849679 | 5.51 | Solar |  |  | Interconnected | Trade Secret | Trade | TWL | TWL063 | Residential | Solar*Rewards | Trade Secret | 2024 | 2024
20252-215912-02 | Xcel Energy | 85 | 13781 | IOU | 05849689 | 2.32 | Solar |  |  | Interconnected | Trade Secret | Trade | SLP | SLP082 | Residential | Solar*Rewards | Trade Secret | 2024 | 2024
20252-215912-02 | Xcel Energy | 85 | 13781 | IOU | 05849708 | 3.416 | Solar |  |  | Interconnected | Trade Secret | Trade | MPK | MPK068 | Residential | Solar*Rewards | Trade Secret | 2024 | 2024
20252-215912-02 | Xcel Energy | 85 | 13781 | IOU | 05849713 | 11.52 | Solar |  |  | Interconnected | Trade Secret | Trade | WCR | WCR322 | Residential |  | Trade Secret | 2024 | 2024
20252-215912-02 | Xcel Energy | 85 | 13781 | IOU | 05849723 | 1.518 | Solar |  |  | Withdrawn | Trade Secret | Trade | WES | WES062 | Residential | Solar*Rewards | Trade Secret | 2024
20252-215912-02 | Xcel Energy | 85 | 13781 | IOU | 05849741 | 7.591 | Solar |  |  | Active Application | Trade Secret | Trade | RAM | RAM064 | Residential | Solar*Rewards | Trade Secret | 2024
20252-215912-02 | Xcel Energy | 85 | 13781 | IOU | 05849800 | 5.76 | Solar |  |  | Interconnected | Trade Secret | Trade | RMT | RMT321 | Residential | Solar*Rewards | Trade Secret | 2024 | 2024
20252-215912-02 | Xcel Energy | 85 | 13781 | IOU | 05849853 | 11.52 | Solar |  |  | Active Application | Trade Secret | Trade | OSS | OSS073 | Residential |  | Trade Secret | 2024
20252-215912-02 | Xcel Energy | 85 | 13781 | IOU | 05849881 | 6.073 | Solar |  |  | Interconnected | Trade Secret | Trade | HSN | HSN321 | Residential | Solar*Rewards | Trade Secret | 2024 | 2024
20252-215912-02 | Xcel Energy | 85 | 13781 | IOU | 05849933 | 7.68 | Solar |  |  | Withdrawn | Trade Secret | Trade | HSN | HSN322 | Residential | Solar*Rewards | Trade Secret | 2024
20252-215912-02 | Xcel Energy | 85 | 13781 | IOU | 05850231 | 39.999 | Solar |  |  | Active Application | Trade Secret | Trade | HWW | HWW073 | Commercial | Solar*Rewards | Trade Secret | 2024
20252-215912-02 | Xcel Energy | 85 | 13781 | IOU | 05850346 | 9.489 | Solar |  |  | Interconnected | Trade Secret | Trade | HYL | HYL074 | Residential |  | Trade Secret | 2024 | 2024
20252-215912-02 | Xcel Energy | 85 | 13781 | IOU | 05850595 | 5.052 | Solar |  |  | Interconnected | Trade Secret | Trade | WDY | WDY311 | Residential |  | Trade Secret | 2024 | 2024
20252-215912-02 | Xcel Energy | 85 | 13781 | IOU | 05850596 | 5.052 | Solar |  |  | Active Application | Trade Secret | Trade | OPK | OPK072 | Residential |  | Trade Secret | 2024
20252-215912-02 | Xcel Energy | 85 | 13781 | IOU | 05850607 | 3.747 | Solar |  |  | Active Application | Trade Secret | Trade | RAM | RAM071 | Residential |  | Trade Secret | 2024
20252-215912-02 | Xcel Energy | 85 | 13781 | IOU | 05850632 | 29.568 | Solar |  |  | Active Application | Trade Secret | Trade | ECK | ECK322 | Residential |  | Trade Secret | 2024
20252-215912-02 | Xcel Energy | 85 | 13781 | IOU | 05850723 | 7.68 | Solar |  |  | Interconnected | Trade Secret | Trade | BRP | BRP061 | Residential | Solar*Rewards | Trade Secret | 2024 | 2024
20252-215912-02 | Xcel Energy | 85 | 13781 | IOU | 05850728 | 8.73 | Solar |  |  | Interconnected | Trade Secret | Trade | HOL | HOL061 | Residential | Solar*Rewards | Trade Secret | 2024 | 2024
20252-215912-02 | Xcel Energy | 85 | 13781 | IOU | 05850740 | 4.592 | Solar |  |  | Interconnected | Trade Secret | Trade | GRC | GRC312 | Residential |  | Trade Secret | 2024 | 2024
20252-215912-02 | Xcel Energy | 85 | 13781 | IOU | 05850845 | 4.555 | Solar |  |  | Active Application | Trade Secret | Trade | WES | WES062 | Residential |  | Trade Secret | 2024
20252-215912-02 | Xcel Energy | 85 | 13781 | IOU | 05850861 | 4.592 | Solar |  |  | Interconnected | Trade Secret | Trade | WSG | WSG352 | Residential | Solar*Rewards | Trade Secret | 2024 | 2024
20252-215912-02 | Xcel Energy | 85 | 13781 | IOU | 05850864 | 7.872 | Solar |  |  | Withdrawn | Trade Secret | Trade | WSG | WSG362 | Residential | Solar*Rewards | Trade Secret | 2024
20252-215912-02 | Xcel Energy | 85 | 13781 | IOU | 05850879 | 6.073 | Solar |  |  | Interconnected | Trade Secret | Trade | MPK | MPK063 | Residential |  | Trade Secret | 2024 | 2024
20252-215912-02 | Xcel Energy | 85 | 13781 | IOU | 05850892 | 8.448 | Solar |  |  | Interconnected | Trade Secret | Trade | WCR | WCR322 | Residential | Solar*Rewards | Trade Secret | 2024 | 2024
20252-215912-02 | Xcel Energy | 85 | 13781 | IOU | 05850897 | 10.44 | Solar |  |  | Interconnected | Trade Secret | Trade | WRR | WRR064 | Residential | Solar*Rewards | Trade Secret | 2024 | 2024
20252-215912-02 | Xcel Energy | 85 | 13781 | IOU | 05850928 | 7.591 | Solar |  |  | Interconnected | Trade Secret | Trade | APA | APA071 | Residential | Solar*Rewards | Trade Secret | 2024 | 2024
20252-215912-02 | Xcel Energy | 85 | 13781 | IOU | 05850936 | 3.747 | Solar |  |  | Interconnected | Trade Secret | Trade | HAS | HAS022 | Residential |  | Trade Secret | 2024 | 2025
20252-215912-02 | Xcel Energy | 85 | 13781 | IOU | 05850937 | 3.936 | Solar |  |  | Withdrawn | Trade Secret | Trade | ALK | ALK063 | Residential | Solar*Rewards | Trade Secret | 2024
20252-215912-02 | Xcel Energy | 85 | 13781 | IOU | 05850938 | 7.591 | Solar |  |  | Interconnected | Trade Secret | Trade | AFT | AFT322 | Residential | Solar*Rewards | Trade Secret | 2024 | 2024
20252-215912-02 | Xcel Energy | 85 | 13781 | IOU | 05850955 | 5.314 | Solar |  |  | Interconnected | Trade Secret | Trade | RAM | RAM072 | Residential | Solar*Rewards | Trade Secret | 2024 | 2024
20252-215912-02 | Xcel Energy | 85 | 13781 | IOU | 05850970 | 6.046 | Solar |  |  | Interconnected | Trade Secret | Trade | WDY | WDY311 | Residential |  | Trade Secret | 2024 | 2025
20252-215912-02 | Xcel Energy | 85 | 13781 | IOU | 05850973 | 6.073 | Solar |  |  | Interconnected | Trade Secret | Trade | APA | APA075 | Residential | Solar*Rewards | Trade Secret | 2024 | 2024
20252-215912-02 | Xcel Energy | 85 | 13781 | IOU | 05850978 | 3.84 | Solar |  |  | Withdrawn | Trade Secret | Trade | BUR | BUR032 | Residential | Solar*Rewards | Trade Secret | 2024
20252-215912-02 | Xcel Energy | 85 | 13781 | IOU | 05850989 | 9.109 | Solar |  |  | Interconnected | Trade Secret | Trade | RAM | RAM062 | Residential | Solar*Rewards | Trade Secret | 2024 | 2024
20252-215912-02 | Xcel Energy | 85 | 13781 | IOU | 05850990 | 3.747 | Solar |  |  | Interconnected | Trade Secret | Trade | RRK | RRK064 | Residential |  | Trade Secret | 2024 | 2024
20252-215912-02 | Xcel Energy | 85 | 13781 | IOU | 05851011 | 3.747 | Solar |  |  | Active Application | Trade Secret | Trade | DBL | DBL065 | Residential |  | Trade Secret | 2024
20252-215912-02 | Xcel Energy | 85 | 13781 | IOU | 05851052 | 99.9 | Solar |  |  | Active Application | Trade Secret | Trade | SLP | SLP085 | Commercial |  | Trade Secret | 2024
20252-215912-02 | Xcel Energy | 85 | 13781 | IOU | 05851059 | 3.747 | Solar |  |  | Active Application | Trade Secret | Trade | OAD | OAD061 | Residential |  | Trade Secret | 2024
20252-215912-02 | Xcel Energy | 85 | 13781 | IOU | 05851071 | 7.616 | Solar |  |  | Active Application | Trade Secret | Trade | RRK | RRK064 | Residential |  | Trade Secret | 2024
20252-215912-02 | Xcel Energy | 85 | 13781 | IOU | 05851075 | 4.224 | Solar |  |  | Interconnected | Trade Secret | Trade | WCR | WCR321 | Residential | Solar*Rewards | Trade Secret | 2024 | 2025
20252-215912-02 | Xcel Energy | 85 | 13781 | IOU | 05851090 | 7.616 | Solar |  |  | Active Application | Trade Secret | Trade | WES | WES075 | Residential |  | Trade Secret | 2024
20252-215912-02 | Xcel Energy | 85 | 13781 | IOU | 05851215 | 10.628 | Solar |  |  | Interconnected | Trade Secret | Trade | WSG | WSG351 | Residential | Solar*Rewards | Trade Secret | 2024 | 2024
20252-215912-02 | Xcel Energy | 85 | 13781 | IOU | 05851319 | 11.136 | Solar |  |  | Active Application | Trade Secret | Trade | WCR | WCR321 | Residential |  | Trade Secret | 2024
20252-215912-02 | Xcel Energy | 85 | 13781 | IOU | 05851351 | 5.052 | Solar |  |  | Active Application | Trade Secret | Trade | RLK | RLK073 | Residential |  | Trade Secret | 2024
20252-215912-02 | Xcel Energy | 85 | 13781 | IOU | 05851365 | 5000 | Solar |  |  | Active Application | Trade Secret | Trade | NER | NER021 | Commercial |  | Trade Secret | 2024
20252-215912-02 | Xcel Energy | 85 | 13781 | IOU | 05851370 | 6.046 | Solar |  |  | Interconnected | Trade Secret | Trade | WDY | WDY322 | Residential |  | Trade Secret | 2024 | 2024
20252-215912-02 | Xcel Energy | 85 | 13781 | IOU | 05851416 | 9.994 | Solar |  |  | Active Application | Trade Secret | Trade | KOL | KOL073 | Residential |  | Trade Secret | 2024
20252-215912-02 | Xcel Energy | 85 | 13781 | IOU | 05851447 | 8.064 | Solar |  |  | Interconnected | Trade Secret | Trade | HSN | HSN321 | Residential | Solar*Rewards | Trade Secret | 2024 | 2024
20252-215912-02 | Xcel Energy | 85 | 13781 | IOU | 05851505 | 13.44 | Solar |  |  | Interconnected | Trade Secret | Trade | HYL | HYL074 | Residential | Solar*Rewards | Trade Secret | 2024 | 2024
20252-215912-02 | Xcel Energy | 85 | 13781 | IOU | 05851549 | 14.592 | Solar |  |  | Active Application | Trade Secret | Trade | CRL | CRL065 | Residential |  | Trade Secret | 2024
20252-215912-02 | Xcel Energy | 85 | 13781 | IOU | 05851635 | 5.052 | Solar |  |  | Active Application | Trade Secret | Trade | OAD | OAD072 | Residential |  | Trade Secret | 2024
20252-215912-02 | Xcel Energy | 85 | 13781 | IOU | 05851710 | 3.747 | Solar |  |  | Active Application | Trade Secret | Trade | OAD | OAD062 | Residential |  | Trade Secret | 2024
20252-215912-02 | Xcel Energy | 85 | 13781 | IOU | 05851895 | 3.747 | Solar |  |  | Active Application | Trade Secret | Trade | OAD | OAD075 | Residential |  | Trade Secret | 2024
20252-215912-02 | Xcel Energy | 85 | 13781 | IOU | 05851897 | 5.052 | Solar |  |  | Active Application | Trade Secret | Trade | UPP | UPP084 | Residential |  | Trade Secret | 2024
20252-215912-02 | Xcel Energy | 85 | 13781 | IOU | 05851899 | 7.616 | Solar |  |  | Active Application | Trade Secret | Trade | MPK | MPK068 | Residential |  | Trade Secret | 2024
20252-215912-02 | Xcel Energy | 85 | 13781 | IOU | 05851910 | 5.052 | Solar |  |  | Interconnected | Trade Secret | Trade | WDY | WDY312 | Residential |  | Trade Secret | 2024 | 2024
20252-215912-02 | Xcel Energy | 85 | 13781 | IOU | 05851915 | 7.616 | Solar |  |  | Active Application | Trade Secret | Trade | WES | WES073 | Residential |  | Trade Secret | 2024
20252-215912-02 | Xcel Energy | 85 | 13781 | IOU | 05852011 | 8.064 | Solar |  |  | Withdrawn | Trade Secret | Trade | WCR | WCR063 | Residential | Solar*Rewards | Trade Secret | 2024
20252-215912-02 | Xcel Energy | 85 | 13781 | IOU | 05852143 | 8.12 | Solar |  |  | Interconnected | Trade Secret | Trade | FAP | FAP062 | Residential | Solar*Rewards | Trade Secret | 2024 | 2024
20252-215912-02 | Xcel Energy | 85 | 13781 | IOU | 05852305 | 23.04 | Solar |  |  | Withdrawn | Trade Secret | Trade | HSN | HSN321 | Residential | Solar*Rewards | Trade Secret | 2024
20252-215912-02 | Xcel Energy | 85 | 13781 | IOU | 05852336 | 3.747 | Solar |  |  | Active Application | Trade Secret | Trade | SOU | SOU064 | Residential |  | Trade Secret | 2024
20252-215912-02 | Xcel Energy | 85 | 13781 | IOU | 05852353 | 5.76 | Solar |  |  | Interconnected | Trade Secret | Trade | OSS | OSS073 | Residential | Solar*Rewards | Trade Secret | 2024 | 2025
20252-215912-02 | Xcel Energy | 85 | 13781 | IOU | 05852366 | 7.591 | Solar |  |  | Interconnected | Trade Secret | Trade | SHP | SHP072 | Residential | Solar*Rewards | Trade Secret | 2024 | 2024
20252-215912-02 | Xcel Energy | 85 | 13781 | IOU | 05852376 | 7.6 | Solar |  |  | Interconnected | Trade Secret | Trade | ECK | ECK321 | Residential | Solar*Rewards | Trade Secret | 2024 | 2025
20252-215912-02 | Xcel Energy | 85 | 13781 | IOU | 05852411 | 5.314 | Solar |  |  | Withdrawn | Trade Secret | Trade | SOU | SOU077 | Residential | Solar*Rewards | Trade Secret | 2024
20252-215912-02 | Xcel Energy | 85 | 13781 | IOU | 05852414 | 5.76 | Solar |  |  | Interconnected | Trade Secret | Trade | AFT | AFT321 | Residential | Solar*Rewards | Trade Secret | 2024 | 2024
20252-215912-02 | Xcel Energy | 85 | 13781 | IOU | 05852438 | 5.314 | Solar |  | X | Interconnected | Trade Secret | Trade | SOU | SOU077 | Residential | Solar*Rewards | Trade Secret | 2024 | 2024
20252-215912-02 | Xcel Energy | 85 | 13781 | IOU | 05852501 | 7.6 | Solar |  |  | Withdrawn | Trade Secret | Trade | AFT | AFT321 | Residential | Solar*Rewards | Trade Secret | 2024
20252-215912-02 | Xcel Energy | 85 | 13781 | IOU | 05852517 | 11.136 | Solar |  |  | Interconnected | Trade Secret | Trade | HAS | HAS033 | Residential |  | Trade Secret | 2024 | 2024
20252-215912-02 | Xcel Energy | 85 | 13781 | IOU | 05852523 | 6.046 | Solar |  |  | Active Application | Trade Secret | Trade | OAD | OAD072 | Residential |  | Trade Secret | 2024
20252-215912-02 | Xcel Energy | 85 | 13781 | IOU | 05852526 | 7.616 | Solar |  |  | Interconnected | Trade Secret | Trade | WWK | WWK321 | Residential |  | Trade Secret | 2024 | 2025
20252-215912-02 | Xcel Energy | 85 | 13781 | IOU | 05852536 | 5.76 | Solar |  |  | Interconnected | Trade Secret | Trade | AFT | AFT321 | Residential |  | Trade Secret | 2024 | 2024
20252-215912-02 | Xcel Energy | 85 | 13781 | IOU | 05852537 | 6.046 | Solar |  |  | Active Application | Trade Secret | Trade | SOU | SOU061 | Residential |  | Trade Secret | 2024
20252-215912-02 | Xcel Energy | 85 | 13781 | IOU | 05852561 | 7.616 | Solar |  |  | Interconnected | Trade Secret | Trade | CGR | CGR064 | Residential |  | Trade Secret | 2024 | 2024
20252-215912-02 | Xcel Energy | 85 | 13781 | IOU | 05852577 | 3.747 | Solar |  |  | Interconnected | Trade Secret | Trade | RAM | RAM064 | Residential |  | Trade Secret | 2024 | 2025
20252-215912-02 | Xcel Energy | 85 | 13781 | IOU | 05852584 | 10.5 | Solar |  |  | Interconnected | Trade Secret | Trade | OSS | OSS063 | Residential |  | Trade Secret | 2024 | 2025
20252-215912-02 | Xcel Energy | 85 | 13781 | IOU | 05852628 | 7.616 | Solar |  |  | Interconnected | Trade Secret | Trade | WWK | WWK321 | Residential |  | Trade Secret | 2024 | 2025
20252-215912-02 | Xcel Energy | 85 | 13781 | IOU | 05852650 | 5.76 | Solar |  |  | Interconnected | Trade Secret | Trade | AFT | AFT322 | Residential | Solar*Rewards | Trade Secret | 2024 | 2024
20252-215912-02 | Xcel Energy | 85 | 13781 | IOU | 05852656 |  |  |  |  | Active Application | Trade Secret | Trade |  |  | Residential |  | Trade Secret | 2024
20252-215912-02 | Xcel Energy | 85 | 13781 | IOU | 05852668 | 9.994 | Solar |  |  | Active Application | Trade Secret | Trade | RPO | RPO312 | Residential |  | Trade Secret | 2024
20252-215912-02 | Xcel Energy | 85 | 13781 | IOU | 05852752 | 8.064 | Solar |  |  | Interconnected | Trade Secret | Trade | TWL | TWL089 | Residential |  | Trade Secret | 2024 | 2024
20252-215912-02 | Xcel Energy | 85 | 13781 | IOU | 05853122 | 5.052 | Solar |  |  | Interconnected | Trade Secret | Trade | CGR | CGR071 | Residential |  | Trade Secret | 2024 | 2024
20252-215912-02 | Xcel Energy | 85 | 13781 | IOU | 05853142 | 7.616 | Solar |  |  | Interconnected | Trade Secret | Trade | OAD | OAD071 | Residential |  | Trade Secret | 2024 | 2024
20252-215912-02 | Xcel Energy | 85 | 13781 | IOU | 05853145 |  |  |  |  | Active Application | Trade Secret | Trade |  |  | Residential |  | Trade Secret | 2024
20252-215912-02 | Xcel Energy | 85 | 13781 | IOU | 05853150 | 6.046 | Solar |  |  | Active Application | Trade Secret | Trade | WES | WES064 | Residential |  | Trade Secret | 2024
20252-215912-02 | Xcel Energy | 85 | 13781 | IOU | 05853153 | 5.052 | Solar |  |  | Interconnected | Trade Secret | Trade | WDY | WDY311 | Residential |  | Trade Secret | 2024 | 2025
20252-215912-02 | Xcel Energy | 85 | 13781 | IOU | 05853171 |  | Solar |  |  | Active Application | Trade Secret | Trade |  |  | Residential | Solar*Rewards | Trade Secret | 2024
20252-215912-02 | Xcel Energy | 85 | 13781 | IOU | 05853172 | 5.76 | Solar |  |  | Interconnected | Trade Secret | Trade | ECK | ECK322 | Residential | Solar*Rewards | Trade Secret | 2024 | 2024
20252-215912-02 | Xcel Energy | 85 | 13781 | IOU | 05853176 | 9.994 | Solar |  |  | Active Application | Trade Secret | Trade | WES | WES072 | Residential |  | Trade Secret | 2024
20252-215912-02 | Xcel Energy | 85 | 13781 | IOU | 05853184 | 5.052 | Solar |  |  | Interconnected | Trade Secret | Trade | AFT | AFT322 | Residential |  | Trade Secret | 2024 | 2024
20252-215912-02 | Xcel Energy | 85 | 13781 | IOU | 05853212 | 3.747 | Solar |  |  | Interconnected | Trade Secret | Trade | LLK | LLK072 | Residential |  | Trade Secret | 2024 | 2025
20252-215912-02 | Xcel Energy | 85 | 13781 | IOU | 05853242 | 6.046 | Solar |  |  | Interconnected | Trade Secret | Trade | LEX | LEX332 | Residential |  | Trade Secret | 2024 | 2024
20252-215912-02 | Xcel Energy | 85 | 13781 | IOU | 05853250 | 3.84 | Solar |  |  | Interconnected | Trade Secret | Trade | VMR | VMR062 | Residential | Solar*Rewards | Trade Secret | 2024 | 2024
20252-215912-02 | Xcel Energy | 85 | 13781 | IOU | 05853254 | 9.994 | Solar |  |  | Active Application | Trade Secret | Trade | KOL | KOL073 | Residential |  | Trade Secret | 2024
20252-215912-02 | Xcel Energy | 85 | 13781 | IOU | 05853265 | 5.052 | Solar |  |  | Active Application | Trade Secret | Trade | KOL | KOL074 | Residential |  | Trade Secret | 2024
20252-215912-02 | Xcel Energy | 85 | 13781 | IOU | 05853280 | 13.056 | Solar |  |  | Interconnected | Trade Secret | Trade | ECK | ECK063 | Residential |  | Trade Secret | 2024 | 2024
20252-215912-02 | Xcel Energy | 85 | 13781 | IOU | 05853284 | 5.052 | Solar |  |  | Active Application | Trade Secret | Trade | WDY | WDY311 | Residential |  | Trade Secret | 2024
20252-215912-02 | Xcel Energy | 85 | 13781 | IOU | 05853308 | 9.29 | Solar |  |  | Withdrawn | Trade Secret | Trade | HUG | HUG321 | Residential |  | Trade Secret | 2024
20252-215912-02 | Xcel Energy | 85 | 13781 | IOU | 05853312 | 6.046 | Solar |  |  | Active Application | Trade Secret | Trade | WDY | WDY311 | Residential |  | Trade Secret | 2024
20252-215912-02 | Xcel Energy | 85 | 13781 | IOU | 05853315 | 4.992 | Solar |  |  | Active Application | Trade Secret | Trade | ECK | ECK321 | Residential |  | Trade Secret | 2024
20252-215912-02 | Xcel Energy | 85 | 13781 | IOU | 05853316 | 6.98 | Solar |  |  | Active Application | Trade Secret | Trade | WCR | WCR321 | Residential | Solar*Rewards | Trade Secret | 2024
20252-215912-02 | Xcel Energy | 85 | 13781 | IOU | 05853317 | 10.368 | Solar |  |  | Active Application | Trade Secret | Trade | ECK | ECK062 | Residential |  | Trade Secret | 2024
20252-215912-02 | Xcel Energy | 85 | 13781 | IOU | 05853338 | 7.6 | Solar |  |  | Withdrawn | Trade Secret | Trade | KLK | KLK061 | Residential | Solar*Rewards | Trade Secret | 2024
20252-215912-02 | Xcel Energy | 85 | 13781 | IOU | 05853344 | 5.052 | Solar |  |  | Active Application | Trade Secret | Trade | RPL | RPL071 | Residential |  | Trade Secret | 2024
20252-215912-02 | Xcel Energy | 85 | 13781 | IOU | 05853370 | 15.562 | Solar |  |  | Active Application | Trade Secret | Trade | LAP | LAP311 | Residential | Solar*Rewards | Trade Secret | 2024
20252-215912-02 | Xcel Energy | 85 | 13781 | IOU | 05853401 | 12.913 | Solar |  |  | Interconnected | Trade Secret | Trade | ECK | ECK063 | Residential |  | Trade Secret | 2024 | 2025
20252-215912-02 | Xcel Energy | 85 | 13781 | IOU | 05853415 | 3.9 | Solar |  |  | Interconnected | Trade Secret | Trade | ALD | ALD082 | Residential | Solar*Rewards | Trade Secret | 2024 | 2025
20252-215912-02 | Xcel Energy | 85 | 13781 | IOU | 05853435 | 9.109 | Solar |  |  | Interconnected | Trade Secret | Trade | RAM | RAM062 | Residential | Solar*Rewards | Trade Secret | 2024 | 2024
20252-215912-02 | Xcel Energy | 85 | 13781 | IOU | 05853456 | 16.321 | Solar |  |  | Active Application | Trade Secret | Trade | SDX | SDX311 | Residential | Solar*Rewards | Trade Secret | 2024
20252-215912-02 | Xcel Energy | 85 | 13781 | IOU | 05853462 | 3750 | Solar |  |  | Active Application | Trade Secret | Trade | CHI | CHI311 | Commercial |  | Trade Secret | 2024
20252-215912-02 | Xcel Energy | 85 | 13781 | IOU | 05853501 | 15.36 | Solar |  |  | Interconnected | Trade Secret | Trade | WAT | WAT021 | Residential | Solar*Rewards | Trade Secret | 2024 | 2024
20252-215912-02 | Xcel Energy | 85 | 13781 | IOU | 05853503 | 2.6 | Solar |  |  | Active Application | Trade Secret | Trade | TWL | TWL075 | Residential | Solar*Rewards | Trade Secret | 2024
20252-215912-02 | Xcel Energy | 85 | 13781 | IOU | 05853515 | 5.76 | Solar |  |  | Active Application | Trade Secret | Trade | TLK | TLK067 | Residential | Solar*Rewards | Trade Secret | 2024
20252-215912-02 | Xcel Energy | 85 | 13781 | IOU | 05853530 | 2750 | Solar |  |  | Active Application | Trade Secret | Trade | YLM | YLM212 | Commercial |  | Trade Secret | 2024
20252-215912-02 | Xcel Energy | 85 | 13781 | IOU | 05853538 | 6.282 | Solar |  |  | Interconnected | Trade Secret | Trade | HOL | HOL072 | Residential | Solar*Rewards | Trade Secret | 2024 | 2024
20252-215912-02 | Xcel Energy | 85 | 13781 | IOU | 05853556 | 7.591 | Solar |  |  | Withdrawn | Trade Secret | Trade | MEL | MEL061 | Residential | Solar*Rewards | Trade Secret | 2024
20252-215912-02 | Xcel Energy | 85 | 13781 | IOU | 05853581 | 3.84 | Solar |  |  | Interconnected | Trade Secret | Trade | KLK | KLK061 | Residential | Solar*Rewards | Trade Secret | 2024 | 2024
20252-215912-02 | Xcel Energy | 85 | 13781 | IOU | 05853590 | 10.248 | Solar |  |  | Interconnected | Trade Secret | Trade | RRK | RRK063 | Residential | Solar*Rewards | Trade Secret | 2024 | 2024
20252-215912-02 | Xcel Energy | 85 | 13781 | IOU | 05853647 | 6.3 | Solar |  |  | Interconnected | Trade Secret | Trade | ECK | ECK321 | Residential |  | Trade Secret | 2024 | 2025
20252-215912-02 | Xcel Energy | 85 | 13781 | IOU | 05853649 | 7.6 | Solar |  |  | Interconnected | Trade Secret | Trade | HSN | HSN321 | Residential | Solar*Rewards | Trade Secret | 2024 | 2024
20252-215912-02 | Xcel Energy | 85 | 13781 | IOU | 05853655 | 10.44 | Solar |  |  | Interconnected | Trade Secret | Trade | IDA | IDA073 | Residential | Solar*Rewards | Trade Secret | 2024 | 2025
20252-215912-02 | Xcel Energy | 85 | 13781 | IOU | 05853671 | 6.96 | Solar |  |  | Interconnected | Trade Secret | Trade | WRR | WRR064 | Residential | Solar*Rewards | Trade Secret | 2024 | 2024
20252-215912-02 | Xcel Energy | 85 | 13781 | IOU | 05854144 | 7.971 | Solar |  |  | Interconnected | Trade Secret | Trade | ALD | ALD076 | Residential | Solar*Rewards | Trade Secret | 2024 | 2024
20252-215912-02 | Xcel Energy | 85 | 13781 | IOU | 05854539 | 7.616 | Solar |  |  | Active Application | Trade Secret | Trade | WES | WES075 | Residential |  | Trade Secret | 2024
20252-215912-02 | Xcel Energy | 85 | 13781 | IOU | 05854579 | 5.052 | Solar |  |  | Interconnected | Trade Secret | Trade | WDY | WDY311 | Residential |  | Trade Secret | 2024 | 2024
20252-215912-02 | Xcel Energy | 85 | 13781 | IOU | 05854580 | 5.052 | Solar |  |  | Active Application | Trade Secret | Trade | RIV | RIV076 | Residential |  | Trade Secret | 2024
20252-215912-02 | Xcel Energy | 85 | 13781 | IOU | 05854591 | 5.052 | Solar |  |  | Interconnected | Trade Secret | Trade | SOU | SOU061 | Residential |  | Trade Secret | 2024 | 2024
20252-215912-02 | Xcel Energy | 85 | 13781 | IOU | 05854592 | 7.616 | Solar |  |  | Active Application | Trade Secret | Trade | OAD | OAD071 | Residential |  | Trade Secret | 2024
20252-215912-02 | Xcel Energy | 85 | 13781 | IOU | 05854593 | 6.046 | Solar |  |  | Interconnected | Trade Secret | Trade | WDY | WDY322 | Residential |  | Trade Secret | 2024 | 2024
20252-215912-02 | Xcel Energy | 85 | 13781 | IOU | 05854595 | 3.747 | Solar |  |  | Active Application | Trade Secret | Trade | WES | WES064 | Residential |  | Trade Secret | 2024
20252-215912-02 | Xcel Energy | 85 | 13781 | IOU | 05854659 | 10.496 | Solar |  |  | Withdrawn | Trade Secret | Trade | LAB | LAB312 | Residential | Solar*Rewards | Trade Secret | 2024
20252-215912-02 | Xcel Energy | 85 | 13781 | IOU | 05854666 | 5.248 | Solar |  |  | Interconnected | Trade Secret | Trade | MHW | MHW311 | Residential | Solar*Rewards | Trade Secret | 2024 | 2024
20252-215912-02 | Xcel Energy | 85 | 13781 | IOU | 05854730 | 5.918 | Solar |  |  | Active Application | Trade Secret | Trade | CRL | CRL065 | Residential | Solar*Rewards | Trade Secret | 2024
20252-215912-02 | Xcel Energy | 85 | 13781 | IOU | 05854911 | 3.747 | Solar |  |  | Active Application | Trade Secret | Trade | UPP | UPP085 | Residential |  | Trade Secret | 2024
20252-215912-02 | Xcel Energy | 85 | 13781 | IOU | 05854913 | 6.046 | Solar |  |  | Active Application | Trade Secret | Trade | WES | WES064 | Residential |  | Trade Secret | 2024
20252-215912-02 | Xcel Energy | 85 | 13781 | IOU | 05854978 |  | Solar |  |  | Withdrawn | Trade Secret | Trade |  |  | Residential | Solar*Rewards | Trade Secret | 2024
20252-215912-02 | Xcel Energy | 85 | 13781 | IOU | 05855012 | 5.052 | Solar |  |  | Active Application | Trade Secret | Trade | BYT | BYT061 | Residential |  | Trade Secret | 2024
20252-215912-02 | Xcel Energy | 85 | 13781 | IOU | 05855024 | 15.36 | Solar |  |  | Active Application | Trade Secret | Trade | MTR | MTR021 | Residential | Solar*Rewards | Trade Secret | 2024
20252-215912-02 | Xcel Energy | 85 | 13781 | IOU | 05855035 | 3.747 | Solar |  |  | Active Application | Trade Secret | Trade | HUG | HUG311 | Residential |  | Trade Secret | 2024
20252-215912-02 | Xcel Energy | 85 | 13781 | IOU | 05855036 | 16.701 | Solar |  |  | Withdrawn | Trade Secret | Trade | ALD | ALD073 | Commercial | Solar*Rewards | Trade Secret | 2024
20252-215912-02 | Xcel Energy | 85 | 13781 | IOU | 05855044 | 16.701 | Solar |  |  | Active Application | Trade Secret | Trade | ALD | ALD073 | Commercial |  | Trade Secret | 2024
20252-215912-02 | Xcel Energy | 85 | 13781 | IOU | 05855051 | 3.747 | Solar |  |  | Active Application | Trade Secret | Trade | WES | WES064 | Residential |  | Trade Secret | 2024
20252-215912-02 | Xcel Energy | 85 | 13781 | IOU | 05855086 | 3.747 | Solar |  |  | Active Application | Trade Secret | Trade | LEX | LEX333 | Residential |  | Trade Secret | 2024
20252-215912-02 | Xcel Energy | 85 | 13781 | IOU | 05855103 | 3.747 | Solar |  |  | Active Application | Trade Secret | Trade | HUG | HUG311 | Residential |  | Trade Secret | 2024
20252-215912-02 | Xcel Energy | 85 | 13781 | IOU | 05855106 | 9.216 | Solar |  |  | Interconnected | Trade Secret | Trade | WIL | WIL089 | Residential |  | Trade Secret | 2024 | 2025
20252-215912-02 | Xcel Energy | 85 | 13781 | IOU | 05855110 | 9.6 | Solar |  |  | Interconnected | Trade Secret | Trade | ECK | ECK321 | Residential | Solar*Rewards | Trade Secret | 2024 | 2024
20252-215912-02 | Xcel Energy | 85 | 13781 | IOU | 05855140 | 5.052 | Solar |  |  | Active Application | Trade Secret | Trade | AHI | AHI063 | Residential |  | Trade Secret | 2024
20252-215912-02 | Xcel Energy | 85 | 13781 | IOU | 05855179 | 5.052 | Solar |  |  | Active Application | Trade Secret | Trade | DBL | DBL068 | Residential |  | Trade Secret | 2024
20252-215912-02 | Xcel Energy | 85 | 13781 | IOU | 05855185 | 6.67 | Solar |  |  | Interconnected | Trade Secret | Trade | HWW | HWW074 | Residential | Solar*Rewards | Trade Secret | 2024 | 2025
20252-215912-02 | Xcel Energy | 85 | 13781 | IOU | 05855242 | 6.144 | Solar |  |  | Interconnected | Trade Secret | Trade | TWL | TWL063 | Residential | Solar*Rewards | Trade Secret | 2024 | 2024
20252-215912-02 | Xcel Energy | 85 | 13781 | IOU | 05855289 | 9.869 | Solar |  |  | Interconnected | Trade Secret | Trade | ALD | ALD076 | Residential | Solar*Rewards | Trade Secret | 2024 | 2025
20252-215912-02 | Xcel Energy | 85 | 13781 | IOU | 05855355 | 5.693 | Solar |  |  | Interconnected | Trade Secret | Trade | MPK | MPK085 | Residential |  | Trade Secret | 2024 | 2024
20252-215912-02 | Xcel Energy | 85 | 13781 | IOU | 05855384 | 9.994 | Solar |  |  | Active Application | Trade Secret | Trade | AFT | AFT321 | Residential |  | Trade Secret | 2024
20252-215912-02 | Xcel Energy | 85 | 13781 | IOU | 05855406 | 11.136 | Solar |  |  | Interconnected | Trade Secret | Trade | WCR | WCR322 | Residential | Solar*Rewards | Trade Secret | 2024 | 2024
20252-215912-02 | Xcel Energy | 85 | 13781 | IOU | 05855430 | 5.052 | Solar |  |  | Active Application | Trade Secret | Trade | AFT | AFT321 | Residential |  | Trade Secret | 2024
20252-215912-02 | Xcel Energy | 85 | 13781 | IOU | 05855456 | 11.2 | Solar |  |  | Active Application | Trade Secret | Trade | ECK | ECK063 | Residential | Solar*Rewards | Trade Secret | 2024
20252-215912-02 | Xcel Energy | 85 | 13781 | IOU | 05855457 | 18.816 | Solar |  |  | Active Application | Trade Secret | Trade | ECK | ECK321 | Residential |  | Trade Secret | 2024
20252-215912-02 | Xcel Energy | 85 | 13781 | IOU | 05855461 | 9.994 | Solar |  |  | Active Application | Trade Secret | Trade | TWL | TWL081 | Residential |  | Trade Secret | 2024
20252-215912-02 | Xcel Energy | 85 | 13781 | IOU | 05855482 |  | Solar |  |  | Active Application | Trade Secret | Trade |  |  | Residential | Solar*Rewards | Trade Secret | 2024
20252-215912-02 | Xcel Energy | 85 | 13781 | IOU | 05855483 | 9.984 | Solar |  |  | Interconnected | Trade Secret | Trade | GVW | GVW031 | Residential | Solar*Rewards | Trade Secret | 2024 | 2024
20252-215912-02 | Xcel Energy | 85 | 13781 | IOU | 05855510 | 6.528 | Solar |  |  | Active Application | Trade Secret | Trade | WCR | WCR322 | Residential |  | Trade Secret | 2024
20252-215912-02 | Xcel Energy | 85 | 13781 | IOU | 05855513 | 3.84 | Solar |  |  | Interconnected | Trade Secret | Trade | VMR | VMR062 | Residential | Solar*Rewards | Trade Secret | 2024 | 2024
20252-215912-02 | Xcel Energy | 85 | 13781 | IOU | 05855520 | 4.875 | Solar |  |  | Interconnected | Trade Secret | Trade | TLK | TLK077 | Residential |  | Trade Secret | 2024 | 2024
20252-215912-02 | Xcel Energy | 85 | 13781 | IOU | 05855534 | 10.752 | Solar |  |  | Active Application | Trade Secret | Trade | STY | STY065 | Residential |  | Trade Secret | 2024
20252-215912-02 | Xcel Energy | 85 | 13781 | IOU | 05855548 | 5.76 | Solar |  |  | Withdrawn | Trade Secret | Trade | OAD | OAD062 | Residential | Solar*Rewards | Trade Secret | 2024
20252-215912-02 | Xcel Energy | 85 | 13781 | IOU | 05855561 | 4.225 | Solar |  |  | Active Application | Trade Secret | Trade | TWL | TWL063 | Residential | Solar*Rewards | Trade Secret | 2024
20252-215912-02 | Xcel Energy | 85 | 13781 | IOU | 05855578 | 3.747 | Solar |  |  | Active Application | Trade Secret | Trade | SOU | SOU064 | Residential |  | Trade Secret | 2024
20252-215912-02 | Xcel Energy | 85 | 13781 | IOU | 05856536 | 8.528 | Solar |  |  | Interconnected | Trade Secret | Trade | ALK | ALK063 | Residential | Solar*Rewards | Trade Secret | 2024 | 2024
20252-215912-02 | Xcel Energy | 85 | 13781 | IOU | 05856546 | 8.448 | Solar |  |  | Active Application | Trade Secret | Trade | ECK | ECK062 | Residential | Solar*Rewards | Trade Secret | 2024
20252-215912-02 | Xcel Energy | 85 | 13781 | IOU | 05856595 | 25.344 | Solar |  |  | Active Application | Trade Secret | Trade | ECK | ECK063 | Residential | Solar*Rewards | Trade Secret | 2025
20252-215912-02 | Xcel Energy | 85 | 13781 | IOU | 05856620 | 12.672 | Solar |  |  | Active Application | Trade Secret | Trade | ECK | ECK062 | Residential | Solar*Rewards | Trade Secret | 2024
20252-215912-02 | Xcel Energy | 85 | 13781 | IOU | 05856633 | 6.912 | Solar |  |  | Interconnected | Trade Secret | Trade | FSL | FSL311 | Residential | Solar*Rewards | Trade Secret | 2024 | 2024
20252-215912-02 | Xcel Energy | 85 | 13781 | IOU | 05856649 |  | Solar |  |  | Active Application | Trade Secret | Trade |  |  | Residential | Solar*Rewards | Trade Secret | 2024
20252-215912-02 | Xcel Energy | 85 | 13781 | IOU | 05856671 |  | Solar |  |  | Active Application | Trade Secret | Trade |  |  | Residential | Solar*Rewards | Trade Secret | 2024
20252-215912-02 | Xcel Energy | 85 | 13781 | IOU | 05856968 | 7.68 | Solar |  |  | Interconnected | Trade Secret | Trade | HSN | HSN322 | Residential | Solar*Rewards | Trade Secret | 2024 | 2025
20252-215912-02 | Xcel Energy | 85 | 13781 | IOU | 05857049 | 9.109 | Solar |  |  | Interconnected | Trade Secret | Trade | AFT | AFT322 | Residential | Solar*Rewards | Trade Secret | 2024 | 2024
20252-215912-02 | Xcel Energy | 85 | 13781 | IOU | 05857103 | 7.212 | Solar |  |  | Active Application | Trade Secret | Trade | UPP | UPP084 | Residential |  | Trade Secret | 2024
20252-215912-02 | Xcel Energy | 85 | 13781 | IOU | 05857129 | 11.52 | Solar |  |  | Active Application | Trade Secret | Trade | PBE | PBE061 | Residential | Solar*Rewards | Trade Secret | 2024
20252-215912-02 | Xcel Energy | 85 | 13781 | IOU | 05857135 | 13.664 | Solar |  |  | Interconnected | Trade Secret | Trade | GSL | GSL074 | Residential | Solar*Rewards | Trade Secret | 2024 | 2024
20252-215912-02 | Xcel Energy | 85 | 13781 | IOU | 05857144 | 8.73 | Solar |  |  | Interconnected | Trade Secret | Trade | GLK | GLK061 | Residential | Solar*Rewards | Trade Secret | 2024 | 2024
20252-215912-02 | Xcel Energy | 85 | 13781 | IOU | 05857174 | 3.747 | Solar |  |  | Active Application | Trade Secret | Trade | STY | STY062 | Residential |  | Trade Secret | 2024
20252-215912-02 | Xcel Energy | 85 | 13781 | IOU | 05857175 | 5.516 | Solar |  |  | Interconnected | Trade Secret | Trade | APA | APA075 | Residential | Solar*Rewards | Trade Secret | 2024 | 2024
20252-215912-02 | Xcel Energy | 85 | 13781 | IOU | 05857295 | 7.296 | Solar |  |  | Interconnected | Trade Secret | Trade | ECK | ECK063 | Residential | Solar*Rewards | Trade Secret | 2024 | 2024
20252-215912-02 | Xcel Energy | 85 | 13781 | IOU | 05857362 | 7.6 | Solar |  |  | Interconnected | Trade Secret | Trade | RMT | RMT321 | Residential | Solar*Rewards | Trade Secret | 2024 | 2025
20252-215912-02 | Xcel Energy | 85 | 13781 | IOU | 05857393 | 5.76 | Solar |  |  | Active Application | Trade Secret | Trade | VMR | VMR062 | Residential | Solar*Rewards | Trade Secret | 2025
20252-215912-02 | Xcel Energy | 85 | 13781 | IOU | 05857447 | 3.25 | Solar |  |  | Interconnected | Trade Secret | Trade | RMT | RMT321 | Residential |  | Trade Secret | 2024 | 2024
20252-215912-02 | Xcel Energy | 85 | 13781 | IOU | 05857457 | 7.616 | Solar |  |  | Active Application | Trade Secret | Trade | LEX | LEX332 | Residential |  | Trade Secret | 2024
20252-215912-02 | Xcel Energy | 85 | 13781 | IOU | 05857481 | 5.76 | Solar |  |  | Interconnected | Trade Secret | Trade | ECK | ECK322 | Residential | Solar*Rewards | Trade Secret | 2024 | 2025
20252-215912-02 | Xcel Energy | 85 | 13781 | IOU | 05857487 | 5.052 | Solar |  |  | Active Application | Trade Secret | Trade | OAD | OAD061 | Residential |  | Trade Secret | 2024
20252-215912-02 | Xcel Energy | 85 | 13781 | IOU | 05857504 | 8.448 | Solar |  |  | Active Application | Trade Secret | Trade | DAS | DAS061 | Residential |  | Trade Secret | 2024
20252-215912-02 | Xcel Energy | 85 | 13781 | IOU | 05857528 | 5000 | Solar |  |  | Withdrawn | Trade Secret | Trade |  |  | Residential |  | Trade Secret | 2024
20252-215912-02 | Xcel Energy | 85 | 13781 | IOU | 05857540 |  |  |  |  | Active Application | Trade Secret | Trade |  |  | Residential |  | Trade Secret | 2024
20252-215912-02 | Xcel Energy | 85 | 13781 | IOU | 05857549 | 4950 | Solar |  |  | Active Application | Trade Secret | Trade |  |  | Commercial |  | Trade Secret | 2024
20252-215912-02 | Xcel Energy | 85 | 13781 | IOU | 05857597 | 7.6 | Solar |  |  | Interconnected | Trade Secret | Trade | MEL | MEL069 | Residential | Solar*Rewards | Trade Secret | 2024 | 2024
20252-215912-02 | Xcel Energy | 85 | 13781 | IOU | 05858021 | 6.046 | Solar |  |  | Interconnected | Trade Secret | Trade | HUG | HUG312 | Residential |  | Trade Secret | 2024 | 2025
20252-215912-02 | Xcel Energy | 85 | 13781 | IOU | 05858031 | 7.616 | Solar |  |  | Interconnected | Trade Secret | Trade | LEX | LEX332 | Residential |  | Trade Secret | 2024 | 2025
20252-215912-02 | Xcel Energy | 85 | 13781 | IOU | 05858042 | 8.064 | Solar |  |  | Interconnected | Trade Secret | Trade | OSS | OSS073 | Residential |  | Trade Secret | 2024 | 2025
20252-215912-02 | Xcel Energy | 85 | 13781 | IOU | 05858055 | 8.832 | Solar |  |  | Interconnected | Trade Secret | Trade | ECK | ECK063 | Residential | Solar*Rewards | Trade Secret | 2024 | 2024
20252-215912-02 | Xcel Energy | 85 | 13781 | IOU | 05858099 | 7.971 | Solar |  |  | Interconnected | Trade Secret | Trade | ECK | ECK321 | Residential | Solar*Rewards | Trade Secret | 2024 | 2024
20252-215912-02 | Xcel Energy | 85 | 13781 | IOU | 05858130 | 7.296 | Solar |  |  | Interconnected | Trade Secret | Trade | ECK | ECK063 | Residential | Solar*Rewards | Trade Secret | 2024 | 2024
20252-215912-02 | Xcel Energy | 85 | 13781 | IOU | 05858143 |  | Solar |  |  | Active Application | Trade Secret | Trade |  |  | Residential | Solar*Rewards | Trade Secret | 2024
20252-215912-02 | Xcel Energy | 85 | 13781 | IOU | 05858209 | 9.216 | Solar |  |  | Withdrawn | Trade Secret | Trade | WCR | WCR062 | Residential | Solar*Rewards | Trade Secret | 2024
20252-215912-02 | Xcel Energy | 85 | 13781 | IOU | 05858217 | 5.85 | Solar |  |  | Withdrawn | Trade Secret | Trade | RRK | RRK082 | Residential |  | Trade Secret | 2024
20252-215912-02 | Xcel Energy | 85 | 13781 | IOU | 05858226 | 3.747 | Solar |  |  | Interconnected | Trade Secret | Trade | RAM | RAM063 | Residential |  | Trade Secret | 2024 | 2025
20252-215912-02 | Xcel Energy | 85 | 13781 | IOU | 05858259 | 6.387 | Solar |  |  | Withdrawn | Trade Secret | Trade | LLK | LLK072 | Residential |  | Trade Secret | 2024
20252-215912-02 | Xcel Energy | 85 | 13781 | IOU | 05858287 | 6.631 | Solar |  |  | Interconnected | Trade Secret | Trade | CNC | CNC063 | Residential |  | Trade Secret | 2024 | 2024
20252-215912-02 | Xcel Energy | 85 | 13781 | IOU | 05858289 | 8.35 | Solar |  |  | Withdrawn | Trade Secret | Trade | WCR | WCR322 | Residential |  | Trade Secret | 2024
20252-215912-02 | Xcel Energy | 85 | 13781 | IOU | 05858304 | 5.052 | Solar |  |  | Interconnected | Trade Secret | Trade | MOL | MOL073 | Residential |  | Trade Secret | 2024 | 2025
20252-215912-02 | Xcel Energy | 85 | 13781 | IOU | 05858308 | 6.528 | Solar |  |  | Interconnected | Trade Secret | Trade | WCR | WCR063 | Residential |  | Trade Secret | 2024 | 2024
20252-215912-02 | Xcel Energy | 85 | 13781 | IOU | 05858351 | 7.616 | Solar |  |  | Active Application | Trade Secret | Trade | DBL | DBL074 | Residential |  | Trade Secret | 2024
20252-215912-02 | Xcel Energy | 85 | 13781 | IOU | 05858398 | 5.052 | Solar |  |  | Interconnected | Trade Secret | Trade | WCS | WCS072 | Residential |  | Trade Secret | 2024 | 2025
20252-215912-02 | Xcel Energy | 85 | 13781 | IOU | 05858429 | 9.29 | Solar |  |  | Active Application | Trade Secret | Trade | HUG | HUG321 | Residential |  | Trade Secret | 2024
20252-215912-02 | Xcel Energy | 85 | 13781 | IOU | 05858484 | 5.226 | Solar |  |  | Withdrawn | Trade Secret | Trade | BRP | BRP061 | Residential |  | Trade Secret | 2024
20252-215912-02 | Xcel Energy | 85 | 13781 | IOU | 05858540 | 8.448 | Solar |  |  | Withdrawn | Trade Secret | Trade | ECK | ECK322 | Residential | Solar*Rewards | Trade Secret | 2024
20252-215912-02 | Xcel Energy | 85 | 13781 | IOU | 05858551 | 3.84 | Solar |  |  | Interconnected | Trade Secret | Trade | STY | STY061 | Residential | Solar*Rewards | Trade Secret | 2024 | 2024
20252-215912-02 | Xcel Energy | 85 | 13781 | IOU | 05858582 | 4.93 | Solar |  |  | Active Application | Trade Secret | Trade | HOL | HOL072 | Residential |  | Trade Secret | 2024
20252-215912-02 | Xcel Energy | 85 | 13781 | IOU | 05858583 | 11.903 | Solar |  |  | Interconnected | Trade Secret | Trade | WIL | WIL071 | Residential |  | Trade Secret | 2024 | 2024
20252-215912-02 | Xcel Energy | 85 | 13781 | IOU | 05858624 | 7.329 | Solar |  |  | Withdrawn | Trade Secret | Trade | WCR | WCR322 | Residential |  | Trade Secret | 2024
20252-215912-02 | Xcel Energy | 85 | 13781 | IOU | 05858686 | 6.144 | Solar |  |  | Interconnected | Trade Secret | Trade | SOU | SOU076 | Residential | Solar*Rewards | Trade Secret | 2024 | 2024
20252-215912-02 | Xcel Energy | 85 | 13781 | IOU | 05858699 | 10.248 | Solar |  |  | Interconnected | Trade Secret | Trade | HSN | HSN321 | Residential | Solar*Rewards | Trade Secret | 2024 | 2024
20252-215912-02 | Xcel Energy | 85 | 13781 | IOU | 05858748 | 2.792 | Solar |  |  | Interconnected | Trade Secret | Trade | SOU | SOU086 | Residential | Solar*Rewards | Trade Secret | 2024 | 2024
20252-215912-02 | Xcel Energy | 85 | 13781 | IOU | 05858820 | 5.052 | Solar |  |  | Interconnected | Trade Secret | Trade | SOU | SOU061 | Residential | Solar*Rewards | Trade Secret | 2024 | 2024
20252-215912-02 | Xcel Energy | 85 | 13781 | IOU | 05858907 | 8.725 | Solar |  |  | Interconnected | Trade Secret | Trade | AFT | AFT315 | Residential | Solar*Rewards | Trade Secret | 2024 | 2024
20252-215912-02 | Xcel Energy | 85 | 13781 | IOU | 05858913 | 4.886 | Solar |  |  | Interconnected | Trade Secret | Trade | ALD | ALD085 | Residential | Solar*Rewards | Trade Secret | 2024 | 2024
20252-215912-02 | Xcel Energy | 85 | 13781 | IOU | 05858999 | 5.052 | Solar |  |  | Active Application | Trade Secret | Trade | TLK | TLK075 | Residential |  | Trade Secret | 2024
20252-215912-02 | Xcel Energy | 85 | 13781 | IOU | 05859000 | 7.616 | Solar |  |  | Active Application | Trade Secret | Trade | WES | WES064 | Residential |  | Trade Secret | 2024
20252-215912-02 | Xcel Energy | 85 | 13781 | IOU | 05859001 | 3.747 | Solar |  |  | Active Application | Trade Secret | Trade | WES | WES073 | Residential |  | Trade Secret | 2024
20252-215912-02 | Xcel Energy | 85 | 13781 | IOU | 05859002 | 3.747 | Solar |  |  | Interconnected | Trade Secret | Trade | MST | MST076 | Residential |  | Trade Secret | 2024 | 2024
20252-215912-02 | Xcel Energy | 85 | 13781 | IOU | 05859122 | 3.037 | Solar |  |  | Interconnected | Trade Secret | Trade | DBL | DBL065 | Residential |  | Trade Secret | 2024 | 2024
20252-215912-02 | Xcel Energy | 85 | 13781 | IOU | 05859237 | 9.994 | Solar |  |  | Active Application | Trade Secret | Trade | APA | APA077 | Residential |  | Trade Secret | 2024
20252-215912-02 | Xcel Energy | 85 | 13781 | IOU | 05859348 | 4.934 | Solar |  |  | Interconnected | Trade Secret | Trade | STY | STY061 | Residential |  | Trade Secret | 2024 | 2024
20252-215912-02 | Xcel Energy | 85 | 13781 | IOU | 05859393 | 7.616 | Solar |  |  | Interconnected | Trade Secret | Trade | LEX | LEX332 | Residential |  | Trade Secret | 2024 | 2025
20252-215912-02 | Xcel Energy | 85 | 13781 | IOU | 05859396 | 4.555 | Solar |  |  | Interconnected | Trade Secret | Trade | GLK | GLK074 | Residential |  | Trade Secret | 2024 | 2024
20252-215912-02 | Xcel Energy | 85 | 13781 | IOU | 05859730 | 4.934 | Solar |  |  | Withdrawn | Trade Secret | Trade | GPH | GPH061 | Residential | Solar*Rewards | Trade Secret | 2024
20252-215912-02 | Xcel Energy | 85 | 13781 | IOU | 05859751 | 5.314 | Solar |  |  | Interconnected | Trade Secret | Trade | SHP | SHP072 | Residential |  | Trade Secret | 2024 | 2024
20252-215912-02 | Xcel Energy | 85 | 13781 | IOU | 05859752 | 4.934 | Solar |  |  | Interconnected | Trade Secret | Trade | GPH | GPH061 | Residential | Solar*Rewards | Trade Secret | 2024 | 2024
20252-215912-02 | Xcel Energy | 85 | 13781 | IOU | 05859764 | 3.28 | Solar |  |  | Active Application | Trade Secret | Trade | MDT | MDT074 | Residential | Solar*Rewards | Trade Secret | 2024
20252-215912-02 | Xcel Energy | 85 | 13781 | IOU | 05859834 | 3.747 | Solar |  |  | Active Application | Trade Secret | Trade | OPK | OPK072 | Residential |  | Trade Secret | 2024
20252-215912-02 | Xcel Energy | 85 | 13781 | IOU | 05859852 | 5.052 | Solar |  |  | Active Application | Trade Secret | Trade | LEX | LEX075 | Residential | Solar*Rewards | Trade Secret | 2024
20252-215912-02 | Xcel Energy | 85 | 13781 | IOU | 05859869 | 5.584 | Solar |  |  | Interconnected | Trade Secret | Trade | SHP | SHP062 | Residential | Solar*Rewards | Trade Secret | 2024 | 2025
20252-215912-02 | Xcel Energy | 85 | 13781 | IOU | 05859884 | 3.747 | Solar |  |  | Withdrawn | Trade Secret | Trade | WEF | WEF061 | Residential |  | Trade Secret | 2024
20252-215912-02 | Xcel Energy | 85 | 13781 | IOU | 05859921 | 5.052 | Solar |  |  | Active Application | Trade Secret | Trade | WCR | WCR062 | Residential |  | Trade Secret | 2024
20252-215912-02 | Xcel Energy | 85 | 13781 | IOU | 05860065 | 70 | Solar |  |  | Active Application | Trade Secret | Trade | UPP | UPP086 | Commercial |  | Trade Secret | 2024
20252-215912-02 | Xcel Energy | 85 | 13781 | IOU | 05860071 | 4.875 | Solar |  |  | Interconnected | Trade Secret | Trade | HYL | HYL061 | Residential |  | Trade Secret | 2024 | 2024
20252-215912-02 | Xcel Energy | 85 | 13781 | IOU | 05860074 | 5.904 | Solar |  |  | Interconnected | Trade Secret | Trade | MEL | MEL072 | Residential |  | Trade Secret | 2024 | 2024
20252-215912-02 | Xcel Energy | 85 | 13781 | IOU | 05860080 | 3.936 | Solar |  |  | Interconnected | Trade Secret | Trade | GRC | GRC311 | Residential |  | Trade Secret | 2024 | 2024
20252-215912-02 | Xcel Energy | 85 | 13781 | IOU | 05860087 | 5.248 | Solar |  |  | Interconnected | Trade Secret | Trade | SCL | SCL311 | Residential |  | Trade Secret | 2024 | 2024
20252-215912-02 | Xcel Energy | 85 | 13781 | IOU | 05860125 | 3.747 | Solar |  |  | Active Application | Trade Secret | Trade | WES | WES064 | Residential |  | Trade Secret | 2024
20252-215912-02 | Xcel Energy | 85 | 13781 | IOU | 05860130 | 9.994 | Solar |  |  | Active Application | Trade Secret | Trade | HUG | HUG311 | Residential |  | Trade Secret | 2024
20252-215912-02 | Xcel Energy | 85 | 13781 | IOU | 05860133 | 7.6 | Solar |  |  | Withdrawn | Trade Secret | Trade | BRP | BRP071 | Residential | Solar*Rewards | Trade Secret | 2024
20252-215912-02 | Xcel Energy | 85 | 13781 | IOU | 05860144 | 7.616 | Solar |  |  | Active Application | Trade Secret | Trade | BYT | BYT072 | Residential |  | Trade Secret | 2024
20252-215912-02 | Xcel Energy | 85 | 13781 | IOU | 05860168 | 5.052 | Solar |  |  | Active Application | Trade Secret | Trade | LEX | LEX332 | Residential |  | Trade Secret | 2024
20252-215912-02 | Xcel Energy | 85 | 13781 | IOU | 05860197 | 9.994 | Solar |  |  | Active Application | Trade Secret | Trade | LEX | LEX333 | Residential |  | Trade Secret | 2024
20252-215912-02 | Xcel Energy | 85 | 13781 | IOU | 05860224 | 6.046 | Solar |  |  | Active Application | Trade Secret | Trade | APA | APA076 | Residential |  | Trade Secret | 2024
20252-215912-02 | Xcel Energy | 85 | 13781 | IOU | 05860262 | 5.052 | Solar |  |  | Active Application | Trade Secret | Trade | APA | APA064 | Residential | Solar*Rewards | Trade Secret | 2025
20252-215912-02 | Xcel Energy | 85 | 13781 | IOU | 05862235 | 5.052 | Solar |  |  | Withdrawn | Trade Secret | Trade | MOL | MOL072 | Residential |  | Trade Secret | 2024
20252-215912-02 | Xcel Energy | 85 | 13781 | IOU | 05862641 | 11.393 | Solar |  |  | Active Application | Trade Secret | Trade | LEX | LEX332 | Residential |  | Trade Secret | 2024
20252-215912-02 | Xcel Energy | 85 | 13781 | IOU | 05862672 | 5.052 | Solar |  |  | Interconnected | Trade Secret | Trade | AFT | AFT321 | Residential |  | Trade Secret | 2024 | 2024
20252-215912-02 | Xcel Energy | 85 | 13781 | IOU | 05862695 | 2500 | Solar |  |  | Active Application | Trade Secret | Trade | RPO | RPO312 | Commercial |  | Trade Secret | 2024
20252-215912-02 | Xcel Energy | 85 | 13781 | IOU | 05862723 | 8.832 | Solar |  |  | Withdrawn | Trade Secret | Trade | CRL | CRL065 | Residential |  | Trade Secret | 2024
20252-215912-02 | Xcel Energy | 85 | 13781 | IOU | 05862787 | 5.76 | Solar |  |  | Active Application | Trade Secret | Trade | WCR | WCR322 | Residential | Solar*Rewards | Trade Secret | 2024
20252-215912-02 | Xcel Energy | 85 | 13781 | IOU | 05862808 |  |  |  |  | Active Application | Trade Secret | Trade |  |  | Residential |  | Trade Secret | 2024
20252-215912-02 | Xcel Energy | 85 | 13781 | IOU | 05862850 | 10.368 | Solar |  |  | Active Application | Trade Secret | Trade | PKL | PKL081 | Residential |  | Trade Secret | 2024
20252-215912-02 | Xcel Energy | 85 | 13781 | IOU | 05862912 | 14.625 | Solar |  |  | Active Application | Trade Secret | Trade | REW | REW023 | Residential |  | Trade Secret | 2024
20252-215912-02 | Xcel Energy | 85 | 13781 | IOU | 05862932 | 3.9 | Solar |  |  | Interconnected | Trade Secret | Trade | VMR | VMR062 | Residential |  | Trade Secret | 2024 | 2024
20252-215912-02 | Xcel Energy | 85 | 13781 | IOU | 05862971 | 3.747 | Solar |  |  | Active Application | Trade Secret | Trade | APA | APA077 | Residential |  | Trade Secret | 2024
20252-215912-02 | Xcel Energy | 85 | 13781 | IOU | 05863018 | 7.616 | Solar |  |  | Active Application | Trade Secret | Trade | WES | WES074 | Residential |  | Trade Secret | 2024
20252-215912-02 | Xcel Energy | 85 | 13781 | IOU | 05863214 | 6.96 | Solar |  |  | Interconnected | Trade Secret | Trade | ALD | ALD076 | Residential | Solar*Rewards | Trade Secret | 2024 | 2024
20252-215912-02 | Xcel Energy | 85 | 13781 | IOU | 05863220 | 5.76 | Solar |  |  | Interconnected | Trade Secret | Trade | KLK | KLK061 | Residential |  | Trade Secret | 2024 | 2024
20252-215912-02 | Xcel Energy | 85 | 13781 | IOU | 05863249 | 5.933 | Solar |  |  | Withdrawn | Trade Secret | Trade | BRP | BRP072 | Residential |  | Trade Secret | 2024
20252-215912-02 | Xcel Energy | 85 | 13781 | IOU | 05863252 | 6.144 | Solar |  |  | Interconnected | Trade Secret | Trade | OAD | OAD064 | Residential |  | Trade Secret | 2024 | 2024
20252-215912-02 | Xcel Energy | 85 | 13781 | IOU | 05863288 | 7.6 | Solar |  |  | Interconnected | Trade Secret | Trade | HSN | HSN311 | Residential | Solar*Rewards | Trade Secret | 2024 | 2024
20252-215912-02 | Xcel Energy | 85 | 13781 | IOU | 05863366 | 4.875 | Solar |  |  | Interconnected | Trade Secret | Trade | AHI | AHI021 | Residential |  | Trade Secret | 2024 | 2024
20252-215912-02 | Xcel Energy | 85 | 13781 | IOU | 05863509 | 39.88 | Solar |  |  | Withdrawn | Trade Secret | Trade | WAS | WAS092 | Residential | Solar*Rewards | Trade Secret | 2024
20252-215912-02 | Xcel Energy | 85 | 13781 | IOU | 05863708 | 6.046 | Solar |  |  | Interconnected | Trade Secret | Trade | CGR | CGR074 | Residential |  | Trade Secret | 2024 | 2025
20252-215912-02 | Xcel Energy | 85 | 13781 | IOU | 05863711 | 6.046 | Solar |  |  | Active Application | Trade Secret | Trade | MOL | MOL072 | Residential |  | Trade Secret | 2024
20252-215912-02 | Xcel Energy | 85 | 13781 | IOU | 05863712 | 5.052 | Solar |  |  | Active Application | Trade Secret | Trade | APA | APA069 | Residential |  | Trade Secret | 2024
20252-215912-02 | Xcel Energy | 85 | 13781 | IOU | 05863713 | 9.994 | Solar |  |  | Active Application | Trade Secret | Trade | CNC | CNC071 | Residential |  | Trade Secret | 2024
20252-215912-02 | Xcel Energy | 85 | 13781 | IOU | 05863719 | 7.616 | Solar |  |  | Active Application | Trade Secret | Trade | TLK | TLK061 | Residential |  | Trade Secret | 2024
20252-215912-02 | Xcel Energy | 85 | 13781 | IOU | 05863729 | 7.616 | Solar |  |  | Active Application | Trade Secret | Trade | CNC | CNC063 | Residential |  | Trade Secret | 2024
20252-215912-02 | Xcel Energy | 85 | 13781 | IOU | 05863732 | 5.052 | Solar |  |  | Active Application | Trade Secret | Trade | MOL | MOL072 | Residential |  | Trade Secret | 2024
20252-215912-02 | Xcel Energy | 85 | 13781 | IOU | 05863929 | 6.046 | Solar |  |  | Interconnected | Trade Secret | Trade | RAM | RAM071 | Residential |  | Trade Secret | 2024 | 2024
20252-215912-02 | Xcel Energy | 85 | 13781 | IOU | 05863944 | 7.616 | Solar |  |  | Interconnected | Trade Secret | Trade | CEL | CEL066 | Residential |  | Trade Secret | 2024 | 2024
20252-215912-02 | Xcel Energy | 85 | 13781 | IOU | 05863975 | 5.052 | Solar |  |  | Interconnected | Trade Secret | Trade | HUG | HUG312 | Residential |  | Trade Secret | 2024 | 2025
20252-215912-02 | Xcel Energy | 85 | 13781 | IOU | 05863989 | 6.912 | Solar |  |  | Interconnected | Trade Secret | Trade | WCR | WCR322 | Residential |  | Trade Secret | 2024 | 2024
20252-215912-02 | Xcel Energy | 85 | 13781 | IOU | 05864023 | 9.109 | Solar |  |  | Interconnected | Trade Secret | Trade | LLK | LLK061 | Residential |  | Trade Secret | 2024 | 2024
20252-215912-02 | Xcel Energy | 85 | 13781 | IOU | 05864034 | 4.64 | Solar |  |  | Interconnected | Trade Secret | Trade | SOU | SOU069 | Residential | Solar*Rewards | Trade Secret | 2024 | 2024
20252-215912-02 | Xcel Energy | 85 | 13781 | IOU | 05864052 | 4990 | Solar |  |  | Active Application | Trade Secret | Trade | MTW | MTW021 | Commercial |  | Trade Secret | 2024
20252-215912-02 | Xcel Energy | 85 | 13781 | IOU | 05864053 | 7.616 | Solar |  |  | Withdrawn | Trade Secret | Trade | MOL | MOL078 | Residential |  | Trade Secret | 2024
20252-215912-02 | Xcel Energy | 85 | 13781 | IOU | 05864055 | 4990 | Solar |  |  | Active Application | Trade Secret | Trade | NER | NER021 | Commercial |  | Trade Secret | 2024
20252-215912-02 | Xcel Energy | 85 | 13781 | IOU | 05864072 | 13.824 | Solar |  |  | Interconnected | Trade Secret | Trade | WCR | WCR321 | Residential |  | Trade Secret | 2024 | 2024
20252-215912-02 | Xcel Energy | 85 | 13781 | IOU | 05864086 | 4.555 | Solar |  |  | Interconnected | Trade Secret | Trade | SOU | SOU073 | Residential | Solar*Rewards | Trade Secret | 2024 | 2024
20252-215912-02 | Xcel Energy | 85 | 13781 | IOU | 05864088 | 3.747 | Solar |  |  | Active Application | Trade Secret | Trade | MST | MST076 | Residential |  | Trade Secret | 2024
20252-215912-02 | Xcel Energy | 85 | 13781 | IOU | 05864090 | 4990 | Solar |  |  | Active Application | Trade Secret | Trade | DND | DND072 | Commercial |  | Trade Secret | 2024
20252-215912-02 | Xcel Energy | 85 | 13781 | IOU | 05864094 | 4990 | Solar |  |  | Withdrawn | Trade Secret | Trade | NOF | NOF072 | Commercial |  | Trade Secret | 2024
20252-215912-02 | Xcel Energy | 85 | 13781 | IOU | 05864097 | 4990 | Solar |  |  | Active Application | Trade Secret | Trade | MPN | MPN081 | Commercial |  | Trade Secret | 2024
20252-215912-02 | Xcel Energy | 85 | 13781 | IOU | 05864099 | 4990 | Solar |  |  | Active Application | Trade Secret | Trade | NER | NER021 | Commercial |  | Trade Secret | 2024
20252-215912-02 | Xcel Energy | 85 | 13781 | IOU | 05864116 | 5.314 | Solar |  |  | Interconnected | Trade Secret | Trade | WCR | WCR322 | Residential | Solar*Rewards | Trade Secret | 2024 | 2024
20252-215912-02 | Xcel Energy | 85 | 13781 | IOU | 05864118 | 7.616 | Solar |  |  | Interconnected | Trade Secret | Trade | CNC | CNC071 | Residential |  | Trade Secret | 2024 | 2025
20252-215912-02 | Xcel Energy | 85 | 13781 | IOU | 05864124 | 5.806 | Solar |  |  | Interconnected | Trade Secret | Trade | SLP | SLP095 | Residential |  | Trade Secret | 2024 | 2025
20252-215912-02 | Xcel Energy | 85 | 13781 | IOU | 05864127 | 8.4 | Solar |  |  | Interconnected | Trade Secret | Trade | WCR | WCR311 | Residential |  | Trade Secret | 2024 | 2024
20252-215912-02 | Xcel Energy | 85 | 13781 | IOU | 05864145 | 12.905 | Solar |  |  | Interconnected | Trade Secret | Trade | LEX | LEX331 | Residential | Solar*Rewards | Trade Secret | 2024 | 2025
20252-215912-02 | Xcel Energy | 85 | 13781 | IOU | 05864152 | 5.052 | Solar |  |  | Active Application | Trade Secret | Trade | MOL | MOL061 | Residential |  | Trade Secret | 2024
20252-215912-02 | Xcel Energy | 85 | 13781 | IOU | 05864173 | 4.608 | Solar |  |  | Active Application | Trade Secret | Trade | WCR | WCR321 | Residential | Solar*Rewards | Trade Secret | 2024
20252-215912-02 | Xcel Energy | 85 | 13781 | IOU | 05864190 | 9.29 | Solar |  |  | Active Application | Trade Secret | Trade | ECK | ECK063 | Residential |  | Trade Secret | 2024
20252-215912-02 | Xcel Energy | 85 | 13781 | IOU | 05864201 | 5.235 | Solar |  |  | Interconnected | Trade Secret | Trade | ECK | ECK063 | Residential |  | Trade Secret | 2024 | 2024
20252-215912-02 | Xcel Energy | 85 | 13781 | IOU | 05864278 | 8.73 | Solar |  |  | Withdrawn | Trade Secret | Trade | ECK | ECK063 | Residential | Solar*Rewards | Trade Secret | 2024
20252-215912-02 | Xcel Energy | 85 | 13781 | IOU | 05864321 | 16.512 | Solar |  |  | Withdrawn | Trade Secret | Trade | NOF | NOF061 | Residential | Solar*Rewards | Trade Secret | 2024
20252-215912-02 | Xcel Energy | 85 | 13781 | IOU | 05864323 | 8.73 | Solar |  |  | Interconnected | Trade Secret | Trade | ECK | ECK063 | Residential | Solar*Rewards | Trade Secret | 2024 | 2024
20252-215912-02 | Xcel Energy | 85 | 13781 | IOU | 05864341 |  | Solar |  |  | Active Application | Trade Secret | Trade |  |  | Residential | Solar*Rewards | Trade Secret | 2024
20252-215912-02 | Xcel Energy | 85 | 13781 | IOU | 05864342 |  | Solar |  |  | Active Application | Trade Secret | Trade |  |  | Residential | Solar*Rewards | Trade Secret | 2024
20252-215912-02 | Xcel Energy | 85 | 13781 | IOU | 05864356 | 10.5 | Solar |  |  | Withdrawn | Trade Secret | Trade | WCR | WCR311 | Residential |  | Trade Secret | 2024
20252-215912-02 | Xcel Energy | 85 | 13781 | IOU | 05864399 | 10.5 | Solar |  |  | Interconnected | Trade Secret | Trade | OAD | OAD064 | Residential | Solar*Rewards | Trade Secret | 2024 | 2025
20252-215912-02 | Xcel Energy | 85 | 13781 | IOU | 05864556 | 6.046 | Solar |  |  | Interconnected | Trade Secret | Trade | RPL | RPL071 | Residential | Solar*Rewards | Trade Secret | 2024 | 2024
20252-215912-02 | Xcel Energy | 85 | 13781 | IOU | 05864608 |  |  |  |  | Active Application | Trade Secret | Trade |  |  | Residential |  | Trade Secret | 2024
20252-215912-02 | Xcel Energy | 85 | 13781 | IOU | 05864615 | 5.2 | Solar |  |  | Interconnected | Trade Secret | Trade | RPO | RPO311 | Residential |  | Trade Secret | 2024 | 2024
20252-215912-02 | Xcel Energy | 85 | 13781 | IOU | 05864658 | 7.591 | Solar |  |  | Active Application | Trade Secret | Trade | FAB | FAB071 | Residential | Solar*Rewards | Trade Secret | 2024
20252-215912-02 | Xcel Energy | 85 | 13781 | IOU | 05864702 | 6.723 | Solar |  |  | Withdrawn | Trade Secret | Trade | LSP | LSP022 | Residential |  | Trade Secret | 2024
20252-215912-02 | Xcel Energy | 85 | 13781 | IOU | 05864729 | 600 | Solar |  |  | Active Application | Trade Secret | Trade | PKL | PKL074 | Commercial |  | Trade Secret | 2024
20252-215912-02 | Xcel Energy | 85 | 13781 | IOU | 05864741 | 6.825 | Solar |  |  | Active Application | Trade Secret | Trade | IDA | IDA072 | Residential | Solar*Rewards | Trade Secret | 2024
20252-215912-02 | Xcel Energy | 85 | 13781 | IOU | 05864760 | 17.419 | Solar |  |  | Active Application | Trade Secret | Trade | WAS | WAS092 | Commercial | Solar*Rewards | Trade Secret | 2024
20252-215912-02 | Xcel Energy | 85 | 13781 | IOU | 05864852 | 3.747 | Solar |  |  | Active Application | Trade Secret | Trade | WES | WES071 | Residential |  | Trade Secret | 2024
20252-215912-02 | Xcel Energy | 85 | 13781 | IOU | 05864864 | 7.838 | Solar |  |  | Active Application | Trade Secret | Trade | HSN | HSN322 | Residential |  | Trade Secret | 2024
20252-215912-02 | Xcel Energy | 85 | 13781 | IOU | 05864872 | 39.75 | Solar |  |  | Active Application | Trade Secret | Trade | MDT | MDT071 | Commercial | Solar*Rewards | Trade Secret | 2024
20252-215912-02 | Xcel Energy | 85 | 13781 | IOU | 05864880 | 11.9 | Solar |  |  | Active Application | Trade Secret | Trade | ECK | ECK063 | Residential | Solar*Rewards | Trade Secret | 2024
20252-215912-02 | Xcel Energy | 85 | 13781 | IOU | 05865020 | 7.296 | Solar |  |  | Interconnected | Trade Secret | Trade | CRL | CRL065 | Residential | Solar*Rewards | Trade Secret | 2024 | 2024
20252-215912-02 | Xcel Energy | 85 | 13781 | IOU | 05865907 | 2.6 | Solar |  |  | Active Application | Trade Secret | Trade | HWW | HWW074 | Residential | Solar*Rewards | Trade Secret | 2024
20252-215912-02 | Xcel Energy | 85 | 13781 | IOU | 05865973 | 9.8 | Solar |  |  | Interconnected | Trade Secret | Trade | BCR | BCR083 | Residential |  | Trade Secret | 2024 | 2024
20252-215912-02 | Xcel Energy | 85 | 13781 | IOU | 05866021 | 4.555 | Solar |  |  | Interconnected | Trade Secret | Trade | WSG | WSG061 | Residential | Solar*Rewards | Trade Secret | 2024 | 2024
20252-215912-02 | Xcel Energy | 85 | 13781 | IOU | 05866025 | 7 | Solar |  |  | Interconnected | Trade Secret | Trade | ECK | ECK061 | Residential |  | Trade Secret | 2024 | 2024
20252-215912-02 | Xcel Energy | 85 | 13781 | IOU | 05866037 | 5.6 | Solar |  |  | Interconnected | Trade Secret | Trade | OSS | OSS073 | Residential |  | Trade Secret | 2024 | 2024
20252-215912-02 | Xcel Energy | 85 | 13781 | IOU | 05866039 | 10.628 | Solar |  |  | Interconnected | Trade Secret | Trade | DHL | DHL061 | Residential | Solar*Rewards | Trade Secret | 2024 | 2024
20252-215912-02 | Xcel Energy | 85 | 13781 | IOU | 05866098 | 11.5 | Solar |  | X | Active Application | Trade Secret | Trade | WCR | WCR322 | Residential |  | Trade Secret | 2024
20252-215912-02 | Xcel Energy | 85 | 13781 | IOU | 05866107 | 3.84 | Solar |  |  | Interconnected | Trade Secret | Trade | BRP | BRP071 | Residential |  | Trade Secret | 2024 | 2024
20252-215912-02 | Xcel Energy | 85 | 13781 | IOU | 05866108 | 9.75 | Solar |  |  | Withdrawn | Trade Secret | Trade | WES | WES074 | Residential |  | Trade Secret | 2024
20252-215912-02 | Xcel Energy | 85 | 13781 | IOU | 05866275 | 120 | Solar |  |  | Active Application | Trade Secret | Trade | MDT | MDT071 | Commercial |  | Trade Secret | 2024
20252-215912-02 | Xcel Energy | 85 | 13781 | IOU | 05866279 | 39.98 | Solar |  |  | Active Application | Trade Secret | Trade | WRR | WRR064 | Commercial | Solar*Rewards | Trade Secret | 2024
20252-215912-02 | Xcel Energy | 85 | 13781 | IOU | 05866289 | 5.76 | Solar |  |  | Interconnected | Trade Secret | Trade | WCR | WCR322 | Residential | Solar*Rewards | Trade Secret | 2024 | 2025
20252-215912-02 | Xcel Energy | 85 | 13781 | IOU | 05866332 | 3.747 | Solar |  |  | Active Application | Trade Secret | Trade | MOL | MOL078 | Residential |  | Trade Secret | 2024
20252-215912-02 | Xcel Energy | 85 | 13781 | IOU | 05866362 | 4.064 | Solar |  |  | Interconnected | Trade Secret | Trade | WRR | WRR064 | Residential | Solar*Rewards | Trade Secret | 2024 | 2024
20252-215912-02 | Xcel Energy | 85 | 13781 | IOU | 05866455 |  |  |  |  | Active Application | Trade Secret | Trade | LOW | LOW021 | Commercial |  | Trade Secret | 2024
20252-215912-02 | Xcel Energy | 85 | 13781 | IOU | 05866457 | 9.216 | Solar |  |  | Active Application | Trade Secret | Trade | WCR | WCR311 | Residential | Solar*Rewards | Trade Secret | 2024
20252-215912-02 | Xcel Energy | 85 | 13781 | IOU | 05866470 | 3.747 | Solar |  |  | Interconnected | Trade Secret | Trade | CGR | CGR062 | Residential |  | Trade Secret | 2024 | 2025
20252-215912-02 | Xcel Energy | 85 | 13781 | IOU | 05866480 | 5.76 | Solar |  |  | Interconnected | Trade Secret | Trade | RMT | RMT321 | Residential | Solar*Rewards | Trade Secret | 2024 | 2024
20252-215912-02 | Xcel Energy | 85 | 13781 | IOU | 05866483 | 9.29 | Solar |  |  | Interconnected | Trade Secret | Trade | HUG | HUG322 | Residential | Solar*Rewards | Trade Secret | 2024 | 2025
20252-215912-02 | Xcel Energy | 85 | 13781 | IOU | 05866582 | 5.76 | Solar |  |  | Withdrawn | Trade Secret | Trade | CNC | CNC072 | Residential | Solar*Rewards | Trade Secret | 2024
20252-215912-02 | Xcel Energy | 85 | 13781 | IOU | 05866787 |  |  |  |  | Withdrawn | Trade Secret | Trade |  |  | Residential |  | Trade Secret | 2024
20252-215912-02 | Xcel Energy | 85 | 13781 | IOU | 05866840 | 3.747 | Solar |  |  | Interconnected | Trade Secret | Trade | MOL | MOL073 | Residential |  | Trade Secret | 2024 | 2024
20252-215912-02 | Xcel Energy | 85 | 13781 | IOU | 05866858 | 1.95 | Solar |  |  | Active Application | Trade Secret | Trade | SOU | SOU077 | Residential | Solar*Rewards | Trade Secret | 2024
20252-215912-02 | Xcel Energy | 85 | 13781 | IOU | 05866924 | 5.052 | Solar |  |  | Active Application | Trade Secret | Trade | MOL | MOL079 | Residential |  | Trade Secret | 2024
20252-215912-02 | Xcel Energy | 85 | 13781 | IOU | 05866925 | 7.616 | Solar |  |  | Interconnected | Trade Secret | Trade | WES | WES076 | Residential |  | Trade Secret | 2024 | 2025
20252-215912-02 | Xcel Energy | 85 | 13781 | IOU | 05866927 | 3.747 | Solar |  |  | Active Application | Trade Secret | Trade | WCR | WCR322 | Residential |  | Trade Secret | 2024
20252-215912-02 | Xcel Energy | 85 | 13781 | IOU | 05866931 | 9.994 | Solar |  |  | Active Application | Trade Secret | Trade | CEL | CEL064 | Residential |  | Trade Secret | 2024
20252-215912-02 | Xcel Energy | 85 | 13781 | IOU | 05867159 | 5.052 | Solar |  |  | Interconnected | Trade Secret | Trade | TWL | TWL065 | Residential |  | Trade Secret | 2024 | 2024
20252-215912-02 | Xcel Energy | 85 | 13781 | IOU | 05867170 | 9.994 | Solar |  |  | Active Application | Trade Secret | Trade | TLK | TLK075 | Residential |  | Trade Secret | 2024
20252-215912-02 | Xcel Energy | 85 | 13781 | IOU | 05867213 | 15.2 | Solar |  |  | Withdrawn | Trade Secret | Trade | NOF | NOF061 | Residential | Solar*Rewards | Trade Secret | 2024
20252-215912-02 | Xcel Energy | 85 | 13781 | IOU | 05867216 | 3.747 | Solar |  |  | Interconnected | Trade Secret | Trade | RIV | RIV076 | Residential |  | Trade Secret | 2024 | 2025
20252-215912-02 | Xcel Energy | 85 | 13781 | IOU | 05867225 | 4.555 | Solar |  |  | Interconnected | Trade Secret | Trade | WDY | WDY321 | Residential |  | Trade Secret | 2024 | 2024
20252-215912-02 | Xcel Energy | 85 | 13781 | IOU | 05867253 | 18.9 | Solar |  |  | Interconnected | Trade Secret | Trade | ECK | ECK322 | Residential |  | Trade Secret | 2024 | 2024
20252-215912-02 | Xcel Energy | 85 | 13781 | IOU | 05867305 | 3.747 | Solar |  |  | Active Application | Trade Secret | Trade | APA | APA076 | Residential |  | Trade Secret | 2024
20252-215912-02 | Xcel Energy | 85 | 13781 | IOU | 05867326 | 3.747 | Solar |  |  | Active Application | Trade Secret | Trade | APA | APA077 | Residential |  | Trade Secret | 2024
20252-215912-02 | Xcel Energy | 85 | 13781 | IOU | 05867327 | 6.528 | Solar |  |  | Active Application | Trade Secret | Trade | ECK | ECK063 | Residential |  | Trade Secret | 2024
20252-215912-02 | Xcel Energy | 85 | 13781 | IOU | 05867355 | 3.747 | Solar |  |  | Active Application | Trade Secret | Trade | APA | APA075 | Residential |  | Trade Secret | 2024
20252-215912-02 | Xcel Energy | 85 | 13781 | IOU | 05867378 | 9.489 | Solar |  |  | Active Application | Trade Secret | Trade | HUG | HUG322 | Residential |  | Trade Secret | 2024
20252-215912-02 | Xcel Energy | 85 | 13781 | IOU | 05867400 | 5.052 | Solar |  |  | Interconnected | Trade Secret | Trade | MOL | MOL071 | Residential |  | Trade Secret | 2024 | 2024
20252-215912-02 | Xcel Energy | 85 | 13781 | IOU | 05867423 | 3.747 | Solar |  |  | Active Application | Trade Secret | Trade | MOL | MOL071 | Residential |  | Trade Secret | 2024
20252-215912-02 | Xcel Energy | 85 | 13781 | IOU | 05867627 | 6.046 | Solar |  |  | Interconnected | Trade Secret | Trade | BRP | BRP072 | Residential |  | Trade Secret | 2024 | 2025
20252-215912-02 | Xcel Energy | 85 | 13781 | IOU | 05867664 | 3.747 | Solar |  |  | Active Application | Trade Secret | Trade | MPK | MPK082 | Residential |  | Trade Secret | 2024
20252-215912-02 | Xcel Energy | 85 | 13781 | IOU | 05867725 | 3.747 | Solar |  |  | Active Application | Trade Secret | Trade | BRP | BRP061 | Residential |  | Trade Secret | 2024
20252-215912-02 | Xcel Energy | 85 | 13781 | IOU | 05867742 | 4.55 | Solar |  |  | Active Application | Trade Secret | Trade | HWW | HWW061 | Residential | Solar*Rewards | Trade Secret | 2024
20252-215912-02 | Xcel Energy | 85 | 13781 | IOU | 05867784 | 5.376 | Solar |  |  | Withdrawn | Trade Secret | Trade | WCR | WCR062 | Residential | Solar*Rewards | Trade Secret | 2024
20252-215912-02 | Xcel Energy | 85 | 13781 | IOU | 05867846 | 8.73 | Solar |  |  | Interconnected | Trade Secret | Trade | RMT | RMT321 | Residential | Solar*Rewards | Trade Secret | 2024 | 2024
20252-215912-02 | Xcel Energy | 85 | 13781 | IOU | 05867854 | 9.84 | Solar |  |  | Interconnected | Trade Secret | Trade | ALK | ALK072 | Residential | Solar*Rewards | Trade Secret | 2024 | 2024
20252-215912-02 | Xcel Energy | 85 | 13781 | IOU | 05867864 | 6.046 | Solar |  |  | Active Application | Trade Secret | Trade | WWK | WWK311 | Residential |  | Trade Secret | 2024
20252-215912-02 | Xcel Energy | 85 | 13781 | IOU | 05867884 | 3.84 | Solar |  |  | Interconnected | Trade Secret | Trade | WCR | WCR322 | Residential | Solar*Rewards | Trade Secret | 2024 | 2024
20252-215912-02 | Xcel Energy | 85 | 13781 | IOU | 05867926 | 5.76 | Solar |  |  | Active Application | Trade Secret | Trade | ECK | ECK322 | Residential | Solar*Rewards | Trade Secret | 2024
20252-215912-02 | Xcel Energy | 85 | 13781 | IOU | 05867937 | 11.136 | Solar |  |  | Interconnected | Trade Secret | Trade | ECK | ECK062 | Residential |  | Trade Secret | 2024 | 2024
20252-215912-02 | Xcel Energy | 85 | 13781 | IOU | 05867942 |  |  |  |  | Active Application | Trade Secret | Trade |  |  | Residential |  | Trade Secret | 2024
20252-215912-02 | Xcel Energy | 85 | 13781 | IOU | 05868071 | 4.555 | Solar |  |  | Interconnected | Trade Secret | Trade | LOK | LOK062 | Residential | Solar*Rewards | Trade Secret | 2024 | 2025
20252-215912-02 | Xcel Energy | 85 | 13781 | IOU | 05868080 | 3.747 | Solar |  |  | Active Application | Trade Secret | Trade | STY | STY062 | Residential |  | Trade Secret | 2024
20252-215912-02 | Xcel Energy | 85 | 13781 | IOU | 05868122 | 3.747 | Solar |  |  | Active Application | Trade Secret | Trade | WEF | WEF061 | Residential |  | Trade Secret | 2024
20252-215912-02 | Xcel Energy | 85 | 13781 | IOU | 05868200 |  | Solar |  |  | Active Application | Trade Secret | Trade |  |  | Residential | Solar*Rewards | Trade Secret | 2024
20252-215912-02 | Xcel Energy | 85 | 13781 | IOU | 05868486 | 5 | Solar |  |  | Active Application | Trade Secret | Trade | HYL | HYL073 | Residential |  | Trade Secret | 2024
20252-215912-02 | Xcel Energy | 85 | 13781 | IOU | 05868548 | 7.616 | Solar |  |  | Interconnected | Trade Secret | Trade | MOL | MOL061 | Residential |  | Trade Secret | 2024 | 2025
20252-215912-02 | Xcel Energy | 85 | 13781 | IOU | 05868556 | 3.747 | Solar |  |  | Active Application | Trade Secret | Trade | WES | WES074 | Residential |  | Trade Secret | 2024
20252-215912-02 | Xcel Energy | 85 | 13781 | IOU | 05869004 | 11.05 | Solar |  |  | Active Application | Trade Secret | Trade | SHP | SHP061 | Residential | Solar*Rewards | Trade Secret | 2024
20252-215912-02 | Xcel Energy | 85 | 13781 | IOU | 05869070 | 8.064 | Solar |  |  | Interconnected | Trade Secret | Trade | ECK | ECK082 | Residential |  | Trade Secret | 2024 | 2024
20252-215912-02 | Xcel Energy | 85 | 13781 | IOU | 05869348 | 13.611 | Solar |  |  | Interconnected | Trade Secret | Trade | ECK | ECK322 | Residential |  | Trade Secret | 2024 | 2024
20252-215912-02 | Xcel Energy | 85 | 13781 | IOU | 05869681 | 6.832 | Solar |  |  | Interconnected | Trade Secret | Trade | WCR | WCR322 | Residential |  | Trade Secret | 2024 | 2025
20252-215912-02 | Xcel Energy | 85 | 13781 | IOU | 05869701 | 9.75 | Solar |  |  | Withdrawn | Trade Secret | Trade | WES | WES074 | Residential | Solar*Rewards | Trade Secret | 2024
20252-215912-02 | Xcel Energy | 85 | 13781 | IOU | 05869711 | 10.752 | Solar |  |  | Interconnected | Trade Secret | Trade | WEH | WEH021 | Residential | Solar*Rewards | Trade Secret | 2024 | 2024
20252-215912-02 | Xcel Energy | 85 | 13781 | IOU | 05869726 | 7.6 | Solar |  |  | Active Application | Trade Secret | Trade | AFT | AFT321 | Residential | Solar*Rewards | Trade Secret | 2024
20252-215912-02 | Xcel Energy | 85 | 13781 | IOU | 05869731 | 7.6 | Solar |  |  | Interconnected | Trade Secret | Trade | HSN | HSN311 | Residential | Solar*Rewards | Trade Secret | 2024 | 2024
20252-215912-02 | Xcel Energy | 85 | 13781 | IOU | 05869766 | 7.6 | Solar |  |  | Interconnected | Trade Secret | Trade | HSN | HSN321 | Residential | Solar*Rewards | Trade Secret | 2024 | 2024
20252-215912-02 | Xcel Energy | 85 | 13781 | IOU | 05869817 | 7.6 | Solar |  |  | Withdrawn | Trade Secret | Trade | HSN | HSN311 | Residential | Solar*Rewards | Trade Secret | 2024
20252-215912-02 | Xcel Energy | 85 | 13781 | IOU | 05869847 | 7.6 | Solar |  |  | Interconnected | Trade Secret | Trade | HSN | HSN311 | Residential | Solar*Rewards | Trade Secret | 2024 | 2024
20252-215912-02 | Xcel Energy | 85 | 13781 | IOU | 05869900 | 8.82 | Solar |  |  | Interconnected | Trade Secret | Trade | MOL | MOL078 | Residential |  | Trade Secret | 2024 | 2024
20252-215912-02 | Xcel Energy | 85 | 13781 | IOU | 05869912 | 5.052 | Solar |  |  | Withdrawn | Trade Secret | Trade | OSS | OSS077 | Residential |  | Trade Secret | 2024
20252-215912-02 | Xcel Energy | 85 | 13781 | IOU | 05869913 | 3.19 | Solar |  |  | Interconnected | Trade Secret | Trade | TER | TER065 | Residential | Solar*Rewards | Trade Secret | 2024 | 2024
20252-215912-02 | Xcel Energy | 85 | 13781 | IOU | 05869921 | 5.76 | Solar |  |  | Interconnected | Trade Secret | Trade | CNC | CNC072 | Residential |  | Trade Secret | 2024 | 2024
20252-215912-02 | Xcel Energy | 85 | 13781 | IOU | 05869945 | 18.9 | Solar |  |  | Interconnected | Trade Secret | Trade | AFT | AFT314 | Residential |  | Trade Secret | 2024 | 2024
20252-215912-02 | Xcel Energy | 85 | 13781 | IOU | 05869946 | 3.19 | Solar |  |  | Interconnected | Trade Secret | Trade | SOU | SOU075 | Residential | Solar*Rewards | Trade Secret | 2024 | 2024
20252-215912-02 | Xcel Energy | 85 | 13781 | IOU | 05869969 | 4.35 | Solar |  |  | Interconnected | Trade Secret | Trade | HWW | HWW062 | Residential | Solar*Rewards | Trade Secret | 2024 | 2024
20252-215912-02 | Xcel Energy | 85 | 13781 | IOU | 05869991 | 6.046 | Solar |  |  | Active Application | Trade Secret | Trade | BRP | BRP061 | Residential |  | Trade Secret | 2024
20252-215912-02 | Xcel Energy | 85 | 13781 | IOU | 05870037 | 4.934 | Solar |  |  | Interconnected | Trade Secret | Trade | SOU | SOU069 | Residential | Solar*Rewards | Trade Secret | 2024 | 2024
20252-215912-02 | Xcel Energy | 85 | 13781 | IOU | 05870109 | 9.994 | Solar |  |  | Interconnected | Trade Secret | Trade | MPK | MPK074 | Residential | Solar*Rewards | Trade Secret | 2024 | 2024
20252-215912-02 | Xcel Energy | 85 | 13781 | IOU | 05870160 | 3.84 | Solar |  |  | Interconnected | Trade Secret | Trade | SOU | SOU081 | Residential | Solar*Rewards | Trade Secret | 2024 | 2024
20252-215912-02 | Xcel Energy | 85 | 13781 | IOU | 05870206 | 16.512 | Solar |  |  | Withdrawn | Trade Secret | Trade | AFT | AFT315 | Residential | Solar*Rewards | Trade Secret | 2024
20252-215912-02 | Xcel Energy | 85 | 13781 | IOU | 05870223 | 5.052 | Solar |  |  | Interconnected | Trade Secret | Trade | RIV | RIV076 | Residential |  | Trade Secret | 2024 | 2025
20252-215912-02 | Xcel Energy | 85 | 13781 | IOU | 05870438 | 5.052 | Solar |  |  | Active Application | Trade Secret | Trade | CRL | CRL065 | Residential |  | Trade Secret | 2024
20252-215912-02 | Xcel Energy | 85 | 13781 | IOU | 05870757 | 3.747 | Solar |  |  | Interconnected | Trade Secret | Trade | APA | APA076 | Residential |  | Trade Secret | 2024 | 2025
20252-215912-02 | Xcel Energy | 85 | 13781 | IOU | 05870825 | 9.994 | Solar |  |  | Active Application | Trade Secret | Trade | MEL | MEL072 | Residential |  | Trade Secret | 2024
20252-215912-02 | Xcel Energy | 85 | 13781 | IOU | 05871472 | 6.046 | Solar |  |  | Active Application | Trade Secret | Trade | TWL | TWL069 | Residential |  | Trade Secret | 2024
20252-215912-02 | Xcel Energy | 85 | 13781 | IOU | 05871480 | 6.046 | Solar |  |  | Active Application | Trade Secret | Trade | MOL | MOL061 | Residential |  | Trade Secret | 2024
20252-215912-02 | Xcel Energy | 85 | 13781 | IOU | 05876173 | 5.2 | Solar |  |  | Interconnected | Trade Secret | Trade | ALK | ALK072 | Residential |  | Trade Secret | 2024 | 2024
20252-215912-02 | Xcel Energy | 85 | 13781 | IOU | 05882051 | 7.616 | Solar |  |  | Active Application | Trade Secret | Trade | WDY | WDY312 | Residential |  | Trade Secret | 2024
20252-215912-02 | Xcel Energy | 85 | 13781 | IOU | 05882625 | 3.747 | Solar |  |  | Interconnected | Trade Secret | Trade | BCH | BCH311 | Residential |  | Trade Secret | 2024 | 2025
20252-215912-02 | Xcel Energy | 85 | 13781 | IOU | 05883749 | 99.5 | Solar |  |  | Active Application | Trade Secret | Trade | MPK | MPK066 | Residential |  | Trade Secret | 2024
20252-215912-02 | Xcel Energy | 85 | 13781 | IOU | 05885527 | 3.747 | Solar |  |  | Interconnected | Trade Secret | Trade | TER | TER071 | Residential |  | Trade Secret | 2024 | 2025
20252-215912-02 | Xcel Energy | 85 | 13781 | IOU | 05886744 | 6.046 | Solar |  |  | Active Application | Trade Secret | Trade | OAD | OAD064 | Residential |  | Trade Secret | 2024
20252-215912-02 | Xcel Energy | 85 | 13781 | IOU | 05889665 | 3.747 | Solar |  |  | Withdrawn | Trade Secret | Trade | OAD | OAD063 | Residential |  | Trade Secret | 2024
20252-215912-02 | Xcel Energy | 85 | 13781 | IOU | 05891721 | 6.046 | Solar |  |  | Active Application | Trade Secret | Trade | ECK | ECK062 | Residential |  | Trade Secret | 2024
20252-215912-02 | Xcel Energy | 85 | 13781 | IOU | 05898715 | 8.73 | Solar |  |  | Interconnected | Trade Secret | Trade | WSG | WSG362 | Residential | Solar*Rewards | Trade Secret | 2024 | 2024
20252-215912-02 | Xcel Energy | 85 | 13781 | IOU | 05898762 | 5.052 | Solar |  |  | Interconnected | Trade Secret | Trade | RAM | RAM062 | Residential | Solar*Rewards | Trade Secret | 2024 | 2024
20252-215912-02 | Xcel Energy | 85 | 13781 | IOU | 05898766 | 4.35 | Solar |  |  | Interconnected | Trade Secret | Trade | IDA | IDA062 | Residential | Solar*Rewards | Trade Secret | 2024 | 2024
20252-215912-02 | Xcel Energy | 85 | 13781 | IOU | 05898796 | 8.419 | Solar |  |  | Interconnected | Trade Secret | Trade | SOU | SOU065 | Residential | Solar*Rewards | Trade Secret | 2024 | 2024
20252-215912-02 | Xcel Energy | 85 | 13781 | IOU | 05898830 | 3.19 | Solar |  |  | Interconnected | Trade Secret | Trade | SOU | SOU061 | Residential | Solar*Rewards | Trade Secret | 2024 | 2024
20252-215912-02 | Xcel Energy | 85 | 13781 | IOU | 05898852 | 3.28 | Solar |  |  | Active Application | Trade Secret | Trade | CTR | CTR031 | Residential | Solar*Rewards | Trade Secret | 2024
20252-215912-02 | Xcel Energy | 85 | 13781 | IOU | 05898914 | 4.934 | Solar |  |  | Interconnected | Trade Secret | Trade | WSG | WSG362 | Residential |  | Trade Secret | 2024 | 2024
20252-215912-02 | Xcel Energy | 85 | 13781 | IOU | 05898925 | 6.5 | Solar |  |  | Withdrawn | Trade Secret | Trade | CGR | CGR061 | Residential |  | Trade Secret | 2024
20252-215912-02 | Xcel Energy | 85 | 13781 | IOU | 05898981 |  | Solar |  |  | Active Application | Trade Secret | Trade |  |  | Residential | Solar*Rewards | Trade Secret | 2024
20252-215912-02 | Xcel Energy | 85 | 13781 | IOU | 05899091 | 6.631 | Solar |  |  | Active Application | Trade Secret | Trade | APA | APA064 | Residential |  | Trade Secret | 2024
20252-215912-02 | Xcel Energy | 85 | 13781 | IOU | 05899145 |  |  |  |  | Active Application | Trade Secret | Trade |  |  | Residential |  | Trade Secret | 2024
20252-215912-02 | Xcel Energy | 85 | 13781 | IOU | 05899146 | 9.994 | Solar |  |  | Active Application | Trade Secret | Trade | LLK | LLK072 | Residential |  | Trade Secret | 2024
20252-215912-02 | Xcel Energy | 85 | 13781 | IOU | 05899148 | 7.616 | Solar |  |  | Active Application | Trade Secret | Trade | MEL | MEL065 | Residential |  | Trade Secret | 2024
20252-215912-02 | Xcel Energy | 85 | 13781 | IOU | 05899152 | 5.052 | Solar |  |  | Active Application | Trade Secret | Trade | LEX | LEX331 | Residential |  | Trade Secret | 2024
20252-215912-02 | Xcel Energy | 85 | 13781 | IOU | 05899153 | 5.052 | Solar |  |  | Active Application | Trade Secret | Trade | TWL | TWL072 | Residential |  | Trade Secret | 2024
20252-215912-02 | Xcel Energy | 85 | 13781 | IOU | 05899165 | 7.616 | Solar |  |  | Active Application | Trade Secret | Trade | MEL | MEL089 | Residential |  | Trade Secret | 2024
20252-215912-02 | Xcel Energy | 85 | 13781 | IOU | 05899170 | 6.046 | Solar |  |  | Interconnected | Trade Secret | Trade | TWL | TWL081 | Residential |  | Trade Secret | 2024 | 2025
20252-215912-02 | Xcel Energy | 85 | 13781 | IOU | 05899245 | 9 | Solar |  |  | Active Application | Trade Secret | Trade | APA | APA072 | Residential | Solar*Rewards | Trade Secret | 2024
20252-215912-02 | Xcel Energy | 85 | 13781 | IOU | 05899315 | 5.052 | Solar |  |  | Active Application | Trade Secret | Trade | ECK | ECK322 | Residential |  | Trade Secret | 2024
20252-215912-02 | Xcel Energy | 85 | 13781 | IOU | 05899635 | 5.052 | Solar |  |  | Active Application | Trade Secret | Trade | HSN | HSN321 | Residential |  | Trade Secret | 2024
20252-215912-02 | Xcel Energy | 85 | 13781 | IOU | 05899641 | 5.052 | Solar |  |  | Interconnected | Trade Secret | Trade | HSN | HSN311 | Residential |  | Trade Secret | 2024 | 2024
20252-215912-02 | Xcel Energy | 85 | 13781 | IOU | 05899652 | 5.052 | Solar |  |  | Active Application | Trade Secret | Trade | CRL | CRL065 | Residential |  | Trade Secret | 2024
20252-215912-02 | Xcel Energy | 85 | 13781 | IOU | 05899673 | 7.616 | Solar |  |  | Active Application | Trade Secret | Trade | WCR | WCR063 | Residential |  | Trade Secret | 2024
20252-215912-02 | Xcel Energy | 85 | 13781 | IOU | 05899805 | 6.5 | Solar |  |  | Active Application | Trade Secret | Trade | VMR | VMR061 | Residential |  | Trade Secret | 2024
20252-215912-02 | Xcel Energy | 85 | 13781 | IOU | 05899898 | 3.416 | Solar |  |  | Interconnected | Trade Secret | Trade | UPP | UPP086 | Residential | Solar*Rewards | Trade Secret | 2024 | 2024
20252-215912-02 | Xcel Energy | 85 | 13781 | IOU | 05899909 | 5.314 | Solar |  |  | Active Application | Trade Secret | Trade | SHP | SHP072 | Residential | Solar*Rewards | Trade Secret | 2024
20252-215912-02 | Xcel Energy | 85 | 13781 | IOU | 05900039 | 5.76 | Solar |  |  | Withdrawn | Trade Secret | Trade | RAM | RAM071 | Residential | Solar*Rewards | Trade Secret | 2024
20252-215912-02 | Xcel Energy | 85 | 13781 | IOU | 05900071 | 9.994 | Solar |  |  | Active Application | Trade Secret | Trade | HSN | HSN311 | Residential |  | Trade Secret | 2024
20252-215912-02 | Xcel Energy | 85 | 13781 | IOU | 05900076 | 5.76 | Solar |  |  | Active Application | Trade Secret | Trade | WCR | WCR321 | Residential | Solar*Rewards | Trade Secret | 2024
20252-215912-02 | Xcel Energy | 85 | 13781 | IOU | 05900084 | 5.052 | Solar |  |  | Active Application | Trade Secret | Trade | CRL | CRL033 | Residential |  | Trade Secret | 2024
20252-215912-02 | Xcel Energy | 85 | 13781 | IOU | 05900093 | 5.052 | Solar |  |  | Active Application | Trade Secret | Trade | WCR | WCR062 | Residential |  | Trade Secret | 2024
20252-215912-02 | Xcel Energy | 85 | 13781 | IOU | 05900103 | 5.052 | Solar |  |  | Active Application | Trade Secret | Trade | FSL | FSL312 | Residential |  | Trade Secret | 2024
20252-215912-02 | Xcel Energy | 85 | 13781 | IOU | 05900109 | 11.393 | Solar |  |  | Interconnected | Trade Secret | Trade | SLP | SLP084 | Residential | Solar*Rewards | Trade Secret | 2024 | 2024
20252-215912-02 | Xcel Energy | 85 | 13781 | IOU | 05900155 | 6.175 | Solar |  |  | Interconnected | Trade Secret | Trade | PKL | PKL085 | Residential |  | Trade Secret | 2024 | 2025
20252-215912-02 | Xcel Energy | 85 | 13781 | IOU | 05900165 |  | Solar |  |  | Withdrawn | Trade Secret | Trade | WCR | WCR322 | Residential | Solar*Rewards | Trade Secret | 2024
20252-215912-02 | Xcel Energy | 85 | 13781 | IOU | 05900177 | 6.5 | Solar |  |  | Active Application | Trade Secret | Trade | ROC | ROC091 | Residential |  | Trade Secret | 2024
20252-215912-02 | Xcel Energy | 85 | 13781 | IOU | 05900181 | 7.15 | Solar |  |  | Interconnected | Trade Secret | Trade | MPK | MPK064 | Residential |  | Trade Secret | 2024 | 2025
20252-215912-02 | Xcel Energy | 85 | 13781 | IOU | 05900197 | 4.355 | Solar |  |  | Interconnected | Trade Secret | Trade | CRL | CRL033 | Residential |  | Trade Secret | 2024 | 2024
20252-215912-02 | Xcel Energy | 85 | 13781 | IOU | 05900334 | 5.052 | Solar |  |  | Interconnected | Trade Secret | Trade | CRL | CRL033 | Residential |  | Trade Secret | 2024 | 2025
20252-215912-02 | Xcel Energy | 85 | 13781 | IOU | 05900398 | 3.747 | Solar |  |  | Interconnected | Trade Secret | Trade | CGR | CGR074 | Residential |  | Trade Secret | 2024 | 2025
20252-215912-02 | Xcel Energy | 85 | 13781 | IOU | 05901047 | 7.616 | Solar |  |  | Active Application | Trade Secret | Trade | UPP | UPP084 | Residential |  | Trade Secret | 2024
20252-215912-02 | Xcel Energy | 85 | 13781 | IOU | 05901062 | 11.904 | Solar |  |  | Interconnected | Trade Secret | Trade | WCR | WCR322 | Residential |  | Trade Secret | 2024 | 2024
20252-215912-02 | Xcel Energy | 85 | 13781 | IOU | 05901069 | 5.052 | Solar |  |  | Active Application | Trade Secret | Trade | HSN | HSN311 | Residential |  | Trade Secret | 2024
20252-215912-02 | Xcel Energy | 85 | 13781 | IOU | 05901134 | 7.616 | Solar |  |  | Active Application | Trade Secret | Trade | HSN | HSN321 | Residential |  | Trade Secret | 2024
20252-215912-02 | Xcel Energy | 85 | 13781 | IOU | 05901188 | 3.747 | Solar |  |  | Interconnected | Trade Secret | Trade | MST | MST071 | Residential |  | Trade Secret | 2024 | 2024
20252-215912-02 | Xcel Energy | 85 | 13781 | IOU | 05901200 | 6.282 | Solar |  |  | Active Application | Trade Secret | Trade | WES | WES074 | Residential | Solar*Rewards | Trade Secret | 2024
20252-215912-02 | Xcel Energy | 85 | 13781 | IOU | 05901237 | 7.616 | Solar |  |  | Active Application | Trade Secret | Trade | HSN | HSN321 | Residential |  | Trade Secret | 2024
20252-215912-02 | Xcel Energy | 85 | 13781 | IOU | 05901262 | 9.994 | Solar |  |  | Active Application | Trade Secret | Trade | MPK | MPK082 | Residential |  | Trade Secret | 2024
20252-215912-02 | Xcel Energy | 85 | 13781 | IOU | 05901282 | 6.046 | Solar |  |  | Active Application | Trade Secret | Trade | HSN | HSN321 | Residential |  | Trade Secret | 2024
20252-215912-02 | Xcel Energy | 85 | 13781 | IOU | 05901316 | 11.766 | Solar |  |  | Interconnected | Trade Secret | Trade | ECK | ECK322 | Residential | Solar*Rewards | Trade Secret | 2024 | 2024
20252-215912-02 | Xcel Energy | 85 | 13781 | IOU | 05901327 | 5.76 | Solar |  |  | Withdrawn | Trade Secret | Trade | WCR | WCR321 | Residential | Solar*Rewards | Trade Secret | 2024
20252-215912-02 | Xcel Energy | 85 | 13781 | IOU | 05901349 | 7.616 | Solar |  |  | Active Application | Trade Secret | Trade | FSL | FSL312 | Residential |  | Trade Secret | 2024
20252-215912-02 | Xcel Energy | 85 | 13781 | IOU | 05901456 | 5.052 | Solar |  |  | Interconnected | Trade Secret | Trade | RPL | RPL063 | Residential |  | Trade Secret | 2024 | 2025
20252-215912-02 | Xcel Energy | 85 | 13781 | IOU | 05901484 | 9.6 | Solar |  |  | Interconnected | Trade Secret | Trade | FSL | FSL312 | Residential | Solar*Rewards | Trade Secret | 2024 | 2024
20252-215912-02 | Xcel Energy | 85 | 13781 | IOU | 05901512 | 6.046 | Solar |  |  | Active Application | Trade Secret | Trade | HSN | HSN322 | Residential |  | Trade Secret | 2024
20252-215912-02 | Xcel Energy | 85 | 13781 | IOU | 05901535 | 3.747 | Solar |  |  | Active Application | Trade Secret | Trade | HSN | HSN322 | Residential |  | Trade Secret | 2024
20252-215912-02 | Xcel Energy | 85 | 13781 | IOU | 05901564 | 3.747 | Solar |  |  | Active Application | Trade Secret | Trade | RMT | RMT321 | Residential |  | Trade Secret | 2024
20252-215912-02 | Xcel Energy | 85 | 13781 | IOU | 05901623 | 6.453 | Solar |  |  | Interconnected | Trade Secret | Trade | WDY | WDY311 | Residential |  | Trade Secret | 2024 | 2024
20252-215912-02 | Xcel Energy | 85 | 13781 | IOU | 05901632 | 5.76 | Solar |  |  | Interconnected | Trade Secret | Trade | HSN | HSN321 | Residential | Solar*Rewards | Trade Secret | 2024 | 2025
20252-215912-02 | Xcel Energy | 85 | 13781 | IOU | 05901693 | 4.875 | Solar |  |  | Interconnected | Trade Secret | Trade | APA | APA073 | Residential |  | Trade Secret | 2024 | 2024
20252-215912-02 | Xcel Energy | 85 | 13781 | IOU | 05901723 | 6.453 | Solar |  |  | Interconnected | Trade Secret | Trade | SHP | SHP062 | Residential |  | Trade Secret | 2024 | 2024
20252-215912-02 | Xcel Energy | 85 | 13781 | IOU | 05901733 | 6.046 | Solar |  |  | Active Application | Trade Secret | Trade | MOL | MOL063 | Residential |  | Trade Secret | 2024
20252-215912-02 | Xcel Energy | 85 | 13781 | IOU | 05901822 | 9.489 | Solar |  |  | Interconnected | Trade Secret | Trade | GLK | GLK062 | Residential | Solar*Rewards | Trade Secret | 2024 | 2024
20252-215912-02 | Xcel Energy | 85 | 13781 | IOU | 05901825 | 11.52 | Solar |  |  | Interconnected | Trade Secret | Trade | HSN | HSN322 | Residential | Solar*Rewards | Trade Secret | 2024 | 2025
20252-215912-02 | Xcel Energy | 85 | 13781 | IOU | 05901842 | 6.832 | Solar |  |  | Interconnected | Trade Secret | Trade | MOL | MOL072 | Residential |  | Trade Secret | 2024 | 2024
20252-215912-02 | Xcel Energy | 85 | 13781 | IOU | 05904749 | 9.29 | Solar |  |  | Interconnected | Trade Secret | Trade | WCR | WCR322 | Residential | Solar*Rewards | Trade Secret | 2024 | 2024
20252-215912-02 | Xcel Energy | 85 | 13781 | IOU | 05909723 | 6.5 | Solar |  |  | Withdrawn | Trade Secret | Trade | SLP | SLP092 | Residential |  | Trade Secret | 2024
20252-215912-02 | Xcel Energy | 85 | 13781 | IOU | 05920329 |  | Solar |  |  | Active Application | Trade Secret | Trade |  |  | Residential | Solar*Rewards | Trade Secret | 2024
20252-215912-02 | Xcel Energy | 85 | 13781 | IOU | 05920391 | 6.175 | Solar |  |  | Interconnected | Trade Secret | Trade | DPN | DPN072 | Residential | Solar*Rewards | Trade Secret | 2024 | 2025
20252-215912-02 | Xcel Energy | 85 | 13781 | IOU | 05920450 | 23.153 | Solar |  |  | Interconnected | Trade Secret | Trade | WCR | WCR322 | Residential | Solar*Rewards | Trade Secret | 2024 | 2024
20252-215912-02 | Xcel Energy | 85 | 13781 | IOU | 05921116 | 3.747 | Solar |  |  | Active Application | Trade Secret | Trade | CRL | CRL033 | Residential |  | Trade Secret | 2024
20252-215912-02 | Xcel Energy | 85 | 13781 | IOU | 05923681 | 5.052 | Solar |  |  | Active Application | Trade Secret | Trade | HSN | HSN322 | Residential |  | Trade Secret | 2024
20252-215912-02 | Xcel Energy | 85 | 13781 | IOU | 05926748 | 7.616 | Solar |  |  | Active Application | Trade Secret | Trade | STY | STY061 | Residential |  | Trade Secret | 2024
20252-215912-02 | Xcel Energy | 85 | 13781 | IOU | 05930859 | 6.832 | Solar |  |  | Interconnected | Trade Secret | Trade | SOU | SOU087 | Residential |  | Trade Secret | 2024 | 2024
20252-215912-02 | Xcel Energy | 85 | 13781 | IOU | 05930961 | 10.628 | Solar |  |  | Interconnected | Trade Secret | Trade | UPP | UPP084 | Residential |  | Trade Secret | 2024 | 2024
20252-215912-02 | Xcel Energy | 85 | 13781 | IOU | 05930982 | 4.64 | Solar |  |  | Active Application | Trade Secret | Trade | SLP | SLP083 | Residential | Solar*Rewards | Trade Secret | 2024
20252-215912-02 | Xcel Energy | 85 | 13781 | IOU | 05931011 | 6.967 | Solar |  |  | Interconnected | Trade Secret | Trade | ALD | ALD076 | Residential | Solar*Rewards | Trade Secret | 2024 | 2024
20252-215912-02 | Xcel Energy | 85 | 13781 | IOU | 05931024 | 3.77 | Solar |  |  | Interconnected | Trade Secret | Trade | ALD | ALD076 | Residential | Solar*Rewards | Trade Secret | 2024 | 2024
20252-215912-02 | Xcel Energy | 85 | 13781 | IOU | 05931063 | 4.06 | Solar |  |  | Interconnected | Trade Secret | Trade | IDA | IDA073 | Residential | Solar*Rewards | Trade Secret | 2024 | 2025
20252-215912-02 | Xcel Energy | 85 | 13781 | IOU | 05931095 | 3.48 | Solar |  |  | Interconnected | Trade Secret | Trade | SOU | SOU065 | Residential | Solar*Rewards | Trade Secret | 2024 | 2024
20252-215912-02 | Xcel Energy | 85 | 13781 | IOU | 05931122 | 9.869 | Solar |  |  | Interconnected | Trade Secret | Trade | UPP | UPP085 | Residential | Solar*Rewards | Trade Secret | 2024 | 2024
20252-215912-02 | Xcel Energy | 85 | 13781 | IOU | 05931142 | 2.277 | Solar |  |  | Interconnected | Trade Secret | Trade | WIL | WIL097 | Residential | Solar*Rewards | Trade Secret | 2024 | 2024
20252-215912-02 | Xcel Energy | 85 | 13781 | IOU | 05931162 | 6.046 | Solar |  |  | Active Application | Trade Secret | Trade | TWL | TWL072 | Residential |  | Trade Secret | 2024
20252-215912-02 | Xcel Energy | 85 | 13781 | IOU | 05931401 | 49.6 | Solar |  |  | Withdrawn | Trade Secret | Trade | RIV | RIV063 | Commercial |  | Trade Secret | 2024
20252-215912-02 | Xcel Energy | 85 | 13781 | IOU | 05931438 | 99.2 | Solar |  |  | Active Application | Trade Secret | Trade | MST | MST080 | Commercial |  | Trade Secret | 2024
20252-215912-02 | Xcel Energy | 85 | 13781 | IOU | 05931498 | 9.216 | Solar |  |  | Active Application | Trade Secret | Trade | MRN | MRN021 | Residential |  | Trade Secret | 2024
20252-215912-02 | Xcel Energy | 85 | 13781 | IOU | 05931704 | 3.25 | Solar |  |  | Interconnected | Trade Secret | Trade | ORO | ORO061 | Residential |  | Trade Secret | 2024 | 2024
20252-215912-02 | Xcel Energy | 85 | 13781 | IOU | 05931745 | 10.628 | Solar |  |  | Interconnected | Trade Secret | Trade | GSL | GSL341 | Residential |  | Trade Secret | 2024 | 2024
20252-215912-02 | Xcel Energy | 85 | 13781 | IOU | 05931854 | 17.61 | Solar |  |  | Interconnected | Trade Secret | Trade | AFT | AFT314 | Residential | Solar*Rewards | Trade Secret | 2024 | 2024
20252-215912-02 | Xcel Energy | 85 | 13781 | IOU | 05931902 | 5.76 | Solar |  |  | Interconnected | Trade Secret | Trade | WCR | WCR321 | Residential |  | Trade Secret | 2024 | 2024
20252-215912-02 | Xcel Energy | 85 | 13781 | IOU | 05931966 | 9.84 | Solar |  |  | Interconnected | Trade Secret | Trade | ALK | ALK072 | Residential | Solar*Rewards | Trade Secret | 2024 | 2024
20252-215912-02 | Xcel Energy | 85 | 13781 | IOU | 05932029 | 4.875 | Solar |  |  | Withdrawn | Trade Secret | Trade | SLP | SLP083 | Residential |  | Trade Secret | 2024
20252-215912-02 | Xcel Energy | 85 | 13781 | IOU | 05932151 | 16.512 | Solar |  |  | Interconnected | Trade Secret | Trade | AFT | AFT315 | Residential | Solar*Rewards | Trade Secret | 2024 | 2024
20252-215912-02 | Xcel Energy | 85 | 13781 | IOU | 05932271 | 7.591 | Solar |  |  | Interconnected | Trade Secret | Trade | OSS | OSS077 | Residential | Solar*Rewards | Trade Secret | 2024 | 2024
20252-215912-02 | Xcel Energy | 85 | 13781 | IOU | 05932304 | 5.525 | Solar |  |  | Active Application | Trade Secret | Trade | CHE | CHE065 | Residential | Solar*Rewards | Trade Secret | 2024
20252-215912-02 | Xcel Energy | 85 | 13781 | IOU | 05932334 | 5.85 | Solar |  |  | Interconnected | Trade Secret | Trade | SHP | SHP072 | Residential |  | Trade Secret | 2024 | 2024
20252-215912-02 | Xcel Energy | 85 | 13781 | IOU | 05932340 | 3.747 | Solar |  |  | Active Application | Trade Secret | Trade | HSN | HSN321 | Residential |  | Trade Secret | 2024
20252-215912-02 | Xcel Energy | 85 | 13781 | IOU | 05932359 | 6.98 | Solar |  |  | Interconnected | Trade Secret | Trade | HWW | HWW061 | Residential | Solar*Rewards | Trade Secret | 2024 | 2024
20252-215912-02 | Xcel Energy | 85 | 13781 | IOU | 05932404 | 4.35 | Solar |  |  | Interconnected | Trade Secret | Trade | SOU | SOU076 | Residential | Solar*Rewards | Trade Secret | 2024 | 2024
20252-215912-02 | Xcel Energy | 85 | 13781 | IOU | 05932427 | 3.84 | Solar |  |  | Interconnected | Trade Secret | Trade | RRK | RRK064 | Residential | Solar*Rewards | Trade Secret | 2024 | 2025
20252-215912-02 | Xcel Energy | 85 | 13781 | IOU | 05932431 | 9.869 | Solar |  |  | Interconnected | Trade Secret | Trade | TLK | TLK067 | Residential | Solar*Rewards | Trade Secret | 2024 | 2024
20252-215912-02 | Xcel Energy | 85 | 13781 | IOU | 05932440 | 7.591 | Solar |  |  | Active Application | Trade Secret | Trade | SOU | SOU073 | Residential | Solar*Rewards | Trade Secret | 2024
20252-215912-02 | Xcel Energy | 85 | 13781 | IOU | 05932441 | 5.052 | Solar |  |  | Active Application | Trade Secret | Trade | GRC | GRC312 | Residential |  | Trade Secret | 2024
20252-215912-02 | Xcel Energy | 85 | 13781 | IOU | 05932494 | 7.616 | Solar |  |  | Withdrawn | Trade Secret | Trade | XRD | XRD062 | Residential |  | Trade Secret | 2024
20252-215912-02 | Xcel Energy | 85 | 13781 | IOU | 05932547 | 7.6 | Solar |  |  | Interconnected | Trade Secret | Trade | HSN | HSN321 | Residential | Solar*Rewards | Trade Secret | 2024 | 2024
20252-215912-02 | Xcel Energy | 85 | 13781 | IOU | 05932549 |  |  |  |  | Withdrawn | Trade Secret | Trade |  |  | Residential |  | Trade Secret | 2024
20252-215912-02 | Xcel Energy | 85 | 13781 | IOU | 05932586 | 7.6 | Solar |  |  | Interconnected | Trade Secret | Trade | WWK | WWK321 | Residential | Solar*Rewards | Trade Secret | 2024 | 2025
20252-215912-02 | Xcel Energy | 85 | 13781 | IOU | 05932614 | 5.052 | Solar |  |  | Withdrawn | Trade Secret | Trade | SCL | SCL312 | Residential |  | Trade Secret | 2024
20252-215912-02 | Xcel Energy | 85 | 13781 | IOU | 05932615 | 7.616 | Solar |  |  | Active Application | Trade Secret | Trade | WES | WES074 | Residential |  | Trade Secret | 2024
20252-215912-02 | Xcel Energy | 85 | 13781 | IOU | 05932844 | 3.747 | Solar |  |  | Active Application | Trade Secret | Trade | XRD | XRD062 | Residential |  | Trade Secret | 2024
20252-215912-02 | Xcel Energy | 85 | 13781 | IOU | 05932858 | 3.747 | Solar |  |  | Active Application | Trade Secret | Trade | HUG | HUG311 | Residential |  | Trade Secret | 2024
20252-215912-02 | Xcel Energy | 85 | 13781 | IOU | 05932870 | 5.052 | Solar |  |  | Active Application | Trade Secret | Trade | WIL | WIL079 | Residential |  | Trade Secret | 2024
20252-215912-02 | Xcel Energy | 85 | 13781 | IOU | 05932918 | 7.616 | Solar |  |  | Active Application | Trade Secret | Trade | MHW | MHW311 | Residential |  | Trade Secret | 2024
20252-215912-02 | Xcel Energy | 85 | 13781 | IOU | 05932930 | 5.052 | Solar |  |  | Interconnected | Trade Secret | Trade | CRL | CRL065 | Residential |  | Trade Secret | 2024 | 2025
20252-215912-02 | Xcel Energy | 85 | 13781 | IOU | 05932999 | 3.796 | Solar |  |  | Active Application | Trade Secret | Trade | DBL | DBL065 | Residential |  | Trade Secret | 2024
20252-215912-02 | Xcel Energy | 85 | 13781 | IOU | 05933155 | 2.277 | Solar |  |  | Interconnected | Trade Secret | Trade | SOU | SOU066 | Residential | Solar*Rewards | Trade Secret | 2024 | 2024
20252-215912-02 | Xcel Energy | 85 | 13781 | IOU | 05933187 | 4.555 | Solar |  |  | Active Application | Trade Secret | Trade | HWW | HWW074 | Residential |  | Trade Secret | 2024
20252-215912-02 | Xcel Energy | 85 | 13781 | IOU | 05933238 | 5.052 | Solar |  |  | Interconnected | Trade Secret | Trade | SCL | SCL313 | Residential |  | Trade Secret | 2024 | 2025
20252-215912-02 | Xcel Energy | 85 | 13781 | IOU | 05933263 | 7.616 | Solar |  |  | Active Application | Trade Secret | Trade | EBL | EBL084 | Residential |  | Trade Secret | 2024
20252-215912-02 | Xcel Energy | 85 | 13781 | IOU | 05933265 | 4.35 | Solar |  |  | Interconnected | Trade Secret | Trade | FAP | FAP062 | Residential | Solar*Rewards | Trade Secret | 2024 | 2024
20252-215912-02 | Xcel Energy | 85 | 13781 | IOU | 05933274 | 3.747 | Solar |  |  | Active Application | Trade Secret | Trade | SCL | SCL312 | Residential |  | Trade Secret | 2024
20252-215912-02 | Xcel Energy | 85 | 13781 | IOU | 05933308 | 3.747 | Solar |  |  | Active Application | Trade Secret | Trade | HYL | HYL073 | Residential |  | Trade Secret | 2024
20252-215912-02 | Xcel Energy | 85 | 13781 | IOU | 05933318 | 8.45 | Solar |  |  | Interconnected | Trade Secret | Trade | CNC | CNC063 | Residential |  | Trade Secret | 2024 | 2024
20252-215912-02 | Xcel Energy | 85 | 13781 | IOU | 05933325 | 6.046 | Solar |  |  | Active Application | Trade Secret | Trade | XRD | XRD062 | Residential |  | Trade Secret | 2024
20252-215912-02 | Xcel Energy | 85 | 13781 | IOU | 05933327 | 8.41 | Solar |  |  | Interconnected | Trade Secret | Trade | MST | MST076 | Residential | Solar*Rewards | Trade Secret | 2024 | 2024
20252-215912-02 | Xcel Energy | 85 | 13781 | IOU | 05933350 | 3.747 | Solar |  |  | Active Application | Trade Secret | Trade | WCR | WCR063 | Residential |  | Trade Secret | 2024
20252-215912-02 | Xcel Energy | 85 | 13781 | IOU | 05933360 | 2.903 | Solar |  |  | Active Application | Trade Secret | Trade | ALD | ALD076 | Residential | Solar*Rewards | Trade Secret | 2024
20252-215912-02 | Xcel Energy | 85 | 13781 | IOU | 05933371 | 2.657 | Solar |  |  | Interconnected | Trade Secret | Trade | SLP | SLP082 | Residential |  | Trade Secret | 2024 | 2024
20252-215912-02 | Xcel Energy | 85 | 13781 | IOU | 05933381 | 5.052 | Solar |  |  | Active Application | Trade Secret | Trade | OSS | OSS071 | Residential |  | Trade Secret | 2024
20252-215912-02 | Xcel Energy | 85 | 13781 | IOU | 05933390 | 7.591 | Solar |  |  | Withdrawn | Trade Secret | Trade | MPK | MPK078 | Residential | Solar*Rewards | Trade Secret | 2024
20252-215912-02 | Xcel Energy | 85 | 13781 | IOU | 05933431 | 6.046 | Solar |  |  | Active Application | Trade Secret | Trade | GRC | GRC313 | Residential |  | Trade Secret | 2024
20252-215912-02 | Xcel Energy | 85 | 13781 | IOU | 05933458 | 5.76 | Solar |  |  | Active Application | Trade Secret | Trade | FSL | FSL311 | Residential | Solar*Rewards | Trade Secret | 2024
20252-215912-02 | Xcel Energy | 85 | 13781 | IOU | 05933541 | 7.6 | Solar |  |  | Interconnected | Trade Secret | Trade | HSN | HSN322 | Residential | Solar*Rewards | Trade Secret | 2024 | 2024
20252-215912-02 | Xcel Energy | 85 | 13781 | IOU | 05933555 | 4950 | Solar |  |  | Active Application | Trade Secret | Trade |  |  | Commercial |  | Trade Secret | 2024
20252-215912-02 | Xcel Energy | 85 | 13781 | IOU | 05933634 | 6.046 | Solar |  |  | Active Application | Trade Secret | Trade | HSN | HSN321 | Residential |  | Trade Secret | 2024
20252-215912-02 | Xcel Energy | 85 | 13781 | IOU | 05933650 | 11.517 | Solar |  |  | Interconnected | Trade Secret | Trade | FAP | FAP061 | Residential | Solar*Rewards | Trade Secret | 2024 | 2025
20252-215912-02 | Xcel Energy | 85 | 13781 | IOU | 05933833 | 4.592 | Solar |  |  | Interconnected | Trade Secret | Trade | ALK | ALK067 | Residential | Solar*Rewards | Trade Secret | 2024 | 2024
20252-215912-02 | Xcel Energy | 85 | 13781 | IOU | 05933843 | 15.744 | Solar |  |  | Withdrawn | Trade Secret | Trade | ESW | ESW081 | Residential | Solar*Rewards | Trade Secret | 2024
20252-215912-02 | Xcel Energy | 85 | 13781 | IOU | 05934115 | 39.52 | Solar |  |  | Active Application | Trade Secret | Trade | WAS | WAS092 | Residential |  | Trade Secret | 2024
20252-215912-02 | Xcel Energy | 85 | 13781 | IOU | 05934448 |  | Solar |  |  | Active Application | Trade Secret | Trade |  |  | Residential | Solar*Rewards | Trade Secret | 2024
20252-215912-02 | Xcel Energy | 85 | 13781 | IOU | 05934945 | 6.046 | Solar |  |  | Active Application | Trade Secret | Trade | HSN | HSN322 | Residential |  | Trade Secret | 2024
20252-215912-02 | Xcel Energy | 85 | 13781 | IOU | 05934950 | 9.994 | Solar |  |  | Active Application | Trade Secret | Trade | HSN | HSN312 | Residential |  | Trade Secret | 2024
20252-215912-02 | Xcel Energy | 85 | 13781 | IOU | 05934955 | 3.747 | Solar |  |  | Withdrawn | Trade Secret | Trade | HSN | HSN321 | Residential |  | Trade Secret | 2024
20252-215912-02 | Xcel Energy | 85 | 13781 | IOU | 05934960 | 3.747 | Solar |  |  | Interconnected | Trade Secret | Trade | MST | MST071 | Residential |  | Trade Secret | 2024 | 2025
20252-215912-02 | Xcel Energy | 85 | 13781 | IOU | 05934964 | 3.747 | Solar |  |  | Active Application | Trade Secret | Trade | TWL | TWL081 | Residential |  | Trade Secret | 2024
20252-215912-02 | Xcel Energy | 85 | 13781 | IOU | 05935076 | 9.994 | Solar |  |  | Active Application | Trade Secret | Trade | FSL | FSL311 | Residential |  | Trade Secret | 2024
20252-215912-02 | Xcel Energy | 85 | 13781 | IOU | 05935106 | 3.747 | Solar |  |  | Withdrawn | Trade Secret | Trade | WIL | WIL098 | Residential |  | Trade Secret | 2024
20252-215912-02 | Xcel Energy | 85 | 13781 | IOU | 05935168 | 5.052 | Solar |  |  | Withdrawn | Trade Secret | Trade | WTB | WTB021 | Residential |  | Trade Secret | 2024
20252-215912-02 | Xcel Energy | 85 | 13781 | IOU | 05935206 | 7.548 | Solar |  |  | Interconnected | Trade Secret | Trade | BCR | BCR083 | Residential |  | Trade Secret | 2024 | 2024
20252-215912-02 | Xcel Energy | 85 | 13781 | IOU | 05935213 | 9.994 | Solar |  |  | Active Application | Trade Secret | Trade | SOU | SOU065 | Residential |  | Trade Secret | 2024
20252-215912-02 | Xcel Energy | 85 | 13781 | IOU | 05935330 | 8.7 | Solar |  |  | Interconnected | Trade Secret | Trade | ALD | ALD082 | Residential | Solar*Rewards | Trade Secret | 2024 | 2024
20252-215912-02 | Xcel Energy | 85 | 13781 | IOU | 05935462 | 4.93 | Solar |  |  | Interconnected | Trade Secret | Trade | SOU | SOU060 | Residential | Solar*Rewards | Trade Secret | 2024 | 2024
20252-215912-02 | Xcel Energy | 85 | 13781 | IOU | 05935466 | 6.046 | Solar |  |  | Active Application | Trade Secret | Trade | XRD | XRD076 | Residential |  | Trade Secret | 2024
20252-215912-02 | Xcel Energy | 85 | 13781 | IOU | 05935489 | 3.747 | Solar |  |  | Active Application | Trade Secret | Trade | WIL | WIL089 | Residential |  | Trade Secret | 2024
20252-215912-02 | Xcel Energy | 85 | 13781 | IOU | 05935618 | 5.052 | Solar |  |  | Active Application | Trade Secret | Trade | FRM | FRM071 | Residential |  | Trade Secret | 2024
20252-215912-02 | Xcel Energy | 85 | 13781 | IOU | 05935623 | 3.747 | Solar |  |  | Active Application | Trade Secret | Trade | WIL | WIL082 | Residential |  | Trade Secret | 2024
20252-215912-02 | Xcel Energy | 85 | 13781 | IOU | 05935644 | 7.6 | Solar |  |  | Interconnected | Trade Secret | Trade | HUG | HUG311 | Residential | Solar*Rewards | Trade Secret | 2024 | 2025
20252-215912-02 | Xcel Energy | 85 | 13781 | IOU | 05935823 | 7.6 | Solar |  |  | Active Application | Trade Secret | Trade | RRK | RRK064 | Residential | Solar*Rewards | Trade Secret | 2024
20252-215912-02 | Xcel Energy | 85 | 13781 | IOU | 05936557 | 5.25 | Solar |  |  | Interconnected | Trade Secret | Trade | OSS | OSS065 | Residential |  | Trade Secret | 2024 | 2025
20252-215912-02 | Xcel Energy | 85 | 13781 | IOU | 05936624 | 8.125 | Solar |  |  | Active Application | Trade Secret | Trade | SOU | SOU065 | Residential | Solar*Rewards | Trade Secret | 2024
20252-215912-02 | Xcel Energy | 85 | 13781 | IOU | 05936649 | 6.046 | Solar |  |  | Interconnected | Trade Secret | Trade | OSS | OSS063 | Residential |  | Trade Secret | 2024 | 2025
20252-215912-02 | Xcel Energy | 85 | 13781 | IOU | 05936650 | 3.84 | Solar |  |  | Interconnected | Trade Secret | Trade | FSL | FSL312 | Residential | Solar*Rewards | Trade Secret | 2024 | 2024
20252-215912-02 | Xcel Energy | 85 | 13781 | IOU | 05936703 | 7.616 | Solar |  |  | Active Application | Trade Secret | Trade | JOR | JOR022 | Residential |  | Trade Secret | 2024
20252-215912-02 | Xcel Energy | 85 | 13781 | IOU | 05936723 | 7.616 | Solar |  |  | Active Application | Trade Secret | Trade | HSN | HSN321 | Residential |  | Trade Secret | 2024
20252-215912-02 | Xcel Energy | 85 | 13781 | IOU | 05936732 | 2.61 | Solar |  |  | Interconnected | Trade Secret | Trade | ALD | ALD097 | Residential | Solar*Rewards | Trade Secret | 2024 | 2025
20252-215912-02 | Xcel Energy | 85 | 13781 | IOU | 05936740 | 3.747 | Solar |  |  | Interconnected | Trade Secret | Trade | RMT | RMT321 | Residential |  | Trade Secret | 2024 | 2024
20252-215912-02 | Xcel Energy | 85 | 13781 | IOU | 05936774 | 6.073 | Solar |  |  | Active Application | Trade Secret | Trade | HSN | HSN321 | Residential |  | Trade Secret | 2024
20252-215912-02 | Xcel Energy | 85 | 13781 | IOU | 05936817 | 3.747 | Solar |  |  | Active Application | Trade Secret | Trade | MOL | MOL061 | Residential |  | Trade Secret | 2024
20252-215912-02 | Xcel Energy | 85 | 13781 | IOU | 05936830 | 6.825 | Solar |  |  | Active Application | Trade Secret | Trade | HOL | HOL071 | Residential |  | Trade Secret | 2024
20252-215912-02 | Xcel Energy | 85 | 13781 | IOU | 05936871 | 4.934 | Solar |  |  | Active Application | Trade Secret | Trade | BLC | BLC062 | Residential | Solar*Rewards | Trade Secret | 2024
20252-215912-02 | Xcel Energy | 85 | 13781 | IOU | 05936887 | 3.747 | Solar |  |  | Interconnected | Trade Secret | Trade | FSL | FSL312 | Residential |  | Trade Secret | 2024 | 2025
20252-215912-02 | Xcel Energy | 85 | 13781 | IOU | 05936915 | 6.046 | Solar |  |  | Active Application | Trade Secret | Trade | OAD | OAD063 | Residential |  | Trade Secret | 2024
20252-215912-02 | Xcel Energy | 85 | 13781 | IOU | 05936956 |  | Solar |  |  | Active Application | Trade Secret | Trade | BRP | BRP061 | Residential | Solar*Rewards | Trade Secret | 2024
20252-215912-02 | Xcel Energy | 85 | 13781 | IOU | 05936986 | 8.73 | Solar |  |  | Interconnected | Trade Secret | Trade | LEX | LEX063 | Residential | Solar*Rewards | Trade Secret | 2024 | 2024
20252-215912-02 | Xcel Energy | 85 | 13781 | IOU | 05936999 | 9.869 | Solar |  |  | Withdrawn | Trade Secret | Trade | UPP | UPP063 | Residential | Solar*Rewards | Trade Secret | 2024
20252-215912-02 | Xcel Energy | 85 | 13781 | IOU | 05937020 | 4.555 | Solar |  |  | Interconnected | Trade Secret | Trade | ALD | ALD092 | Residential | Solar*Rewards | Trade Secret | 2024 | 2024
20252-215912-02 | Xcel Energy | 85 | 13781 | IOU | 05937060 | 5.76 | Solar |  |  | Interconnected | Trade Secret | Trade | RPO | RPO312 | Residential | Solar*Rewards | Trade Secret | 2024 | 2025
20252-215912-02 | Xcel Energy | 85 | 13781 | IOU | 05937065 | 9.75 | Solar |  |  | Interconnected | Trade Secret | Trade | WES | WES074 | Residential |  | Trade Secret | 2024 | 2024
20252-215912-02 | Xcel Energy | 85 | 13781 | IOU | 05937069 | 6.08 | Solar |  |  | Interconnected | Trade Secret | Trade | OAD | OAD061 | Residential | Solar*Rewards | Trade Secret | 2024 | 2024
20252-215912-02 | Xcel Energy | 85 | 13781 | IOU | 05937079 | 6.073 | Solar |  |  | Interconnected | Trade Secret | Trade | ALD | ALD085 | Residential | Solar*Rewards | Trade Secret | 2024 | 2024
20252-215912-02 | Xcel Energy | 85 | 13781 | IOU | 05937082 |  |  |  |  | Active Application | Trade Secret | Trade |  |  | Residential |  | Trade Secret | 2024
20252-215912-02 | Xcel Energy | 85 | 13781 | IOU | 05937084 | 5.76 | Solar |  |  | Withdrawn | Trade Secret | Trade | PAT | PAT313 | Residential |  | Trade Secret | 2024
20252-215912-02 | Xcel Energy | 85 | 13781 | IOU | 05937104 | 9.869 | Solar |  |  | Interconnected | Trade Secret | Trade | UPP | UPP063 | Residential |  | Trade Secret | 2024 | 2024
20252-215912-02 | Xcel Energy | 85 | 13781 | IOU | 05937113 | 3.416 | Solar |  |  | Interconnected | Trade Secret | Trade | TER | TER071 | Residential | Solar*Rewards | Trade Secret | 2024 | 2024
20252-215912-02 | Xcel Energy | 85 | 13781 | IOU | 05937133 | 5.8 | Solar |  |  | Interconnected | Trade Secret | Trade | SOU | SOU077 | Residential | Solar*Rewards | Trade Secret | 2024 | 2024
20252-215912-02 | Xcel Energy | 85 | 13781 | IOU | 05937143 | 10.4 | Solar |  |  | Active Application | Trade Secret | Trade | MPN | MPN081 | Residential | Solar*Rewards | Trade Secret | 2024
20252-215912-02 | Xcel Energy | 85 | 13781 | IOU | 05937163 | 8.99 | Solar |  |  | Interconnected | Trade Secret | Trade | FAP | FAP062 | Residential | Solar*Rewards | Trade Secret | 2024 | 2024
20252-215912-02 | Xcel Energy | 85 | 13781 | IOU | 05937173 | 4.35 | Solar |  |  | Interconnected | Trade Secret | Trade | TER | TER081 | Residential | Solar*Rewards | Trade Secret | 2024 | 2024
20252-215912-02 | Xcel Energy | 85 | 13781 | IOU | 05937209 | 8.45 | Solar |  |  | Interconnected | Trade Secret | Trade | HUG | HUG312 | Residential | Solar*Rewards | Trade Secret | 2024 | 2024
20252-215912-02 | Xcel Energy | 85 | 13781 | IOU | 05937660 | 5.052 | Solar |  |  | Active Application | Trade Secret | Trade | SOU | SOU065 | Residential |  | Trade Secret | 2024
20252-215912-02 | Xcel Energy | 85 | 13781 | IOU | 05937677 | 5000 | Solar |  |  | Withdrawn | Trade Secret | Trade |  |  | Residential | Other | Trade Secret | 2024
20252-215912-02 | Xcel Energy | 85 | 13781 | IOU | 05937679 | 9.994 | Solar |  |  | Active Application | Trade Secret | Trade | GRC | GRC312 | Residential |  | Trade Secret | 2024
20252-215912-02 | Xcel Energy | 85 | 13781 | IOU | 05937689 | 5.933 | Solar |  |  | Active Application | Trade Secret | Trade | RLK | RLK073 | Residential | Solar*Rewards | Trade Secret | 2024
20252-215912-02 | Xcel Energy | 85 | 13781 | IOU | 05937699 | 3.747 | Solar |  |  | Active Application | Trade Secret | Trade | EKO | EKO021 | Residential |  | Trade Secret | 2024
20252-215912-02 | Xcel Energy | 85 | 13781 | IOU | 05937713 | 7.616 | Solar |  |  | Active Application | Trade Secret | Trade | GRC | GRC312 | Residential |  | Trade Secret | 2024
20252-215912-02 | Xcel Energy | 85 | 13781 | IOU | 05937750 | 5.052 | Solar |  |  | Active Application | Trade Secret | Trade | WES | WES065 | Residential |  | Trade Secret | 2024
20252-215912-02 | Xcel Energy | 85 | 13781 | IOU | 05937832 | 5000 | Solar |  |  | Withdrawn | Trade Secret | Trade |  |  | Residential | Other | Trade Secret | 2024
20252-215912-02 | Xcel Energy | 85 | 13781 | IOU | 05937934 | 5.693 | Solar |  |  | Interconnected | Trade Secret | Trade | WSG | WSG066 | Residential |  | Trade Secret | 2024 | 2024
20252-215912-02 | Xcel Energy | 85 | 13781 | IOU | 05938017 | 6.046 | Solar |  |  | Active Application | Trade Secret | Trade | FSL | FSL312 | Residential |  | Trade Secret | 2024
20252-215912-02 | Xcel Energy | 85 | 13781 | IOU | 05938048 | 6.453 | Solar |  |  | Interconnected | Trade Secret | Trade | APA | APA077 | Residential | Solar*Rewards | Trade Secret | 2024 | 2024
20252-215912-02 | Xcel Energy | 85 | 13781 | IOU | 05938067 | 6.96 | Solar |  |  | Interconnected | Trade Secret | Trade | TWL | TWL062 | Residential | Solar*Rewards | Trade Secret | 2024 | 2024
20252-215912-02 | Xcel Energy | 85 | 13781 | IOU | 05938071 | 7.616 | Solar |  |  | Active Application | Trade Secret | Trade | HAS | HAS022 | Residential |  | Trade Secret | 2024
20252-215912-02 | Xcel Energy | 85 | 13781 | IOU | 05938081 | 8.36 | Solar |  |  | Interconnected | Trade Secret | Trade | WCR | WCR062 | Residential | Solar*Rewards | Trade Secret | 2024 | 2024
20252-215912-02 | Xcel Energy | 85 | 13781 | IOU | 05938093 | 2.903 | Solar |  |  | Interconnected | Trade Secret | Trade | IDA | IDA073 | Residential | Solar*Rewards | Trade Secret | 2024 | 2024
20252-215912-02 | Xcel Energy | 85 | 13781 | IOU | 05938101 | 3.747 | Solar |  |  | Active Application | Trade Secret | Trade | WIL | WIL075 | Residential |  | Trade Secret | 2024
20252-215912-02 | Xcel Energy | 85 | 13781 | IOU | 05938113 | 6.967 | Solar |  |  | Interconnected | Trade Secret | Trade | WRR | WRR064 | Residential | Solar*Rewards | Trade Secret | 2024 | 2024
20252-215912-02 | Xcel Energy | 85 | 13781 | IOU | 05938134 | 6.453 | Solar |  |  | Interconnected | Trade Secret | Trade | WES | WES074 | Residential | Solar*Rewards | Trade Secret | 2024 | 2025
20252-215912-02 | Xcel Energy | 85 | 13781 | IOU | 05938152 | 4.555 | Solar |  |  | Active Application | Trade Secret | Trade | RIV | RIV061 | Residential | Solar*Rewards | Trade Secret | 2024
20252-215912-02 | Xcel Energy | 85 | 13781 | IOU | 05938165 | 9.109 | Solar |  |  | Interconnected | Trade Secret | Trade | MST | MST076 | Residential | Solar*Rewards | Trade Secret | 2024 | 2024
20252-215912-02 | Xcel Energy | 85 | 13781 | IOU | 05938252 | 7.616 | Solar |  |  | Active Application | Trade Secret | Trade | RPO | RPO312 | Residential |  | Trade Secret | 2024
20252-215912-02 | Xcel Energy | 85 | 13781 | IOU | 05938280 | 12.092 | Solar |  |  | Interconnected | Trade Secret | Trade | WIL | WIL081 | Residential |  | Trade Secret | 2024 | 2025
20252-215912-02 | Xcel Energy | 85 | 13781 | IOU | 05938310 | 6.046 | Solar |  |  | Active Application | Trade Secret | Trade | HUG | HUG311 | Residential |  | Trade Secret | 2024
20252-215912-02 | Xcel Energy | 85 | 13781 | IOU | 05938318 | 3.416 | Solar |  |  | Interconnected | Trade Secret | Trade | CGR | CGR062 | Residential |  | Trade Secret | 2024 | 2024
20252-215912-02 | Xcel Energy | 85 | 13781 | IOU | 05938368 | 13.824 | Solar |  |  | Active Application | Trade Secret | Trade | NOF | NOF061 | Residential |  | Trade Secret | 2024
20252-215912-02 | Xcel Energy | 85 | 13781 | IOU | 05938837 | 6.3 | Solar |  |  | Interconnected | Trade Secret | Trade | OSS | OSS073 | Residential | Solar*Rewards | Trade Secret | 2024 | 2024
20252-215912-02 | Xcel Energy | 85 | 13781 | IOU | 05938840 |  |  |  |  | Active Application | Trade Secret | Trade |  |  | Residential |  | Trade Secret | 2024
20252-215912-02 | Xcel Energy | 85 | 13781 | IOU | 05938857 | 5.51 | Solar |  |  | Interconnected | Trade Secret | Trade | WRR | WRR064 | Residential | Solar*Rewards | Trade Secret | 2024 | 2024
20252-215912-02 | Xcel Energy | 85 | 13781 | IOU | 05938861 | 7.616 | Solar |  |  | Interconnected | Trade Secret | Trade | RRK | RRK063 | Residential |  | Trade Secret | 2024 | 2025
20252-215912-02 | Xcel Energy | 85 | 13781 | IOU | 05938902 | 4.06 | Solar |  |  | Active Application | Trade Secret | Trade | ALD | ALD076 | Residential | Solar*Rewards | Trade Secret | 2024
20252-215912-02 | Xcel Energy | 85 | 13781 | IOU | 05938940 | 7.25 | Solar |  |  | Interconnected | Trade Secret | Trade | TWL | TWL062 | Residential | Solar*Rewards | Trade Secret | 2024 | 2024
20252-215912-02 | Xcel Energy | 85 | 13781 | IOU | 05938972 | 2.903 | Solar |  |  | Interconnected | Trade Secret | Trade | SOU | SOU069 | Residential | Solar*Rewards | Trade Secret | 2024 | 2024
20252-215912-02 | Xcel Energy | 85 | 13781 | IOU | 05939031 | 3.037 | Solar |  |  | Active Application | Trade Secret | Trade | MST | MST074 | Residential |  | Trade Secret | 2024
20252-215912-02 | Xcel Energy | 85 | 13781 | IOU | 05939080 | 3.796 | Solar |  |  | Interconnected | Trade Secret | Trade | ALD | ALD092 | Residential | Solar*Rewards | Trade Secret | 2024 | 2024
20252-215912-02 | Xcel Energy | 85 | 13781 | IOU | 05939111 | 600 | Solar |  |  | Active Application | Trade Secret | Trade | WRR | WRR085 | Commercial |  | Trade Secret | 2024
20252-215912-02 | Xcel Energy | 85 | 13781 | IOU | 05939142 | 3.84 | Solar |  |  | Interconnected | Trade Secret | Trade | VKG | VKG072 | Residential | Solar*Rewards | Trade Secret | 2024 | 2024
20252-215912-02 | Xcel Energy | 85 | 13781 | IOU | 05939190 | 11.393 | Solar |  |  | Active Application | Trade Secret | Trade | WEH | WEH021 | Residential |  | Trade Secret | 2024
20252-215912-02 | Xcel Energy | 85 | 13781 | IOU | 05939221 | 7.616 | Solar |  |  | Active Application | Trade Secret | Trade | RRK | RRK063 | Residential |  | Trade Secret | 2024
20252-215912-02 | Xcel Energy | 85 | 13781 | IOU | 05939257 | 14.658 | Solar |  |  | Active Application | Trade Secret | Trade | HUG | HUG321 | Residential | Solar*Rewards | Trade Secret | 2024
20252-215912-02 | Xcel Energy | 85 | 13781 | IOU | 05939264 | 7.616 | Solar |  |  | Active Application | Trade Secret | Trade | WIL | WIL071 | Residential |  | Trade Secret | 2024
20252-215912-02 | Xcel Energy | 85 | 13781 | IOU | 05939272 | 3.747 | Solar |  |  | Active Application | Trade Secret | Trade | STY | STY071 | Residential |  | Trade Secret | 2024
20252-215912-02 | Xcel Energy | 85 | 13781 | IOU | 05939275 | 4.355 | Solar |  |  | Interconnected | Trade Secret | Trade | ALD | ALD076 | Residential | Solar*Rewards | Trade Secret | 2024 | 2025
20252-215912-02 | Xcel Energy | 85 | 13781 | IOU | 05939381 | 3.747 | Solar |  |  | Interconnected | Trade Secret | Trade | RRK | RRK063 | Residential |  | Trade Secret | 2024 | 2025
20252-215912-02 | Xcel Energy | 85 | 13781 | IOU | 05939410 | 5.052 | Solar |  |  | Active Application | Trade Secret | Trade | AFT | AFT322 | Residential |  | Trade Secret | 2024
20252-215912-02 | Xcel Energy | 85 | 13781 | IOU | 05939457 | 7.8 | Solar |  |  | Withdrawn | Trade Secret | Trade | APA | APA068 | Residential | Solar*Rewards | Trade Secret | 2024
20252-215912-02 | Xcel Energy | 85 | 13781 | IOU | 05939527 | 6.967 | Solar |  |  | Active Application | Trade Secret | Trade | APA | APA067 | Residential |  | Trade Secret | 2024
20252-215912-02 | Xcel Energy | 85 | 13781 | IOU | 05939542 | 6.98 | Solar |  |  | Active Application | Trade Secret | Trade | FSL | FSL311 | Residential |  | Trade Secret | 2024
20252-215912-02 | Xcel Energy | 85 | 13781 | IOU | 05939680 | 3.747 | Solar |  |  | Active Application | Trade Secret | Trade | WIL | WIL071 | Residential |  | Trade Secret | 2024
20252-215912-02 | Xcel Energy | 85 | 13781 | IOU | 05939690 | 3.747 | Solar |  |  | Active Application | Trade Secret | Trade | FSL | FSL311 | Residential |  | Trade Secret | 2024
20252-215912-02 | Xcel Energy | 85 | 13781 | IOU | 05939841 | 6.046 | Solar |  |  | Active Application | Trade Secret | Trade | STY | STY073 | Residential |  | Trade Secret | 2024
20252-215912-02 | Xcel Energy | 85 | 13781 | IOU | 05939932 | 4.55 | Solar |  |  | Active Application | Trade Secret | Trade | RMT | RMT321 | Residential |  | Trade Secret | 2024
20252-215912-02 | Xcel Energy | 85 | 13781 | IOU | 05940038 | 6.5 | Solar |  |  | Interconnected | Trade Secret | Trade | KAN | KAN031 | Residential | Solar*Rewards | Trade Secret | 2024 | 2024
20252-215912-02 | Xcel Energy | 85 | 13781 | IOU | 05940106 |  |  |  |  | Withdrawn | Trade Secret | Trade |  |  | Residential |  | Trade Secret | 2024
20252-215912-02 | Xcel Energy | 85 | 13781 | IOU | 05940425 | 15.244 | Solar |  |  | Active Application | Trade Secret | Trade | HSN | HSN312 | Residential |  | Trade Secret | 2024
20252-215912-02 | Xcel Energy | 85 | 13781 | IOU | 05940442 | 6.3 | Solar |  |  | Interconnected | Trade Secret | Trade | LLK | LLK072 | Residential | Solar*Rewards | Trade Secret | 2024 | 2024
20252-215912-02 | Xcel Energy | 85 | 13781 | IOU | 05940487 | 80 | Solar |  |  | Active Application | Trade Secret | Trade | WIN | WIN032 | Commercial |  | Trade Secret | 2024
20252-215912-02 | Xcel Energy | 85 | 13781 | IOU | 05940491 | 3.25 | Solar |  |  | Interconnected | Trade Secret | Trade | CGR | CGR061 | Residential |  | Trade Secret | 2024 | 2024
20252-215912-02 | Xcel Energy | 85 | 13781 | IOU | 05940506 | 11.52 | Solar |  |  | Withdrawn | Trade Secret | Trade | RLK | RLK066 | Residential | Solar*Rewards | Trade Secret | 2024
20252-215912-02 | Xcel Energy | 85 | 13781 | IOU | 05940887 | 6.046 | Solar |  |  | Withdrawn | Trade Secret | Trade | WAV | WAV021 | Residential |  | Trade Secret | 2024
20252-215912-02 | Xcel Energy | 85 | 13781 | IOU | 05940944 | 3000 | Solar |  |  | Withdrawn | Trade Secret | Trade |  |  | Residential | Other | Trade Secret | 2024
20252-215912-02 | Xcel Energy | 85 | 13781 | IOU | 05940958 | 5.314 | Solar |  |  | Active Application | Trade Secret | Trade | SOU | SOU083 | Residential |  | Trade Secret | 2024
20252-215912-02 | Xcel Energy | 85 | 13781 | IOU | 05940973 | 6.073 | Solar |  |  | Interconnected | Trade Secret | Trade | ALD | ALD084 | Residential |  | Trade Secret | 2024 | 2024
20252-215912-02 | Xcel Energy | 85 | 13781 | IOU | 05941006 |  |  |  |  | Active Application | Trade Secret | Trade |  |  | Residential |  | Trade Secret | 2024
20252-215912-02 | Xcel Energy | 85 | 13781 | IOU | 05941056 | 30 | Solar |  |  | Active Application | Trade Secret | Trade | ALD | ALD076 | Commercial | Solar*Rewards | Trade Secret | 2024
20252-215912-02 | Xcel Energy | 85 | 13781 | IOU | 05941139 | 6.046 | Solar |  |  | Active Application | Trade Secret | Trade | WDY | WDY321 | Residential |  | Trade Secret | 2024
20252-215912-02 | Xcel Energy | 85 | 13781 | IOU | 05941149 | 5.052 | Solar |  |  | Interconnected | Trade Secret | Trade | RRK | RRK063 | Residential |  | Trade Secret | 2024 | 2025
20252-215912-02 | Xcel Energy | 85 | 13781 | IOU | 05941398 | 6.046 | Solar |  |  | Active Application | Trade Secret | Trade | WIL | WIL084 | Residential |  | Trade Secret | 2024
20252-215912-02 | Xcel Energy | 85 | 13781 | IOU | 05941400 |  |  |  |  | Active Application | Trade Secret | Trade |  |  | Residential |  | Trade Secret | 2024
20252-215912-02 | Xcel Energy | 85 | 13781 | IOU | 05941402 | 6.046 | Solar |  |  | Interconnected | Trade Secret | Trade | SOU | SOU064 | Residential |  | Trade Secret | 2024 | 2025
20252-215912-02 | Xcel Energy | 85 | 13781 | IOU | 05941405 | 6.046 | Solar |  |  | Active Application | Trade Secret | Trade | RLK | RLK073 | Residential |  | Trade Secret | 2024
20252-215912-02 | Xcel Energy | 85 | 13781 | IOU | 05941409 | 5.052 | Solar |  |  | Active Application | Trade Secret | Trade | WIL | WIL082 | Residential |  | Trade Secret | 2024
20252-215912-02 | Xcel Energy | 85 | 13781 | IOU | 05941413 | 3.747 | Solar |  |  | Withdrawn | Trade Secret | Trade | RIV | RIV076 | Residential |  | Trade Secret | 2024
20252-215912-02 | Xcel Energy | 85 | 13781 | IOU | 05941423 | 5.052 | Solar |  |  | Active Application | Trade Secret | Trade | FSL | FSL312 | Residential |  | Trade Secret | 2024
20252-215912-02 | Xcel Energy | 85 | 13781 | IOU | 05941424 | 3.747 | Solar |  |  | Withdrawn | Trade Secret | Trade | WEH | WEH021 | Residential |  | Trade Secret | 2024
20252-215912-02 | Xcel Energy | 85 | 13781 | IOU | 05941429 | 7.616 | Solar |  |  | Active Application | Trade Secret | Trade | RRK | RRK063 | Residential |  | Trade Secret | 2024
20252-215912-02 | Xcel Energy | 85 | 13781 | IOU | 05941437 | 6.046 | Solar |  |  | Active Application | Trade Secret | Trade | WDY | WDY322 | Residential |  | Trade Secret | 2024
20252-215912-02 | Xcel Energy | 85 | 13781 | IOU | 05941578 | 7 | Solar |  |  | Interconnected | Trade Secret | Trade | WCR | WCR322 | Residential |  | Trade Secret | 2024 | 2024
20252-215912-02 | Xcel Energy | 85 | 13781 | IOU | 05941661 | 11.904 | Solar |  |  | Interconnected | Trade Secret | Trade | IDA | IDA061 | Residential | Solar*Rewards | Trade Secret | 2024 | 2024
20252-215912-02 | Xcel Energy | 85 | 13781 | IOU | 05941751 | 3.84 | Solar |  |  | Interconnected | Trade Secret | Trade | ALD | ALD076 | Residential | Solar*Rewards | Trade Secret | 2024 | 2025
20252-215912-02 | Xcel Energy | 85 | 13781 | IOU | 05941759 | 6.175 | Solar |  |  | Active Application | Trade Secret | Trade | BEL | BEL061 | Residential | Solar*Rewards | Trade Secret | 2024
20252-215912-02 | Xcel Energy | 85 | 13781 | IOU | 05941760 | 6.046 | Solar |  |  | Active Application | Trade Secret | Trade | MHW | MHW311 | Residential |  | Trade Secret | 2024
20252-215912-02 | Xcel Energy | 85 | 13781 | IOU | 05941771 | 12.483 | Solar |  |  | Active Application | Trade Secret | Trade | NOF | NOF061 | Residential |  | Trade Secret | 2024
20252-215912-02 | Xcel Energy | 85 | 13781 | IOU | 05941776 | 6.832 | Solar |  |  | Active Application | Trade Secret | Trade | SWN | SWN022 | Residential |  | Trade Secret | 2024
20252-215912-02 | Xcel Energy | 85 | 13781 | IOU | 05941777 | 17.08 | Solar |  |  | Interconnected | Trade Secret | Trade | HUG | HUG321 | Residential | Solar*Rewards | Trade Secret | 2024 | 2025
20252-215912-02 | Xcel Energy | 85 | 13781 | IOU | 05941802 | 3.84 | Solar |  |  | Active Application | Trade Secret | Trade | FSL | FSL312 | Residential | Solar*Rewards | Trade Secret | 2024
20252-215912-02 | Xcel Energy | 85 | 13781 | IOU | 05941803 | 3.747 | Solar |  |  | Interconnected | Trade Secret | Trade | SOU | SOU069 | Residential | Solar*Rewards | Trade Secret | 2024 | 2024
20252-215912-02 | Xcel Energy | 85 | 13781 | IOU | 05941814 | 12.146 | Solar |  |  | Withdrawn | Trade Secret | Trade | RVA | RVA061 | Residential | Solar*Rewards | Trade Secret | 2024
20252-215912-02 | Xcel Energy | 85 | 13781 | IOU | 05941822 | 12.146 | Solar |  |  | Interconnected | Trade Secret | Trade | RVA | RVA061 | Residential | Solar*Rewards | Trade Secret | 2024 | 2025
20252-215912-02 | Xcel Energy | 85 | 13781 | IOU | 05941840 | 4.175 | Solar |  |  | Active Application | Trade Secret | Trade | MOL | MOL078 | Commercial | Solar*Rewards | Trade Secret | 2024
20252-215912-02 | Xcel Energy | 85 | 13781 | IOU | 05941847 | 14.423 | Solar |  |  | Interconnected | Trade Secret | Trade | LLK | LLK071 | Residential | Solar*Rewards | Trade Secret | 2024 | 2024
20252-215912-02 | Xcel Energy | 85 | 13781 | IOU | 05941874 | 2.277 | Solar |  |  | Active Application | Trade Secret | Trade | OAD | OAD074 | Residential |  | Trade Secret | 2024
20252-215912-02 | Xcel Energy | 85 | 13781 | IOU | 05941890 |  | Solar |  |  | Withdrawn | Trade Secret | Trade |  |  | Residential | Solar*Rewards | Trade Secret | 2024
20252-215912-02 | Xcel Energy | 85 | 13781 | IOU | 05941896 | 3.84 | Solar |  |  | Interconnected | Trade Secret | Trade | MDT | MDT073 | Residential | Solar*Rewards | Trade Secret | 2024 | 2025
20252-215912-02 | Xcel Energy | 85 | 13781 | IOU | 05941906 | 5.052 | Solar |  |  | Interconnected | Trade Secret | Trade | APA | APA076 | Residential |  | Trade Secret | 2024 | 2025
20252-215912-02 | Xcel Energy | 85 | 13781 | IOU | 05941921 | 15.232 | Solar |  |  | Active Application | Trade Secret | Trade | WEH | WEH021 | Residential |  | Trade Secret | 2024
20252-215912-02 | Xcel Energy | 85 | 13781 | IOU | 05941981 | 7.212 | Solar |  |  | Interconnected | Trade Secret | Trade | STY | STY071 | Residential |  | Trade Secret | 2024 | 2024
20252-215912-02 | Xcel Energy | 85 | 13781 | IOU | 05941990 | 5.22 | Solar |  |  | Interconnected | Trade Secret | Trade | ALD | ALD076 | Residential | Solar*Rewards | Trade Secret | 2024 | 2024
20252-215912-02 | Xcel Energy | 85 | 13781 | IOU | 05942007 | 6.097 | Solar |  |  | Active Application | Trade Secret | Trade | GLK | GLK063 | Residential |  | Trade Secret | 2024
20252-215912-02 | Xcel Energy | 85 | 13781 | IOU | 05942036 | 4999 | Solar |  |  | Active Application | Trade Secret | Trade | LIL | LIL021 | Commercial |  | Trade Secret | 2024
20252-215912-02 | Xcel Energy | 85 | 13781 | IOU | 05942061 |  | Solar |  |  | Active Application | Trade Secret | Trade |  |  | Residential | Solar*Rewards | Trade Secret | 2024
20252-215912-02 | Xcel Energy | 85 | 13781 | IOU | 05942123 | 5.052 | Solar |  |  | Active Application | Trade Secret | Trade | WIL | WIL098 | Residential |  | Trade Secret | 2024
20252-215912-02 | Xcel Energy | 85 | 13781 | IOU | 05942287 | 3.84 | Solar |  |  | Active Application | Trade Secret | Trade | SOU | SOU063 | Residential | Solar*Rewards | Trade Secret | 2024
20252-215912-02 | Xcel Energy | 85 | 13781 | IOU | 05942409 | 6.046 | Solar |  |  | Active Application | Trade Secret | Trade | TLK | TLK064 | Residential |  | Trade Secret | 2024
20252-215912-02 | Xcel Energy | 85 | 13781 | IOU | 05942416 | 3.747 | Solar |  |  | Active Application | Trade Secret | Trade | RRK | RRK064 | Residential |  | Trade Secret | 2024
20252-215912-02 | Xcel Energy | 85 | 13781 | IOU | 05942489 | 3.747 | Solar |  |  | Active Application | Trade Secret | Trade | OAD | OAD063 | Residential |  | Trade Secret | 2024
20252-215912-02 | Xcel Energy | 85 | 13781 | IOU | 05942508 | 3.747 | Solar |  |  | Active Application | Trade Secret | Trade | WIL | WIL071 | Residential |  | Trade Secret | 2024
20252-215912-02 | Xcel Energy | 85 | 13781 | IOU | 05942517 | 10.628 | Solar |  |  | Interconnected | Trade Secret | Trade | TLK | TLK064 | Residential | Solar*Rewards | Trade Secret | 2024 | 2024
20252-215912-02 | Xcel Energy | 85 | 13781 | IOU | 05942520 | 6.5 | Solar |  |  | Withdrawn | Trade Secret | Trade | SLP | SLP092 | Residential | Solar*Rewards | Trade Secret | 2024
20252-215912-02 | Xcel Energy | 85 | 13781 | IOU | 05942524 | 5.052 | Solar |  |  | Active Application | Trade Secret | Trade | STY | STY075 | Residential |  | Trade Secret | 2024
20252-215912-02 | Xcel Energy | 85 | 13781 | IOU | 05942607 | 99.999 | Solar |  |  | Interconnected | Trade Secret | Trade | EDA | EDA079 | Commercial |  | Trade Secret | 2024 | 2025
20252-215912-02 | Xcel Energy | 85 | 13781 | IOU | 05942663 | 5.052 | Solar |  |  | Interconnected | Trade Secret | Trade | WDY | WDY321 | Residential |  | Trade Secret | 2024 | 2025
20252-215912-02 | Xcel Energy | 85 | 13781 | IOU | 05942703 | 7.68 | Storage |  |  | Active Application | Trade Secret | Trade | SLP | SLP095 | Residential |  | Trade Secret | 2024
20252-215912-02 | Xcel Energy | 85 | 13781 | IOU | 05942750 |  |  |  |  | Withdrawn | Trade Secret | Trade |  |  | Residential |  | Trade Secret | 2024
20252-215912-02 | Xcel Energy | 85 | 13781 | IOU | 05942889 | 11.5 | Solar |  | X | Active Application | Trade Secret | Trade | WIL | WIL071 | Residential |  | Trade Secret | 2024
20252-215912-02 | Xcel Energy | 85 | 13781 | IOU | 05942890 | 4.555 | Solar |  |  | Withdrawn | Trade Secret | Trade | MPK | MPK071 | Residential | Solar*Rewards | Trade Secret | 2024
20252-215912-02 | Xcel Energy | 85 | 13781 | IOU | 05942917 | 18.148 | Solar |  |  | Interconnected | Trade Secret | Trade | WCR | WCR322 | Residential | Solar*Rewards | Trade Secret | 2024 | 2024
20252-215912-02 | Xcel Energy | 85 | 13781 | IOU | 05942944 | 3.796 | Solar |  |  | Active Application | Trade Secret | Trade | SOU | SOU073 | Residential | Solar*Rewards | Trade Secret | 2024
20252-215912-02 | Xcel Energy | 85 | 13781 | IOU | 05942966 | 3.796 | Solar |  |  | Interconnected | Trade Secret | Trade | WIL | WIL076 | Residential | Solar*Rewards | Trade Secret | 2024 | 2024
20252-215912-02 | Xcel Energy | 85 | 13781 | IOU | 05943022 | 11.52 | Solar |  |  | Active Application | Trade Secret | Trade | RLK | RLK066 | Residential |  | Trade Secret | 2024
20252-215912-02 | Xcel Energy | 85 | 13781 | IOU | 05943031 | 7.616 | Solar |  |  | Active Application | Trade Secret | Trade | WIL | WIL081 | Residential |  | Trade Secret | 2024
20252-215912-02 | Xcel Energy | 85 | 13781 | IOU | 05943054 | 5000 | Solar |  |  | Active Application | Trade Secret | Trade | MTV | MTV021 | Commercial |  | Trade Secret | 2024
20252-215912-02 | Xcel Energy | 85 | 13781 | IOU | 05943064 | 7.212 | Solar |  |  | Interconnected | Trade Secret | Trade | WCR | WCR322 | Residential | Solar*Rewards | Trade Secret | 2024 | 2024
20252-215912-02 | Xcel Energy | 85 | 13781 | IOU | 05943070 | 6.825 | Solar |  |  | Interconnected | Trade Secret | Trade | LEX | LEX061 | Residential |  | Trade Secret | 2024 | 2024
20252-215912-02 | Xcel Energy | 85 | 13781 | IOU | 05943079 |  |  |  |  | Active Application | Trade Secret | Trade |  |  | Residential |  | Trade Secret | 2024
20252-215912-02 | Xcel Energy | 85 | 13781 | IOU | 05943080 | 6.453 | Solar |  |  | Interconnected | Trade Secret | Trade | OAD | OAD062 | Residential | Solar*Rewards | Trade Secret | 2024 | 2024
20252-215912-02 | Xcel Energy | 85 | 13781 | IOU | 05943107 | 3.9 | Solar |  |  | Active Application | Trade Secret | Trade | CGR | CGR063 | Residential |  | Trade Secret | 2024
20252-215912-02 | Xcel Energy | 85 | 13781 | IOU | 05943123 | 12.025 | Solar |  |  | Active Application | Trade Secret | Trade | MPK | MPK087 | Residential | Solar*Rewards | Trade Secret | 2024
20252-215912-02 | Xcel Energy | 85 | 13781 | IOU | 05943144 | 4.555 | Solar |  |  | Interconnected | Trade Secret | Trade | MPK | MPK087 | Residential |  | Trade Secret | 2024 | 2025
20252-215912-02 | Xcel Energy | 85 | 13781 | IOU | 05943149 | 3.416 | Solar |  |  | Interconnected | Trade Secret | Trade | WES | WES075 | Residential |  | Trade Secret | 2024 | 2024
20252-215912-02 | Xcel Energy | 85 | 13781 | IOU | 05943185 | 6.073 | Solar |  |  | Interconnected | Trade Secret | Trade | TLK | TLK064 | Residential | Solar*Rewards | Trade Secret | 2024 | 2024
20252-215912-02 | Xcel Energy | 85 | 13781 | IOU | 05943211 | 4.06 | Solar |  |  | Interconnected | Trade Secret | Trade | SOU | SOU079 | Residential | Solar*Rewards | Trade Secret | 2024 | 2024
20252-215912-02 | Xcel Energy | 85 | 13781 | IOU | 05943242 | 2.9 | Solar |  |  | Interconnected | Trade Secret | Trade | SOU | SOU060 | Residential | Solar*Rewards | Trade Secret | 2024 | 2024
20252-215912-02 | Xcel Energy | 85 | 13781 | IOU | 05943243 |  | Solar |  |  | Withdrawn | Trade Secret | Trade |  |  | Residential | Solar*Rewards | Trade Secret | 2024
20252-215912-02 | Xcel Energy | 85 | 13781 | IOU | 05943249 | 4.875 | Solar |  |  | Interconnected | Trade Secret | Trade | HWW | HWW062 | Residential |  | Trade Secret | 2024 | 2024
20252-215912-02 | Xcel Energy | 85 | 13781 | IOU | 05943277 |  | Solar |  |  | Withdrawn | Trade Secret | Trade |  |  | Residential | Solar*Rewards | Trade Secret | 2024
20252-215912-02 | Xcel Energy | 85 | 13781 | IOU | 05943279 | 3.19 | Solar |  |  | Interconnected | Trade Secret | Trade | TWL | TWL062 | Residential | Solar*Rewards | Trade Secret | 2024 | 2024
20252-215912-02 | Xcel Energy | 85 | 13781 | IOU | 05943328 | 5.248 | Solar |  |  | Withdrawn | Trade Secret | Trade | APA | APA078 | Residential | Solar*Rewards | Trade Secret | 2024
20252-215912-02 | Xcel Energy | 85 | 13781 | IOU | 05943334 | 4.592 | Solar |  |  | Interconnected | Trade Secret | Trade | RIV | RIV064 | Residential | Solar*Rewards | Trade Secret | 2024 | 2024
20252-215912-02 | Xcel Energy | 85 | 13781 | IOU | 05943429 | 5.314 | Solar |  |  | Interconnected | Trade Secret | Trade | STY | STY062 | Residential |  | Trade Secret | 2024 | 2024
20252-215912-02 | Xcel Energy | 85 | 13781 | IOU | 05943437 | 6.175 | Solar |  |  | Interconnected | Trade Secret | Trade | MOL | MOL063 | Residential | Solar*Rewards | Trade Secret | 2024 | 2024
20252-215912-02 | Xcel Energy | 85 | 13781 | IOU | 05943746 | 3.747 | Solar |  |  | Active Application | Trade Secret | Trade | STY | STY075 | Residential |  | Trade Secret | 2024
20252-215912-02 | Xcel Energy | 85 | 13781 | IOU | 05943752 | 3.747 | Solar |  |  | Active Application | Trade Secret | Trade | GRC | GRC062 | Residential |  | Trade Secret | 2024
20252-215912-02 | Xcel Energy | 85 | 13781 | IOU | 05943757 | 6.046 | Solar |  |  | Active Application | Trade Secret | Trade | OAD | OAD075 | Residential |  | Trade Secret | 2024
20252-215912-02 | Xcel Energy | 85 | 13781 | IOU | 05943763 | 6.046 | Solar |  |  | Active Application | Trade Secret | Trade | UPP | UPP086 | Residential |  | Trade Secret | 2024
20252-215912-02 | Xcel Energy | 85 | 13781 | IOU | 05943772 | 5.052 | Solar |  |  | Active Application | Trade Secret | Trade | TLK | TLK062 | Residential |  | Trade Secret | 2024
20252-215912-02 | Xcel Energy | 85 | 13781 | IOU | 05943902 | 5.052 | Solar |  |  | Active Application | Trade Secret | Trade | SOU | SOU064 | Residential |  | Trade Secret | 2024
20252-215912-02 | Xcel Energy | 85 | 13781 | IOU | 05943953 | 2.6 | Solar |  |  | Interconnected | Trade Secret | Trade | SOU | SOU079 | Residential |  | Trade Secret | 2024 | 2024
20252-215912-02 | Xcel Energy | 85 | 13781 | IOU | 05944066 | 3.796 | Solar |  |  | Withdrawn | Trade Secret | Trade | ALD | ALD085 | Residential | Solar*Rewards | Trade Secret | 2024
20252-215912-02 | Xcel Energy | 85 | 13781 | IOU | 05944079 | 6.387 | Solar |  |  | Interconnected | Trade Secret | Trade | SOU | SOU076 | Residential | Solar*Rewards | Trade Secret | 2024 | 2024
20252-215912-02 | Xcel Energy | 85 | 13781 | IOU | 05944180 | 2.903 | Solar |  |  | Interconnected | Trade Secret | Trade | SOU | SOU078 | Residential | Solar*Rewards | Trade Secret | 2024 | 2024
20252-215912-02 | Xcel Energy | 85 | 13781 | IOU | 05944271 |  |  |  |  | Active Application | Trade Secret | Trade | FSL | FSL312 | Residential |  | Trade Secret | 2024
20252-215912-02 | Xcel Energy | 85 | 13781 | IOU | 05944370 |  |  |  |  | Withdrawn | Trade Secret | Trade |  |  | Residential |  | Trade Secret | 2024
20252-215912-02 | Xcel Energy | 85 | 13781 | IOU | 05944757 | 9.994 | Solar |  |  | Active Application | Trade Secret | Trade | AFT | AFT321 | Residential |  | Trade Secret | 2024
20252-215912-02 | Xcel Energy | 85 | 13781 | IOU | 05944763 | 5.052 | Solar |  |  | Active Application | Trade Secret | Trade | OAD | OAD061 | Residential |  | Trade Secret | 2024
20252-215912-02 | Xcel Energy | 85 | 13781 | IOU | 05944774 | 5.6 | Solar |  |  | Interconnected | Trade Secret | Trade | HSN | HSN321 | Residential |  | Trade Secret | 2024 | 2024
20252-215912-02 | Xcel Energy | 85 | 13781 | IOU | 05944806 | 4.55 | Solar |  |  | Active Application | Trade Secret | Trade | HWW | HWW062 | Residential |  | Trade Secret | 2024
20252-215912-02 | Xcel Energy | 85 | 13781 | IOU | 05944930 | 8.376 | Solar |  |  | Interconnected | Trade Secret | Trade | OPK | OPK073 | Residential | Solar*Rewards | Trade Secret | 2024 | 2024
20252-215912-02 | Xcel Energy | 85 | 13781 | IOU | 05944937 | 5.76 | Solar |  |  | Interconnected | Trade Secret | Trade | HSN | HSN311 | Residential | Solar*Rewards | Trade Secret | 2024 | 2024
20252-215912-02 | Xcel Energy | 85 | 13781 | IOU | 05944956 | 4680 | Biomass |  |  | Active Application | Trade Secret | Trade | BCK | BCK72X | Commercial |  | Trade Secret | 2024
20252-215912-02 | Xcel Energy | 85 | 13781 | IOU | 05944980 | 5.76 | Solar |  |  | Interconnected | Trade Secret | Trade | DHL | DHL061 | Residential | Solar*Rewards | Trade Secret | 2024 | 2024
20252-215912-02 | Xcel Energy | 85 | 13781 | IOU | 05945020 | 7.616 | Solar |  |  | Active Application | Trade Secret | Trade | WDY | WDY321 | Residential |  | Trade Secret | 2024
20252-215912-02 | Xcel Energy | 85 | 13781 | IOU | 05945039 | 3.747 | Solar |  |  | Active Application | Trade Secret | Trade | HAS | HAS031 | Residential |  | Trade Secret | 2024
20252-215912-02 | Xcel Energy | 85 | 13781 | IOU | 05945048 | 29.184 | Solar |  |  | Withdrawn | Trade Secret | Trade | BCH | BCH311 | Residential |  | Trade Secret | 2024
20252-215912-02 | Xcel Energy | 85 | 13781 | IOU | 05945049 | 5.248 | Solar |  |  | Withdrawn | Trade Secret | Trade | MOL | MOL068 | Residential | Solar*Rewards | Trade Secret | 2024
20252-215912-02 | Xcel Energy | 85 | 13781 | IOU | 05945060 |  | Solar |  |  | Active Application | Trade Secret | Trade |  |  | Residential | Solar*Rewards | Trade Secret | 2024
20252-215912-02 | Xcel Energy | 85 | 13781 | IOU | 05945080 | 5.76 | Solar |  |  | Interconnected | Trade Secret | Trade | FSL | FSL311 | Residential | Solar*Rewards | Trade Secret | 2024 | 2024
20252-215912-02 | Xcel Energy | 85 | 13781 | IOU | 05945095 |  | Solar |  |  | Withdrawn | Trade Secret | Trade |  |  | Residential | Solar*Rewards | Trade Secret | 2024
20252-215912-02 | Xcel Energy | 85 | 13781 | IOU | 05945218 | 5.235 | Solar |  |  | Interconnected | Trade Secret | Trade | EDA | EDA071 | Residential | Solar*Rewards | Trade Secret | 2024 | 2024
20252-215912-02 | Xcel Energy | 85 | 13781 | IOU | 05945229 | 8.027 | Solar |  |  | Interconnected | Trade Secret | Trade | SHP | SHP062 | Residential | Solar*Rewards | Trade Secret | 2024 | 2024
20252-215912-02 | Xcel Energy | 85 | 13781 | IOU | 05945327 | 15.744 | Solar |  |  | Interconnected | Trade Secret | Trade | ESW | ESW081 | Residential |  | Trade Secret | 2024 | 2024
20252-215912-02 | Xcel Energy | 85 | 13781 | IOU | 05945345 | 5.376 | Solar |  |  | Interconnected | Trade Secret | Trade | DBL | DBL073 | Residential |  | Trade Secret | 2024 | 2024
20252-215912-02 | Xcel Energy | 85 | 13781 | IOU | 05945386 | 3.936 | Solar |  |  | Interconnected | Trade Secret | Trade | ALK | ALK063 | Residential |  | Trade Secret | 2024 | 2025
20252-215912-02 | Xcel Energy | 85 | 13781 | IOU | 05945396 | 7.216 | Solar |  |  | Interconnected | Trade Secret | Trade | HYL | HYL064 | Residential |  | Trade Secret | 2024 | 2024
20252-215912-02 | Xcel Energy | 85 | 13781 | IOU | 05945849 | 4.175 | Solar |  |  | Withdrawn | Trade Secret | Trade | TER | TER063 | Residential | Solar*Rewards | Trade Secret | 2024
20252-215912-02 | Xcel Energy | 85 | 13781 | IOU | 05945877 | 50 | Solar |  |  | Interconnected | Trade Secret | Trade | RMT | RMT321 | Commercial |  | Trade Secret | 2024 | 2025
20252-215912-02 | Xcel Energy | 85 | 13781 | IOU | 05945921 | 5000 | Solar |  |  | Withdrawn | Trade Secret | Trade |  |  | Residential | Other | Trade Secret | 2024
20252-215912-02 | Xcel Energy | 85 | 13781 | IOU | 05945941 | 3.575 | Solar |  |  | Interconnected | Trade Secret | Trade | CGR | CGR062 | Residential |  | Trade Secret | 2024 | 2024
20252-215912-02 | Xcel Energy | 85 | 13781 | IOU | 05945953 | 12.913 | Solar |  |  | Interconnected | Trade Secret | Trade | CGR | CGR061 | Residential | Solar*Rewards | Trade Secret | 2024 | 2024
20252-215912-02 | Xcel Energy | 85 | 13781 | IOU | 05945982 | 11.393 | Solar |  |  | Active Application | Trade Secret | Trade | WIL | WIL078 | Residential |  | Trade Secret | 2024
20252-215912-02 | Xcel Energy | 85 | 13781 | IOU | 05946021 | 3.747 | Solar |  |  | Active Application | Trade Secret | Trade | MDT | MDT074 | Residential |  | Trade Secret | 2024
20252-215912-02 | Xcel Energy | 85 | 13781 | IOU | 05946037 | 3.48 | Solar |  |  | Interconnected | Trade Secret | Trade | TWL | TWL062 | Residential | Solar*Rewards | Trade Secret | 2024 | 2024
20252-215912-02 | Xcel Energy | 85 | 13781 | IOU | 05946039 | 7.6 | Solar |  |  | Interconnected | Trade Secret | Trade | HSN | HSN322 | Residential | Solar*Rewards | Trade Secret | 2024 | 2024
20252-215912-02 | Xcel Energy | 85 | 13781 | IOU | 05946045 | 5.052 | Solar |  |  | Active Application | Trade Secret | Trade | OAD | OAD063 | Residential |  | Trade Secret | 2024
20252-215912-02 | Xcel Energy | 85 | 13781 | IOU | 05946066 | 2.792 | Solar |  |  | Interconnected | Trade Secret | Trade | RRK | RRK063 | Residential | Solar*Rewards | Trade Secret | 2024 | 2024
20252-215912-02 | Xcel Energy | 85 | 13781 | IOU | 05946098 | 5.052 | Solar |  |  | Withdrawn | Trade Secret | Trade | TLK | TLK061 | Residential |  | Trade Secret | 2024
20252-215912-02 | Xcel Energy | 85 | 13781 | IOU | 05946101 | 5.052 | Solar |  |  | Withdrawn | Trade Secret | Trade | DBL | DBL063 | Residential |  | Trade Secret | 2024
20252-215912-02 | Xcel Energy | 85 | 13781 | IOU | 05946212 | 7.6 | Solar |  |  | Interconnected | Trade Secret | Trade | HUG | HUG312 | Residential | Solar*Rewards | Trade Secret | 2024 | 2024
20252-215912-02 | Xcel Energy | 85 | 13781 | IOU | 05946284 | 3.84 | Solar |  |  | Interconnected | Trade Secret | Trade | FSL | FSL311 | Residential | Solar*Rewards | Trade Secret | 2024 | 2025
20252-215912-02 | Xcel Energy | 85 | 13781 | IOU | 05946289 | 9.994 | Solar |  |  | Active Application | Trade Secret | Trade | LLK | LLK072 | Residential |  | Trade Secret | 2024
20252-215912-02 | Xcel Energy | 85 | 13781 | IOU | 05946321 | 10.496 | Solar |  |  | Interconnected | Trade Secret | Trade | LAB | LAB312 | Residential |  | Trade Secret | 2024 | 2024
20252-215912-02 | Xcel Energy | 85 | 13781 | IOU | 05946337 | 7.6 | Solar |  |  | Active Application | Trade Secret | Trade | BEL | BEL061 | Residential | Solar*Rewards | Trade Secret | 2024
20252-215912-02 | Xcel Energy | 85 | 13781 | IOU | 05946880 | 8.709 | Solar |  |  | Active Application | Trade Secret | Trade | SOU | SOU065 | Residential | Solar*Rewards | Trade Secret | 2024
20252-215912-02 | Xcel Energy | 85 | 13781 | IOU | 05946972 | 11.393 | Solar |  |  | Active Application | Trade Secret | Trade | WIL | WIL082 | Residential |  | Trade Secret | 2024
20252-215912-02 | Xcel Energy | 85 | 13781 | IOU | 05947007 | 5.052 | Solar |  |  | Active Application | Trade Secret | Trade | GLK | GLK061 | Residential |  | Trade Secret | 2024
20252-215912-02 | Xcel Energy | 85 | 13781 | IOU | 05947016 | 3.747 | Solar |  |  | Active Application | Trade Secret | Trade | OAD | OAD063 | Residential |  | Trade Secret | 2024
20252-215912-02 | Xcel Energy | 85 | 13781 | IOU | 05947021 | 5000 | Solar |  |  | Withdrawn | Trade Secret | Trade |  |  | Residential | Other | Trade Secret | 2024
20252-215912-02 | Xcel Energy | 85 | 13781 | IOU | 05947027 | 7.616 | Solar |  |  | Active Application | Trade Secret | Trade | TLK | TLK061 | Residential |  | Trade Secret | 2024
20252-215912-02 | Xcel Energy | 85 | 13781 | IOU | 05947072 | 11.766 | Solar |  |  | Interconnected | Trade Secret | Trade | WIL | WIL063 | Residential |  | Trade Secret | 2024 | 2025
20252-215912-02 | Xcel Energy | 85 | 13781 | IOU | 05947088 | 5.052 | Solar |  |  | Active Application | Trade Secret | Trade | GLK | GLK064 | Residential |  | Trade Secret | 2024
20252-215912-02 | Xcel Energy | 85 | 13781 | IOU | 05947105 | 6.073 | Solar |  |  | Interconnected | Trade Secret | Trade | OSS | OSS064 | Residential | Solar*Rewards | Trade Secret | 2024 | 2025
20252-215912-02 | Xcel Energy | 85 | 13781 | IOU | 05947119 | 9.994 | Solar |  |  | Active Application | Trade Secret | Trade | OAD | OAD071 | Residential |  | Trade Secret | 2024
20252-215912-02 | Xcel Energy | 85 | 13781 | IOU | 05947153 | 3.747 | Solar |  |  | Active Application | Trade Secret | Trade | OAD | OAD075 | Residential |  | Trade Secret | 2024
20252-215912-02 | Xcel Energy | 85 | 13781 | IOU | 05947179 | 6.046 | Solar |  |  | Active Application | Trade Secret | Trade | WDY | WDY321 | Residential |  | Trade Secret | 2024
20252-215912-02 | Xcel Energy | 85 | 13781 | IOU | 05947229 |  |  |  |  | Withdrawn | Trade Secret | Trade |  |  | Residential |  | Trade Secret | 2024
20252-215912-02 | Xcel Energy | 85 | 13781 | IOU | 05947233 | 5.052 | Solar |  |  | Interconnected | Trade Secret | Trade | WDY | WDY311 | Residential |  | Trade Secret | 2024 | 2024
20252-215912-02 | Xcel Energy | 85 | 13781 | IOU | 05947253 | 9.869 | Solar |  |  | Interconnected | Trade Secret | Trade | HUG | HUG322 | Residential | Solar*Rewards | Trade Secret | 2024 | 2025
20252-215912-02 | Xcel Energy | 85 | 13781 | IOU | 05947269 | 7.6 | Solar |  |  | Active Application | Trade Secret | Trade | WCS | WCS064 | Residential | Solar*Rewards | Trade Secret | 2024
20252-215912-02 | Xcel Energy | 85 | 13781 | IOU | 05947298 | 5.052 | Solar |  |  | Active Application | Trade Secret | Trade | STY | STY062 | Residential |  | Trade Secret | 2024
20252-215912-02 | Xcel Energy | 85 | 13781 | IOU | 05947310 | 9.489 | Solar |  |  | Active Application | Trade Secret | Trade | GLK | GLK064 | Residential | Solar*Rewards | Trade Secret | 2024
20252-215912-02 | Xcel Energy | 85 | 13781 | IOU | 05947387 | 3.747 | Solar |  |  | Active Application | Trade Secret | Trade | AFT | AFT321 | Residential |  | Trade Secret | 2024
20252-215912-02 | Xcel Energy | 85 | 13781 | IOU | 05947389 | 7.7 | Solar |  |  | Interconnected | Trade Secret | Trade | MOL | MOL073 | Residential | Solar*Rewards | Trade Secret | 2024 | 2024
20252-215912-02 | Xcel Energy | 85 | 13781 | IOU | 05947401 | 9.75 | Solar |  |  | Interconnected | Trade Secret | Trade | APA | APA068 | Residential | Solar*Rewards | Trade Secret | 2024 | 2024
20252-215912-02 | Xcel Energy | 85 | 13781 | IOU | 05947405 | 3.936 | Solar |  |  | Interconnected | Trade Secret | Trade | APA | APA076 | Residential | Solar*Rewards | Trade Secret | 2024 | 2024
20252-215912-02 | Xcel Energy | 85 | 13781 | IOU | 05947422 | 7.616 | Solar |  |  | Active Application | Trade Secret | Trade | OAD | OAD073 | Residential |  | Trade Secret | 2024
20252-215912-02 | Xcel Energy | 85 | 13781 | IOU | 05947437 | 4.175 | Solar |  |  | Interconnected | Trade Secret | Trade | TER | TER063 | Residential | Solar*Rewards | Trade Secret | 2024 | 2024
20252-215912-02 | Xcel Energy | 85 | 13781 | IOU | 05947536 | 9.869 | Solar |  |  | Interconnected | Trade Secret | Trade | LEX | LEX074 | Residential | Solar*Rewards | Trade Secret | 2024 | 2024
20252-215912-02 | Xcel Energy | 85 | 13781 | IOU | 05947580 |  | Solar |  |  | Withdrawn | Trade Secret | Trade | LAC | LAC063 | Residential | Solar*Rewards | Trade Secret | 2024
20252-215912-02 | Xcel Energy | 85 | 13781 | IOU | 05947803 | 6.98 | Solar |  |  | Interconnected | Trade Secret | Trade | LAC | LAC063 | Residential | Solar*Rewards | Trade Secret | 2024 | 2024
20252-215912-02 | Xcel Energy | 85 | 13781 | IOU | 05947820 | 7.971 | Solar |  |  | Withdrawn | Trade Secret | Trade | JOR | JOR022 | Residential |  | Trade Secret | 2024
20252-215912-02 | Xcel Energy | 85 | 13781 | IOU | 05947945 | 9.869 | Solar |  |  | Interconnected | Trade Secret | Trade | MOL | MOL064 | Residential |  | Trade Secret | 2024 | 2024
20252-215912-02 | Xcel Energy | 85 | 13781 | IOU | 05948077 | 13.664 | Solar |  |  | Withdrawn | Trade Secret | Trade | DND | DND061 | Residential | Solar*Rewards | Trade Secret | 2024
20252-215912-02 | Xcel Energy | 85 | 13781 | IOU | 05948455 | 6.98 | Solar |  |  | Interconnected | Trade Secret | Trade | GSL | GSL341 | Residential | Solar*Rewards | Trade Secret | 2024 | 2024
20252-215912-02 | Xcel Energy | 85 | 13781 | IOU | 05948471 | 5.76 | Solar |  |  | Active Application | Trade Secret | Trade | RAM | RAM071 | Residential | Solar*Rewards | Trade Secret | 2024
20252-215912-02 | Xcel Energy | 85 | 13781 | IOU | 05948482 | 5.76 | Solar |  |  | Active Application | Trade Secret | Trade | RAM | RAM071 | Residential |  | Trade Secret | 2024
20252-215912-02 | Xcel Energy | 85 | 13781 | IOU | 05948500 | 14.7 | Solar |  |  | Interconnected | Trade Secret | Trade | SLP | SLP082 | Residential | Solar*Rewards | Trade Secret | 2024 | 2024
20252-215912-02 | Xcel Energy | 85 | 13781 | IOU | 05948714 | 5.2 | Solar |  |  | Active Application | Trade Secret | Trade | SLW | SLW062 | Residential | Solar*Rewards | Trade Secret | 2025
20252-215912-02 | Xcel Energy | 85 | 13781 | IOU | 05948908 | 3.48 | Solar |  |  | Interconnected | Trade Secret | Trade | SOU | SOU061 | Residential | Solar*Rewards | Trade Secret | 2024 | 2024
20252-215912-02 | Xcel Energy | 85 | 13781 | IOU | 05948927 | 11.866 | Solar |  |  | Interconnected | Trade Secret | Trade | GLK | GLK064 | Residential | Solar*Rewards | Trade Secret | 2024 | 2024
20252-215912-02 | Xcel Energy | 85 | 13781 | IOU | 05948934 |  | Solar |  |  | Active Application | Trade Secret | Trade |  |  | Residential | Solar*Rewards | Trade Secret | 2024
20252-215912-02 | Xcel Energy | 85 | 13781 | IOU | 05948935 | 2.61 | Solar |  |  | Interconnected | Trade Secret | Trade | MDT | MDT074 | Residential | Solar*Rewards | Trade Secret | 2024 | 2024
20252-215912-02 | Xcel Energy | 85 | 13781 | IOU | 05948955 |  | Solar |  |  | Withdrawn | Trade Secret | Trade |  |  | Residential | Solar*Rewards | Trade Secret | 2024
20252-215912-02 | Xcel Energy | 85 | 13781 | IOU | 05948960 | 6.96 | Solar |  |  | Interconnected | Trade Secret | Trade | ALD | ALD076 | Residential | Solar*Rewards | Trade Secret | 2024 | 2025
20252-215912-02 | Xcel Energy | 85 | 13781 | IOU | 05948975 |  | Solar |  |  | Withdrawn | Trade Secret | Trade |  |  | Residential | Solar*Rewards | Trade Secret | 2024
20252-215912-02 | Xcel Energy | 85 | 13781 | IOU | 05948984 | 3.77 | Solar |  |  | Withdrawn | Trade Secret | Trade | MST | MST071 | Residential | Solar*Rewards | Trade Secret | 2024
20252-215912-02 | Xcel Energy | 85 | 13781 | IOU | 05949025 | 9.984 | Solar |  |  | Active Application | Trade Secret | Trade | AFT | AFT322 | Residential | Solar*Rewards | Trade Secret | 2024
20252-215912-02 | Xcel Energy | 85 | 13781 | IOU | 05949035 | 99 | Solar |  |  | Active Application | Trade Secret | Trade | LEX | LEX074 | Commercial |  | Trade Secret | 2024
20252-215912-02 | Xcel Energy | 85 | 13781 | IOU | 05949038 | 120 | Solar |  |  | Active Application | Trade Secret | Trade | TWL | TWL082 | Commercial |  | Trade Secret | 2024
20252-215912-02 | Xcel Energy | 85 | 13781 | IOU | 05949054 | 30.488 | Solar |  |  | Active Application | Trade Secret | Trade | GLK | GLK073 | Commercial | Solar*Rewards | Trade Secret | 2024
20252-215912-02 | Xcel Energy | 85 | 13781 | IOU | 05949060 | 39.75 | Solar |  |  | Active Application | Trade Secret | Trade | OSS | OSS073 | Commercial | Solar*Rewards | Trade Secret | 2024
20252-215912-02 | Xcel Energy | 85 | 13781 | IOU | 05949074 | 16.25 | Solar |  |  | Interconnected | Trade Secret | Trade | WYO | WYO021 | Residential | Solar*Rewards | Trade Secret | 2024 | 2025
20252-215912-02 | Xcel Energy | 85 | 13781 | IOU | 05949102 | 8.376 | Solar |  |  | Active Application | Trade Secret | Trade | HUG | HUG312 | Residential | Solar*Rewards | Trade Secret | 2024
20252-215912-02 | Xcel Energy | 85 | 13781 | IOU | 05949106 | 3.416 | Solar |  |  | Active Application | Trade Secret | Trade | RRK | RRK064 | Residential |  | Trade Secret | 2024
20252-215912-02 | Xcel Energy | 85 | 13781 | IOU | 05949109 | 5.933 | Solar |  |  | Withdrawn | Trade Secret | Trade | XRD | XRD076 | Residential | Solar*Rewards | Trade Secret | 2024
20252-215912-02 | Xcel Energy | 85 | 13781 | IOU | 05949112 | 6.3 | Solar |  |  | Active Application | Trade Secret | Trade | RAM | RAM073 | Residential | Solar*Rewards | Trade Secret | 2024
20252-215912-02 | Xcel Energy | 85 | 13781 | IOU | 05949128 | 3.48 | Solar |  |  | Interconnected | Trade Secret | Trade | SOU | SOU086 | Residential | Solar*Rewards | Trade Secret | 2024 | 2024
20252-215912-02 | Xcel Energy | 85 | 13781 | IOU | 05949151 | 5.8 | Solar |  |  | Interconnected | Trade Secret | Trade | RIV | RIV076 | Residential | Solar*Rewards | Trade Secret | 2024 | 2024
20252-215912-02 | Xcel Energy | 85 | 13781 | IOU | 05949179 | 2.61 | Solar |  |  | Interconnected | Trade Secret | Trade | RIV | RIV061 | Residential | Solar*Rewards | Trade Secret | 2024 | 2025
20252-215912-02 | Xcel Energy | 85 | 13781 | IOU | 05949196 | 6.097 | Solar |  |  | Interconnected | Trade Secret | Trade | RIV | RIV062 | Residential | Solar*Rewards | Trade Secret | 2024 | 2024
20252-215912-02 | Xcel Energy | 85 | 13781 | IOU | 05949218 | 7.678 | Solar |  |  | Active Application | Trade Secret | Trade | WES | WES074 | Residential | Solar*Rewards | Trade Secret | 2024
20252-215912-02 | Xcel Energy | 85 | 13781 | IOU | 05949221 | 5.933 | Solar |  |  | Active Application | Trade Secret | Trade | DBL | DBL066 | Residential |  | Trade Secret | 2024
20252-215912-02 | Xcel Energy | 85 | 13781 | IOU | 05949227 | 3.19 | Solar |  |  | Interconnected | Trade Secret | Trade | SLP | SLP092 | Residential | Solar*Rewards | Trade Secret | 2024 | 2024
20252-215912-02 | Xcel Energy | 85 | 13781 | IOU | 05949248 | 2.9 | Solar |  |  | Interconnected | Trade Secret | Trade | SOU | SOU064 | Residential | Solar*Rewards | Trade Secret | 2024 | 2024
20252-215912-02 | Xcel Energy | 85 | 13781 | IOU | 05949265 | 10.628 | Solar |  |  | Interconnected | Trade Secret | Trade | MEL | MEL073 | Residential | Solar*Rewards | Trade Secret | 2024 | 2024
20252-215912-02 | Xcel Energy | 85 | 13781 | IOU | 05949274 | 3.796 | Solar |  |  | Interconnected | Trade Secret | Trade | UPP | UPP084 | Residential | Solar*Rewards | Trade Secret | 2024 | 2024
20252-215912-02 | Xcel Energy | 85 | 13781 | IOU | 05949288 | 3.796 | Solar |  |  | Interconnected | Trade Secret | Trade | WES | WES073 | Residential | Solar*Rewards | Trade Secret | 2024 | 2024
20252-215912-02 | Xcel Energy | 85 | 13781 | IOU | 05949303 | 8.35 | Solar |  |  | Interconnected | Trade Secret | Trade | WCR | WCR311 | Residential | Solar*Rewards | Trade Secret | 2024 | 2024
20252-215912-02 | Xcel Energy | 85 | 13781 | IOU | 05949325 | 9.109 | Solar |  |  | Interconnected | Trade Secret | Trade | SOU | SOU064 | Residential | Solar*Rewards | Trade Secret | 2024 | 2025
20252-215912-02 | Xcel Energy | 85 | 13781 | IOU | 05949345 | 6.073 | Solar |  |  | Interconnected | Trade Secret | Trade | CNC | CNC063 | Residential | Solar*Rewards | Trade Secret | 2024 | 2024
20252-215912-02 | Xcel Energy | 85 | 13781 | IOU | 05949366 | 8.73 | Solar |  |  | Interconnected | Trade Secret | Trade | HUG | HUG311 | Residential | Solar*Rewards | Trade Secret | 2024 | 2024
20252-215912-02 | Xcel Energy | 85 | 13781 | IOU | 05949405 | 2.657 |  |  |  | Withdrawn | Trade Secret | Trade | RMT | RMT321 | Residential |  | Trade Secret | 2024
20252-215912-02 | Xcel Energy | 85 | 13781 | IOU | 05949434 | 4.875 | Solar |  |  | Interconnected | Trade Secret | Trade | SOU | SOU083 | Residential | Solar*Rewards | Trade Secret | 2024 | 2025
20252-215912-02 | Xcel Energy | 85 | 13781 | IOU | 05950029 | 4.875 | Solar |  |  | Interconnected | Trade Secret | Trade | MPK | MPK082 | Residential |  | Trade Secret | 2024 | 2025
20252-215912-02 | Xcel Energy | 85 | 13781 | IOU | 05950122 | 5.76 | Solar |  |  | Active Application | Trade Secret | Trade | MPK | MPK082 | Residential | Solar*Rewards | Trade Secret | 2024
20252-215912-02 | Xcel Energy | 85 | 13781 | IOU | 05950123 | 5.314 | Solar |  |  | Interconnected | Trade Secret | Trade | UPP | UPP084 | Residential | Solar*Rewards | Trade Secret | 2024 | 2024
20252-215912-02 | Xcel Energy | 85 | 13781 | IOU | 05950342 | 6.631 | Solar |  |  | Interconnected | Trade Secret | Trade | ECK | ECK322 | Residential | Solar*Rewards | Trade Secret | 2024 | 2024
20252-215912-02 | Xcel Energy | 85 | 13781 | IOU | 05950407 | 9.994 | Solar |  |  | Active Application | Trade Secret | Trade | SLP | SLP072 | Residential |  | Trade Secret | 2024
20252-215912-02 | Xcel Energy | 85 | 13781 | IOU | 05950434 | 5.76 | Solar |  |  | Interconnected | Trade Secret | Trade | FSL | FSL312 | Residential | Solar*Rewards | Trade Secret | 2024 | 2024
20252-215912-02 | Xcel Energy | 85 | 13781 | IOU | 05950490 | 3.747 | Solar |  |  | Interconnected | Trade Secret | Trade | RMT | RMT321 | Residential |  | Trade Secret | 2024 | 2025
20252-215912-02 | Xcel Energy | 85 | 13781 | IOU | 05950544 | 49.6 |  |  |  | Active Application | Trade Secret | Trade |  |  | Commercial |  | Trade Secret | 2024
20252-215912-02 | Xcel Energy | 85 | 13781 | IOU | 05950551 | 49.6 | Solar |  |  | Active Application | Trade Secret | Trade | SHP | SHP072 | Commercial |  | Trade Secret | 2024
20252-215912-02 | Xcel Energy | 85 | 13781 | IOU | 05950563 | 8.725 | Solar |  |  | Interconnected | Trade Secret | Trade | UPP | UPP086 | Residential | Solar*Rewards | Trade Secret | 2024 | 2024
20252-215912-02 | Xcel Energy | 85 | 13781 | IOU | 05950568 | 5.76 | Solar |  |  | Active Application | Trade Secret | Trade | WWK | WWK321 | Residential | Solar*Rewards | Trade Secret | 2024
20252-215912-02 | Xcel Energy | 85 | 13781 | IOU | 05950614 | 6.046 | Solar |  |  | Active Application | Trade Secret | Trade | SCL | SCL322 | Residential |  | Trade Secret | 2024
20252-215912-02 | Xcel Energy | 85 | 13781 | IOU | 05950619 | 3.84 | Solar |  |  | Interconnected | Trade Secret | Trade | RLK | RLK073 | Residential | Solar*Rewards | Trade Secret | 2024 | 2024
20252-215912-02 | Xcel Energy | 85 | 13781 | IOU | 05950797 | 3.9 | Solar |  |  | Active Application | Trade Secret | Trade | CGR | CGR071 | Residential |  | Trade Secret | 2024
20252-215912-02 | Xcel Energy | 85 | 13781 | IOU | 05950833 | 2.61 | Solar |  |  | Interconnected | Trade Secret | Trade | SOU | SOU060 | Residential | Solar*Rewards | Trade Secret | 2024 | 2024
20252-215912-02 | Xcel Energy | 85 | 13781 | IOU | 05950835 | 4.645 | Solar |  |  | Active Application | Trade Secret | Trade | APA | APA075 | Residential | Solar*Rewards | Trade Secret | 2024
20252-215912-02 | Xcel Energy | 85 | 13781 | IOU | 05950841 | 1.74 | Solar |  |  | Interconnected | Trade Secret | Trade | HWW | HWW073 | Residential | Solar*Rewards | Trade Secret | 2024 | 2024
20252-215912-02 | Xcel Energy | 85 | 13781 | IOU | 05950844 | 3.77 | Solar |  |  | Interconnected | Trade Secret | Trade | HWW | HWW074 | Residential | Solar*Rewards | Trade Secret | 2024 | 2024
20252-215912-02 | Xcel Energy | 85 | 13781 | IOU | 05950847 | 2.9 | Solar |  |  | Interconnected | Trade Secret | Trade | SOU | SOU075 | Residential | Solar*Rewards | Trade Secret | 2024 | 2024
20252-215912-02 | Xcel Energy | 85 | 13781 | IOU | 05950852 | 3.484 | Solar |  |  | Interconnected | Trade Secret | Trade | APA | APA075 | Residential | Solar*Rewards | Trade Secret | 2024 | 2025
20252-215912-02 | Xcel Energy | 85 | 13781 | IOU | 05950855 | 7.54 | Solar |  |  | Interconnected | Trade Secret | Trade | MST | MST071 | Residential | Solar*Rewards | Trade Secret | 2024 | 2024
20252-215912-02 | Xcel Energy | 85 | 13781 | IOU | 05950858 | 9.869 | Solar |  |  | Interconnected | Trade Secret | Trade | MPK | MPK087 | Residential | Solar*Rewards | Trade Secret | 2024 | 2025
20252-215912-02 | Xcel Energy | 85 | 13781 | IOU | 05951113 | 6.073 | Solar |  |  | Active Application | Trade Secret | Trade | WIL | WIL074 | Residential | Solar*Rewards | Trade Secret | 2024
20252-215912-02 | Xcel Energy | 85 | 13781 | IOU | 05951122 | 4.555 | Solar |  |  | Active Application | Trade Secret | Trade | WES | WES074 | Residential |  | Trade Secret | 2024
20252-215912-02 | Xcel Energy | 85 | 13781 | IOU | 05951125 | 4.934 | Solar |  |  | Interconnected | Trade Secret | Trade | GSL | GSL341 | Residential | Solar*Rewards | Trade Secret | 2024 | 2024
20252-215912-02 | Xcel Energy | 85 | 13781 | IOU | 05951128 | 7.212 | Solar |  |  | Active Application | Trade Secret | Trade | ECK | ECK341 | Residential | Solar*Rewards | Trade Secret | 2024
20252-215912-02 | Xcel Energy | 85 | 13781 | IOU | 05951145 | 6.073 | Solar |  |  | Interconnected | Trade Secret | Trade | MOL | MOL071 | Residential | Solar*Rewards | Trade Secret | 2024 | 2025
20252-215912-02 | Xcel Energy | 85 | 13781 | IOU | 05951154 | 2.657 | Solar |  |  | Interconnected | Trade Secret | Trade | MPK | MPK083 | Residential | Solar*Rewards | Trade Secret | 2024 | 2024
20252-215912-02 | Xcel Energy | 85 | 13781 | IOU | 05951155 | 6.453 | Solar |  |  | Interconnected | Trade Secret | Trade | TER | TER081 | Residential | Solar*Rewards | Trade Secret | 2024 | 2024
20252-215912-02 | Xcel Energy | 85 | 13781 | IOU | 05951165 | 7.212 | Solar |  |  | Interconnected | Trade Secret | Trade | HUG | HUG311 | Residential | Solar*Rewards | Trade Secret | 2024 | 2025
20252-215912-02 | Xcel Energy | 85 | 13781 | IOU | 05951173 | 7.212 | Solar |  |  | Interconnected | Trade Secret | Trade | SOU | SOU069 | Residential | Solar*Rewards | Trade Secret | 2024 | 2024
20252-215912-02 | Xcel Energy | 85 | 13781 | IOU | 05951189 | 7.212 | Solar |  |  | Interconnected | Trade Secret | Trade | EKO | EKO021 | Residential | Solar*Rewards | Trade Secret | 2024 | 2025
20252-215912-02 | Xcel Energy | 85 | 13781 | IOU | 05951251 | 6.046 | Solar |  |  | Active Application | Trade Secret | Trade | OAD | OAD071 | Residential |  | Trade Secret | 2024
20252-215912-02 | Xcel Energy | 85 | 13781 | IOU | 05951260 | 100 | Solar |  |  | Withdrawn | Trade Secret | Trade | SLP | SLP085 | Commercial |  | Trade Secret | 2024
20252-215912-02 | Xcel Energy | 85 | 13781 | IOU | 05951281 | 474 | Solar |  |  | Active Application | Trade Secret | Trade | GRC | GRC311 | Commercial |  | Trade Secret | 2024
20252-215912-02 | Xcel Energy | 85 | 13781 | IOU | 05951295 | 9.29 | Solar |  |  | Interconnected | Trade Secret | Trade | SOU | SOU065 | Residential | Solar*Rewards | Trade Secret | 2024 | 2024
20252-215912-02 | Xcel Energy | 85 | 13781 | IOU | 05951305 | 300 | Solar |  |  | Active Application | Trade Secret | Trade | GRC | GRC062 | Commercial |  | Trade Secret | 2024
20252-215912-02 | Xcel Energy | 85 | 13781 | IOU | 05951344 | 10.628 | Solar |  |  | Active Application | Trade Secret | Trade | MEL | MEL061 | Residential |  | Trade Secret | 2024
20252-215912-02 | Xcel Energy | 85 | 13781 | IOU | 05951345 | 3.747 | Solar |  |  | Active Application | Trade Secret | Trade | KOL | KOL063 | Residential |  | Trade Secret | 2024
20252-215912-02 | Xcel Energy | 85 | 13781 | IOU | 05951385 | 9.994 | Solar |  |  | Withdrawn | Trade Secret | Trade | KOL | KOL061 | Residential |  | Trade Secret | 2024
20252-215912-02 | Xcel Energy | 85 | 13781 | IOU | 05951408 | 3.747 | Solar |  |  | Active Application | Trade Secret | Trade | RAM | RAM064 | Residential |  | Trade Secret | 2024
20252-215912-02 | Xcel Energy | 85 | 13781 | IOU | 05951411 | 5.76 | Solar |  |  | Interconnected | Trade Secret | Trade | HSN | HSN322 | Residential | Solar*Rewards | Trade Secret | 2024 | 2024
20252-215912-02 | Xcel Energy | 85 | 13781 | IOU | 05951424 | 3.747 | Solar |  |  | Active Application | Trade Secret | Trade | MDT | MDT074 | Residential |  | Trade Secret | 2024
20252-215912-02 | Xcel Energy | 85 | 13781 | IOU | 05951492 | 7.475 | Solar |  |  | Interconnected | Trade Secret | Trade | LOK | LOK062 | Residential |  | Trade Secret | 2024 | 2024
20252-215912-02 | Xcel Energy | 85 | 13781 | IOU | 05951569 | 5.76 | Solar |  |  | Active Application | Trade Secret | Trade | FSL | FSL312 | Residential | Solar*Rewards | Trade Secret | 2024
20252-215912-02 | Xcel Energy | 85 | 13781 | IOU | 05951624 | 7.7 | Solar |  |  | Withdrawn | Trade Secret | Trade | DPN | DPN072 | Residential | Solar*Rewards | Trade Secret | 2024
20252-215912-02 | Xcel Energy | 85 | 13781 | IOU | 05951634 | 7.6 | Solar |  |  | Active Application | Trade Secret | Trade | WWK | WWK321 | Residential | Solar*Rewards | Trade Secret | 2024
20252-215912-02 | Xcel Energy | 85 | 13781 | IOU | 05951713 | 9.56 | Solar |  |  | Active Application | Trade Secret | Trade | WWK | WWK311 | Residential | Solar*Rewards | Trade Secret | 2024
20252-215912-02 | Xcel Energy | 85 | 13781 | IOU | 05951751 | 4.35 | Solar |  |  | Interconnected | Trade Secret | Trade | FAP | FAP062 | Residential | Solar*Rewards | Trade Secret | 2024 | 2024
20252-215912-02 | Xcel Energy | 85 | 13781 | IOU | 05951779 | 39.75 | Solar |  |  | Active Application | Trade Secret | Trade | WYO | WYO021 | Commercial | Solar*Rewards | Trade Secret | 2024
20252-215912-02 | Xcel Energy | 85 | 13781 | IOU | 05951781 | 4.93 | Solar |  |  | Interconnected | Trade Secret | Trade | IDA | IDA073 | Residential | Solar*Rewards | Trade Secret | 2024 | 2024
20252-215912-02 | Xcel Energy | 85 | 13781 | IOU | 05951821 | 3.48 | Solar |  |  | Interconnected | Trade Secret | Trade | HWW | HWW074 | Residential | Solar*Rewards | Trade Secret | 2024 | 2024
20252-215912-02 | Xcel Energy | 85 | 13781 | IOU | 05951840 | 3.193 | Solar |  |  | Interconnected | Trade Secret | Trade | ALD | ALD097 | Residential | Solar*Rewards | Trade Secret | 2024 | 2024
20252-215912-02 | Xcel Energy | 85 | 13781 | IOU | 05951874 | 2.32 | Solar |  |  | Interconnected | Trade Secret | Trade | SOU | SOU069 | Residential | Solar*Rewards | Trade Secret | 2024 | 2024
20252-215912-02 | Xcel Energy | 85 | 13781 | IOU | 05951901 | 5.8 | Solar |  |  | Interconnected | Trade Secret | Trade | ALD | ALD076 | Residential | Solar*Rewards | Trade Secret | 2024 | 2024
20252-215912-02 | Xcel Energy | 85 | 13781 | IOU | 05951917 | 4.06 | Solar |  |  | Interconnected | Trade Secret | Trade | SOU | SOU064 | Residential | Solar*Rewards | Trade Secret | 2024 | 2024
20252-215912-02 | Xcel Energy | 85 | 13781 | IOU | 05951918 | 12.905 | Solar |  |  | Active Application | Trade Secret | Trade | RPO | RPO312 | Residential | Solar*Rewards | Trade Secret | 2024
20252-215912-02 | Xcel Energy | 85 | 13781 | IOU | 05951938 | 6.453 | Solar |  |  | Interconnected | Trade Secret | Trade | RPO | RPO311 | Residential |  | Trade Secret | 2024 | 2024
20252-215912-02 | Xcel Energy | 85 | 13781 | IOU | 05951953 | 1.74 | Solar |  |  | Interconnected | Trade Secret | Trade | SOU | SOU079 | Residential | Solar*Rewards | Trade Secret | 2024 | 2024
20252-215912-02 | Xcel Energy | 85 | 13781 | IOU | 05951973 | 120 | Solar |  |  | Active Application | Trade Secret | Trade | WYO | WYO021 | Commercial |  | Trade Secret | 2024
20252-215912-02 | Xcel Energy | 85 | 13781 | IOU | 05951979 | 4.64 | Solar |  |  | Interconnected | Trade Secret | Trade | WRR | WRR064 | Residential | Solar*Rewards | Trade Secret | 2024 | 2025
20252-215912-02 | Xcel Energy | 85 | 13781 | IOU | 05952004 | 5.226 | Solar |  |  | Withdrawn | Trade Secret | Trade | EDA | EDA067 | Residential | Solar*Rewards | Trade Secret | 2024
20252-215912-02 | Xcel Energy | 85 | 13781 | IOU | 05952036 | 2.03 | Solar |  |  | Interconnected | Trade Secret | Trade | RIV | RIV076 | Residential | Solar*Rewards | Trade Secret | 2024 | 2024
20252-215912-02 | Xcel Energy | 85 | 13781 | IOU | 05952062 | 3.484 | Solar |  |  | Withdrawn | Trade Secret | Trade | EDA | EDA067 | Residential | Solar*Rewards | Trade Secret | 2024
20252-215912-02 | Xcel Energy | 85 | 13781 | IOU | 05952093 | 300 | Solar |  |  | Active Application | Trade Secret | Trade | SHP | SHP071 | Commercial |  | Trade Secret | 2024
20252-215912-02 | Xcel Energy | 85 | 13781 | IOU | 05952115 | 2.613 | Solar |  |  | Interconnected | Trade Secret | Trade | SOU | SOU069 | Residential | Solar*Rewards | Trade Secret | 2024 | 2024
20252-215912-02 | Xcel Energy | 85 | 13781 | IOU | 05952123 | 4.93 | Solar |  |  | Interconnected | Trade Secret | Trade | RIV | RIV064 | Residential | Solar*Rewards | Trade Secret | 2024 | 2024
20252-215912-02 | Xcel Energy | 85 | 13781 | IOU | 05952137 | 3.774 | Solar |  |  | Withdrawn | Trade Secret | Trade | SOU | SOU069 | Residential | Solar*Rewards | Trade Secret | 2024
20252-215912-02 | Xcel Energy | 85 | 13781 | IOU | 05952143 | 3.193 | Solar |  |  | Active Application | Trade Secret | Trade | APA | APA075 | Residential | Solar*Rewards | Trade Secret | 2024
20252-215912-02 | Xcel Energy | 85 | 13781 | IOU | 05952154 | 4.06 | Solar |  |  | Withdrawn | Trade Secret | Trade | MDT | MDT061 | Residential | Solar*Rewards | Trade Secret | 2024
20252-215912-02 | Xcel Energy | 85 | 13781 | IOU | 05952160 | 4.064 | Solar |  |  | Interconnected | Trade Secret | Trade | MDT | MDT061 | Residential | Solar*Rewards | Trade Secret | 2024 | 2025
20252-215912-02 | Xcel Energy | 85 | 13781 | IOU | 05952443 | 5000 | Solar |  |  | Active Application | Trade Secret | Trade | RED | RED091 | Commercial |  | Trade Secret | 2024
20252-215912-02 | Xcel Energy | 85 | 13781 | IOU | 05952483 | 250 | Solar |  |  | Active Application | Trade Secret | Trade |  |  | Commercial |  | Trade Secret | 2024
20252-215912-02 | Xcel Energy | 85 | 13781 | IOU | 05952683 | 3650 | Other |  |  | Active Application | Trade Secret | Trade | GPH | GPH079 | Commercial |  | Trade Secret | 2024
20252-215912-02 | Xcel Energy | 85 | 13781 | IOU | 05952684 | 99 | Solar |  |  | Active Application | Trade Secret | Trade | SCL | SCL312 | Commercial |  | Trade Secret | 2024
20252-215912-02 | Xcel Energy | 85 | 13781 | IOU | 05952687 | 4.355 | Solar |  |  | Interconnected | Trade Secret | Trade | WRR | WRR064 | Residential | Solar*Rewards | Trade Secret | 2024 | 2025
20252-215912-02 | Xcel Energy | 85 | 13781 | IOU | 05952695 | 3.747 | Solar |  |  | Active Application | Trade Secret | Trade | WES | WES073 | Residential |  | Trade Secret | 2024
20252-215912-02 | Xcel Energy | 85 | 13781 | IOU | 05952697 | 13.299 | Solar |  |  | Interconnected | Trade Secret | Trade | TLK | TLK077 | Residential | Solar*Rewards | Trade Secret | 2024 | 2024
20252-215912-02 | Xcel Energy | 85 | 13781 | IOU | 05952714 | 6.046 | Solar |  |  | Active Application | Trade Secret | Trade | WES | WES072 | Residential |  | Trade Secret | 2024
20252-215912-02 | Xcel Energy | 85 | 13781 | IOU | 05952726 | 3.48 | Solar |  |  | Interconnected | Trade Secret | Trade | IDA | IDA062 | Residential | Solar*Rewards | Trade Secret | 2024 | 2024
20252-215912-02 | Xcel Energy | 85 | 13781 | IOU | 05952733 | 9.994 | Solar |  |  | Active Application | Trade Secret | Trade | OAD | OAD074 | Residential |  | Trade Secret | 2024
20252-215912-02 | Xcel Energy | 85 | 13781 | IOU | 05952743 | 5.8 | Solar |  |  | Interconnected | Trade Secret | Trade | HWW | HWW061 | Residential | Solar*Rewards | Trade Secret | 2024 | 2025
20252-215912-02 | Xcel Energy | 85 | 13781 | IOU | 05952763 | 3.774 | Solar |  |  | Active Application | Trade Secret | Trade | MST | MST070 | Residential | Solar*Rewards | Trade Secret | 2024
20252-215912-02 | Xcel Energy | 85 | 13781 | IOU | 05952777 | 6.46 | Solar |  |  | Active Application | Trade Secret | Trade | ALD | ALD083 | Residential | Solar*Rewards | Trade Secret | 2024
20252-215912-02 | Xcel Energy | 85 | 13781 | IOU | 05952791 | 6.387 | Solar |  |  | Interconnected | Trade Secret | Trade | RIV | RIV076 | Residential | Solar*Rewards | Trade Secret | 2024 | 2024
20252-215912-02 | Xcel Energy | 85 | 13781 | IOU | 05952831 | 6.825 |  |  |  | Withdrawn | Trade Secret | Trade | CGR | CGR071 | Residential |  | Trade Secret | 2024
20252-215912-02 | Xcel Energy | 85 | 13781 | IOU | 05952849 | 3.747 | Solar |  |  | Active Application | Trade Secret | Trade | TWL | TWL066 | Residential |  | Trade Secret | 2024
20252-215912-02 | Xcel Energy | 85 | 13781 | IOU | 05952872 | 6.046 | Solar |  |  | Active Application | Trade Secret | Trade | AHI | AHI025 | Residential |  | Trade Secret | 2024
20252-215912-02 | Xcel Energy | 85 | 13781 | IOU | 05953441 | 9.994 | Solar |  |  | Active Application | Trade Secret | Trade | WEH | WEH021 | Residential |  | Trade Secret | 2024
20252-215912-02 | Xcel Energy | 85 | 13781 | IOU | 05953443 | 3.747 | Solar |  |  | Active Application | Trade Secret | Trade | WES | WES071 | Residential |  | Trade Secret | 2024
20252-215912-02 | Xcel Energy | 85 | 13781 | IOU | 05953589 | 5.052 | Solar |  |  | Active Application | Trade Secret | Trade | AHI | AHI022 | Residential |  | Trade Secret | 2024
20252-215912-02 | Xcel Energy | 85 | 13781 | IOU | 05953593 | 3.747 | Solar |  |  | Active Application | Trade Secret | Trade | WES | WES074 | Residential |  | Trade Secret | 2024
20252-215912-02 | Xcel Energy | 85 | 13781 | IOU | 05953594 | 5.052 | Solar |  |  | Active Application | Trade Secret | Trade | WES | WES071 | Residential |  | Trade Secret | 2024
20252-215912-02 | Xcel Energy | 85 | 13781 | IOU | 05953596 | 3.747 | Solar |  |  | Active Application | Trade Secret | Trade | WES | WES073 | Residential |  | Trade Secret | 2024
20252-215912-02 | Xcel Energy | 85 | 13781 | IOU | 05953597 | 3.747 | Solar |  |  | Interconnected | Trade Secret | Trade | GLK | GLK071 | Residential |  | Trade Secret | 2024 | 2025
20252-215912-02 | Xcel Energy | 85 | 13781 | IOU | 05953988 | 4.9 | Solar |  |  | Active Application | Trade Secret | Trade | ECK | ECK062 | Residential | Solar*Rewards | Trade Secret | 2024
20252-215912-02 | Xcel Energy | 85 | 13781 | IOU | 05954003 | 7.6 | Solar |  |  | Withdrawn | Trade Secret | Trade | WWK | WWK321 | Residential | Solar*Rewards | Trade Secret | 2024
20252-215912-02 | Xcel Energy | 85 | 13781 | IOU | 05954051 | 5.693 | Solar |  |  | Active Application | Trade Secret | Trade | VMR | VMR061 | Residential | Solar*Rewards | Trade Secret | 2024
20252-215912-02 | Xcel Energy | 85 | 13781 | IOU | 05954052 | 9.994 | Solar |  |  | Active Application | Trade Secret | Trade | APA | APA075 | Residential |  | Trade Secret | 2024
20252-215912-02 | Xcel Energy | 85 | 13781 | IOU | 05954069 | 5.052 | Solar |  |  | Active Application | Trade Secret | Trade | WES | WES073 | Residential |  | Trade Secret | 2024
20252-215912-02 | Xcel Energy | 85 | 13781 | IOU | 05954097 | 5.76 | Solar |  |  | Active Application | Trade Secret | Trade | CTR | CTR031 | Residential | Solar*Rewards | Trade Secret | 2024
20252-215912-02 | Xcel Energy | 85 | 13781 | IOU | 05954141 | 5.314 | Solar |  |  | Interconnected | Trade Secret | Trade | OSS | OSS065 | Residential | Solar*Rewards | Trade Secret | 2024 | 2024
20252-215912-02 | Xcel Energy | 85 | 13781 | IOU | 05954239 | 7.971 | Solar |  |  | Active Application | Trade Secret | Trade | SCL | SCL313 | Residential | Solar*Rewards | Trade Secret | 2024
20252-215912-02 | Xcel Energy | 85 | 13781 | IOU | 05954269 |  | Solar |  |  | Active Application | Trade Secret | Trade |  |  | Residential | Solar*Rewards | Trade Secret | 2024
20252-215912-02 | Xcel Energy | 85 | 13781 | IOU | 05954280 | 4.555 | Solar |  |  | Withdrawn | Trade Secret | Trade | DBL | DBL073 | Residential |  | Trade Secret | 2024
20252-215912-02 | Xcel Energy | 85 | 13781 | IOU | 05954324 | 5.052 | Solar |  |  | Interconnected | Trade Secret | Trade | RPO | RPO311 | Residential | Solar*Rewards | Trade Secret | 2024 | 2024
20252-215912-02 | Xcel Energy | 85 | 13781 | IOU | 05954401 | 5.85 | Solar |  |  | Active Application | Trade Secret | Trade | NOF | NOF061 | Residential |  | Trade Secret | 2024
20252-215912-02 | Xcel Energy | 85 | 13781 | IOU | 05954430 | 5.85 | Solar |  |  | Withdrawn | Trade Secret | Trade | NOF | NOF061 | Residential |  | Trade Secret | 2024
20252-215912-02 | Xcel Energy | 85 | 13781 | IOU | 05954494 | 6.825 | Solar |  |  | Interconnected | Trade Secret | Trade | MPK | MPK082 | Residential |  | Trade Secret | 2024 | 2025
20252-215912-02 | Xcel Energy | 85 | 13781 | IOU | 05954515 | 6.046 | Solar |  |  | Active Application | Trade Secret | Trade | ECK | ECK321 | Residential |  | Trade Secret | 2024
20252-215912-02 | Xcel Energy | 85 | 13781 | IOU | 05954539 | 5.76 | Solar |  |  | Active Application | Trade Secret | Trade | HUG | HUG312 | Residential | Solar*Rewards | Trade Secret | 2024
20252-215912-02 | Xcel Energy | 85 | 13781 | IOU | 05954559 | 8.73 | Solar |  |  | Interconnected | Trade Secret | Trade | RAM | RAM062 | Residential | Solar*Rewards | Trade Secret | 2024 | 2025
20252-215912-02 | Xcel Energy | 85 | 13781 | IOU | 05954617 | 9.109 | Solar |  |  | Interconnected | Trade Secret | Trade | GSL | GSL341 | Residential | Solar*Rewards | Trade Secret | 2024 | 2024
20252-215912-02 | Xcel Energy | 85 | 13781 | IOU | 05954687 | 5.052 | Solar |  |  | Active Application | Trade Secret | Trade | APA | APA075 | Residential |  | Trade Secret | 2024
20252-215912-02 | Xcel Energy | 85 | 13781 | IOU | 05954693 | 4.188 | Solar |  |  | Interconnected | Trade Secret | Trade | MPK | MPK087 | Residential | Solar*Rewards | Trade Secret | 2024 | 2024
20252-215912-02 | Xcel Energy | 85 | 13781 | IOU | 05954798 | 22.015 | Solar |  |  | Active Application | Trade Secret | Trade | SHP | SHP062 | Residential | Solar*Rewards | Trade Secret | 2024
20252-215912-02 | Xcel Energy | 85 | 13781 | IOU | 05954812 | 5.76 | Solar |  |  | Active Application | Trade Secret | Trade | CTR | CTR021 | Residential | Solar*Rewards | Trade Secret | 2024
20252-215912-02 | Xcel Energy | 85 | 13781 | IOU | 05954819 | 2.613 | Solar |  |  | Interconnected | Trade Secret | Trade | SOU | SOU069 | Residential | Solar*Rewards | Trade Secret | 2024 | 2025
20252-215912-02 | Xcel Energy | 85 | 13781 | IOU | 05954835 | 4.188 | Solar |  |  | Interconnected | Trade Secret | Trade | RIV | RIV061 | Residential | Solar*Rewards | Trade Secret | 2024 | 2024
20252-215912-02 | Xcel Energy | 85 | 13781 | IOU | 05954855 |  |  |  |  | Active Application | Trade Secret | Trade |  |  | Residential |  | Trade Secret | 2024
20252-215912-02 | Xcel Energy | 85 | 13781 | IOU | 05954859 | 4.886 | Solar |  |  | Active Application | Trade Secret | Trade | HWW | HWW072 | Residential | Solar*Rewards | Trade Secret | 2024
20252-215912-02 | Xcel Energy | 85 | 13781 | IOU | 05954930 | 5.052 | Solar |  |  | Active Application | Trade Secret | Trade | GRC | GRC313 | Residential |  | Trade Secret | 2024
20252-215912-02 | Xcel Energy | 85 | 13781 | IOU | 05954975 | 6.046 | Solar |  |  | Withdrawn | Trade Secret | Trade | WES | WES073 | Residential |  | Trade Secret | 2024
20252-215912-02 | Xcel Energy | 85 | 13781 | IOU | 05955026 | 7.616 | Solar |  |  | Active Application | Trade Secret | Trade | MOL | MOL078 | Residential |  | Trade Secret | 2024
20252-215912-02 | Xcel Energy | 85 | 13781 | IOU | 05955031 | 5.933 | Solar |  |  | Withdrawn | Trade Secret | Trade | XRD | XRD076 | Residential |  | Trade Secret | 2024
20252-215912-02 | Xcel Energy | 85 | 13781 | IOU | 05955039 | 3.747 | Solar |  |  | Active Application | Trade Secret | Trade | MOL | MOL077 | Residential |  | Trade Secret | 2024
20252-215912-02 | Xcel Energy | 85 | 13781 | IOU | 05955445 | 7.475 | Solar |  |  | Interconnected | Trade Secret | Trade | TWL | TWL066 | Residential | Solar*Rewards | Trade Secret | 2024 | 2024
20252-215912-02 | Xcel Energy | 85 | 13781 | IOU | 05955467 | 10.47 | Solar |  |  | Interconnected | Trade Secret | Trade | LAB | LAB311 | Residential |  | Trade Secret | 2024 | 2024
20252-215912-02 | Xcel Energy | 85 | 13781 | IOU | 05955501 | 8.45 | Solar |  |  | Interconnected | Trade Secret | Trade | RPO | RPO312 | Residential | Solar*Rewards | Trade Secret | 2024 | 2024
20252-215912-02 | Xcel Energy | 85 | 13781 | IOU | 05955612 | 10.075 | Solar |  |  | Active Application | Trade Secret | Trade | UPP | UPP063 | Residential | Solar*Rewards | Trade Secret | 2024
20252-215912-02 | Xcel Energy | 85 | 13781 | IOU | 05955703 | 4000 | Solar |  |  | Active Application | Trade Secret | Trade | BRO | BRO021 | Commercial |  | Trade Secret | 2024
20252-215912-02 | Xcel Energy | 85 | 13781 | IOU | 05955938 | 7.616 | Solar |  |  | Active Application | Trade Secret | Trade | IDA | IDA063 | Residential |  | Trade Secret | 2024
20252-215912-02 | Xcel Energy | 85 | 13781 | IOU | 05956265 | 5000 | Solar |  |  | Active Application | Trade Secret | Trade |  |  | Residential | Solar*Rewards | Trade Secret | 2024
20252-215912-02 | Xcel Energy | 85 | 13781 | IOU | 05956286 | 12.905 | Solar |  |  | Interconnected | Trade Secret | Trade | RRK | RRK082 | Residential | Solar*Rewards | Trade Secret | 2024 | 2025
20252-215912-02 | Xcel Energy | 85 | 13781 | IOU | 05956314 | 1.898 | Solar |  |  | Withdrawn | Trade Secret | Trade | WCR | WCR311 | Residential | Solar*Rewards | Trade Secret | 2024
20252-215912-02 | Xcel Energy | 85 | 13781 | IOU | 05956340 | 3.796 | Solar |  |  | Active Application | Trade Secret | Trade | TWL | TWL074 | Residential |  | Trade Secret | 2024
20252-215912-02 | Xcel Energy | 85 | 13781 | IOU | 05956358 | 6.073 | Solar |  |  | Interconnected | Trade Secret | Trade | SOU | SOU082 | Residential | Solar*Rewards | Trade Secret | 2024 | 2024
20252-215912-02 | Xcel Energy | 85 | 13781 | IOU | 05956363 | 4.064 | Solar |  |  | Interconnected | Trade Secret | Trade | MST | MST074 | Residential | Solar*Rewards | Trade Secret | 2024 | 2024
20252-215912-02 | Xcel Energy | 85 | 13781 | IOU | 05956528 |  |  |  |  | Active Application | Trade Secret | Trade |  |  | Residential |  | Trade Secret | 2024
20252-215912-02 | Xcel Energy | 85 | 13781 | IOU | 05956529 | 8.35 | Solar |  |  | Active Application | Trade Secret | Trade | AFT | AFT321 | Residential |  | Trade Secret | 2024
20252-215912-02 | Xcel Energy | 85 | 13781 | IOU | 05956561 | 8.528 | Solar |  |  | Interconnected | Trade Secret | Trade | ALK | ALK063 | Residential | Solar*Rewards | Trade Secret | 2024 | 2024
20252-215912-02 | Xcel Energy | 85 | 13781 | IOU | 05956763 | 5.052 | Solar |  |  | Active Application | Trade Secret | Trade | STY | STY075 | Residential |  | Trade Secret | 2024
20252-215912-02 | Xcel Energy | 85 | 13781 | IOU | 05956779 | 6.046 | Solar |  |  | Active Application | Trade Secret | Trade | TWL | TWL079 | Residential |  | Trade Secret | 2024
20252-215912-02 | Xcel Energy | 85 | 13781 | IOU | 05956879 | 7.6 | Solar |  |  | Interconnected | Trade Secret | Trade | HSN | HSN311 | Residential | Solar*Rewards | Trade Secret | 2024 | 2025
20252-215912-02 | Xcel Energy | 85 | 13781 | IOU | 05956892 | 7.6 | Solar |  |  | Active Application | Trade Secret | Trade | HSN | HSN311 | Residential | Solar*Rewards | Trade Secret | 2024
20252-215912-02 | Xcel Energy | 85 | 13781 | IOU | 05956996 | 5.904 | Solar |  |  | Withdrawn | Trade Secret | Trade | APA | APA076 | Residential | Solar*Rewards | Trade Secret | 2024
20252-215912-02 | Xcel Energy | 85 | 13781 | IOU | 05957013 | 3.84 | Solar |  |  | Interconnected | Trade Secret | Trade | ECK | ECK322 | Residential | Solar*Rewards | Trade Secret | 2024 | 2025
20252-215912-02 | Xcel Energy | 85 | 13781 | IOU | 05957024 | 5.052 | Solar |  |  | Interconnected | Trade Secret | Trade | IDA | IDA063 | Residential |  | Trade Secret | 2024 | 2025
20252-215912-02 | Xcel Energy | 85 | 13781 | IOU | 05957027 | 7.616 | Solar |  |  | Active Application | Trade Secret | Trade | IDA | IDA064 | Residential |  | Trade Secret | 2024
20252-215912-02 | Xcel Energy | 85 | 13781 | IOU | 05957046 | 5.052 | Solar |  |  | Active Application | Trade Secret | Trade | TWL | TWL072 | Residential |  | Trade Secret | 2024
20252-215912-02 | Xcel Energy | 85 | 13781 | IOU | 05957050 | 23 | Solar |  | X | Active Application | Trade Secret | Trade | MOL | MOL064 | Residential |  | Trade Secret | 2024
20252-215912-02 | Xcel Energy | 85 | 13781 | IOU | 05957071 | 5.052 | Solar |  |  | Active Application | Trade Secret | Trade | TWL | TWL064 | Residential |  | Trade Secret | 2024
20252-215912-02 | Xcel Energy | 85 | 13781 | IOU | 05957118 | 11.393 | Solar |  |  | Active Application | Trade Secret | Trade | DBL | DBL068 | Residential |  | Trade Secret | 2024
20252-215912-02 | Xcel Energy | 85 | 13781 | IOU | 05957129 | 2.657 | Solar |  |  | Active Application | Trade Secret | Trade | RMT | RMT321 | Residential |  | Trade Secret | 2024
20252-215912-02 | Xcel Energy | 85 | 13781 | IOU | 05957145 | 7.616 | Solar |  |  | Active Application | Trade Secret | Trade | LEX | LEX333 | Residential |  | Trade Secret | 2024
20252-215912-02 | Xcel Energy | 85 | 13781 | IOU | 05957159 | 8.376 | Solar |  |  | Active Application | Trade Secret | Trade | IDA | IDA072 | Residential | Solar*Rewards | Trade Secret | 2024
20252-215912-02 | Xcel Energy | 85 | 13781 | IOU | 05957160 | 12.526 | Solar |  |  | Active Application | Trade Secret | Trade | LLK | LLK071 | Residential | Solar*Rewards | Trade Secret | 2024
20252-215912-02 | Xcel Energy | 85 | 13781 | IOU | 05957162 | 7.616 | Solar |  |  | Active Application | Trade Secret | Trade | RAM | RAM064 | Residential |  | Trade Secret | 2024
20252-215912-02 | Xcel Energy | 85 | 13781 | IOU | 05957168 | 7.216 | Solar |  |  | Interconnected | Trade Secret | Trade | RIV | RIV064 | Residential | Solar*Rewards | Trade Secret | 2024 | 2025
20252-215912-02 | Xcel Energy | 85 | 13781 | IOU | 05957187 | 7.616 | Solar |  |  | Active Application | Trade Secret | Trade | WEH | WEH021 | Residential |  | Trade Secret | 2024
20252-215912-02 | Xcel Energy | 85 | 13781 | IOU | 05957197 | 11.52 | Solar |  |  | Withdrawn | Trade Secret | Trade | RLK | RLK066 | Residential | Solar*Rewards | Trade Secret | 2024
20252-215912-02 | Xcel Energy | 85 | 13781 | IOU | 05957232 | 7.616 | Solar |  |  | Active Application | Trade Secret | Trade | OSS | OSS077 | Residential |  | Trade Secret | 2024
20252-215912-02 | Xcel Energy | 85 | 13781 | IOU | 05957284 | 11.5 | Solar |  | X | Withdrawn | Trade Secret | Trade | MOL | MOL068 | Residential | Solar*Rewards | Trade Secret | 2024
20252-215912-02 | Xcel Energy | 85 | 13781 | IOU | 05957287 | 3.747 | Solar |  |  | Active Application | Trade Secret | Trade | IDA | IDA074 | Residential |  | Trade Secret | 2024
20252-215912-02 | Xcel Energy | 85 | 13781 | IOU | 05957340 | 5.76 | Solar |  |  | Active Application | Trade Secret | Trade | OSS | OSS076 | Residential | Solar*Rewards | Trade Secret | 2024
20252-215912-02 | Xcel Energy | 85 | 13781 | IOU | 05957354 | 9.674 | Solar |  |  | Interconnected | Trade Secret | Trade | SOU | SOU075 | Residential | Solar*Rewards | Trade Secret | 2024 | 2025
20252-215912-02 | Xcel Energy | 85 | 13781 | IOU | 05957396 | 19.988 | Solar |  |  | Active Application | Trade Secret | Trade | CHI | CHI311 | Residential |  | Trade Secret | 2024
20252-215912-02 | Xcel Energy | 85 | 13781 | IOU | 05957427 | 5.314 | Solar |  |  | Interconnected | Trade Secret | Trade | OPK | OPK072 | Residential | Solar*Rewards | Trade Secret | 2024 | 2024
20252-215912-02 | Xcel Energy | 85 | 13781 | IOU | 05957430 | 11.168 | Solar |  |  | Interconnected | Trade Secret | Trade | LEX | LEX332 | Residential | Solar*Rewards | Trade Secret | 2024 | 2024
20252-215912-02 | Xcel Energy | 85 | 13781 | IOU | 05957433 | 12.526 | Solar |  |  | Withdrawn | Trade Secret | Trade | CGR | CGR071 | Residential | Solar*Rewards | Trade Secret | 2024
20252-215912-02 | Xcel Energy | 85 | 13781 | IOU | 05957463 | 8.709 | Solar |  |  | Interconnected | Trade Secret | Trade | WIL | WIL062 | Residential | Solar*Rewards | Trade Secret | 2024 | 2025
20252-215912-02 | Xcel Energy | 85 | 13781 | IOU | 05957469 | 3.49 | Solar |  |  | Interconnected | Trade Secret | Trade | SOU | SOU087 | Residential | Solar*Rewards | Trade Secret | 2024 | 2024
20252-215912-02 | Xcel Energy | 85 | 13781 | IOU | 05957485 | 6.453 | Solar |  |  | Interconnected | Trade Secret | Trade | RIV | RIV061 | Residential | Solar*Rewards | Trade Secret | 2024 | 2024
20252-215912-02 | Xcel Energy | 85 | 13781 | IOU | 05957498 | 11.322 | Solar |  |  | Active Application | Trade Secret | Trade | RAM | RAM073 | Residential | Solar*Rewards | Trade Secret | 2024
20252-215912-02 | Xcel Energy | 85 | 13781 | IOU | 05957499 | 6.832 | Solar |  |  | Interconnected | Trade Secret | Trade | WSG | WSG076 | Residential | Solar*Rewards | Trade Secret | 2024 | 2024
20252-215912-02 | Xcel Energy | 85 | 13781 | IOU | 05957501 | 17.225 | Solar |  |  | Withdrawn | Trade Secret | Trade | AFT | AFT322 | Residential | Solar*Rewards | Trade Secret | 2024
20252-215912-02 | Xcel Energy | 85 | 13781 | IOU | 05957526 | 6.631 | Solar |  |  | Interconnected | Trade Secret | Trade | LEX | LEX063 | Residential | Solar*Rewards | Trade Secret | 2024 | 2025
20252-215912-02 | Xcel Energy | 85 | 13781 | IOU | 05957549 | 7.591 | Solar |  |  | Interconnected | Trade Secret | Trade | MDT | MDT074 | Residential | Solar*Rewards | Trade Secret | 2024 | 2024
20252-215912-02 | Xcel Energy | 85 | 13781 | IOU | 05957642 | 7.6 | Solar |  |  | Withdrawn | Trade Secret | Trade | HUG | HUG311 | Residential | Solar*Rewards | Trade Secret | 2024
20252-215912-02 | Xcel Energy | 85 | 13781 | IOU | 05958020 |  | Solar |  |  | Active Application | Trade Secret | Trade | LOK | LOK093 | Residential | Solar*Rewards | Trade Secret | 2024
20252-215912-02 | Xcel Energy | 85 | 13781 | IOU | 05958085 | 7.212 | Solar |  |  | Active Application | Trade Secret | Trade | MEL | MEL089 | Residential | Solar*Rewards | Trade Secret | 2024
20252-215912-02 | Xcel Energy | 85 | 13781 | IOU | 05958185 | 6.046 | Solar |  |  | Active Application | Trade Secret | Trade | RAM | RAM064 | Residential |  | Trade Secret | 2024
20252-215912-02 | Xcel Energy | 85 | 13781 | IOU | 05958197 | 5.693 | Solar |  |  | Withdrawn | Trade Secret | Trade | CRL | CRL033 | Residential | Solar*Rewards | Trade Secret | 2024
20252-215912-02 | Xcel Energy | 85 | 13781 | IOU | 05958202 | 5.6 | Solar |  |  | Interconnected | Trade Secret | Trade | HSN | HSN311 | Residential | Solar*Rewards | Trade Secret | 2024 | 2024
20252-215912-02 | Xcel Energy | 85 | 13781 | IOU | 05958215 | 4990 | Solar |  |  | Active Application | Trade Secret | Trade | MTW | MTW021 | Commercial |  | Trade Secret | 2024
20252-215912-02 | Xcel Energy | 85 | 13781 | IOU | 05958217 | 4990 | Solar |  |  | Active Application | Trade Secret | Trade | DND | DND072 | Commercial |  | Trade Secret | 2024
20252-215912-02 | Xcel Energy | 85 | 13781 | IOU | 05958221 | 4990 | Solar |  |  | Active Application | Trade Secret | Trade | CGR | CGR063 | Commercial |  | Trade Secret | 2024
20252-215912-02 | Xcel Energy | 85 | 13781 | IOU | 05958240 | 11.2 | Solar |  |  | Active Application | Trade Secret | Trade | ECK | ECK063 | Residential |  | Trade Secret | 2024
20252-215912-02 | Xcel Energy | 85 | 13781 | IOU | 05958276 | 11.168 | Solar |  |  | Withdrawn | Trade Secret | Trade | MPN | MPN081 | Residential | Solar*Rewards | Trade Secret | 2024
20252-215912-02 | Xcel Energy | 85 | 13781 | IOU | 05958293 | 7.838 | Solar |  |  | Active Application | Trade Secret | Trade | MPK | MPK078 | Residential |  | Trade Secret | 2024
20252-215912-02 | Xcel Energy | 85 | 13781 | IOU | 05958305 | 11.375 | Solar |  |  | Interconnected | Trade Secret | Trade | SLP | SLP072 | Residential | Solar*Rewards | Trade Secret | 2024 | 2024
20252-215912-02 | Xcel Energy | 85 | 13781 | IOU | 05958362 | 7.678 | Solar |  |  | Active Application | Trade Secret | Trade | WIL | WIL061 | Residential | Solar*Rewards | Trade Secret | 2024
20252-215912-02 | Xcel Energy | 85 | 13781 | IOU | 05958363 | 7.548 | Solar |  |  | Withdrawn | Trade Secret | Trade | MEL | MEL073 | Residential | Solar*Rewards | Trade Secret | 2024
20252-215912-02 | Xcel Energy | 85 | 13781 | IOU | 05958365 | 5.2 | Solar |  |  | Active Application | Trade Secret | Trade | WSD | WSD061 | Residential | Solar*Rewards | Trade Secret | 2024
20252-215912-02 | Xcel Energy | 85 | 13781 | IOU | 05958370 | 3.49 | Solar |  |  | Interconnected | Trade Secret | Trade | RIV | RIV064 | Residential | Solar*Rewards | Trade Secret | 2024 | 2025
20252-215912-02 | Xcel Energy | 85 | 13781 | IOU | 05958373 | 3.747 | Solar |  |  | Active Application | Trade Secret | Trade | APA | APA075 | Residential |  | Trade Secret | 2024
20252-215912-02 | Xcel Energy | 85 | 13781 | IOU | 05958388 | 9.109 | Solar |  |  | Active Application | Trade Secret | Trade | RAM | RAM071 | Residential |  | Trade Secret | 2024
20252-215912-02 | Xcel Energy | 85 | 13781 | IOU | 05958399 | 9.58 | Solar |  |  | Active Application | Trade Secret | Trade | HOL | HOL071 | Residential | Solar*Rewards | Trade Secret | 2024
20252-215912-02 | Xcel Energy | 85 | 13781 | IOU | 05958402 | 5.314 | Solar |  |  | Active Application | Trade Secret | Trade | RAM | RAM063 | Residential | Solar*Rewards | Trade Secret | 2024
20252-215912-02 | Xcel Energy | 85 | 13781 | IOU | 05958447 | 7.548 | Solar |  |  | Active Application | Trade Secret | Trade | MEL | MEL073 | Residential |  | Trade Secret | 2024
20252-215912-02 | Xcel Energy | 85 | 13781 | IOU | 05958451 | 11.903 | Solar |  |  | Active Application | Trade Secret | Trade | LEX | LEX074 | Residential |  | Trade Secret | 2024
20252-215912-02 | Xcel Energy | 85 | 13781 | IOU | 05958494 | 3.9 | Solar |  |  | Active Application | Trade Secret | Trade | HWW | HWW075 | Residential | Solar*Rewards | Trade Secret | 2024
20252-215912-02 | Xcel Energy | 85 | 13781 | IOU | 05958549 |  | Solar |  |  | Withdrawn | Trade Secret | Trade |  |  | Residential | Solar*Rewards | Trade Secret | 2024
20252-215912-02 | Xcel Energy | 85 | 13781 | IOU | 05958554 | 3.747 | Solar |  |  | Active Application | Trade Secret | Trade | ALB | ALB022 | Residential |  | Trade Secret | 2024
20252-215912-02 | Xcel Energy | 85 | 13781 | IOU | 05958581 | 5.052 | Solar |  |  | Interconnected | Trade Secret | Trade | OSS | OSS064 | Residential |  | Trade Secret | 2024 | 2025
20252-215912-02 | Xcel Energy | 85 | 13781 | IOU | 05958600 | 3.936 | Solar |  |  | Interconnected | Trade Secret | Trade | AHI | AHI021 | Residential | Solar*Rewards | Trade Secret | 2024 | 2024
20252-215912-02 | Xcel Energy | 85 | 13781 | IOU | 05958603 | 6.825 | Solar |  |  | Interconnected | Trade Secret | Trade | CGR | CGR071 | Residential |  | Trade Secret | 2024 | 2024
20252-215912-02 | Xcel Energy | 85 | 13781 | IOU | 05958612 | 9.184 | Solar |  |  | Interconnected | Trade Secret | Trade | RPL | RPL071 | Residential | Solar*Rewards | Trade Secret | 2024 | 2025
20252-215912-02 | Xcel Energy | 85 | 13781 | IOU | 05958618 | 3.936 | Solar |  |  | Interconnected | Trade Secret | Trade | LEX | LEX333 | Residential | Solar*Rewards | Trade Secret | 2024 | 2024
20252-215912-02 | Xcel Energy | 85 | 13781 | IOU | 05958638 | 2.323 | Solar |  |  | Interconnected | Trade Secret | Trade | IDA | IDA072 | Residential |  | Trade Secret | 2024 | 2024
20252-215912-02 | Xcel Energy | 85 | 13781 | IOU | 05958639 | 15.046 | Solar |  |  | Interconnected | Trade Secret | Trade | SLP | SLP091 | Commercial |  | Trade Secret | 2024 | 2024
20252-215912-02 | Xcel Energy | 85 | 13781 | IOU | 05958644 | 8.4 | Solar |  |  | Interconnected | Trade Secret | Trade | WCR | WCR322 | Residential |  | Trade Secret | 2024 | 2025
20252-215912-02 | Xcel Energy | 85 | 13781 | IOU | 05958659 | 6.5 | Solar |  |  | Interconnected | Trade Secret | Trade | PBE | PBE061 | Residential |  | Trade Secret | 2024 | 2025
20252-215912-02 | Xcel Energy | 85 | 13781 | IOU | 05958691 | 9.109 | Solar |  |  | Interconnected | Trade Secret | Trade | WCR | WCR322 | Residential |  | Trade Secret | 2024 | 2024
20252-215912-02 | Xcel Energy | 85 | 13781 | IOU | 05958694 | 9.994 | Solar |  |  | Interconnected | Trade Secret | Trade | WSG | WSG362 | Residential | Solar*Rewards | Trade Secret | 2024 | 2025
20252-215912-02 | Xcel Energy | 85 | 13781 | IOU | 05958720 |  | Solar |  |  | Withdrawn | Trade Secret | Trade |  |  | Residential | Solar*Rewards | Trade Secret | 2024
20252-215912-02 | Xcel Energy | 85 | 13781 | IOU | 05959264 | 3.747 | Solar |  |  | Active Application | Trade Secret | Trade | IDA | IDA073 | Residential |  | Trade Secret | 2024
20252-215912-02 | Xcel Energy | 85 | 13781 | IOU | 05959310 | 7.591 | Solar |  |  | Interconnected | Trade Secret | Trade | MPK | MPK087 | Residential | Solar*Rewards | Trade Secret | 2024 | 2024
20252-215912-02 | Xcel Energy | 85 | 13781 | IOU | 05959334 | 5.052 | Solar |  |  | Active Application | Trade Secret | Trade | AFT | AFT322 | Residential |  | Trade Secret | 2024
20252-215912-02 | Xcel Energy | 85 | 13781 | IOU | 05959367 | 8.35 | Solar |  |  | Active Application | Trade Secret | Trade | CEL | CEL072 | Residential | Solar*Rewards | Trade Secret | 2024
20252-215912-02 | Xcel Energy | 85 | 13781 | IOU | 05959369 | 5.052 | Solar |  |  | Interconnected | Trade Secret | Trade | TWL | TWL072 | Residential |  | Trade Secret | 2024 | 2024
20252-215912-02 | Xcel Energy | 85 | 13781 | IOU | 05959383 | 5.052 | Solar |  |  | Withdrawn | Trade Secret | Trade | IDA | IDA061 | Residential |  | Trade Secret | 2024
20252-215912-02 | Xcel Energy | 85 | 13781 | IOU | 05959402 | 6.046 | Solar |  |  | Active Application | Trade Secret | Trade | IDA | IDA064 | Residential |  | Trade Secret | 2024
20252-215912-02 | Xcel Energy | 85 | 13781 | IOU | 05959410 | 7.616 | Solar |  |  | Active Application | Trade Secret | Trade | MOL | MOL065 | Residential |  | Trade Secret | 2024
20252-215912-02 | Xcel Energy | 85 | 13781 | IOU | 05959514 | 5.052 | Solar |  |  | Interconnected | Trade Secret | Trade | TWL | TWL073 | Residential |  | Trade Secret | 2024 | 2025
20252-215912-02 | Xcel Energy | 85 | 13781 | IOU | 05959592 | 13.664 | Solar |  |  | Active Application | Trade Secret | Trade | LOK | LOK093 | Residential | Solar*Rewards | Trade Secret | 2024
20252-215912-02 | Xcel Energy | 85 | 13781 | IOU | 05959604 | 6.046 | Solar |  |  | Active Application | Trade Secret | Trade | OSS | OSS077 | Residential |  | Trade Secret | 2024
20252-215912-02 | Xcel Energy | 85 | 13781 | IOU | 05959629 | 3.747 | Solar |  |  | Interconnected | Trade Secret | Trade | TWL | TWL071 | Residential |  | Trade Secret | 2024 | 2025
20252-215912-02 | Xcel Energy | 85 | 13781 | IOU | 05959632 | 17.799 | Solar |  |  | Active Application | Trade Secret | Trade | GRC | GRC312 | Residential | Solar*Rewards | Trade Secret | 2024
20252-215912-02 | Xcel Energy | 85 | 13781 | IOU | 05959641 | 15.275 | Solar |  |  | Interconnected | Trade Secret | Trade | BCR | BCR062 | Residential |  | Trade Secret | 2024 | 2025
20252-215912-02 | Xcel Energy | 85 | 13781 | IOU | 05959649 | 3.747 | Solar |  |  | Active Application | Trade Secret | Trade | WES | WES062 | Residential |  | Trade Secret | 2024
20252-215912-02 | Xcel Energy | 85 | 13781 | IOU | 05959656 | 12.905 | Solar |  |  | Interconnected | Trade Secret | Trade | RRK | RRK064 | Residential | Solar*Rewards | Trade Secret | 2024 | 2024
20252-215912-02 | Xcel Energy | 85 | 13781 | IOU | 05959756 | 5.76 | Solar |  |  | Withdrawn | Trade Secret | Trade | CTR | CTR021 | Residential | Solar*Rewards | Trade Secret | 2024
20252-215912-02 | Xcel Energy | 85 | 13781 | IOU | 05959770 | 8.73 | Solar |  |  | Interconnected | Trade Secret | Trade | HUG | HUG312 | Residential | Solar*Rewards | Trade Secret | 2024 | 2024
20252-215912-02 | Xcel Energy | 85 | 13781 | IOU | 05959828 | 5.76 | Solar |  |  | Active Application | Trade Secret | Trade | CTR | CTR021 | Residential | Solar*Rewards | Trade Secret | 2024
20252-215912-02 | Xcel Energy | 85 | 13781 | IOU | 05959864 | 8.376 | Solar |  |  | Withdrawn | Trade Secret | Trade | MPK | MPK063 | Residential | Solar*Rewards | Trade Secret | 2024
20252-215912-02 | Xcel Energy | 85 | 13781 | IOU | 05959890 | 6.98 | Solar |  |  | Active Application | Trade Secret | Trade | GSL | GSL341 | Residential | Solar*Rewards | Trade Secret | 2024
20252-215912-02 | Xcel Energy | 85 | 13781 | IOU | 05959896 | 8.832 | Solar |  |  | Active Application | Trade Secret | Trade | CRL | CRL065 | Residential | Solar*Rewards | Trade Secret | 2024
20252-215912-02 | Xcel Energy | 85 | 13781 | IOU | 05959944 | 3.84 | Solar |  |  | Active Application | Trade Secret | Trade | CTR | CTR031 | Residential | Solar*Rewards | Trade Secret | 2024
20252-215912-02 | Xcel Energy | 85 | 13781 | IOU | 05959968 | 5.76 | Solar |  |  | Interconnected | Trade Secret | Trade | CRL | CRL033 | Residential | Solar*Rewards | Trade Secret | 2024 | 2025
20252-215912-02 | Xcel Energy | 85 | 13781 | IOU | 05960020 | 3.747 | Solar |  |  | Interconnected | Trade Secret | Trade | WIL | WIL071 | Residential |  | Trade Secret | 2024 | 2025
20252-215912-02 | Xcel Energy | 85 | 13781 | IOU | 05960097 | 5.76 | Solar |  |  | Active Application | Trade Secret | Trade | MPK | MPK065 | Residential | Solar*Rewards | Trade Secret | 2024
20252-215912-02 | Xcel Energy | 85 | 13781 | IOU | 05960335 | 1.518 | Solar |  |  | Withdrawn | Trade Secret | Trade | WCR | WCR322 | Residential | Solar*Rewards | Trade Secret | 2024
20252-215912-02 | Xcel Energy | 85 | 13781 | IOU | 05960437 | 20.15 | Solar |  |  | Withdrawn | Trade Secret | Trade | KAN | KAN021 | Residential | Solar*Rewards | Trade Secret | 2024
20252-215912-02 | Xcel Energy | 85 | 13781 | IOU | 05960457 | 3.9 | Solar |  |  | Interconnected | Trade Secret | Trade | AHI | AHI063 | Residential |  | Trade Secret | 2024 | 2025
20252-215912-02 | Xcel Energy | 85 | 13781 | IOU | 05960460 | 3.747 | Solar |  |  | Interconnected | Trade Secret | Trade | SHP | SHP072 | Residential |  | Trade Secret | 2024 | 2025
20252-215912-02 | Xcel Energy | 85 | 13781 | IOU | 05960480 | 5.052 | Solar |  |  | Interconnected | Trade Secret | Trade | TWL | TWL072 | Residential | Solar*Rewards | Trade Secret | 2024 | 2024
20252-215912-02 | Xcel Energy | 85 | 13781 | IOU | 05960568 | 3.747 | Solar |  |  | Active Application | Trade Secret | Trade | STY | STY075 | Residential |  | Trade Secret | 2024
20252-215912-02 | Xcel Energy | 85 | 13781 | IOU | 05960621 | 7.971 | Solar |  |  | Active Application | Trade Secret | Trade | MND | MND062 | Commercial | Solar*Rewards | Trade Secret | 2024
20252-215912-02 | Xcel Energy | 85 | 13781 | IOU | 05960668 |  | Solar |  |  | Withdrawn | Trade Secret | Trade | BCR | BCR063 | Residential | Solar*Rewards | Trade Secret | 2024
20252-215912-02 | Xcel Energy | 85 | 13781 | IOU | 05960674 | 11.393 | Solar |  |  | Withdrawn | Trade Secret | Trade | BCR | BCR063 | Residential | Solar*Rewards | Trade Secret | 2024
20252-215912-02 | Xcel Energy | 85 | 13781 | IOU | 05960703 | 4.934 | Solar |  |  | Active Application | Trade Secret | Trade | RMT | RMT321 | Residential |  | Trade Secret | 2024
20252-215912-02 | Xcel Energy | 85 | 13781 | IOU | 05960711 | 7.616 | Solar |  |  | Active Application | Trade Secret | Trade | PKL | PKL085 | Residential |  | Trade Secret | 2024
20252-215912-02 | Xcel Energy | 85 | 13781 | IOU | 05960712 | 5.052 | Solar |  |  | Withdrawn | Trade Secret | Trade | SOU | SOU077 | Residential |  | Trade Secret | 2024
20252-215912-02 | Xcel Energy | 85 | 13781 | IOU | 05960713 | 16.055 | Solar |  | X | Interconnected | Trade Secret | Trade | SOU | SOU086 | Residential |  | Trade Secret | 2024 | 2025
20252-215912-02 | Xcel Energy | 85 | 13781 | IOU | 05960805 | 6.832 | Solar |  |  | Interconnected | Trade Secret | Trade | WIL | WIL086 | Residential | Solar*Rewards | Trade Secret | 2024 | 2024
20252-215912-02 | Xcel Energy | 85 | 13781 | IOU | 05960808 | 6.046 | Solar |  |  | Active Application | Trade Secret | Trade | ALD | ALD097 | Residential |  | Trade Secret | 2024
20252-215912-02 | Xcel Energy | 85 | 13781 | IOU | 05960834 | 50 | Solar |  |  | Active Application | Trade Secret | Trade | HOL | HOL062 | Commercial |  | Trade Secret | 2024
20252-215912-02 | Xcel Energy | 85 | 13781 | IOU | 05960864 |  |  |  |  | Withdrawn | Trade Secret | Trade |  |  | Residential |  | Trade Secret | 2024
20252-215912-02 | Xcel Energy | 85 | 13781 | IOU | 05960875 | 5.85 | Solar |  |  | Active Application | Trade Secret | Trade | AFT | AFT322 | Residential |  | Trade Secret | 2024
20252-215912-02 | Xcel Energy | 85 | 13781 | IOU | 05960951 | 7.616 | Solar |  |  | Withdrawn | Trade Secret | Trade | WIL | WIL079 | Residential |  | Trade Secret | 2024
20252-215912-02 | Xcel Energy | 85 | 13781 | IOU | 05960956 | 5.226 | Solar |  |  | Interconnected | Trade Secret | Trade | BRP | BRP061 | Residential | Solar*Rewards | Trade Secret | 2024 | 2024
20252-215912-02 | Xcel Energy | 85 | 13781 | IOU | 05960990 | 7.616 | Solar |  |  | Active Application | Trade Secret | Trade | SCL | SCL313 | Residential |  | Trade Secret | 2024
20252-215912-02 | Xcel Energy | 85 | 13781 | IOU | 05961079 | 5.052 | Solar |  |  | Active Application | Trade Secret | Trade | SHP | SHP061 | Residential |  | Trade Secret | 2024
20252-215912-02 | Xcel Energy | 85 | 13781 | IOU | 05961103 | 6.5 | Solar |  |  | Interconnected | Trade Secret | Trade | SLP | SLP092 | Residential | Solar*Rewards | Trade Secret | 2024 | 2024
20252-215912-02 | Xcel Energy | 85 | 13781 | IOU | 05961150 | 3.84 | Solar |  |  | Active Application | Trade Secret | Trade | HSN | HSN311 | Residential | Solar*Rewards | Trade Secret | 2024
20252-215912-02 | Xcel Energy | 85 | 13781 | IOU | 05961443 | 6.832 | Solar |  |  | Interconnected | Trade Secret | Trade | IDA | IDA064 | Residential | Solar*Rewards | Trade Secret | 2024 | 2024
20252-215912-02 | Xcel Energy | 85 | 13781 | IOU | 05961468 | 7.616 | Solar |  |  | Active Application | Trade Secret | Trade | APA | APA073 | Residential |  | Trade Secret | 2024
20252-215912-02 | Xcel Energy | 85 | 13781 | IOU | 05961482 |  |  |  |  | Active Application | Trade Secret | Trade |  |  | Residential |  | Trade Secret | 2024
20252-215912-02 | Xcel Energy | 85 | 13781 | IOU | 05961547 | 7.591 | Solar |  |  | Interconnected | Trade Secret | Trade | HSN | HSN322 | Residential |  | Trade Secret | 2024 | 2024
20252-215912-02 | Xcel Energy | 85 | 13781 | IOU | 05961607 | 4.592 | Solar |  |  | Interconnected | Trade Secret | Trade | LEX | LEX071 | Residential | Solar*Rewards | Trade Secret | 2024 | 2024
20252-215912-02 | Xcel Energy | 85 | 13781 | IOU | 05961703 | 7.616 | Solar |  |  | Interconnected | Trade Secret | Trade | HOL | HOL073 | Residential |  | Trade Secret | 2024 | 2025
20252-215912-02 | Xcel Energy | 85 | 13781 | IOU | 05961797 | 14.625 | Solar |  |  | Withdrawn | Trade Secret | Trade | BLH | BLH061 | Residential | Solar*Rewards | Trade Secret | 2024
20252-215912-02 | Xcel Energy | 85 | 13781 | IOU | 05961841 | 5000 | Solar |  |  | Active Application | Trade Secret | Trade |  |  | Residential |  | Trade Secret | 2024
20252-215912-02 | Xcel Energy | 85 | 13781 | IOU | 05961881 | 4.188 | Solar |  |  | Interconnected | Trade Secret | Trade | SOU | SOU076 | Residential |  | Trade Secret | 2024 | 2024
20252-215912-02 | Xcel Energy | 85 | 13781 | IOU | 05961883 |  | Solar |  |  | Active Application | Trade Secret | Trade | CEL | CEL075 | Residential | Solar*Rewards | Trade Secret | 2024
20252-215912-02 | Xcel Energy | 85 | 13781 | IOU | 05961901 | 7.971 | Solar |  |  | Withdrawn | Trade Secret | Trade | JOR | JOR022 | Residential | Solar*Rewards | Trade Secret | 2024
20252-215912-02 | Xcel Energy | 85 | 13781 | IOU | 05961911 | 5.693 | Solar |  |  | Interconnected | Trade Secret | Trade | NOF | NOF071 | Residential | Solar*Rewards | Trade Secret | 2024 | 2024
20252-215912-02 | Xcel Energy | 85 | 13781 | IOU | 05961924 | 4.175 | Solar |  |  | Interconnected | Trade Secret | Trade | HYL | HYL061 | Residential | Solar*Rewards | Trade Secret | 2024 | 2024
20252-215912-02 | Xcel Energy | 85 | 13781 | IOU | 05961930 | 600 | Solar |  |  | Active Application | Trade Secret | Trade | OAD | OAD062 | Commercial |  | Trade Secret | 2024
20252-215912-02 | Xcel Energy | 85 | 13781 | IOU | 05961940 | 5.693 | Solar |  |  | Interconnected | Trade Secret | Trade | SLP | SLP093 | Residential | Solar*Rewards | Trade Secret | 2024 | 2024
20252-215912-02 | Xcel Energy | 85 | 13781 | IOU | 05961956 | 3.839 | Solar |  |  | Interconnected | Trade Secret | Trade | ECK | ECK322 | Residential | Solar*Rewards | Trade Secret | 2024 | 2025
20252-215912-02 | Xcel Energy | 85 | 13781 | IOU | 05961983 | 7.6 | Solar |  |  | Active Application | Trade Secret | Trade | WWK | WWK321 | Residential |  | Trade Secret | 2024
20252-215912-02 | Xcel Energy | 85 | 13781 | IOU | 05962027 | 6.832 | Solar |  |  | Interconnected | Trade Secret | Trade | MPK | MPK083 | Residential | Solar*Rewards | Trade Secret | 2024 | 2025
20252-215912-02 | Xcel Energy | 85 | 13781 | IOU | 05962039 | 30 | Solar |  |  | Active Application | Trade Secret | Trade | GLK | GLK072 | Commercial |  | Trade Secret | 2024
20252-215912-02 | Xcel Energy | 85 | 13781 | IOU | 05962081 | 3.747 | Solar |  |  | Active Application | Trade Secret | Trade | MEL | MEL064 | Residential |  | Trade Secret | 2024
20252-215912-02 | Xcel Energy | 85 | 13781 | IOU | 05962176 | 5.933 | Solar |  |  | Interconnected | Trade Secret | Trade | AFT | AFT322 | Residential |  | Trade Secret | 2024 | 2025
20252-215912-02 | Xcel Energy | 85 | 13781 | IOU | 05962286 | 2.925 | Solar |  |  | Withdrawn | Trade Secret | Trade | TLK | TLK067 | Residential |  | Trade Secret | 2024
20252-215912-02 | Xcel Energy | 85 | 13781 | IOU | 05962313 | 6.832 | Solar |  |  | Interconnected | Trade Secret | Trade | HSN | HSN312 | Residential | Solar*Rewards | Trade Secret | 2024 | 2024
20252-215912-02 | Xcel Energy | 85 | 13781 | IOU | 05962448 | 7.616 | Solar |  |  | Active Application | Trade Secret | Trade | FSL | FSL311 | Residential |  | Trade Secret | 2024
20252-215912-02 | Xcel Energy | 85 | 13781 | IOU | 05962903 | 4.592 | Solar |  |  | Interconnected | Trade Secret | Trade | MOL | MOL068 | Residential | Solar*Rewards | Trade Secret | 2024 | 2024
20252-215912-02 | Xcel Energy | 85 | 13781 | IOU | 05963125 | 6.046 | Solar |  |  | Active Application | Trade Secret | Trade | FSL | FSL312 | Residential |  | Trade Secret | 2024
20252-215912-02 | Xcel Energy | 85 | 13781 | IOU | 05963231 | 4.555 | Solar |  |  | Interconnected | Trade Secret | Trade | SOU | SOU083 | Residential | Solar*Rewards | Trade Secret | 2024 | 2024
20252-215912-02 | Xcel Energy | 85 | 13781 | IOU | 05963279 | 6.832 | Solar |  |  | Active Application | Trade Secret | Trade | HUG | HUG321 | Residential | Solar*Rewards | Trade Secret | 2024
20252-215912-02 | Xcel Energy | 85 | 13781 | IOU | 05963281 | 2.925 | Solar |  |  | Interconnected | Trade Secret | Trade | LLK | LLK071 | Residential |  | Trade Secret | 2024 | 2024
20252-215912-02 | Xcel Energy | 85 | 13781 | IOU | 05963292 | 3.747 | Solar |  |  | Active Application | Trade Secret | Trade | WIL | WIL098 | Residential |  | Trade Secret | 2024
20252-215912-02 | Xcel Energy | 85 | 13781 | IOU | 05963310 | 16.799 | Solar |  |  | Active Application | Trade Secret | Trade | DND | DND072 | Residential | Solar*Rewards | Trade Secret | 2024
20252-215912-02 | Xcel Energy | 85 | 13781 | IOU | 05963315 | 5.516 | Solar |  |  | Active Application | Trade Secret | Trade | IDA | IDA062 | Residential | Solar*Rewards | Trade Secret | 2024
20252-215912-02 | Xcel Energy | 85 | 13781 | IOU | 05963323 | 4.56 | Solar |  |  | Withdrawn | Trade Secret | Trade | ALD | ALD097 | Residential | Solar*Rewards | Trade Secret | 2024
20252-215912-02 | Xcel Energy | 85 | 13781 | IOU | 05963325 | 3.25 | Solar |  |  | Interconnected | Trade Secret | Trade | APA | APA072 | Residential | Solar*Rewards | Trade Secret | 2024 | 2025
20252-215912-02 | Xcel Energy | 85 | 13781 | IOU | 05963534 |  | Solar |  |  | Active Application | Trade Secret | Trade |  |  | Residential | Solar*Rewards | Trade Secret | 2024
20252-215912-02 | Xcel Energy | 85 | 13781 | IOU | 05963597 |  | Solar |  |  | Active Application | Trade Secret | Trade | SCL | SCL312 | Residential | Solar*Rewards | Trade Secret | 2024
20252-215912-02 | Xcel Energy | 85 | 13781 | IOU | 05963676 | 11.032 | Solar |  | X | Active Application | Trade Secret | Trade | AFT | AFT322 | Residential |  | Trade Secret | 2024
20252-215912-02 | Xcel Energy | 85 | 13781 | IOU | 05963689 | 3.747 | Solar |  |  | Active Application | Trade Secret | Trade | APA | APA075 | Residential |  | Trade Secret | 2024
20252-215912-02 | Xcel Energy | 85 | 13781 | IOU | 05963701 | 3.747 | Solar |  |  | Active Application | Trade Secret | Trade | OSS | OSS071 | Residential |  | Trade Secret | 2024
20252-215912-02 | Xcel Energy | 85 | 13781 | IOU | 05963706 | 5.052 | Solar |  |  | Active Application | Trade Secret | Trade | HSN | HSN321 | Residential |  | Trade Secret | 2024
20252-215912-02 | Xcel Energy | 85 | 13781 | IOU | 05963715 | 3.747 | Solar |  |  | Active Application | Trade Secret | Trade | CRL | CRL033 | Residential |  | Trade Secret | 2024
20252-215912-02 | Xcel Energy | 85 | 13781 | IOU | 05963724 | 7.616 | Solar |  |  | Active Application | Trade Secret | Trade | MOL | MOL078 | Residential |  | Trade Secret | 2024
20252-215912-02 | Xcel Energy | 85 | 13781 | IOU | 05963735 | 7.616 | Solar |  |  | Active Application | Trade Secret | Trade | FSL | FSL312 | Residential |  | Trade Secret | 2024
20252-215912-02 | Xcel Energy | 85 | 13781 | IOU | 05963749 | 3.747 | Solar |  |  | Active Application | Trade Secret | Trade | OAD | OAD071 | Residential |  | Trade Secret | 2024
20252-215912-02 | Xcel Energy | 85 | 13781 | IOU | 05963758 | 9.994 | Solar |  |  | Active Application | Trade Secret | Trade | FSL | FSL312 | Residential |  | Trade Secret | 2024
20252-215912-02 | Xcel Energy | 85 | 13781 | IOU | 05963777 | 3.747 | Solar |  |  | Active Application | Trade Secret | Trade | FSL | FSL312 | Residential |  | Trade Secret | 2024
20252-215912-02 | Xcel Energy | 85 | 13781 | IOU | 05964053 | 3.747 | Solar |  |  | Active Application | Trade Secret | Trade | HSN | HSN321 | Residential |  | Trade Secret | 2024
20252-215912-02 | Xcel Energy | 85 | 13781 | IOU | 05964110 | 11.387 | Solar |  |  | Interconnected | Trade Secret | Trade | ECK | ECK322 | Residential | Solar*Rewards | Trade Secret | 2024 | 2025
20252-215912-02 | Xcel Energy | 85 | 13781 | IOU | 05964267 | 4.592 | Solar |  |  | Interconnected | Trade Secret | Trade | RMT | RMT321 | Residential | Solar*Rewards | Trade Secret | 2024 | 2025
20252-215912-02 | Xcel Energy | 85 | 13781 | IOU | 05964320 | 6.832 | Solar |  |  | Interconnected | Trade Secret | Trade | TWL | TWL082 | Residential |  | Trade Secret | 2024 | 2025
20252-215912-02 | Xcel Energy | 85 | 13781 | IOU | 05964354 | 3.747 | Solar |  |  | Withdrawn | Trade Secret | Trade | FSL | FSL311 | Residential |  | Trade Secret | 2024
20252-215912-02 | Xcel Energy | 85 | 13781 | IOU | 05964418 | 5.693 | Solar |  |  | Interconnected | Trade Secret | Trade | RMT | RMT321 | Residential |  | Trade Secret | 2024 | 2024
20252-215912-02 | Xcel Energy | 85 | 13781 | IOU | 05964426 | 3.416 | Solar |  |  | Interconnected | Trade Secret | Trade | MND | MND062 | Residential |  | Trade Secret | 2024 | 2025
20252-215912-02 | Xcel Energy | 85 | 13781 | IOU | 05964476 | 1.745 | Solar |  |  | Active Application | Trade Secret | Trade | SOU | SOU086 | Residential | Solar*Rewards | Trade Secret | 2024
20252-215912-02 | Xcel Energy | 85 | 13781 | IOU | 05964497 | 3.936 | Solar |  |  | Interconnected | Trade Secret | Trade | RIV | RIV064 | Residential | Solar*Rewards | Trade Secret | 2024 | 2024
20252-215912-02 | Xcel Energy | 85 | 13781 | IOU | 05964500 | 9.994 | Solar |  |  | Active Application | Trade Secret | Trade | FSL | FSL312 | Residential |  | Trade Secret | 2024
20252-215912-02 | Xcel Energy | 85 | 13781 | IOU | 05964501 | 3.484 | Solar |  |  | Active Application | Trade Secret | Trade | RIV | RIV063 | Residential | Solar*Rewards | Trade Secret | 2024
20252-215912-02 | Xcel Energy | 85 | 13781 | IOU | 05964578 | 29.45 | Solar |  |  | Active Application | Trade Secret | Trade | OPK | OPK077 | Commercial |  | Trade Secret | 2024
20252-215912-02 | Xcel Energy | 85 | 13781 | IOU | 05964596 | 37.05 | Solar |  |  | Active Application | Trade Secret | Trade | DND | DND071 | Commercial |  | Trade Secret | 2024
20252-215912-02 | Xcel Energy | 85 | 13781 | IOU | 05965116 | 3.747 | Solar |  |  | Active Application | Trade Secret | Trade | RIV | RIV076 | Residential |  | Trade Secret | 2024
20252-215912-02 | Xcel Energy | 85 | 13781 | IOU | 05965117 | 6.453 | Solar |  |  | Active Application | Trade Secret | Trade | MOL | MOL071 | Residential | Solar*Rewards | Trade Secret | 2024
20252-215912-02 | Xcel Energy | 85 | 13781 | IOU | 05965175 | 6.073 | Solar |  |  | Active Application | Trade Secret | Trade | MPK | MPK071 | Residential | Solar*Rewards | Trade Secret | 2024
20252-215912-02 | Xcel Energy | 85 | 13781 | IOU | 05965194 | 3.416 | Solar |  |  | Active Application | Trade Secret | Trade | OAD | OAD061 | Residential | Solar*Rewards | Trade Secret | 2024
20252-215912-02 | Xcel Energy | 85 | 13781 | IOU | 05965213 | 7.678 | Solar |  |  | Interconnected | Trade Secret | Trade | SOU | SOU086 | Residential | Solar*Rewards | Trade Secret | 2024 | 2025
20252-215912-02 | Xcel Energy | 85 | 13781 | IOU | 05965240 | 8.725 | Solar |  |  | Interconnected | Trade Secret | Trade | TWL | TWL067 | Residential | Solar*Rewards | Trade Secret | 2024 | 2025
20252-215912-02 | Xcel Energy | 85 | 13781 | IOU | 05965296 | 5000 | Solar |  |  | Active Application | Trade Secret | Trade | NER | NER021 | Commercial |  | Trade Secret | 2024
20252-215912-02 | Xcel Energy | 85 | 13781 | IOU | 05965404 | 5000 | Solar |  |  | Active Application | Trade Secret | Trade | ZUF | ZUF021 | Commercial |  | Trade Secret | 2024
20252-215912-02 | Xcel Energy | 85 | 13781 | IOU | 05965440 | 5.052 | Solar |  |  | Active Application | Trade Secret | Trade | HOL | HOL071 | Residential |  | Trade Secret | 2024
20252-215912-02 | Xcel Energy | 85 | 13781 | IOU | 05965454 | 4.875 | Solar |  |  | Interconnected | Trade Secret | Trade | WIL | WIL071 | Residential |  | Trade Secret | 2024 | 2025
20252-215912-02 | Xcel Energy | 85 | 13781 | IOU | 05965487 | 3.84 | Solar |  |  | Withdrawn | Trade Secret | Trade | CTR | CTR031 | Residential | Solar*Rewards | Trade Secret | 2024
20252-215912-02 | Xcel Energy | 85 | 13781 | IOU | 05965496 |  | Solar |  |  | Active Application | Trade Secret | Trade |  |  | Residential | Solar*Rewards | Trade Secret | 2024
20252-215912-02 | Xcel Energy | 85 | 13781 | IOU | 05965499 |  | Solar |  |  | Active Application | Trade Secret | Trade |  |  | Residential | Solar*Rewards | Trade Secret | 2024
20252-215912-02 | Xcel Energy | 85 | 13781 | IOU | 05965520 | 9.109 | Solar |  |  | Interconnected | Trade Secret | Trade | EDA | EDA075 | Residential |  | Trade Secret | 2024 | 2024
20252-215912-02 | Xcel Energy | 85 | 13781 | IOU | 05965614 | 7.6 | Solar |  |  | Withdrawn | Trade Secret | Trade | ECK | ECK061 | Residential | Solar*Rewards | Trade Secret | 2024
20252-215912-02 | Xcel Energy | 85 | 13781 | IOU | 05965661 | 6.677 | Solar |  |  | Interconnected | Trade Secret | Trade | CHE | CHE075 | Residential |  | Trade Secret | 2024 | 2025
20252-215912-02 | Xcel Energy | 85 | 13781 | IOU | 05965778 | 7.6 | Solar |  |  | Withdrawn | Trade Secret | Trade | HSN | HSN321 | Residential | Solar*Rewards | Trade Secret | 2024
20252-215912-02 | Xcel Energy | 85 | 13781 | IOU | 05965905 |  |  |  |  | Active Application | Trade Secret | Trade | FSL | FSL311 | Commercial |  | Trade Secret | 2024
20252-215912-02 | Xcel Energy | 85 | 13781 | IOU | 05965964 | 4.592 | Solar |  |  | Active Application | Trade Secret | Trade | MDT | MDT077 | Residential | Solar*Rewards | Trade Secret | 2024
20252-215912-02 | Xcel Energy | 85 | 13781 | IOU | 05966026 | 6.073 | Solar |  |  | Active Application | Trade Secret | Trade | HSN | HSN321 | Residential | Solar*Rewards | Trade Secret | 2024
20252-215912-02 | Xcel Energy | 85 | 13781 | IOU | 05966087 | 11.517 | Solar |  |  | Interconnected | Trade Secret | Trade | MEL | MEL079 | Residential | Solar*Rewards | Trade Secret | 2024 | 2024
20252-215912-02 | Xcel Energy | 85 | 13781 | IOU | 05966158 | 5.693 | Solar |  |  | Withdrawn | Trade Secret | Trade | MEL | MEL075 | Residential |  | Trade Secret | 2024
20252-215912-02 | Xcel Energy | 85 | 13781 | IOU | 05966164 | 9.074 | Solar |  |  | Interconnected | Trade Secret | Trade | RAM | RAM064 | Residential | Solar*Rewards | Trade Secret | 2024 | 2025
20252-215912-02 | Xcel Energy | 85 | 13781 | IOU | 05966174 | 40 | Solar |  |  | Active Application | Trade Secret | Trade | WSG | WSG362 | Commercial |  | Trade Secret | 2024
20252-215912-02 | Xcel Energy | 85 | 13781 | IOU | 05966520 | 10.85 | Solar |  |  | Interconnected | Trade Secret | Trade | DPN | DPN073 | Residential |  | Trade Secret | 2024 | 2025
20252-215912-02 | Xcel Energy | 85 | 13781 | IOU | 05966525 | 15.232 | Solar |  |  | Active Application | Trade Secret | Trade | FSL | FSL311 | Residential |  | Trade Secret | 2024
20252-215912-02 | Xcel Energy | 85 | 13781 | IOU | 05966534 | 5.052 | Solar |  |  | Active Application | Trade Secret | Trade | FSL | FSL312 | Residential |  | Trade Secret | 2024
20252-215912-02 | Xcel Energy | 85 | 13781 | IOU | 05966545 |  | Solar |  |  | Active Application | Trade Secret | Trade |  |  | Residential | Solar*Rewards | Trade Secret | 2024
20252-215912-02 | Xcel Energy | 85 | 13781 | IOU | 05966549 | 9.994 | Solar |  |  | Active Application | Trade Secret | Trade | FSL | FSL311 | Residential |  | Trade Secret | 2024
20252-215912-02 | Xcel Energy | 85 | 13781 | IOU | 05966622 | 3.84 | Solar |  |  | Active Application | Trade Secret | Trade | REW | REW023 | Residential | Solar*Rewards | Trade Secret | 2024
20252-215912-02 | Xcel Energy | 85 | 13781 | IOU | 05966804 | 39.98 |  |  |  | Active Application | Trade Secret | Trade | FSL | FSL311 | Commercial |  | Trade Secret | 2024
20252-215912-02 | Xcel Energy | 85 | 13781 | IOU | 05966868 | 6.046 | Solar |  |  | Withdrawn | Trade Secret | Trade | DOC | DOC211 | Residential |  | Trade Secret | 2024
20252-215912-02 | Xcel Energy | 85 | 13781 | IOU | 05966943 | 7.616 | Solar |  |  | Active Application | Trade Secret | Trade | WIL | WIL062 | Residential |  | Trade Secret | 2024
20252-215912-02 | Xcel Energy | 85 | 13781 | IOU | 05966986 | 6.046 | Solar |  |  | Active Application | Trade Secret | Trade | WEF | WEF061 | Residential |  | Trade Secret | 2024
20252-215912-02 | Xcel Energy | 85 | 13781 | IOU | 05967034 | 5000 | Solar |  |  | Active Application | Trade Secret | Trade | CKG | CKG041 | Commercial |  | Trade Secret | 2024
20252-215912-02 | Xcel Energy | 85 | 13781 | IOU | 05967086 | 5000 | Solar |  |  | Active Application | Trade Secret | Trade | MRN | MRN021 | Commercial |  | Trade Secret | 2024
20252-215912-02 | Xcel Energy | 85 | 13781 | IOU | 05967088 | 10.628 | Solar |  |  | Active Application | Trade Secret | Trade | LEX | LEX061 | Residential |  | Trade Secret | 2024
20252-215912-02 | Xcel Energy | 85 | 13781 | IOU | 05967123 | 5000 | Solar |  |  | Active Application | Trade Secret | Trade | MTW | MTW021 | Commercial |  | Trade Secret | 2024
20252-215912-02 | Xcel Energy | 85 | 13781 | IOU | 05967154 | 5000 | Solar |  |  | Active Application | Trade Secret | Trade | ALT | ALT021 | Commercial |  | Trade Secret | 2024
20252-215912-02 | Xcel Energy | 85 | 13781 | IOU | 05967337 | 11.393 | Solar |  |  | Interconnected | Trade Secret | Trade | CAF | CAF022 | Residential |  | Trade Secret | 2024 | 2025
20252-215912-02 | Xcel Energy | 85 | 13781 | IOU | 05967350 | 7.616 | Solar |  |  | Active Application | Trade Secret | Trade | TLK | TLK061 | Residential |  | Trade Secret | 2024
20252-215912-02 | Xcel Energy | 85 | 13781 | IOU | 05967611 | 6.5 | Solar |  |  | Interconnected | Trade Secret | Trade | PKL | PKL066 | Residential | Solar*Rewards | Trade Secret | 2024 | 2024
20252-215912-02 | Xcel Energy | 85 | 13781 | IOU | 05967675 | 6.073 | Solar |  |  | Interconnected | Trade Secret | Trade | WES | WES062 | Residential |  | Trade Secret | 2024 | 2025
20252-215912-02 | Xcel Energy | 85 | 13781 | IOU | 05967698 | 5.693 | Solar |  |  | Interconnected | Trade Secret | Trade | KAN | KAN021 | Residential | Solar*Rewards | Trade Secret | 2024 | 2025
20252-215912-02 | Xcel Energy | 85 | 13781 | IOU | 05967844 |  |  |  |  | Active Application | Trade Secret | Trade |  |  | Residential |  | Trade Secret | 2024
20252-215912-02 | Xcel Energy | 85 | 13781 | IOU | 05967861 | 9.994 | Solar |  |  | Active Application | Trade Secret | Trade | WSG | WSG071 | Commercial |  | Trade Secret | 2024
20252-215912-02 | Xcel Energy | 85 | 13781 | IOU | 05967896 | 7.6 | Solar |  |  | Active Application | Trade Secret | Trade | HSN | HSN312 | Residential | Solar*Rewards | Trade Secret | 2024
20252-215912-02 | Xcel Energy | 85 | 13781 | IOU | 05967959 | 3.28 | Solar |  |  | Active Application | Trade Secret | Trade | HWW | HWW071 | Commercial | Solar*Rewards | Trade Secret | 2024
20252-215912-02 | Xcel Energy | 85 | 13781 | IOU | 05967980 | 7.6 | Solar |  |  | Active Application | Trade Secret | Trade | CTR | CTR031 | Residential | Solar*Rewards | Trade Secret | 2024
20252-215912-02 | Xcel Energy | 85 | 13781 | IOU | 05968024 | 7.616 | Solar |  |  | Active Application | Trade Secret | Trade | TLK | TLK061 | Residential |  | Trade Secret | 2024
20252-215912-02 | Xcel Energy | 85 | 13781 | IOU | 05968037 | 3.28 | Solar |  |  | Active Application | Trade Secret | Trade | HWW | HWW071 | Commercial | Solar*Rewards | Trade Secret | 2024
20252-215912-02 | Xcel Energy | 85 | 13781 | IOU | 05968088 | 5.904 | Solar |  |  | Active Application | Trade Secret | Trade | HWW | HWW071 | Commercial | Solar*Rewards | Trade Secret | 2024
20252-215912-02 | Xcel Energy | 85 | 13781 | IOU | 05968112 | 8.799 | Solar |  |  | Active Application | Trade Secret | Trade | MND | MND063 | Residential |  | Trade Secret | 2024
20252-215912-02 | Xcel Energy | 85 | 13781 | IOU | 05968153 | 29.52 | Solar |  |  | Active Application | Trade Secret | Trade | HWW | HWW071 | Commercial | Solar*Rewards | Trade Secret | 2024
20252-215912-02 | Xcel Energy | 85 | 13781 | IOU | 05968176 |  | Solar |  |  | Withdrawn | Trade Secret | Trade |  |  | Residential | Solar*Rewards | Trade Secret | 2024
20252-215912-02 | Xcel Energy | 85 | 13781 | IOU | 05968252 | 3.839 | Solar |  |  | Interconnected | Trade Secret | Trade | IDA | IDA062 | Residential | Solar*Rewards | Trade Secret | 2024 | 2025
20252-215912-02 | Xcel Energy | 85 | 13781 | IOU | 05968279 | 3.747 | Solar |  |  | Active Application | Trade Secret | Trade | LNS | LNS033 | Residential |  | Trade Secret | 2024
20252-215912-02 | Xcel Energy | 85 | 13781 | IOU | 05968304 | 5.248 | Solar |  |  | Interconnected | Trade Secret | Trade | HYL | HYL061 | Residential | Solar*Rewards | Trade Secret | 2024 | 2024
20252-215912-02 | Xcel Energy | 85 | 13781 | IOU | 05968310 | 5.248 | Solar |  |  | Interconnected | Trade Secret | Trade | HYL | HYL061 | Residential | Solar*Rewards | Trade Secret | 2024 | 2024
20252-215912-02 | Xcel Energy | 85 | 13781 | IOU | 05968461 | 5.052 | Solar |  |  | Interconnected | Trade Secret | Trade | LEX | LEX332 | Residential |  | Trade Secret | 2024 | 2025
20252-215912-02 | Xcel Energy | 85 | 13781 | IOU | 05968481 | 24.8 | Solar |  |  | Withdrawn | Trade Secret | Trade | RIV | RIV063 | Commercial |  | Trade Secret | 2024
20252-215912-02 | Xcel Energy | 85 | 13781 | IOU | 05968519 | 28.36 | Solar |  | X | Withdrawn | Trade Secret | Trade | KOL | KOL063 | Residential |  | Trade Secret | 2024
20252-215912-02 | Xcel Energy | 85 | 13781 | IOU | 05968572 |  |  |  |  | Active Application | Trade Secret | Trade | RMT | RMT321 | Residential |  | Trade Secret | 2024
20252-215912-02 | Xcel Energy | 85 | 13781 | IOU | 05968664 | 6.5 | Solar |  |  | Interconnected | Trade Secret | Trade | OPK | OPK077 | Residential |  | Trade Secret | 2024 | 2025
20252-215912-02 | Xcel Energy | 85 | 13781 | IOU | 05968689 | 3.037 | Solar |  |  | Active Application | Trade Secret | Trade | HSN | HSN322 | Residential | Solar*Rewards | Trade Secret | 2024
20252-215912-02 | Xcel Energy | 85 | 13781 | IOU | 05969318 | 5.052 | Solar |  |  | Active Application | Trade Secret | Trade | TWL | TWL072 | Residential |  | Trade Secret | 2024
20252-215912-02 | Xcel Energy | 85 | 13781 | IOU | 05970029 | 6.046 | Solar |  |  | Active Application | Trade Secret | Trade | TWL | TWL079 | Residential |  | Trade Secret | 2024
20252-215912-02 | Xcel Energy | 85 | 13781 | IOU | 05970634 | 39.98 | Solar |  |  | Active Application | Trade Secret | Trade | HUG | HUG311 | Commercial | Solar*Rewards | Trade Secret | 2024
20252-215912-02 | Xcel Energy | 85 | 13781 | IOU | 05970761 | 5.314 | Solar |  |  | Withdrawn | Trade Secret | Trade | OPK | OPK072 | Residential |  | Trade Secret | 2024
20252-215912-02 | Xcel Energy | 85 | 13781 | IOU | 05970783 | 37.598 | Solar |  |  | Active Application | Trade Secret | Trade | WTN | WTN062 | Commercial |  | Trade Secret | 2024
20252-215912-02 | Xcel Energy | 85 | 13781 | IOU | 05970803 | 3330 | Wind |  |  | Active Application | Trade Secret | Trade | NOF | NOF073 | Commercial |  | Trade Secret | 2024
20252-215912-02 | Xcel Energy | 85 | 13781 | IOU | 05970935 | 5.052 | Solar |  |  | Active Application | Trade Secret | Trade | ANN | ANN021 | Residential |  | Trade Secret | 2024
20252-215912-02 | Xcel Energy | 85 | 13781 | IOU | 05970938 | 11.168 | Solar |  |  | Active Application | Trade Secret | Trade | RRK | RRK064 | Commercial |  | Trade Secret | 2024
20252-215912-02 | Xcel Energy | 85 | 13781 | IOU | 05971050 | 5.248 | Solar |  |  | Interconnected | Trade Secret | Trade | WSG | WSG076 | Residential | Solar*Rewards | Trade Secret | 2024 | 2024
20252-215912-02 | Xcel Energy | 85 | 13781 | IOU | 05971058 | 4.645 | Solar |  |  | Withdrawn | Trade Secret | Trade | TWL | TWL066 | Residential | Solar*Rewards | Trade Secret | 2024
20252-215912-02 | Xcel Energy | 85 | 13781 | IOU | 05971061 | 5.248 | Solar |  |  | Interconnected | Trade Secret | Trade | APA | APA078 | Residential |  | Trade Secret | 2024 | 2025
20252-215912-02 | Xcel Energy | 85 | 13781 | IOU | 05971067 | 5.248 | Solar |  |  | Interconnected | Trade Secret | Trade | MOL | MOL068 | Residential |  | Trade Secret | 2024 | 2025
20252-215912-02 | Xcel Energy | 85 | 13781 | IOU | 05971094 | 13.664 | Solar |  |  | Interconnected | Trade Secret | Trade | DND | DND061 | Residential | Solar*Rewards | Trade Secret | 2024 | 2024
20252-215912-02 | Xcel Energy | 85 | 13781 | IOU | 05971195 | 33.3 | Solar |  |  | Withdrawn | Trade Secret | Trade | HWW | HWW062 | Commercial |  | Trade Secret | 2024
20252-215912-02 | Xcel Energy | 85 | 13781 | IOU | 05971305 | 9.6 | Solar |  |  | Active Application | Trade Secret | Trade | HUG | HUG312 | Residential | Solar*Rewards | Trade Secret | 2024
20252-215912-02 | Xcel Energy | 85 | 13781 | IOU | 05971323 | 6.967 | Solar |  |  | Withdrawn | Trade Secret | Trade | WES | WES064 | Residential |  | Trade Secret | 2024
20252-215912-02 | Xcel Energy | 85 | 13781 | IOU | 05971344 | 99.086 | Solar |  |  | Active Application | Trade Secret | Trade | LIL | LIL021 | Commercial |  | Trade Secret | 2024
20252-215912-02 | Xcel Energy | 85 | 13781 | IOU | 05971637 | 5.052 | Solar |  |  | Active Application | Trade Secret | Trade | SCL | SCL312 | Residential |  | Trade Secret | 2024
20252-215912-02 | Xcel Energy | 85 | 13781 | IOU | 05971643 | 4.355 | Solar |  |  | Active Application | Trade Secret | Trade | SDX | SDX312 | Residential |  | Trade Secret | 2024
20252-215912-02 | Xcel Energy | 85 | 13781 | IOU | 05971650 | 7.616 | Solar |  |  | Active Application | Trade Secret | Trade | SCL | SCL312 | Residential |  | Trade Secret | 2024
20252-215912-02 | Xcel Energy | 85 | 13781 | IOU | 05971759 | 25 | Solar |  |  | Active Application | Trade Secret | Trade | RIV | RIV063 | Commercial |  | Trade Secret | 2024
20252-215912-02 | Xcel Energy | 85 | 13781 | IOU | 05971768 | 6.453 | Solar |  |  | Active Application | Trade Secret | Trade | CEL | CEL064 | Residential |  | Trade Secret | 2024
20252-215912-02 | Xcel Energy | 85 | 13781 | IOU | 05971778 | 24.8 | Solar |  |  | Active Application | Trade Secret | Trade | RIV | RIV063 | Commercial |  | Trade Secret | 2024
20252-215912-02 | Xcel Energy | 85 | 13781 | IOU | 05971787 | 9.184 | Solar |  |  | Withdrawn | Trade Secret | Trade | CHE | CHE075 | Residential | Solar*Rewards | Trade Secret | 2024
20252-215912-02 | Xcel Energy | 85 | 13781 | IOU | 05971989 | 5.584 | Solar |  |  | Interconnected | Trade Secret | Trade | SOU | SOU073 | Residential | Solar*Rewards | Trade Secret | 2024 | 2024
20252-215912-02 | Xcel Energy | 85 | 13781 | IOU | 05972019 | 2.792 | Solar |  |  | Interconnected | Trade Secret | Trade | SOU | SOU072 | Residential | Solar*Rewards | Trade Secret | 2024 | 2024
20252-215912-02 | Xcel Energy | 85 | 13781 | IOU | 05972036 | 15.232 | Solar |  |  | Active Application | Trade Secret | Trade | WAB | WAB031 | Residential |  | Trade Secret | 2024
20252-215912-02 | Xcel Energy | 85 | 13781 | IOU | 05972050 | 13.285 | Solar |  |  | Interconnected | Trade Secret | Trade | ALD | ALD095 | Residential |  | Trade Secret | 2024 | 2025
20252-215912-02 | Xcel Energy | 85 | 13781 | IOU | 05972062 | 3.037 | Solar |  |  | Interconnected | Trade Secret | Trade | MPK | MPK082 | Residential | Solar*Rewards | Trade Secret | 2024 | 2025
20252-215912-02 | Xcel Energy | 85 | 13781 | IOU | 05972205 |  |  |  |  | Active Application | Trade Secret | Trade |  |  | Residential |  | Trade Secret | 2024
20252-215912-02 | Xcel Energy | 85 | 13781 | IOU | 05972250 | 7.6 | Solar |  |  | Interconnected | Trade Secret | Trade | ECK | ECK061 | Residential |  | Trade Secret | 2024 | 2025
20252-215912-02 | Xcel Energy | 85 | 13781 | IOU | 05972302 | 39.9 | Solar |  |  | Active Application | Trade Secret | Trade | DPN | DPN071 | Commercial |  | Trade Secret | 2024
20252-215912-02 | Xcel Energy | 85 | 13781 | IOU | 05972339 | 5.76 | Solar |  |  | Active Application | Trade Secret | Trade | WCS | WCS071 | Residential | Solar*Rewards | Trade Secret | 2024
20252-215912-02 | Xcel Energy | 85 | 13781 | IOU | 05972674 | 15 | Storage |  |  | Withdrawn | Trade Secret | Trade | ESW | ESW062 | Residential |  | Trade Secret | 2024
20252-215912-02 | Xcel Energy | 85 | 13781 | IOU | 05972799 |  | Solar |  |  | Active Application | Trade Secret | Trade |  |  | Residential | Solar*Rewards | Trade Secret | 2024
20252-215912-02 | Xcel Energy | 85 | 13781 | IOU | 05972807 | 23.188 | Solar |  |  | Active Application | Trade Secret | Trade | BYT | BYT071 | Residential | Solar*Rewards | Trade Secret | 2024
20252-215912-02 | Xcel Energy | 85 | 13781 | IOU | 05972852 | 7.616 | Solar |  |  | Active Application | Trade Secret | Trade | TWL | TWL071 | Residential |  | Trade Secret | 2024
20252-215912-02 | Xcel Energy | 85 | 13781 | IOU | 05972858 | 9.994 | Solar |  |  | Active Application | Trade Secret | Trade | TWL | TWL081 | Residential |  | Trade Secret | 2024
20252-215912-02 | Xcel Energy | 85 | 13781 | IOU | 05972864 | 5.052 | Solar |  |  | Interconnected | Trade Secret | Trade | TWL | TWL072 | Residential |  | Trade Secret | 2024 | 2025
20252-215912-02 | Xcel Energy | 85 | 13781 | IOU | 05972866 | 10.248 | Solar |  |  | Active Application | Trade Secret | Trade | CLC | CLC221 | Residential |  | Trade Secret | 2024
20252-215912-02 | Xcel Energy | 85 | 13781 | IOU | 05972872 | 3.747 | Solar |  |  | Active Application | Trade Secret | Trade | OAD | OAD063 | Residential |  | Trade Secret | 2024
20252-215912-02 | Xcel Energy | 85 | 13781 | IOU | 05972896 | 7.616 | Solar |  |  | Active Application | Trade Secret | Trade | SCL | SCL312 | Residential |  | Trade Secret | 2024
20252-215912-02 | Xcel Energy | 85 | 13781 | IOU | 05972902 | 7.616 | Solar |  |  | Withdrawn | Trade Secret | Trade | GRC | GRC312 | Residential |  | Trade Secret | 2024
20252-215912-02 | Xcel Energy | 85 | 13781 | IOU | 05972912 | 3.747 | Solar |  |  | Active Application | Trade Secret | Trade | WES | WES073 | Residential |  | Trade Secret | 2024
20252-215912-02 | Xcel Energy | 85 | 13781 | IOU | 05972920 | 9.994 | Solar |  |  | Active Application | Trade Secret | Trade | SCL | SCL312 | Residential |  | Trade Secret | 2024
20252-215912-02 | Xcel Energy | 85 | 13781 | IOU | 05972943 |  |  |  |  | Active Application | Trade Secret | Trade |  |  | Residential |  | Trade Secret | 2024
20252-215912-02 | Xcel Energy | 85 | 13781 | IOU | 05972977 | 6.3 | Solar |  |  | Active Application | Trade Secret | Trade | MTR | MTR021 | Residential |  | Trade Secret | 2024
20252-215912-02 | Xcel Energy | 85 | 13781 | IOU | 05972985 | 9.869 | Solar |  |  | Withdrawn | Trade Secret | Trade | SOU | SOU064 | Residential | Solar*Rewards | Trade Secret | 2024
20252-215912-02 | Xcel Energy | 85 | 13781 | IOU | 05972997 | 8.35 | Solar |  |  | Active Application | Trade Secret | Trade | LOW | LOW021 | Residential |  | Trade Secret | 2024
20252-215912-02 | Xcel Energy | 85 | 13781 | IOU | 05973007 | 2.792 | Solar |  |  | Interconnected | Trade Secret | Trade | IDA | IDA073 | Residential | Solar*Rewards | Trade Secret | 2024 | 2025
20252-215912-02 | Xcel Energy | 85 | 13781 | IOU | 05973023 | 2.443 | Solar |  |  | Interconnected | Trade Secret | Trade | SOU | SOU087 | Residential | Solar*Rewards | Trade Secret | 2024 | 2025
20252-215912-02 | Xcel Energy | 85 | 13781 | IOU | 05973034 | 4.555 | Solar |  |  | Interconnected | Trade Secret | Trade | WRR | WRR064 | Residential | Solar*Rewards | Trade Secret | 2024 | 2024
20252-215912-02 | Xcel Energy | 85 | 13781 | IOU | 05973062 | 3.84 | Solar |  |  | Active Application | Trade Secret | Trade | HSN | HSN322 | Residential | Solar*Rewards | Trade Secret | 2024 | 2025
20252-215912-02 | Xcel Energy | 85 | 13781 | IOU | 05973102 | 16.701 | Solar |  |  | Withdrawn | Trade Secret | Trade | WIL | WIL097 | Residential | Solar*Rewards | Trade Secret | 2024
20252-215912-02 | Xcel Energy | 85 | 13781 | IOU | 05973177 | 5.314 | Solar |  |  | Interconnected | Trade Secret | Trade | APA | APA064 | Residential | Solar*Rewards | Trade Secret | 2024 | 2024
20252-215912-02 | Xcel Energy | 85 | 13781 | IOU | 05973196 | 5.76 | Solar |  |  | Active Application | Trade Secret | Trade | OSS | OSS073 | Residential | Solar*Rewards | Trade Secret | 2024
20252-215912-02 | Xcel Energy | 85 | 13781 | IOU | 05973244 |  | Solar |  |  | Active Application | Trade Secret | Trade |  |  | Residential | Solar*Rewards | Trade Secret | 2024
20252-215912-02 | Xcel Energy | 85 | 13781 | IOU | 05973247 | 4.592 | Solar |  |  | Interconnected | Trade Secret | Trade | APA | APA064 | Residential |  | Trade Secret | 2024 | 2024
20252-215912-02 | Xcel Energy | 85 | 13781 | IOU | 05973263 | 4.592 | Solar |  |  | Interconnected | Trade Secret | Trade | ECK | ECK322 | Residential | Solar*Rewards | Trade Secret | 2024 | 2024
20252-215912-02 | Xcel Energy | 85 | 13781 | IOU | 05973268 | 7.872 | Solar |  |  | Withdrawn | Trade Secret | Trade | WSG | WSG063 | Residential | Solar*Rewards | Trade Secret | 2024
20252-215912-02 | Xcel Energy | 85 | 13781 | IOU | 05973270 | 5.76 | Solar |  |  | Active Application | Trade Secret | Trade | ECK | ECK322 | Residential | Solar*Rewards | Trade Secret | 2024
20252-215912-02 | Xcel Energy | 85 | 13781 | IOU | 05973277 | 16.4 | Solar |  |  | Interconnected | Trade Secret | Trade | HYL | HYL061 | Residential | Solar*Rewards | Trade Secret | 2024 | 2024
20252-215912-02 | Xcel Energy | 85 | 13781 | IOU | 05973298 |  |  |  |  | Active Application | Trade Secret | Trade |  |  | Residential |  | Trade Secret | 2024
20252-215912-02 | Xcel Energy | 85 | 13781 | IOU | 05973305 | 3.484 | Solar |  |  | Active Application | Trade Secret | Trade | MST | MST066 | Residential | Solar*Rewards | Trade Secret | 2024
20252-215912-02 | Xcel Energy | 85 | 13781 | IOU | 05973337 | 5.76 | Solar |  |  | Active Application | Trade Secret | Trade | ECK | ECK062 | Residential | Solar*Rewards | Trade Secret | 2024
20252-215912-02 | Xcel Energy | 85 | 13781 | IOU | 05973399 | 5.76 | Solar |  |  | Active Application | Trade Secret | Trade | ESW | ESW081 | Residential | Solar*Rewards | Trade Secret | 2024
20252-215912-02 | Xcel Energy | 85 | 13781 | IOU | 05973491 | 7.6 | Solar |  |  | Active Application | Trade Secret | Trade | DHL | DHL061 | Residential | Solar*Rewards | Trade Secret | 2024
20252-215912-02 | Xcel Energy | 85 | 13781 | IOU | 05973522 | 4.94 | Solar |  |  | Active Application | Trade Secret | Trade | HWW | HWW062 | Residential | Solar*Rewards | Trade Secret | 2024
20252-215912-02 | Xcel Energy | 85 | 13781 | IOU | 05973607 | 6.046 | Solar |  |  | Active Application | Trade Secret | Trade | LSP | LSP021 | Residential |  | Trade Secret | 2024
20252-215912-02 | Xcel Energy | 85 | 13781 | IOU | 05973662 | 7.872 | Solar |  |  | Interconnected | Trade Secret | Trade | TWL | TWL082 | Residential |  | Trade Secret | 2024 | 2024
20252-215912-02 | Xcel Energy | 85 | 13781 | IOU | 05973682 | 150 | Solar |  |  | Active Application | Trade Secret | Trade |  |  | Residential |  | Trade Secret | 2024
20252-215912-02 | Xcel Energy | 85 | 13781 | IOU | 05973699 | 9.8 | Solar |  |  | Withdrawn | Trade Secret | Trade | MTR | MTR021 | Residential |  | Trade Secret | 2024
20252-215912-02 | Xcel Energy | 85 | 13781 | IOU | 05973720 | 7.616 | Solar |  |  | Active Application | Trade Secret | Trade | NOF | NOF071 | Residential |  | Trade Secret | 2024
20252-215912-02 | Xcel Energy | 85 | 13781 | IOU | 05973739 | 4.9 | Solar |  |  | Withdrawn | Trade Secret | Trade | MTR | MTR021 | Residential |  | Trade Secret | 2024
20252-215912-02 | Xcel Energy | 85 | 13781 | IOU | 05973991 | 3.747 | Solar |  |  | Active Application | Trade Secret | Trade | STO | STO002 | Residential |  | Trade Secret | 2024
20252-215912-02 | Xcel Energy | 85 | 13781 | IOU | 05974002 | 6.046 | Solar |  |  | Active Application | Trade Secret | Trade | SCL | SCL312 | Residential |  | Trade Secret | 2024
20252-215912-02 | Xcel Energy | 85 | 13781 | IOU | 05974008 | 6.046 | Solar |  |  | Active Application | Trade Secret | Trade | GRC | GRC063 | Residential |  | Trade Secret | 2024
20252-215912-02 | Xcel Energy | 85 | 13781 | IOU | 05974016 | 5.052 | Solar |  |  | Active Application | Trade Secret | Trade | STO | STO002 | Residential |  | Trade Secret | 2024
20252-215912-02 | Xcel Energy | 85 | 13781 | IOU | 05974046 |  | Solar |  |  | Withdrawn | Trade Secret | Trade |  |  | Residential | Solar*Rewards | Trade Secret | 2024
20252-215912-02 | Xcel Energy | 85 | 13781 | IOU | 05974053 | 16.321 | Solar |  |  | Active Application | Trade Secret | Trade | WDY | WDY322 | Residential | Solar*Rewards | Trade Secret | 2024
20252-215912-02 | Xcel Energy | 85 | 13781 | IOU | 05974066 | 38.018 | Solar |  |  | Active Application | Trade Secret | Trade | WEL | WEL021 | Commercial |  | Trade Secret | 2024
20252-215912-02 | Xcel Energy | 85 | 13781 | IOU | 05974087 |  | Solar |  |  | Withdrawn | Trade Secret | Trade |  |  | Residential | Solar*Rewards | Trade Secret | 2024
20252-215912-02 | Xcel Energy | 85 | 13781 | IOU | 05974090 | 6.912 | Solar |  |  | Interconnected | Trade Secret | Trade | STY | STY072 | Residential |  | Trade Secret | 2024 | 2025
20252-215912-02 | Xcel Energy | 85 | 13781 | IOU | 05974099 | 5.693 | Solar |  |  | Interconnected | Trade Secret | Trade | FSL | FSL312 | Residential | Solar*Rewards | Trade Secret | 2024 | 2025
20252-215912-02 | Xcel Energy | 85 | 13781 | IOU | 05974116 | 5.904 | Solar |  |  | Active Application | Trade Secret | Trade | DPN | DPN072 | Residential | Solar*Rewards | Trade Secret | 2024
20252-215912-02 | Xcel Energy | 85 | 13781 | IOU | 05974177 | 1.518 | Solar |  |  | Withdrawn | Trade Secret | Trade | SOU | SOU064 | Residential | Solar*Rewards | Trade Secret | 2024
20252-215912-02 | Xcel Energy | 85 | 13781 | IOU | 05974242 | 11.933 | Solar |  |  | Active Application | Trade Secret | Trade | MND | MND071 | Residential | Solar*Rewards | Trade Secret | 2024
20252-215912-02 | Xcel Energy | 85 | 13781 | IOU | 05974285 | 7.6 | Solar |  |  | Interconnected | Trade Secret | Trade | HSN | HSN321 | Residential |  | Trade Secret | 2024 | 2025
20252-215912-02 | Xcel Energy | 85 | 13781 | IOU | 05974412 | 11.007 | Solar |  |  | Active Application | Trade Secret | Trade | RPO | RPO312 | Residential |  | Trade Secret | 2024
20252-215912-02 | Xcel Energy | 85 | 13781 | IOU | 05974452 | 5.314 | Solar |  |  | Withdrawn | Trade Secret | Trade | LIN | LIN022 | Residential |  | Trade Secret | 2024
20252-215912-02 | Xcel Energy | 85 | 13781 | IOU | 05974468 | 14.3 | Solar |  |  | Withdrawn | Trade Secret | Trade | WEH | WEH021 | Residential |  | Trade Secret | 2024
20252-215912-02 | Xcel Energy | 85 | 13781 | IOU | 05974604 | 6.825 | Solar |  |  | Active Application | Trade Secret | Trade | STY | STY062 | Residential | Solar*Rewards | Trade Secret | 2024
20252-215912-02 | Xcel Energy | 85 | 13781 | IOU | 05974742 | 5.76 | Solar |  |  | Active Application | Trade Secret | Trade | MTR | MTR021 | Residential | Solar*Rewards | Trade Secret | 2024
20252-215912-02 | Xcel Energy | 85 | 13781 | IOU | 05974961 | 3.747 | Solar |  |  | Active Application | Trade Secret | Trade | ZUM | ZUM021 | Residential |  | Trade Secret | 2024
20252-215912-02 | Xcel Energy | 85 | 13781 | IOU | 05975595 |  |  |  |  | Withdrawn | Trade Secret | Trade |  |  | Residential |  | Trade Secret | 2024
20252-215912-02 | Xcel Energy | 85 | 13781 | IOU | 05975604 | 5000 | Solar |  |  | Withdrawn | Trade Secret | Trade |  |  | Residential | Other | Trade Secret | 2024
20252-215912-02 | Xcel Energy | 85 | 13781 | IOU | 05975613 | 8.775 | Solar |  |  | Interconnected | Trade Secret | Trade | APA | APA077 | Residential | Solar*Rewards | Trade Secret | 2024 | 2025
20252-215912-02 | Xcel Energy | 85 | 13781 | IOU | 05975653 | 4990 | Solar |  |  | Active Application | Trade Secret | Trade | SOH | SOH001 | Commercial |  | Trade Secret | 2024
20252-215912-02 | Xcel Energy | 85 | 13781 | IOU | 05975659 | 5.248 | Solar |  |  | Withdrawn | Trade Secret | Trade | RPL | RPL064 | Residential | Solar*Rewards | Trade Secret | 2024
20252-215912-02 | Xcel Energy | 85 | 13781 | IOU | 05975662 | 4990 | Solar |  |  | Active Application | Trade Secret | Trade | WAK | WAK321 | Commercial |  | Trade Secret | 2024
20252-215912-02 | Xcel Energy | 85 | 13781 | IOU | 05975673 | 9.425 | Solar |  |  | Interconnected | Trade Secret | Trade | EDA | EDA075 | Residential | Solar*Rewards | Trade Secret | 2024 | 2024
20252-215912-02 | Xcel Energy | 85 | 13781 | IOU | 05975681 | 6.046 | Solar |  |  | Active Application | Trade Secret | Trade | MAZ | MAZ021 | Residential |  | Trade Secret | 2024
20252-215912-02 | Xcel Energy | 85 | 13781 | IOU | 05975698 | 12.905 | Solar |  |  | Active Application | Trade Secret | Trade | RAM | RAM071 | Residential |  | Trade Secret | 2024
20252-215912-02 | Xcel Energy | 85 | 13781 | IOU | 05975699 | 38.11 | Solar |  |  | Active Application | Trade Secret | Trade | KEN | KEN022 | Residential |  | Trade Secret | 2024
20252-215912-02 | Xcel Energy | 85 | 13781 | IOU | 05975713 | 6.046 | Solar |  |  | Withdrawn | Trade Secret | Trade | DOC | DOC211 | Residential |  | Trade Secret | 2024
20252-215912-02 | Xcel Energy | 85 | 13781 | IOU | 05975718 | 23 | Solar |  | X | Active Application | Trade Secret | Trade | RMT | RMT321 | Residential |  | Trade Secret | 2024
20252-215912-02 | Xcel Energy | 85 | 13781 | IOU | 05975719 |  | Solar |  |  | Active Application | Trade Secret | Trade |  |  | Residential | Solar*Rewards | Trade Secret | 2024
20252-215912-02 | Xcel Energy | 85 | 13781 | IOU | 05975721 |  | Solar |  |  | Active Application | Trade Secret | Trade | EDA | EDA073 | Residential | Solar*Rewards | Trade Secret | 2024
20252-215912-02 | Xcel Energy | 85 | 13781 | IOU | 05975890 | 5.693 | Solar |  |  | Interconnected | Trade Secret | Trade | RMT | RMT321 | Residential |  | Trade Secret | 2024 | 2024
20252-215912-02 | Xcel Energy | 85 | 13781 | IOU | 05975906 | 3.747 | Solar |  |  | Active Application | Trade Secret | Trade | LEX | LEX333 | Residential |  | Trade Secret | 2024
20252-215912-02 | Xcel Energy | 85 | 13781 | IOU | 05975909 | 5.052 | Solar |  |  | Active Application | Trade Secret | Trade | RAM | RAM071 | Residential |  | Trade Secret | 2024
20252-215912-02 | Xcel Energy | 85 | 13781 | IOU | 05975972 |  | Solar |  |  | Withdrawn | Trade Secret | Trade |  |  | Residential | Solar*Rewards | Trade Secret | 2024
20252-215912-02 | Xcel Energy | 85 | 13781 | IOU | 05975980 | 6.677 | Solar |  |  | Interconnected | Trade Secret | Trade | SOU | SOU081 | Residential | Solar*Rewards | Trade Secret | 2024 | 2025
20252-215912-02 | Xcel Energy | 85 | 13781 | IOU | 05975993 | 3.747 | Solar |  |  | Active Application | Trade Secret | Trade | GLK | GLK062 | Residential |  | Trade Secret | 2024
20252-215912-02 | Xcel Energy | 85 | 13781 | IOU | 05976010 | 4.934 | Solar |  |  | Interconnected | Trade Secret | Trade | WCR | WCR311 | Residential | Solar*Rewards | Trade Secret | 2024 | 2024
20252-215912-02 | Xcel Energy | 85 | 13781 | IOU | 05976031 | 12.146 | Solar |  |  | Interconnected | Trade Secret | Trade | GSL | GSL074 | Residential | Solar*Rewards | Trade Secret | 2024 | 2025
20252-215912-02 | Xcel Energy | 85 | 13781 | IOU | 05976199 |  | Solar |  |  | Active Application | Trade Secret | Trade |  |  | Residential | Solar*Rewards | Trade Secret | 2024
20252-215912-02 | Xcel Energy | 85 | 13781 | IOU | 05976388 | 8.73 | Solar |  |  | Interconnected | Trade Secret | Trade | RRK | RRK082 | Residential | Solar*Rewards | Trade Secret | 2024 | 2025
20252-215912-02 | Xcel Energy | 85 | 13781 | IOU | 05976418 | 8.35 | Solar |  |  | Active Application | Trade Secret | Trade | MOL | MOL061 | Residential |  | Trade Secret | 2024
20252-215912-02 | Xcel Energy | 85 | 13781 | IOU | 05976438 | 11.007 | Solar |  |  | Active Application | Trade Secret | Trade | FRM | FRM062 | Residential | Solar*Rewards | Trade Secret | 2024
20252-215912-02 | Xcel Energy | 85 | 13781 | IOU | 05976563 | 6.5 | Solar |  |  | Active Application | Trade Secret | Trade | MPK | MPK068 | Residential |  | Trade Secret | 2024
20252-215912-02 | Xcel Energy | 85 | 13781 | IOU | 05976963 |  | Solar |  |  | Active Application | Trade Secret | Trade |  |  | Residential | Solar*Rewards | Trade Secret | 2024
20252-215912-02 | Xcel Energy | 85 | 13781 | IOU | 05976967 | 4.355 | Solar |  |  | Active Application | Trade Secret | Trade | WRR | WRR064 | Residential | Solar*Rewards | Trade Secret | 2024
20252-215912-02 | Xcel Energy | 85 | 13781 | IOU | 05976990 |  |  |  |  | Withdrawn | Trade Secret | Trade |  |  | Residential |  | Trade Secret | 2024
20252-215912-02 | Xcel Energy | 85 | 13781 | IOU | 05976994 | 8.027 | Solar |  |  | Interconnected | Trade Secret | Trade | GLK | GLK074 | Residential | Solar*Rewards | Trade Secret | 2024 | 2024
20252-215912-02 | Xcel Energy | 85 | 13781 | IOU | 05977034 | 11.7 | Solar |  |  | Withdrawn | Trade Secret | Trade | RPO | RPO311 | Residential |  | Trade Secret | 2024
20252-215912-02 | Xcel Energy | 85 | 13781 | IOU | 05977043 | 5.248 | Solar |  |  | Withdrawn | Trade Secret | Trade | VKG | VKG072 | Residential | Solar*Rewards | Trade Secret | 2024
20252-215912-02 | Xcel Energy | 85 | 13781 | IOU | 05977046 | 6.073 | Solar |  |  | Interconnected | Trade Secret | Trade | TWL | TWL065 | Residential | Solar*Rewards | Trade Secret | 2024 | 2025
20252-215912-02 | Xcel Energy | 85 | 13781 | IOU | 05977048 | 3.936 | Solar |  |  | Interconnected | Trade Secret | Trade | WSG | WSG064 | Residential | Solar*Rewards | Trade Secret | 2024 | 2024
20252-215912-02 | Xcel Energy | 85 | 13781 | IOU | 05977091 | 7.616 | Solar |  |  | Active Application | Trade Secret | Trade | APA | APA076 | Residential |  | Trade Secret | 2024
20252-215912-02 | Xcel Energy | 85 | 13781 | IOU | 05977142 | 3.796 | Solar |  |  | Withdrawn | Trade Secret | Trade | STY | STY072 | Residential |  | Trade Secret | 2024
20252-215912-02 | Xcel Energy | 85 | 13781 | IOU | 05977182 | 3.747 | Solar |  |  | Active Application | Trade Secret | Trade | CTF | CTF022 | Residential |  | Trade Secret | 2024
20252-215912-02 | Xcel Energy | 85 | 13781 | IOU | 05977302 | 7.6 | Solar |  |  | Active Application | Trade Secret | Trade | WCR | WCR322 | Residential | Solar*Rewards | Trade Secret | 2024
20252-215912-02 | Xcel Energy | 85 | 13781 | IOU | 05977342 | 3.84 | Solar |  |  | Withdrawn | Trade Secret | Trade | ESW | ESW081 | Residential | Solar*Rewards | Trade Secret | 2024
20252-215912-02 | Xcel Energy | 85 | 13781 | IOU | 05977378 | 5.76 | Solar |  |  | Interconnected | Trade Secret | Trade | FSL | FSL312 | Residential | Solar*Rewards | Trade Secret | 2024 | 2025
20252-215912-02 | Xcel Energy | 85 | 13781 | IOU | 05977450 | 5.76 | Solar |  |  | Active Application | Trade Secret | Trade | OSS | OSS073 | Residential | Solar*Rewards | Trade Secret | 2024
20252-215912-02 | Xcel Energy | 85 | 13781 | IOU | 05977529 | 3.747 | Solar |  |  | Active Application | Trade Secret | Trade | CAF | CAF021 | Residential |  | Trade Secret | 2024
20252-215912-02 | Xcel Energy | 85 | 13781 | IOU | 05977536 | 3.796 | Solar |  |  | Active Application | Trade Secret | Trade | VMR | VMR061 | Residential |  | Trade Secret | 2024
20252-215912-02 | Xcel Energy | 85 | 13781 | IOU | 05977597 | 5.76 | Solar |  |  | Withdrawn | Trade Secret | Trade | OSS | OSS073 | Residential | Solar*Rewards | Trade Secret | 2024
20252-215912-02 | Xcel Energy | 85 | 13781 | IOU | 05977635 | 9.6 | Solar |  |  | Active Application | Trade Secret | Trade | OSS | OSS073 | Residential | Solar*Rewards | Trade Secret | 2024
20252-215912-02 | Xcel Energy | 85 | 13781 | IOU | 05977682 | 5.76 | Solar |  |  | Active Application | Trade Secret | Trade | ECK | ECK322 | Residential | Solar*Rewards | Trade Secret | 2024
20252-215912-02 | Xcel Energy | 85 | 13781 | IOU | 05977740 |  | Solar |  |  | Active Application | Trade Secret | Trade |  |  | Residential | Solar*Rewards | Trade Secret | 2024
20252-215912-02 | Xcel Energy | 85 | 13781 | IOU | 05977762 | 7.616 | Solar |  |  | Active Application | Trade Secret | Trade | DND | DND071 | Residential |  | Trade Secret | 2024
20252-215912-02 | Xcel Energy | 85 | 13781 | IOU | 05977813 | 8.528 | Solar |  |  | Active Application | Trade Secret | Trade | WSG | WSG076 | Residential | Solar*Rewards | Trade Secret | 2025
20252-215912-02 | Xcel Energy | 85 | 13781 | IOU | 05977937 | 5.76 | Solar |  |  | Active Application | Trade Secret | Trade | SIP | SIP063 | Residential | Solar*Rewards | Trade Secret | 2024
20252-215912-02 | Xcel Energy | 85 | 13781 | IOU | 05977958 | 7.6 | Solar |  |  | Withdrawn | Trade Secret | Trade | SMT | SMT092 | Residential | Solar*Rewards | Trade Secret | 2024
20252-215912-02 | Xcel Energy | 85 | 13781 | IOU | 05977970 | 3.84 | Solar |  |  | Active Application | Trade Secret | Trade | HSN | HSN321 | Residential | Solar*Rewards | Trade Secret | 2024
20252-215912-02 | Xcel Energy | 85 | 13781 | IOU | 05978013 | 3.84 | Solar |  |  | Withdrawn | Trade Secret | Trade | CRL | CRL065 | Residential | Solar*Rewards | Trade Secret | 2024
20252-215912-02 | Xcel Energy | 85 | 13781 | IOU | 05978062 | 6.046 | Solar |  |  | Active Application | Trade Secret | Trade | DND | DND071 | Residential |  | Trade Secret | 2024
20252-215912-02 | Xcel Energy | 85 | 13781 | IOU | 05978065 | 3.84 | Solar |  |  | Active Application | Trade Secret | Trade | CRL | CRL065 | Residential |  | Trade Secret | 2024
20252-215912-02 | Xcel Energy | 85 | 13781 | IOU | 05978090 | 11.393 | Solar |  |  | Active Application | Trade Secret | Trade | WTB | WTB021 | Residential |  | Trade Secret | 2024
20252-215912-02 | Xcel Energy | 85 | 13781 | IOU | 05978110 | 7.616 | Solar |  |  | Active Application | Trade Secret | Trade | EKO | EKO021 | Residential |  | Trade Secret | 2024
20252-215912-02 | Xcel Energy | 85 | 13781 | IOU | 05978123 | 3.747 | Solar |  |  | Active Application | Trade Secret | Trade | FAB | FAB071 | Residential |  | Trade Secret | 2024
20252-215912-02 | Xcel Energy | 85 | 13781 | IOU | 05978136 | 5.76 | Solar |  |  | Withdrawn | Trade Secret | Trade | ESW | ESW081 | Residential | Solar*Rewards | Trade Secret | 2024
20252-215912-02 | Xcel Energy | 85 | 13781 | IOU | 05978139 | 5.052 | Solar |  |  | Withdrawn | Trade Secret | Trade | FAB | FAB071 | Residential |  | Trade Secret | 2024
20252-215912-02 | Xcel Energy | 85 | 13781 | IOU | 05978153 | 3.84 | Solar |  |  | Withdrawn | Trade Secret | Trade | ESW | ESW081 | Residential | Solar*Rewards | Trade Secret | 2024
20252-215912-02 | Xcel Energy | 85 | 13781 | IOU | 05978307 | 5.76 | Solar |  |  | Withdrawn | Trade Secret | Trade | DHL | DHL061 | Residential | Solar*Rewards | Trade Secret | 2024
20252-215912-02 | Xcel Energy | 85 | 13781 | IOU | 05978311 | 5.525 | Solar |  |  | Active Application | Trade Secret | Trade | IDA | IDA061 | Residential | Solar*Rewards | Trade Secret | 2024
20252-215912-02 | Xcel Energy | 85 | 13781 | IOU | 05978320 |  | Solar |  |  | Withdrawn | Trade Secret | Trade |  |  | Residential | Solar*Rewards | Trade Secret | 2024
20252-215912-02 | Xcel Energy | 85 | 13781 | IOU | 05978326 |  | Solar |  |  | Active Application | Trade Secret | Trade |  |  | Residential | Solar*Rewards | Trade Secret | 2024
20252-215912-02 | Xcel Energy | 85 | 13781 | IOU | 05978327 | 6.453 | Solar |  |  | Interconnected | Trade Secret | Trade | VKG | VKG072 | Residential |  | Trade Secret | 2024 | 2024
20252-215912-02 | Xcel Energy | 85 | 13781 | IOU | 05978333 | 19.988 | Solar |  |  | Active Application | Trade Secret | Trade | VKG | VKG065 | Residential | Solar*Rewards | Trade Secret | 2025
20252-215912-02 | Xcel Energy | 85 | 13781 | IOU | 05978334 | 4.555 | Solar |  |  | Withdrawn | Trade Secret | Trade | AFT | AFT321 | Residential | Solar*Rewards | Trade Secret | 2024
20252-215912-02 | Xcel Energy | 85 | 13781 | IOU | 05978352 | 4.875 | Solar |  |  | Active Application | Trade Secret | Trade | MPK | MPK087 | Residential |  | Trade Secret | 2024
20252-215912-02 | Xcel Energy | 85 | 13781 | IOU | 05978380 | 12.215 | Solar |  |  | Interconnected | Trade Secret | Trade | EXC | EXC062 | Residential | Solar*Rewards | Trade Secret | 2024 | 2025
20252-215912-02 | Xcel Energy | 85 | 13781 | IOU | 05978406 | 5.052 | Solar |  |  | Interconnected | Trade Secret | Trade | SOU | SOU076 | Residential | Solar*Rewards | Trade Secret | 2024 | 2024
20252-215912-02 | Xcel Energy | 85 | 13781 | IOU | 05978424 | 5.904 | Solar |  |  | Interconnected | Trade Secret | Trade | WSG | WSG066 | Residential | Solar*Rewards | Trade Secret | 2024 | 2024
20252-215912-02 | Xcel Energy | 85 | 13781 | IOU | 05978425 |  |  |  |  | Active Application | Trade Secret | Trade |  |  | Residential |  | Trade Secret | 2024
20252-215912-02 | Xcel Energy | 85 | 13781 | IOU | 05978505 | 3.747 | Solar |  |  | Active Application | Trade Secret | Trade | WES | WES074 | Residential |  | Trade Secret | 2024
20252-215912-02 | Xcel Energy | 85 | 13781 | IOU | 05978518 | 4.934 | Solar |  |  | Active Application | Trade Secret | Trade | ALD | ALD095 | Commercial |  | Trade Secret | 2024
20252-215912-02 | Xcel Energy | 85 | 13781 | IOU | 05978550 | 17.839 | Solar |  |  | Active Application | Trade Secret | Trade | MEL | MEL075 | Residential |  | Trade Secret | 2024
20252-215912-02 | Xcel Energy | 85 | 13781 | IOU | 05978588 | 6.282 | Solar |  |  | Interconnected | Trade Secret | Trade | IDA | IDA062 | Residential | Solar*Rewards | Trade Secret | 2024 | 2025
20252-215912-02 | Xcel Energy | 85 | 13781 | IOU | 05978609 | 8.027 | Solar |  |  | Withdrawn | Trade Secret | Trade | DPN | DPN073 | Residential | Solar*Rewards | Trade Secret | 2024
20252-215912-02 | Xcel Energy | 85 | 13781 | IOU | 05978641 | 3.84 | Solar |  |  | Active Application | Trade Secret | Trade | WEB | WEB021 | Residential | Solar*Rewards | Trade Secret | 2024
20252-215912-02 | Xcel Energy | 85 | 13781 | IOU | 05978674 | 5.052 | Solar |  |  | Active Application | Trade Secret | Trade | OAD | OAD074 | Residential |  | Trade Secret | 2024
20252-215912-02 | Xcel Energy | 85 | 13781 | IOU | 05978686 | 9.674 | Solar |  |  | Active Application | Trade Secret | Trade |  |  | Commercial | Solar*Rewards | Trade Secret | 2025
20252-215912-02 | Xcel Energy | 85 | 13781 | IOU | 05978690 | 9.674 | Solar |  |  | Active Application | Trade Secret | Trade |  |  | Commercial | Solar*Rewards | Trade Secret | 2025
20252-215912-02 | Xcel Energy | 85 | 13781 | IOU | 05978691 | 9.674 | Solar |  |  | Active Application | Trade Secret | Trade |  |  | Commercial | Solar*Rewards | Trade Secret | 2025
20252-215912-02 | Xcel Energy | 85 | 13781 | IOU | 05978692 | 9.674 | Solar |  |  | Active Application | Trade Secret | Trade |  |  | Commercial | Solar*Rewards | Trade Secret | 2025
20252-215912-02 | Xcel Energy | 85 | 13781 | IOU | 05978696 | 7.68 | Solar |  |  | Active Application | Trade Secret | Trade |  |  | Commercial | Solar*Rewards | Trade Secret | 2025
20252-215912-02 | Xcel Energy | 85 | 13781 | IOU | 05978697 | 7.68 | Solar |  |  | Active Application | Trade Secret | Trade |  |  | Commercial | Solar*Rewards | Trade Secret | 2025
20252-215912-02 | Xcel Energy | 85 | 13781 | IOU | 05978700 | 7.68 | Solar |  |  | Active Application | Trade Secret | Trade |  |  | Commercial | Solar*Rewards | Trade Secret | 2025
20252-215912-02 | Xcel Energy | 85 | 13781 | IOU | 05978701 | 7.68 | Solar |  |  | Active Application | Trade Secret | Trade |  |  | Commercial | Solar*Rewards | Trade Secret | 2025
20252-215912-02 | Xcel Energy | 85 | 13781 | IOU | 05978705 | 4.86 | Solar |  |  | Active Application | Trade Secret | Trade |  |  | Commercial | Solar*Rewards | Trade Secret | 2024
20252-215912-02 | Xcel Energy | 85 | 13781 | IOU | 05978712 | 4.86 | Solar |  |  | Active Application | Trade Secret | Trade |  |  | Commercial | Solar*Rewards | Trade Secret | 2025
20252-215912-02 | Xcel Energy | 85 | 13781 | IOU | 05978713 | 7.6 | Solar |  |  | Active Application | Trade Secret | Trade | RRK | RRK064 | Residential | Solar*Rewards | Trade Secret | 2024
20252-215912-02 | Xcel Energy | 85 | 13781 | IOU | 05978714 | 4.86 | Solar |  |  | Active Application | Trade Secret | Trade |  |  | Commercial | Solar*Rewards | Trade Secret | 2025
20252-215912-02 | Xcel Energy | 85 | 13781 | IOU | 05978716 | 4.86 | Solar |  |  | Active Application | Trade Secret | Trade |  |  | Commercial | Solar*Rewards | Trade Secret | 2025
20252-215912-02 | Xcel Energy | 85 | 13781 | IOU | 05978718 | 4.86 | Solar |  |  | Active Application | Trade Secret | Trade |  |  | Commercial | Solar*Rewards | Trade Secret | 2025
20252-215912-02 | Xcel Energy | 85 | 13781 | IOU | 05978719 | 4.86 | Solar |  |  | Active Application | Trade Secret | Trade |  |  | Commercial | Solar*Rewards | Trade Secret | 2025
20252-215912-02 | Xcel Energy | 85 | 13781 | IOU | 05978737 | 1.74 | Solar |  |  | Interconnected | Trade Secret | Trade | MND | MND071 | Residential |  | Trade Secret | 2024 | 2025
20252-215912-02 | Xcel Energy | 85 | 13781 | IOU | 05978841 | 4.86 | Solar |  |  | Active Application | Trade Secret | Trade |  |  | Commercial | Solar*Rewards | Trade Secret | 2025
20252-215912-02 | Xcel Energy | 85 | 13781 | IOU | 05978842 | 4.86 | Solar |  |  | Active Application | Trade Secret | Trade |  |  | Commercial | Solar*Rewards | Trade Secret | 2025
20252-215912-02 | Xcel Energy | 85 | 13781 | IOU | 05978843 | 4.86 | Solar |  |  | Active Application | Trade Secret | Trade |  |  | Commercial | Solar*Rewards | Trade Secret | 2025
20252-215912-02 | Xcel Energy | 85 | 13781 | IOU | 05978844 | 4.86 | Solar |  |  | Active Application | Trade Secret | Trade |  |  | Commercial | Solar*Rewards | Trade Secret | 2025
20252-215912-02 | Xcel Energy | 85 | 13781 | IOU | 05978845 | 4.86 | Solar |  |  | Active Application | Trade Secret | Trade |  |  | Commercial | Solar*Rewards | Trade Secret | 2025
20252-215912-02 | Xcel Energy | 85 | 13781 | IOU | 05978846 | 4.86 | Solar |  |  | Active Application | Trade Secret | Trade |  |  | Commercial | Solar*Rewards | Trade Secret | 2025
20252-215912-02 | Xcel Energy | 85 | 13781 | IOU | 05978847 | 4.86 | Solar |  |  | Active Application | Trade Secret | Trade |  |  | Commercial | Solar*Rewards | Trade Secret | 2025
20252-215912-02 | Xcel Energy | 85 | 13781 | IOU | 05978848 | 4.86 | Solar |  |  | Active Application | Trade Secret | Trade |  |  | Commercial | Solar*Rewards | Trade Secret | 2025
20252-215912-02 | Xcel Energy | 85 | 13781 | IOU | 05978849 | 4.86 | Solar |  |  | Active Application | Trade Secret | Trade |  |  | Commercial | Solar*Rewards | Trade Secret | 2025
20252-215912-02 | Xcel Energy | 85 | 13781 | IOU | 05978851 | 4.86 | Solar |  |  | Active Application | Trade Secret | Trade |  |  | Commercial | Solar*Rewards | Trade Secret | 2025
20252-215912-02 | Xcel Energy | 85 | 13781 | IOU | 05978853 | 4.86 | Solar |  |  | Active Application | Trade Secret | Trade |  |  | Commercial | Solar*Rewards | Trade Secret | 2025
20252-215912-02 | Xcel Energy | 85 | 13781 | IOU | 05978854 | 4.86 | Solar |  |  | Active Application | Trade Secret | Trade |  |  | Commercial | Solar*Rewards | Trade Secret | 2025
20252-215912-02 | Xcel Energy | 85 | 13781 | IOU | 05978855 | 4.86 | Solar |  |  | Active Application | Trade Secret | Trade |  |  | Commercial | Solar*Rewards | Trade Secret | 2025
20252-215912-02 | Xcel Energy | 85 | 13781 | IOU | 05978856 | 4.86 | Solar |  |  | Active Application | Trade Secret | Trade |  |  | Commercial | Solar*Rewards | Trade Secret | 2025
20252-215912-02 | Xcel Energy | 85 | 13781 | IOU | 05978857 | 4.86 | Solar |  |  | Active Application | Trade Secret | Trade |  |  | Commercial | Solar*Rewards | Trade Secret | 2025
20252-215912-02 | Xcel Energy | 85 | 13781 | IOU | 05978858 | 4.86 | Solar |  |  | Active Application | Trade Secret | Trade |  |  | Commercial | Solar*Rewards | Trade Secret | 2025
20252-215912-02 | Xcel Energy | 85 | 13781 | IOU | 05978859 | 4.86 | Solar |  |  | Active Application | Trade Secret | Trade |  |  | Commercial | Solar*Rewards | Trade Secret | 2025
20252-215912-02 | Xcel Energy | 85 | 13781 | IOU | 05978861 | 4.86 | Solar |  |  | Active Application | Trade Secret | Trade |  |  | Commercial | Solar*Rewards | Trade Secret | 2025
20252-215912-02 | Xcel Energy | 85 | 13781 | IOU | 05978862 | 4.86 | Solar |  |  | Active Application | Trade Secret | Trade |  |  | Commercial | Solar*Rewards | Trade Secret | 2025
20252-215912-02 | Xcel Energy | 85 | 13781 | IOU | 05978863 | 4.86 | Solar |  |  | Active Application | Trade Secret | Trade |  |  | Commercial | Solar*Rewards | Trade Secret | 2025
20252-215912-02 | Xcel Energy | 85 | 13781 | IOU | 05978864 | 4.86 | Solar |  |  | Active Application | Trade Secret | Trade |  |  | Commercial | Solar*Rewards | Trade Secret | 2025
20252-215912-02 | Xcel Energy | 85 | 13781 | IOU | 05978865 | 9.674 | Solar |  |  | Active Application | Trade Secret | Trade |  |  | Commercial | Solar*Rewards | Trade Secret | 2025
20252-215912-02 | Xcel Energy | 85 | 13781 | IOU | 05978866 | 7.68 | Solar |  |  | Active Application | Trade Secret | Trade |  |  | Commercial | Solar*Rewards | Trade Secret | 2025
20252-215912-02 | Xcel Energy | 85 | 13781 | IOU | 05978867 | 7.68 | Solar |  |  | Active Application | Trade Secret | Trade |  |  | Commercial | Solar*Rewards | Trade Secret | 2025
20252-215912-02 | Xcel Energy | 85 | 13781 | IOU | 05978869 | 7.68 | Solar |  |  | Active Application | Trade Secret | Trade |  |  | Commercial | Solar*Rewards | Trade Secret | 2025
20252-215912-02 | Xcel Energy | 85 | 13781 | IOU | 05978870 | 7.68 | Solar |  |  | Active Application | Trade Secret | Trade |  |  | Commercial | Solar*Rewards | Trade Secret | 2025
20252-215912-02 | Xcel Energy | 85 | 13781 | IOU | 05978872 | 9.674 | Solar |  |  | Active Application | Trade Secret | Trade |  |  | Commercial | Solar*Rewards | Trade Secret | 2025
20252-215912-02 | Xcel Energy | 85 | 13781 | IOU | 05978873 | 7.68 | Solar |  |  | Active Application | Trade Secret | Trade |  |  | Commercial | Solar*Rewards | Trade Secret | 2025
20252-215912-02 | Xcel Energy | 85 | 13781 | IOU | 05978874 | 7.68 | Solar |  |  | Active Application | Trade Secret | Trade |  |  | Commercial | Solar*Rewards | Trade Secret | 2025
20252-215912-02 | Xcel Energy | 85 | 13781 | IOU | 05978875 | 7.68 | Solar |  |  | Active Application | Trade Secret | Trade |  |  | Commercial | Solar*Rewards | Trade Secret | 2025
20252-215912-02 | Xcel Energy | 85 | 13781 | IOU | 05978876 | 4.86 | Solar |  |  | Active Application | Trade Secret | Trade |  |  | Commercial | Solar*Rewards | Trade Secret | 2025
20252-215912-02 | Xcel Energy | 85 | 13781 | IOU | 05978877 | 4.86 | Solar |  |  | Active Application | Trade Secret | Trade |  |  | Commercial | Solar*Rewards | Trade Secret | 2025
20252-215912-02 | Xcel Energy | 85 | 13781 | IOU | 05978878 | 4.86 | Solar |  |  | Active Application | Trade Secret | Trade |  |  | Commercial | Solar*Rewards | Trade Secret | 2025
20252-215912-02 | Xcel Energy | 85 | 13781 | IOU | 05979177 | 4.188 | Solar |  |  | Interconnected | Trade Secret | Trade | EDA | EDA084 | Residential | Solar*Rewards | Trade Secret | 2024 | 2024
20252-215912-02 | Xcel Energy | 85 | 13781 | IOU | 05979184 | 8.129 | Solar |  |  | Active Application | Trade Secret | Trade | RPO | RPO312 | Residential | Solar*Rewards | Trade Secret | 2024
20252-215912-02 | Xcel Energy | 85 | 13781 | IOU | 05979220 | 6.046 | Solar |  |  | Active Application | Trade Secret | Trade | PKL | PKL085 | Residential | Solar*Rewards | Trade Secret | 2024
20252-215912-02 | Xcel Energy | 85 | 13781 | IOU | 05979222 | 2.792 | Solar |  |  | Active Application | Trade Secret | Trade | WIL | WIL062 | Residential | Solar*Rewards | Trade Secret | 2024
20252-215912-02 | Xcel Energy | 85 | 13781 | IOU | 05979226 | 11.517 | Solar |  |  | Interconnected | Trade Secret | Trade | WES | WES074 | Residential |  | Trade Secret | 2024 | 2025
20252-215912-02 | Xcel Energy | 85 | 13781 | IOU | 05979229 |  |  |  |  | Withdrawn | Trade Secret | Trade | TWL | TWL063 | Residential |  | Trade Secret | 2024
20252-215912-02 | Xcel Energy | 85 | 13781 | IOU | 05979230 | 3.839 | Solar |  |  | Interconnected | Trade Secret | Trade | HWW | HWW062 | Residential | Solar*Rewards | Trade Secret | 2024 | 2024
20252-215912-02 | Xcel Energy | 85 | 13781 | IOU | 05979234 | 7.678 | Solar |  |  | Interconnected | Trade Secret | Trade | APA | APA067 | Commercial | Solar*Rewards | Trade Secret | 2024 | 2025
20252-215912-02 | Xcel Energy | 85 | 13781 | IOU | 05979265 | 39.976 | Solar |  |  | Active Application | Trade Secret | Trade | MOL | MOL071 | Commercial |  | Trade Secret | 2024
20252-215912-02 | Xcel Energy | 85 | 13781 | IOU | 05979433 | 9.994 | Solar |  |  | Active Application | Trade Secret | Trade | DND | DND072 | Residential |  | Trade Secret | 2024
20252-215912-02 | Xcel Energy | 85 | 13781 | IOU | 05979443 | 6.046 | Solar |  |  | Active Application | Trade Secret | Trade | FAP | FAP061 | Residential |  | Trade Secret | 2024
20252-215912-02 | Xcel Energy | 85 | 13781 | IOU | 05979450 | 3.747 | Solar |  |  | Active Application | Trade Secret | Trade | GRC | GRC312 | Residential |  | Trade Secret | 2024
20252-215912-02 | Xcel Energy | 85 | 13781 | IOU | 05979847 | 5.052 | Solar |  |  | Active Application | Trade Secret | Trade | WRR | WRR064 | Residential |  | Trade Secret | 2024
20252-215912-02 | Xcel Energy | 85 | 13781 | IOU | 05979926 | 4.225 | Solar |  |  | Active Application | Trade Secret | Trade | CGR | CGR071 | Residential |  | Trade Secret | 2024
20252-215912-02 | Xcel Energy | 85 | 13781 | IOU | 05979952 | 5.052 | Solar |  |  | Active Application | Trade Secret | Trade | MPK | MPK068 | Residential |  | Trade Secret | 2024
20252-215912-02 | Xcel Energy | 85 | 13781 | IOU | 05980030 | 3.839 | Solar |  |  | Interconnected | Trade Secret | Trade | ALD | ALD073 | Residential | Solar*Rewards | Trade Secret | 2024 | 2024
20252-215912-02 | Xcel Energy | 85 | 13781 | IOU | 05980047 | 3.747 | Solar |  |  | Active Application | Trade Secret | Trade | WIL | WIL076 | Residential |  | Trade Secret | 2024
20252-215912-02 | Xcel Energy | 85 | 13781 | IOU | 05980050 | 2.443 | Solar |  |  | Interconnected | Trade Secret | Trade | TWL | TWL067 | Residential | Solar*Rewards | Trade Secret | 2024 | 2025
20252-215912-02 | Xcel Energy | 85 | 13781 | IOU | 05980097 | 7.591 | Solar |  |  | Interconnected | Trade Secret | Trade | RAM | RAM073 | Residential |  | Trade Secret | 2024 | 2025
20252-215912-02 | Xcel Energy | 85 | 13781 | IOU | 05980109 | 5.314 | Solar |  |  | Interconnected | Trade Secret | Trade | BLC | BLC062 | Residential | Solar*Rewards | Trade Secret | 2024 | 2025
20252-215912-02 | Xcel Energy | 85 | 13781 | IOU | 05980189 | 13 | Solar |  |  | Active Application | Trade Secret | Trade | KOL | KOL063 | Residential | Solar*Rewards | Trade Secret | 2024
20252-215912-02 | Xcel Energy | 85 | 13781 | IOU | 05980316 | 9.216 | Solar |  |  | Active Application | Trade Secret | Trade | WAB | WAB031 | Residential | Solar*Rewards | Trade Secret | 2024
20252-215912-02 | Xcel Energy | 85 | 13781 | IOU | 05980367 | 4.175 | Solar |  |  | Interconnected | Trade Secret | Trade | ECK | ECK322 | Residential |  | Trade Secret | 2024 | 2024
20252-215912-02 | Xcel Energy | 85 | 13781 | IOU | 05980604 | 6.046 | Solar |  |  | Active Application | Trade Secret | Trade | EKO | EKO021 | Residential |  | Trade Secret | 2024
20252-215912-02 | Xcel Energy | 85 | 13781 | IOU | 05980641 | 7.616 | Solar |  |  | Active Application | Trade Secret | Trade | SAV | SAV071 | Residential |  | Trade Secret | 2024
20252-215912-02 | Xcel Energy | 85 | 13781 | IOU | 05980645 | 9.994 | Solar |  |  | Active Application | Trade Secret | Trade | SAV | SAV063 | Residential |  | Trade Secret | 2024
20252-215912-02 | Xcel Energy | 85 | 13781 | IOU | 05980651 | 5.052 | Solar |  |  | Active Application | Trade Secret | Trade | HYL | HYL073 | Residential |  | Trade Secret | 2024
20252-215912-02 | Xcel Energy | 85 | 13781 | IOU | 05980780 | 6.073 | Solar |  |  | Interconnected | Trade Secret | Trade | TWL | TWL073 | Residential | Solar*Rewards | Trade Secret | 2024 | 2025
20252-215912-02 | Xcel Energy | 85 | 13781 | IOU | 05980962 |  | Solar |  |  | Active Application | Trade Secret | Trade |  |  | Residential | Solar*Rewards | Trade Secret | 2024
20252-215912-02 | Xcel Energy | 85 | 13781 | IOU | 05980991 | 1250 | Other |  |  | Active Application | Trade Secret | Trade | WEH | WEH022 | Commercial |  | Trade Secret | 2024
20252-215912-02 | Xcel Energy | 85 | 13781 | IOU | 05981004 | 9.6 | Solar |  |  | Active Application | Trade Secret | Trade | ALD | ALD072 | Commercial |  | Trade Secret | 2024
20252-215912-02 | Xcel Energy | 85 | 13781 | IOU | 05981020 | 8.73 | Solar |  |  | Active Application | Trade Secret | Trade | DND | DND071 | Residential | Solar*Rewards | Trade Secret | 2024
20252-215912-02 | Xcel Energy | 85 | 13781 | IOU | 05981046 | 4.9 | Solar |  |  | Active Application | Trade Secret | Trade | MTR | MTR021 | Residential |  | Trade Secret | 2024
20252-215912-02 | Xcel Energy | 85 | 13781 | IOU | 05981049 | 2.443 | Solar |  |  | Interconnected | Trade Secret | Trade | SOU | SOU069 | Residential | Solar*Rewards | Trade Secret | 2024 | 2025
20252-215912-02 | Xcel Energy | 85 | 13781 | IOU | 05981060 | 6.5 | Solar |  |  | Withdrawn | Trade Secret | Trade | MOL | MOL068 | Residential |  | Trade Secret | 2024
20252-215912-02 | Xcel Energy | 85 | 13781 | IOU | 05981067 | 6.832 | Solar |  |  | Interconnected | Trade Secret | Trade | ECK | ECK062 | Residential | Solar*Rewards | Trade Secret | 2024 | 2025
20252-215912-02 | Xcel Energy | 85 | 13781 | IOU | 05981084 | 4875 | Solar |  |  | Active Application | Trade Secret | Trade | KAN | KAN031 | Commercial |  | Trade Secret | 2024
20252-215912-02 | Xcel Energy | 85 | 13781 | IOU | 05981090 | 12.146 | Solar |  |  | Interconnected | Trade Secret | Trade | WCR | WCR322 | Residential | Solar*Rewards | Trade Secret | 2024 | 2025
20252-215912-02 | Xcel Energy | 85 | 13781 | IOU | 05981164 | 6.046 | Solar |  |  | Active Application | Trade Secret | Trade | SLP | SLP092 | Residential |  | Trade Secret | 2024
20252-215912-02 | Xcel Energy | 85 | 13781 | IOU | 05981246 | 39.98 | Solar |  |  | Active Application | Trade Secret | Trade | FSL | FSL311 | Commercial |  | Trade Secret | 2024
20252-215912-02 | Xcel Energy | 85 | 13781 | IOU | 05981287 | 6.073 | Solar |  |  | Interconnected | Trade Secret | Trade | BRP | BRP063 | Residential |  | Trade Secret | 2024 | 2024
20252-215912-02 | Xcel Energy | 85 | 13781 | IOU | 05981371 | 7.6 | Solar |  |  | Withdrawn | Trade Secret | Trade | WCR | WCR322 | Residential | Solar*Rewards | Trade Secret | 2024
20252-215912-02 | Xcel Energy | 85 | 13781 | IOU | 05981375 | 4.9 |  |  |  | Withdrawn | Trade Secret | Trade | WCR | WCR322 | Residential |  | Trade Secret | 2024
20252-215912-02 | Xcel Energy | 85 | 13781 | IOU | 05981472 | 20 | Solar |  |  | Withdrawn | Trade Secret | Trade |  |  | Residential | Other | Trade Secret | 2024
20252-215912-02 | Xcel Energy | 85 | 13781 | IOU | 05981497 | 27.3 | Solar |  |  | Withdrawn | Trade Secret | Trade | DBL | DBL074 | Commercial |  | Trade Secret | 2024
20252-215912-02 | Xcel Energy | 85 | 13781 | IOU | 05981538 | 3.84 | Solar |  |  | Interconnected | Trade Secret | Trade | ESW | ESW081 | Residential | Solar*Rewards | Trade Secret | 2024 | 2025
20252-215912-02 | Xcel Energy | 85 | 13781 | IOU | 05981667 |  | Solar |  |  | Active Application | Trade Secret | Trade |  |  | Residential | Solar*Rewards | Trade Secret | 2024
20252-215912-02 | Xcel Energy | 85 | 13781 | IOU | 05981970 | 17.88 | Storage |  |  | Active Application | Trade Secret | Trade | KAN | KAN031 | Residential |  | Trade Secret | 2024
20252-215912-02 | Xcel Energy | 85 | 13781 | IOU | 05982031 | 6.046 | Solar |  |  | Active Application | Trade Secret | Trade | GRC | GRC312 | Residential |  | Trade Secret | 2024
20252-215912-02 | Xcel Energy | 85 | 13781 | IOU | 05982039 | 9.994 | Solar |  |  | Interconnected | Trade Secret | Trade | HOL | HOL071 | Residential | Solar*Rewards | Trade Secret | 2024 | 2025
20252-215912-02 | Xcel Energy | 85 | 13781 | IOU | 05982406 | 9.84 | Solar |  |  | Interconnected | Trade Secret | Trade | WSG | WSG352 | Residential | Solar*Rewards | Trade Secret | 2024 | 2024
20252-215912-02 | Xcel Energy | 85 | 13781 | IOU | 05982587 | 5.76 | Solar |  |  | Active Application | Trade Secret | Trade | ESW | ESW081 | Residential | Solar*Rewards | Trade Secret | 2024
20252-215912-02 | Xcel Energy | 85 | 13781 | IOU | 05982595 | 6.282 | Solar |  |  | Active Application | Trade Secret | Trade | MAP | MAP061 | Residential |  | Trade Secret | 2025
20252-215912-02 | Xcel Energy | 85 | 13781 | IOU | 05982659 | 6.046 | Solar |  |  | Active Application | Trade Secret | Trade | CHE | CHE076 | Residential |  | Trade Secret | 2024
20252-215912-02 | Xcel Energy | 85 | 13781 | IOU | 05982707 | 15.232 | Solar |  |  | Active Application | Trade Secret | Trade | HUG | HUG312 | Residential |  | Trade Secret | 2024
20252-215912-02 | Xcel Energy | 85 | 13781 | IOU | 05982708 | 3.84 | Solar |  |  | Active Application | Trade Secret | Trade | ESW | ESW081 | Residential | Solar*Rewards | Trade Secret | 2024
20252-215912-02 | Xcel Energy | 85 | 13781 | IOU | 05982800 | 5.76 | Solar |  |  | Active Application | Trade Secret | Trade | DHL | DHL061 | Residential | Solar*Rewards | Trade Secret | 2024
20252-215912-02 | Xcel Energy | 85 | 13781 | IOU | 05982801 | 4.645 | Solar |  |  | Withdrawn | Trade Secret | Trade | SOU | SOU069 | Residential | Solar*Rewards | Trade Secret | 2024
20252-215912-02 | Xcel Energy | 85 | 13781 | IOU | 05982820 | 5.76 | Solar |  |  | Active Application | Trade Secret | Trade | FSL | FSL312 | Residential | Solar*Rewards | Trade Secret | 2024
20252-215912-02 | Xcel Energy | 85 | 13781 | IOU | 05982840 | 5.2 | Solar |  |  | Interconnected | Trade Secret | Trade | RIV | RIV061 | Residential | Solar*Rewards | Trade Secret | 2024 | 2025
20252-215912-02 | Xcel Energy | 85 | 13781 | IOU | 05982853 | 15.096 | Solar |  |  | Active Application | Trade Secret | Trade | BLC | BLC062 | Residential |  | Trade Secret | 2024
20252-215912-02 | Xcel Energy | 85 | 13781 | IOU | 05982872 | 5.76 | Solar |  |  | Active Application | Trade Secret | Trade | ESW | ESW081 | Residential | Solar*Rewards | Trade Secret | 2024
20252-215912-02 | Xcel Energy | 85 | 13781 | IOU | 05982890 | 10.4 | Solar |  |  | Active Application | Trade Secret | Trade | CAF | CAF021 | Residential | Solar*Rewards | Trade Secret | 2024
20252-215912-02 | Xcel Energy | 85 | 13781 | IOU | 05982924 | 8.125 | Solar |  |  | Interconnected | Trade Secret | Trade | APA | APA068 | Residential |  | Trade Secret | 2024 | 2025
20252-215912-02 | Xcel Energy | 85 | 13781 | IOU | 05982932 | 3.747 | Solar |  |  | Active Application | Trade Secret | Trade | EKO | EKO021 | Residential |  | Trade Secret | 2024
20252-215912-02 | Xcel Energy | 85 | 13781 | IOU | 05983183 | 5.052 | Solar |  |  | Active Application | Trade Secret | Trade | HYL | HYL073 | Residential |  | Trade Secret | 2024
20252-215912-02 | Xcel Energy | 85 | 13781 | IOU | 05983217 | 7 | Solar |  |  | Interconnected | Trade Secret | Trade | OAD | OAD073 | Residential | Solar*Rewards | Trade Secret | 2024 | 2024
20252-215912-02 | Xcel Energy | 85 | 13781 | IOU | 05983223 | 5.76 | Solar |  |  | Withdrawn | Trade Secret | Trade | FSL | FSL311 | Residential | Solar*Rewards | Trade Secret | 2024
20252-215912-02 | Xcel Energy | 85 | 13781 | IOU | 05983231 | 4.555 | Solar |  |  | Withdrawn | Trade Secret | Trade | RIV | RIV061 | Residential | Solar*Rewards | Trade Secret | 2024
20252-215912-02 | Xcel Energy | 85 | 13781 | IOU | 05983251 | 5.76 | Solar |  |  | Active Application | Trade Secret | Trade | SMT | SMT081 | Residential | Solar*Rewards | Trade Secret | 2024
20252-215912-02 | Xcel Energy | 85 | 13781 | IOU | 05983269 | 5.052 | Solar |  |  | Active Application | Trade Secret | Trade | ANN | ANN021 | Residential |  | Trade Secret | 2024
20252-215912-02 | Xcel Energy | 85 | 13781 | IOU | 05983294 | 7.6 | Solar |  |  | Active Application | Trade Secret | Trade | ESW | ESW081 | Residential | Solar*Rewards | Trade Secret | 2024
20252-215912-02 | Xcel Energy | 85 | 13781 | IOU | 05983316 | 6.046 | Solar |  |  | Active Application | Trade Secret | Trade | SCL | SCL312 | Residential |  | Trade Secret | 2024
20252-215912-02 | Xcel Energy | 85 | 13781 | IOU | 05983334 | 4.9 | Solar |  |  | Active Application | Trade Secret | Trade | MTR | MTR021 | Residential |  | Trade Secret | 2024
20252-215912-02 | Xcel Energy | 85 | 13781 | IOU | 05983340 | 9.6 | Solar |  |  | Active Application | Trade Secret | Trade | ALK | ALK067 | Residential | Solar*Rewards | Trade Secret | 2024
20252-215912-02 | Xcel Energy | 85 | 13781 | IOU | 05983342 | 5.052 | Solar |  |  | Active Application | Trade Secret | Trade | NOF | NOF061 | Residential |  | Trade Secret | 2024
20252-215912-02 | Xcel Energy | 85 | 13781 | IOU | 05983356 | 3.747 | Solar |  |  | Active Application | Trade Secret | Trade | EKO | EKO021 | Residential |  | Trade Secret | 2024
20252-215912-02 | Xcel Energy | 85 | 13781 | IOU | 05983403 | 3.84 | Solar |  |  | Active Application | Trade Secret | Trade | FSL | FSL311 | Residential | Solar*Rewards | Trade Secret | 2024
20252-215912-02 | Xcel Energy | 85 | 13781 | IOU | 05983425 | 7.6 | Solar |  |  | Active Application | Trade Secret | Trade | BYT | BYT061 | Residential | Solar*Rewards | Trade Secret | 2024
20252-215912-02 | Xcel Energy | 85 | 13781 | IOU | 05983470 | 5.76 | Solar |  |  | Withdrawn | Trade Secret | Trade | DND | DND072 | Residential | Solar*Rewards | Trade Secret | 2024
20252-215912-02 | Xcel Energy | 85 | 13781 | IOU | 05983535 | 3.84 | Solar |  |  | Active Application | Trade Secret | Trade | FSL | FSL311 | Residential | Solar*Rewards | Trade Secret | 2024
20252-215912-02 | Xcel Energy | 85 | 13781 | IOU | 05983558 | 7.616 | Solar |  |  | Active Application | Trade Secret | Trade | RWD | RWD081 | Residential |  | Trade Secret | 2024
20252-215912-02 | Xcel Energy | 85 | 13781 | IOU | 05983599 | 10.496 | Solar |  |  | Interconnected | Trade Secret | Trade | GNL | GNL071 | Residential | Solar*Rewards | Trade Secret | 2024 | 2024
20252-215912-02 | Xcel Energy | 85 | 13781 | IOU | 05983604 | 9.84 | Solar |  |  | Active Application | Trade Secret | Trade | WSG | WSG076 | Residential | Solar*Rewards | Trade Secret | 2025
20252-215912-02 | Xcel Energy | 85 | 13781 | IOU | 05983608 | 5.76 | Solar |  |  | Active Application | Trade Secret | Trade | DND | DND072 | Residential | Solar*Rewards | Trade Secret | 2024
20252-215912-02 | Xcel Energy | 85 | 13781 | IOU | 05983779 | 4.355 | Solar |  |  | Active Application | Trade Secret | Trade | SOU | SOU087 | Residential | Solar*Rewards | Trade Secret | 2024
20252-215912-02 | Xcel Energy | 85 | 13781 | IOU | 05983880 | 5.76 | Solar |  |  | Interconnected | Trade Secret | Trade | HSN | HSN311 | Residential | Solar*Rewards | Trade Secret | 2024 | 2025
20252-215912-02 | Xcel Energy | 85 | 13781 | IOU | 05983883 | 7.591 | Solar |  |  | Interconnected | Trade Secret | Trade | GRC | GRC063 | Residential | Solar*Rewards | Trade Secret | 2024 | 2024
20252-215912-02 | Xcel Energy | 85 | 13781 | IOU | 05983913 | 19.12 | Solar |  |  | Active Application | Trade Secret | Trade | HSN | HSN321 | Residential | Solar*Rewards | Trade Secret | 2024
20252-215912-02 | Xcel Energy | 85 | 13781 | IOU | 05983923 | 5.693 | Solar |  |  | Active Application | Trade Secret | Trade | WSG | WSG362 | Residential | Solar*Rewards | Trade Secret | 2024
20252-215912-02 | Xcel Energy | 85 | 13781 | IOU | 05983963 | 5.76 | Solar |  |  | Active Application | Trade Secret | Trade | CTR | CTR031 | Residential | Solar*Rewards | Trade Secret | 2024
20252-215912-02 | Xcel Energy | 85 | 13781 | IOU | 05984001 | 7.475 | Solar |  |  | Withdrawn | Trade Secret | Trade | OAD | OAD073 | Residential | Solar*Rewards | Trade Secret | 2024
20252-215912-02 | Xcel Energy | 85 | 13781 | IOU | 05984044 | 7.6 | Solar |  |  | Active Application | Trade Secret | Trade | SCL | SCL311 | Residential | Solar*Rewards | Trade Secret | 2024
20252-215912-02 | Xcel Energy | 85 | 13781 | IOU | 05984074 | 5.693 | Solar |  |  | Interconnected | Trade Secret | Trade | OAD | OAD072 | Residential |  | Trade Secret | 2024 | 2024
20252-215912-02 | Xcel Energy | 85 | 13781 | IOU | 05984106 | 5.76 | Solar |  |  | Active Application | Trade Secret | Trade | RWD | RWD063 | Residential | Solar*Rewards | Trade Secret | 2024
20252-215912-02 | Xcel Energy | 85 | 13781 | IOU | 05984145 | 4.875 | Solar |  |  | Active Application | Trade Secret | Trade | SOU | SOU087 | Residential |  | Trade Secret | 2024
20252-215912-02 | Xcel Energy | 85 | 13781 | IOU | 05984153 | 2.6 | Solar |  |  | Active Application | Trade Secret | Trade | CGR | CGR071 | Residential |  | Trade Secret | 2024
20252-215912-02 | Xcel Energy | 85 | 13781 | IOU | 05984157 | 3.84 | Solar |  |  | Interconnected | Trade Secret | Trade | VMR | VMR062 | Residential | Solar*Rewards | Trade Secret | 2024 | 2025
20252-215912-02 | Xcel Energy | 85 | 13781 | IOU | 05984174 | 8.725 | Solar |  |  | Interconnected | Trade Secret | Trade | DPN | DPN071 | Residential | Solar*Rewards | Trade Secret | 2024 | 2025
20252-215912-02 | Xcel Energy | 85 | 13781 | IOU | 05984180 | 9.6 | Solar |  |  | Withdrawn | Trade Secret | Trade | ALK | ALK072 | Residential | Solar*Rewards | Trade Secret | 2024
20252-215912-02 | Xcel Energy | 85 | 13781 | IOU | 05984537 | 3.747 | Solar |  |  | Active Application | Trade Secret | Trade | HYL | HYL064 | Residential |  | Trade Secret | 2024
20252-215912-02 | Xcel Energy | 85 | 13781 | IOU | 05984602 | 5.76 | Solar |  |  | Active Application | Trade Secret | Trade | HUG | HUG312 | Residential | Solar*Rewards | Trade Secret | 2024
20252-215912-02 | Xcel Energy | 85 | 13781 | IOU | 05984678 | 2.094 | Solar |  |  | Active Application | Trade Secret | Trade | SOU | SOU079 | Residential | Solar*Rewards | Trade Secret | 2024
20252-215912-02 | Xcel Energy | 85 | 13781 | IOU | 05984679 | 3.84 | Solar |  |  | Active Application | Trade Secret | Trade | ESW | ESW072 | Residential | Solar*Rewards | Trade Secret | 2024
20252-215912-02 | Xcel Energy | 85 | 13781 | IOU | 05984698 |  | Solar |  |  | Active Application | Trade Secret | Trade |  |  | Residential | Solar*Rewards | Trade Secret | 2024
20252-215912-02 | Xcel Energy | 85 | 13781 | IOU | 05984835 | 6.08 | Solar |  |  | Active Application | Trade Secret | Trade | SOU | SOU061 | Residential | Solar*Rewards | Trade Secret | 2024
20252-215912-02 | Xcel Energy | 85 | 13781 | IOU | 05984869 | 3.037 | Solar |  |  | Interconnected | Trade Secret | Trade | HSN | HSN311 | Residential | Solar*Rewards | Trade Secret | 2024 | 2024
20252-215912-02 | Xcel Energy | 85 | 13781 | IOU | 05984879 | 4.886 | Solar |  |  | Interconnected | Trade Secret | Trade | SOU | SOU073 | Residential | Solar*Rewards | Trade Secret | 2024 | 2025
20252-215912-02 | Xcel Energy | 85 | 13781 | IOU | 05984886 | 4.886 | Solar |  |  | Interconnected | Trade Secret | Trade | SOU | SOU069 | Residential | Solar*Rewards | Trade Secret | 2024 | 2025
20252-215912-02 | Xcel Energy | 85 | 13781 | IOU | 05984906 | 3.84 | Solar |  |  | Active Application | Trade Secret | Trade | CTR | CTR031 | Residential | Solar*Rewards | Trade Secret | 2024
20252-215912-02 | Xcel Energy | 85 | 13781 | IOU | 05985006 | 5.248 | Solar |  |  | Interconnected | Trade Secret | Trade | CRL | CRL065 | Residential | Solar*Rewards | Trade Secret | 2024 | 2024
20252-215912-02 | Xcel Energy | 85 | 13781 | IOU | 05985021 | 1.742 | Solar |  |  | Active Application | Trade Secret | Trade | ALD | ALD076 | Residential |  | Trade Secret | 2024
20252-215912-02 | Xcel Energy | 85 | 13781 | IOU | 05985025 | 4.355 | Solar |  |  | Interconnected | Trade Secret | Trade | SOU | SOU069 | Residential | Solar*Rewards | Trade Secret | 2024 | 2025
20252-215912-02 | Xcel Energy | 85 | 13781 | IOU | 05985053 | 5.76 | Solar |  |  | Active Application | Trade Secret | Trade | EKO | EKO021 | Residential | Solar*Rewards | Trade Secret | 2024
20252-215912-02 | Xcel Energy | 85 | 13781 | IOU | 05985091 | 5.904 | Solar |  |  | Interconnected | Trade Secret | Trade | WSG | WSG063 | Residential | Solar*Rewards | Trade Secret | 2024 | 2024
20252-215912-02 | Xcel Energy | 85 | 13781 | IOU | 05985117 | 4250 | Solar |  |  | Active Application | Trade Secret | Trade | PLA | PLA022 | Commercial |  | Trade Secret | 2024
20252-215912-02 | Xcel Energy | 85 | 13781 | IOU | 05985216 | 5.052 | Solar |  |  | Active Application | Trade Secret | Trade | EKO | EKO021 | Residential |  | Trade Secret | 2025
20252-215912-02 | Xcel Energy | 85 | 13781 | IOU | 05985254 | 7.6 | Solar |  |  | Withdrawn | Trade Secret | Trade | GRC | GRC313 | Residential | Solar*Rewards | Trade Secret | 2024
20252-215912-02 | Xcel Energy | 85 | 13781 | IOU | 05985257 | 7.8 | Solar |  |  | Interconnected | Trade Secret | Trade | TWL | TWL074 | Residential | Solar*Rewards | Trade Secret | 2024 | 2025
20252-215912-02 | Xcel Energy | 85 | 13781 | IOU | 05985262 | 3.84 | Solar |  |  | Active Application | Trade Secret | Trade | GRC | GRC312 | Residential | Solar*Rewards | Trade Secret | 2024
20252-215912-02 | Xcel Energy | 85 | 13781 | IOU | 05985273 | 5.76 | Solar |  |  | Withdrawn | Trade Secret | Trade | DND | DND071 | Residential | Solar*Rewards | Trade Secret | 2024
20252-215912-02 | Xcel Energy | 85 | 13781 | IOU | 05985275 | 24.8 | Solar |  |  | Active Application | Trade Secret | Trade | RIV | RIV063 | Commercial |  | Trade Secret | 2024
20252-215912-02 | Xcel Energy | 85 | 13781 | IOU | 05985278 | 3.25 | Solar |  |  | Interconnected | Trade Secret | Trade | APA | APA064 | Residential | Solar*Rewards | Trade Secret | 2024 | 2024
20252-215912-02 | Xcel Energy | 85 | 13781 | IOU | 05985287 | 5.76 | Solar |  |  | Active Application | Trade Secret | Trade | GRC | GRC312 | Residential | Solar*Rewards | Trade Secret | 2024
20252-215912-02 | Xcel Energy | 85 | 13781 | IOU | 05985297 | 4.875 | Solar |  |  | Active Application | Trade Secret | Trade | SLP | SLP092 | Residential | Solar*Rewards | Trade Secret | 2024
20252-215912-02 | Xcel Energy | 85 | 13781 | IOU | 05985469 |  | Solar |  |  | Active Application | Trade Secret | Trade |  |  | Residential | Solar*Rewards | Trade Secret | 2024
20252-215912-02 | Xcel Energy | 85 | 13781 | IOU | 05985470 |  | Solar |  |  | Active Application | Trade Secret | Trade |  |  | Residential | Solar*Rewards | Trade Secret | 2024
20252-215912-02 | Xcel Energy | 85 | 13781 | IOU | 05985504 |  | Solar |  |  | Active Application | Trade Secret | Trade |  |  | Residential | Solar*Rewards | Trade Secret | 2024
20252-215912-02 | Xcel Energy | 85 | 13781 | IOU | 05985506 |  | Solar |  |  | Active Application | Trade Secret | Trade |  |  | Residential | Solar*Rewards | Trade Secret | 2024
20252-215912-02 | Xcel Energy | 85 | 13781 | IOU | 05985592 | 3.747 | Solar |  |  | Active Application | Trade Secret | Trade | CDV | CDV072 | Residential |  | Trade Secret | 2024
20252-215912-02 | Xcel Energy | 85 | 13781 | IOU | 05985597 | 3.747 | Solar |  |  | Active Application | Trade Secret | Trade | SLP | SLP322 | Residential |  | Trade Secret | 2024
20252-215912-02 | Xcel Energy | 85 | 13781 | IOU | 05985687 | 5.052 | Solar |  |  | Active Application | Trade Secret | Trade | ESW | ESW081 | Residential |  | Trade Secret | 2024
20252-215912-02 | Xcel Energy | 85 | 13781 | IOU | 05985694 | 5.052 | Solar |  |  | Active Application | Trade Secret | Trade | STO | STO002 | Residential |  | Trade Secret | 2024
20252-215912-02 | Xcel Energy | 85 | 13781 | IOU | 05985748 | 5.76 | Solar |  |  | Active Application | Trade Secret | Trade | FSL | FSL311 | Residential | Solar*Rewards | Trade Secret | 2024
20252-215912-02 | Xcel Energy | 85 | 13781 | IOU | 05985774 | 3.747 | Solar |  |  | Active Application | Trade Secret | Trade | WIL | WIL073 | Residential |  | Trade Secret | 2024
20252-215912-02 | Xcel Energy | 85 | 13781 | IOU | 05985798 | 6.046 | Solar |  |  | Withdrawn | Trade Secret | Trade | SMT | SMT092 | Residential |  | Trade Secret | 2024
20252-215912-02 | Xcel Energy | 85 | 13781 | IOU | 05985854 | 3.747 | Solar |  |  | Active Application | Trade Secret | Trade | STO | STO002 | Residential |  | Trade Secret | 2024
20252-215912-02 | Xcel Energy | 85 | 13781 | IOU | 05985857 | 6.073 | Solar |  |  | Active Application | Trade Secret | Trade | HWW | HWW074 | Residential | Solar*Rewards | Trade Secret | 2024
20252-215912-02 | Xcel Energy | 85 | 13781 | IOU | 05985861 | 11.766 | Solar |  |  | Interconnected | Trade Secret | Trade | ALK | ALK072 | Residential | Solar*Rewards | Trade Secret | 2024 | 2025
20252-215912-02 | Xcel Energy | 85 | 13781 | IOU | 05986055 | 9.109 | Solar |  |  | Interconnected | Trade Secret | Trade | ECK | ECK063 | Residential | Solar*Rewards | Trade Secret | 2024 | 2025
20252-215912-02 | Xcel Energy | 85 | 13781 | IOU | 05986068 | 3.839 | Solar |  |  | Interconnected | Trade Secret | Trade | SOU | SOU073 | Residential | Solar*Rewards | Trade Secret | 2024 | 2025
20252-215912-02 | Xcel Energy | 85 | 13781 | IOU | 05986295 | 6.046 | Solar |  |  | Active Application | Trade Secret | Trade | HYL | HYL064 | Residential |  | Trade Secret | 2024
20252-215912-02 | Xcel Energy | 85 | 13781 | IOU | 05986326 | 3.747 | Solar |  |  | Active Application | Trade Secret | Trade | SOU | SOU086 | Residential |  | Trade Secret | 2024
20252-215912-02 | Xcel Energy | 85 | 13781 | IOU | 05986327 | 3.25 | Solar |  |  | Active Application | Trade Secret | Trade | SOU | SOU083 | Residential |  | Trade Secret | 2024
20252-215912-02 | Xcel Energy | 85 | 13781 | IOU | 05986345 | 6.832 | Solar |  |  | Interconnected | Trade Secret | Trade | WCR | WCR322 | Residential |  | Trade Secret | 2024 | 2024
20252-215912-02 | Xcel Energy | 85 | 13781 | IOU | 05986555 | 8.125 | Solar |  |  | Active Application | Trade Secret | Trade | RIV | RIV073 | Residential | Solar*Rewards | Trade Secret | 2024
20252-215912-02 | Xcel Energy | 85 | 13781 | IOU | 05986593 | 4.064 | Solar |  |  | Active Application | Trade Secret | Trade | MPK | MPK082 | Residential | Solar*Rewards | Trade Secret | 2024
20252-215912-02 | Xcel Energy | 85 | 13781 | IOU | 05986615 | 6.825 | Solar |  |  | Interconnected | Trade Secret | Trade | ECK | ECK322 | Residential | Solar*Rewards | Trade Secret | 2024 | 2024
20252-215912-02 | Xcel Energy | 85 | 13781 | IOU | 05986695 | 7.245 | Solar |  |  | Withdrawn | Trade Secret | Trade | SLP | SLP074 | Residential | Solar*Rewards | Trade Secret | 2024
20252-215912-02 | Xcel Energy | 85 | 13781 | IOU | 05986950 | 6.046 | Solar |  |  | Active Application | Trade Secret | Trade | SAV | SAV069 | Residential |  | Trade Secret | 2024
20252-215912-02 | Xcel Energy | 85 | 13781 | IOU | 05986993 | 5.052 | Solar |  |  | Active Application | Trade Secret | Trade | HYL | HYL064 | Residential |  | Trade Secret | 2024
20252-215912-02 | Xcel Energy | 85 | 13781 | IOU | 05986998 | 5.052 | Solar |  |  | Active Application | Trade Secret | Trade | ESW | ESW081 | Residential |  | Trade Secret | 2024
20252-215912-02 | Xcel Energy | 85 | 13781 | IOU | 05987003 | 3.747 | Solar |  |  | Withdrawn | Trade Secret | Trade | ESW | ESW062 | Residential |  | Trade Secret | 2024
20252-215912-02 | Xcel Energy | 85 | 13781 | IOU | 05987008 | 6.046 | Solar |  |  | Active Application | Trade Secret | Trade | ESW | ESW071 | Residential |  | Trade Secret | 2024
20252-215912-02 | Xcel Energy | 85 | 13781 | IOU | 05987010 | 3.747 | Solar |  |  | Active Application | Trade Secret | Trade | ESW | ESW071 | Residential |  | Trade Secret | 2024
20252-215912-02 | Xcel Energy | 85 | 13781 | IOU | 05987013 | 6.046 | Solar |  |  | Active Application | Trade Secret | Trade | CRL | CRL033 | Residential |  | Trade Secret | 2024
20252-215912-02 | Xcel Energy | 85 | 13781 | IOU | 05987015 | 3.747 | Solar |  |  | Withdrawn | Trade Secret | Trade | SIP | SIP072 | Residential |  | Trade Secret | 2024
20252-215912-02 | Xcel Energy | 85 | 13781 | IOU | 05987037 | 2.88 | Solar |  |  | Active Application | Trade Secret | Trade | BCR | BCR062 | Commercial |  | Trade Secret | 2025
20252-215912-02 | Xcel Energy | 85 | 13781 | IOU | 05987190 | 9.489 | Solar |  |  | Active Application | Trade Secret | Trade | LIN | LIN022 | Residential | Solar*Rewards | Trade Secret | 2024
20252-215912-02 | Xcel Energy | 85 | 13781 | IOU | 05987191 | 3.49 | Solar |  |  | Interconnected | Trade Secret | Trade | MST | MST074 | Residential | Solar*Rewards | Trade Secret | 2024 | 2024
20252-215912-02 | Xcel Energy | 85 | 13781 | IOU | 05987197 | 2000 | Solar |  |  | Active Application | Trade Secret | Trade | ALD | ALD096 | Commercial |  | Trade Secret | 2024
20252-215912-02 | Xcel Energy | 85 | 13781 | IOU | 05987299 | 3.747 | Solar |  |  | Active Application | Trade Secret | Trade | LSP | LSP021 | Residential |  | Trade Secret | 2024
20252-215912-02 | Xcel Energy | 85 | 13781 | IOU | 05987328 | 9.184 | Solar |  |  | Interconnected | Trade Secret | Trade | WWK | WWK311 | Residential | Solar*Rewards | Trade Secret | 2024 | 2025
20252-215912-02 | Xcel Energy | 85 | 13781 | IOU | 05987336 | 7.591 | Solar |  |  | Interconnected | Trade Secret | Trade | WCS | WCS064 | Residential | Solar*Rewards | Trade Secret | 2024 | 2025
20252-215912-02 | Xcel Energy | 85 | 13781 | IOU | 05987417 | 5.052 | Solar |  |  | Active Application | Trade Secret | Trade | STY | STY063 | Residential |  | Trade Secret | 2024
20252-215912-02 | Xcel Energy | 85 | 13781 | IOU | 05987484 | 7.971 | Solar |  |  | Interconnected | Trade Secret | Trade | MOL | MOL078 | Residential | Solar*Rewards | Trade Secret | 2024 | 2025
20252-215912-02 | Xcel Energy | 85 | 13781 | IOU | 05987492 | 7.329 | Solar |  |  | Interconnected | Trade Secret | Trade | SOU | SOU060 | Residential | Solar*Rewards | Trade Secret | 2024 | 2025
20252-215912-02 | Xcel Energy | 85 | 13781 | IOU | 05987508 | 2.903 | Solar |  |  | Interconnected | Trade Secret | Trade | HWW | HWW072 | Residential | Solar*Rewards | Trade Secret | 2024 | 2025
20252-215912-02 | Xcel Energy | 85 | 13781 | IOU | 05987530 | 200 | Solar |  |  | Active Application | Trade Secret | Trade | SHP | SHP071 | Commercial |  | Trade Secret | 2024
20252-215912-02 | Xcel Energy | 85 | 13781 | IOU | 05987605 | 200 | Solar |  |  | Active Application | Trade Secret | Trade | UPP | UPP085 | Commercial |  | Trade Secret | 2024
20252-215912-02 | Xcel Energy | 85 | 13781 | IOU | 05987687 | 6.282 | Solar |  |  | Withdrawn | Trade Secret | Trade | WIN | WIN043 | Residential | Solar*Rewards | Trade Secret | 2024
20252-215912-02 | Xcel Energy | 85 | 13781 | IOU | 05987783 | 25.2 | Solar |  |  | Active Application | Trade Secret | Trade | WRR | WRR064 | Commercial | Solar*Rewards | Trade Secret | 2024
20252-215912-02 | Xcel Energy | 85 | 13781 | IOU | 05987800 | 7.616 | Solar |  |  | Active Application | Trade Secret | Trade | HYL | HYL071 | Residential |  | Trade Secret | 2024
20252-215912-02 | Xcel Energy | 85 | 13781 | IOU | 05987849 |  |  |  |  | Active Application | Trade Secret | Trade |  |  | Residential |  | Trade Secret | 2024
20252-215912-02 | Xcel Energy | 85 | 13781 | IOU | 05988206 | 7.616 | Solar |  |  | Active Application | Trade Secret | Trade | SIP | SIP071 | Residential |  | Trade Secret | 2024
20252-215912-02 | Xcel Energy | 85 | 13781 | IOU | 05988210 | 3.747 | Solar |  |  | Active Application | Trade Secret | Trade | SMT | SMT061 | Residential |  | Trade Secret | 2024
20252-215912-02 | Xcel Energy | 85 | 13781 | IOU | 05988320 | 5.933 | Solar |  |  | Active Application | Trade Secret | Trade | DND | DND071 | Residential | Solar*Rewards | Trade Secret | 2024
20252-215912-02 | Xcel Energy | 85 | 13781 | IOU | 05988329 | 6.98 | Solar |  |  | Interconnected | Trade Secret | Trade | TWL | TWL063 | Residential | Solar*Rewards | Trade Secret | 2024 | 2024
20252-215912-02 | Xcel Energy | 85 | 13781 | IOU | 05988349 | 7.591 | Solar |  |  | Interconnected | Trade Secret | Trade | WSG | WSG066 | Residential | Solar*Rewards | Trade Secret | 2024 | 2025
20252-215912-02 | Xcel Energy | 85 | 13781 | IOU | 05988399 | 240 | Solar |  |  | Active Application | Trade Secret | Trade | HSN | HSN322 | Commercial |  | Trade Secret | 2024
20252-215912-02 | Xcel Energy | 85 | 13781 | IOU | 05988407 | 5.76 | Solar |  |  | Active Application | Trade Secret | Trade | DND | DND071 | Residential | Solar*Rewards | Trade Secret | 2024
20252-215912-02 | Xcel Energy | 85 | 13781 | IOU | 05988421 | 5.76 | Solar |  |  | Active Application | Trade Secret | Trade | MND | MND063 | Residential | Solar*Rewards | Trade Secret | 2024
20252-215912-02 | Xcel Energy | 85 | 13781 | IOU | 05988426 | 4.592 | Solar |  |  | Interconnected | Trade Secret | Trade | WSG | WSG075 | Residential | Solar*Rewards | Trade Secret | 2024 | 2024
20252-215912-02 | Xcel Energy | 85 | 13781 | IOU | 05988432 | 4.592 | Solar |  |  | Interconnected | Trade Secret | Trade | RPL | RPL064 | Residential | Solar*Rewards | Trade Secret | 2024 | 2025
20252-215912-02 | Xcel Energy | 85 | 13781 | IOU | 05988436 | 5.248 | Solar |  |  | Interconnected | Trade Secret | Trade | WCS | WCS062 | Residential | Solar*Rewards | Trade Secret | 2024 | 2024
20252-215912-02 | Xcel Energy | 85 | 13781 | IOU | 05988443 | 5.904 | Solar |  |  | Interconnected | Trade Secret | Trade | HUG | HUG312 | Residential | Solar*Rewards | Trade Secret | 2024 | 2025
20252-215912-02 | Xcel Energy | 85 | 13781 | IOU | 05988451 | 13.12 | Solar |  |  | Active Application | Trade Secret | Trade | LEX | LEX332 | Residential | Solar*Rewards | Trade Secret | 2025
20252-215912-02 | Xcel Energy | 85 | 13781 | IOU | 05988457 | 3.84 | Solar |  |  | Active Application | Trade Secret | Trade | DND | DND061 | Residential | Solar*Rewards | Trade Secret | 2024
20252-215912-02 | Xcel Energy | 85 | 13781 | IOU | 05988466 | 4.592 | Solar |  |  | Interconnected | Trade Secret | Trade | ECK | ECK322 | Residential | Solar*Rewards | Trade Secret | 2024 | 2025
20252-215912-02 | Xcel Energy | 85 | 13781 | IOU | 05988487 | 5.76 | Solar |  |  | Active Application | Trade Secret | Trade | WCS | WCS064 | Residential | Solar*Rewards | Trade Secret | 2024
20252-215912-02 | Xcel Energy | 85 | 13781 | IOU | 05988506 | 9.425 | Solar |  |  | Active Application | Trade Secret | Trade | WCR | WCR321 | Residential | Solar*Rewards | Trade Secret | 2024
20252-215912-02 | Xcel Energy | 85 | 13781 | IOU | 05988610 | 3.84 | Solar |  |  | Active Application | Trade Secret | Trade | WSG | WSG061 | Residential | Solar*Rewards | Trade Secret | 2024
20252-215912-02 | Xcel Energy | 85 | 13781 | IOU | 05988643 | 6.046 | Solar |  |  | Active Application | Trade Secret | Trade | OPK | OPK073 | Residential |  | Trade Secret | 2024
20252-215912-02 | Xcel Energy | 85 | 13781 | IOU | 05988646 | 5.76 | Solar |  |  | Interconnected | Trade Secret | Trade | ALK | ALK072 | Residential | Solar*Rewards | Trade Secret | 2024 | 2025
20252-215912-02 | Xcel Energy | 85 | 13781 | IOU | 05988657 | 5.052 | Solar |  |  | Withdrawn | Trade Secret | Trade | HYL | HYL072 | Residential |  | Trade Secret | 2024
20252-215912-02 | Xcel Energy | 85 | 13781 | IOU | 05988674 | 3.84 | Solar |  |  | Interconnected | Trade Secret | Trade | WTN | WTN062 | Residential | Solar*Rewards | Trade Secret | 2024 | 2025
20252-215912-02 | Xcel Energy | 85 | 13781 | IOU | 05988683 | 3.8 | Solar |  |  | Active Application | Trade Secret | Trade | HWW | HWW074 | Residential | Solar*Rewards | Trade Secret | 2024
20252-215912-02 | Xcel Energy | 85 | 13781 | IOU | 05988701 | 8.35 | Solar |  |  | Interconnected | Trade Secret | Trade | WSG | WSG362 | Residential | Solar*Rewards | Trade Secret | 2024 | 2024
20252-215912-02 | Xcel Energy | 85 | 13781 | IOU | 05988707 | 5.76 | Solar |  |  | Active Application | Trade Secret | Trade | MND | MND063 | Residential | Solar*Rewards | Trade Secret | 2024
20252-215912-02 | Xcel Energy | 85 | 13781 | IOU | 05988741 | 5.6 | Solar |  |  | Interconnected | Trade Secret | Trade | GLK | GLK062 | Residential |  | Trade Secret | 2024 | 2025
20252-215912-02 | Xcel Energy | 85 | 13781 | IOU | 05988759 | 3.84 | Solar |  |  | Active Application | Trade Secret | Trade | WTN | WTN062 | Residential | Solar*Rewards | Trade Secret | 2024
20252-215912-02 | Xcel Energy | 85 | 13781 | IOU | 05988796 | 7.6 | Solar |  |  | Active Application | Trade Secret | Trade | FRM | FRM071 | Residential | Solar*Rewards | Trade Secret | 2024
20252-215912-02 | Xcel Energy | 85 | 13781 | IOU | 05988809 |  | Solar |  |  | Withdrawn | Trade Secret | Trade |  |  | Residential | Solar*Rewards | Trade Secret | 2024
20252-215912-02 | Xcel Energy | 85 | 13781 | IOU | 05988811 | 7.212 | Solar |  |  | Interconnected | Trade Secret | Trade | AFT | AFT322 | Residential | Solar*Rewards | Trade Secret | 2024 | 2025
20252-215912-02 | Xcel Energy | 85 | 13781 | IOU | 05988816 | 7.6 | Solar |  |  | Active Application | Trade Secret | Trade | EKO | EKO021 | Residential | Solar*Rewards | Trade Secret | 2024
20252-215912-02 | Xcel Energy | 85 | 13781 | IOU | 05988922 | 5.76 | Solar |  |  | Active Application | Trade Secret | Trade | WTN | WTN062 | Residential | Solar*Rewards | Trade Secret | 2024
20252-215912-02 | Xcel Energy | 85 | 13781 | IOU | 05988942 | 7.6 | Solar |  |  | Active Application | Trade Secret | Trade | MTR | MTR021 | Residential | Solar*Rewards | Trade Secret | 2024
20252-215912-02 | Xcel Energy | 85 | 13781 | IOU | 05988955 | 5.76 | Solar |  |  | Withdrawn | Trade Secret | Trade | WCR | WCR063 | Residential | Solar*Rewards | Trade Secret | 2024
20252-215912-02 | Xcel Energy | 85 | 13781 | IOU | 05989004 | 219.6 | Solar |  |  | Active Application | Trade Secret | Trade | SLP | SLP096 | Commercial |  | Trade Secret | 2025
20252-215912-02 | Xcel Energy | 85 | 13781 | IOU | 05989030 | 11.322 | Solar |  |  | Active Application | Trade Secret | Trade | EKO | EKO021 | Residential | Solar*Rewards | Trade Secret | 2024
20252-215912-02 | Xcel Energy | 85 | 13781 | IOU | 05989041 |  | Solar |  |  | Withdrawn | Trade Secret | Trade | AFT | AFT314 | Residential | Solar*Rewards | Trade Secret | 2024
20252-215912-02 | Xcel Energy | 85 | 13781 | IOU | 05989043 | 8.419 | Solar |  |  | Active Application | Trade Secret | Trade | LLK | LLK072 | Residential | Solar*Rewards | Trade Secret | 2024
20252-215912-02 | Xcel Energy | 85 | 13781 | IOU | 05989044 | 6.967 | Solar |  |  | Active Application | Trade Secret | Trade | KOL | KOL063 | Residential | Solar*Rewards | Trade Secret | 2025
20252-215912-02 | Xcel Energy | 85 | 13781 | IOU | 05989046 |  | Solar |  |  | Withdrawn | Trade Secret | Trade |  |  | Residential | Solar*Rewards | Trade Secret | 2024
20252-215912-02 | Xcel Energy | 85 | 13781 | IOU | 05989047 | 3.839 | Solar |  |  | Active Application | Trade Secret | Trade | SOU | SOU076 | Residential |  | Trade Secret | 2024
20252-215912-02 | Xcel Energy | 85 | 13781 | IOU | 05989356 | 4.175 | Solar |  |  | Withdrawn | Trade Secret | Trade | HOL | HOL072 | Residential | Solar*Rewards | Trade Secret | 2024
20252-215912-02 | Xcel Energy | 85 | 13781 | IOU | 05989361 | 5.76 | Solar |  |  | Active Application | Trade Secret | Trade | WCR | WCR063 | Residential | Solar*Rewards | Trade Secret | 2024
20252-215912-02 | Xcel Energy | 85 | 13781 | IOU | 05989380 | 5.76 | Solar |  |  | Active Application | Trade Secret | Trade | WTN | WTN062 | Residential | Solar*Rewards | Trade Secret | 2024
20252-215912-02 | Xcel Energy | 85 | 13781 | IOU | 05989390 | 5.76 | Solar |  |  | Active Application | Trade Secret | Trade | WTN | WTN062 | Residential | Solar*Rewards | Trade Secret | 2025
20252-215912-02 | Xcel Energy | 85 | 13781 | IOU | 05989414 |  | Solar |  |  | Active Application | Trade Secret | Trade |  |  | Residential | Solar*Rewards | Trade Secret | 2024
20252-215912-02 | Xcel Energy | 85 | 13781 | IOU | 05989416 | 7.6 | Solar |  |  | Active Application | Trade Secret | Trade | WTB | WTB021 | Residential | Solar*Rewards | Trade Secret | 2024
20252-215912-02 | Xcel Energy | 85 | 13781 | IOU | 05989428 | 5.76 | Solar |  |  | Active Application | Trade Secret | Trade | GSL | GSL341 | Residential | Solar*Rewards | Trade Secret | 2024
20252-215912-02 | Xcel Energy | 85 | 13781 | IOU | 05989459 |  | Solar |  |  | Active Application | Trade Secret | Trade |  |  | Residential | Solar*Rewards | Trade Secret | 2024
20252-215912-02 | Xcel Energy | 85 | 13781 | IOU | 05989463 | 11.52 | Solar |  |  | Active Application | Trade Secret | Trade | KOL | KOL074 | Residential | Solar*Rewards | Trade Secret | 2024
20252-215912-02 | Xcel Energy | 85 | 13781 | IOU | 05989627 | 6.08 | Solar |  |  | Interconnected | Trade Secret | Trade | TWL | TWL067 | Residential | Solar*Rewards | Trade Secret | 2024 | 2024
20252-215912-02 | Xcel Energy | 85 | 13781 | IOU | 05989656 | 5 | Storage |  |  | Active Application | Trade Secret | Trade | HUG | HUG321 | Residential |  | Trade Secret | 2024
20252-215912-02 | Xcel Energy | 85 | 13781 | IOU | 05989678 | 7.616 | Solar |  |  | Active Application | Trade Secret | Trade | OAD | OAD063 | Residential |  | Trade Secret | 2024
20252-215912-02 | Xcel Energy | 85 | 13781 | IOU | 05989727 | 3.747 | Solar |  |  | Active Application | Trade Secret | Trade | IDA | IDA073 | Residential |  | Trade Secret | 2024
20252-215912-02 | Xcel Energy | 85 | 13781 | IOU | 05989763 | 5.052 | Solar |  |  | Active Application | Trade Secret | Trade | PIL | PIL022 | Residential |  | Trade Secret | 2024
20252-215912-02 | Xcel Energy | 85 | 13781 | IOU | 05989877 | 7.6 | Solar |  |  | Active Application | Trade Secret | Trade | GRC | GRC312 | Residential | Solar*Rewards | Trade Secret | 2024
20252-215912-02 | Xcel Energy | 85 | 13781 | IOU | 05989906 | 11.007 | Solar |  |  | Interconnected | Trade Secret | Trade | SOU | SOU064 | Residential |  | Trade Secret | 2024 | 2025
20252-215912-02 | Xcel Energy | 85 | 13781 | IOU | 05989993 | 5.693 | Solar |  |  | Interconnected | Trade Secret | Trade | WCR | WCR322 | Residential |  | Trade Secret | 2024 | 2024
20252-215912-02 | Xcel Energy | 85 | 13781 | IOU | 05990154 | 7.6 | Solar |  |  | Active Application | Trade Secret | Trade | SMT | SMT092 | Residential | Solar*Rewards | Trade Secret | 2024
20252-215912-02 | Xcel Energy | 85 | 13781 | IOU | 05990157 | 2.792 | Solar |  |  | Active Application | Trade Secret | Trade | SLP | SLP086 | Residential | Solar*Rewards | Trade Secret | 2024
20252-215912-02 | Xcel Energy | 85 | 13781 | IOU | 05990164 | 5.933 | Solar |  |  | Interconnected | Trade Secret | Trade | ALD | ALD085 | Residential | Solar*Rewards | Trade Secret | 2024 | 2025
20252-215912-02 | Xcel Energy | 85 | 13781 | IOU | 05990181 | 7.591 | Solar |  |  | Interconnected | Trade Secret | Trade | AFT | AFT321 | Residential |  | Trade Secret | 2024 | 2025
20252-215912-02 | Xcel Energy | 85 | 13781 | IOU | 05990339 | 3.747 | Solar |  |  | Active Application | Trade Secret | Trade | ESW | ESW062 | Residential |  | Trade Secret | 2024
20252-215912-02 | Xcel Energy | 85 | 13781 | IOU | 05990345 | 6.046 | Solar |  |  | Active Application | Trade Secret | Trade | SAV | SAV069 | Residential |  | Trade Secret | 2024
20252-215912-02 | Xcel Energy | 85 | 13781 | IOU | 05990383 | 6.046 | Solar |  |  | Active Application | Trade Secret | Trade | ESW | ESW071 | Residential |  | Trade Secret | 2025
20252-215912-02 | Xcel Energy | 85 | 13781 | IOU | 05990428 | 3.747 | Solar |  |  | Active Application | Trade Secret | Trade | ESW | ESW071 | Residential |  | Trade Secret | 2024
20252-215912-02 | Xcel Energy | 85 | 13781 | IOU | 05990431 | 7.6 | Solar |  |  | Active Application | Trade Secret | Trade | GRC | GRC313 | Residential |  | Trade Secret | 2024
20252-215912-02 | Xcel Energy | 85 | 13781 | IOU | 05990436 | 5.052 | Solar |  |  | Active Application | Trade Secret | Trade | EKO | EKO021 | Residential | Solar*Rewards | Trade Secret | 2024
20252-215912-02 | Xcel Energy | 85 | 13781 | IOU | 05990443 | 5.052 | Solar |  |  | Active Application | Trade Secret | Trade | ESW | ESW081 | Residential |  | Trade Secret | 2024
20252-215912-02 | Xcel Energy | 85 | 13781 | IOU | 05990454 | 5.052 | Solar |  |  | Active Application | Trade Secret | Trade | SIP | SIP072 | Residential |  | Trade Secret | 2024
20252-215912-02 | Xcel Energy | 85 | 13781 | IOU | 05990482 | 3.747 | Solar |  |  | Active Application | Trade Secret | Trade | ESW | ESW062 | Residential |  | Trade Secret | 2024
20252-215912-02 | Xcel Energy | 85 | 13781 | IOU | 05990510 | 6.046 | Solar |  |  | Active Application | Trade Secret | Trade | SMT | SMT062 | Residential |  | Trade Secret | 2024
20252-215912-02 | Xcel Energy | 85 | 13781 | IOU | 05990513 | 6.56 | Solar |  |  | Interconnected | Trade Secret | Trade | CRL | CRL065 | Residential | Solar*Rewards | Trade Secret | 2024 | 2024
20252-215912-02 | Xcel Energy | 85 | 13781 | IOU | 05990521 | 5.052 | Solar |  |  | Active Application | Trade Secret | Trade | SIP | SIP073 | Residential |  | Trade Secret | 2024
20252-215912-02 | Xcel Energy | 85 | 13781 | IOU | 05990522 | 99.9 | Solar |  |  | Active Application | Trade Secret | Trade | CDV | CDV061 | Commercial |  | Trade Secret | 2024
20252-215912-02 | Xcel Energy | 85 | 13781 | IOU | 05990529 | 4.175 | Solar |  |  | Interconnected | Trade Secret | Trade | MDT | MDT077 | Residential | Solar*Rewards | Trade Secret | 2024 | 2025
20252-215912-02 | Xcel Energy | 85 | 13781 | IOU | 05990535 | 3.747 | Solar |  |  | Active Application | Trade Secret | Trade | ESW | ESW081 | Residential |  | Trade Secret | 2024
20252-215912-02 | Xcel Energy | 85 | 13781 | IOU | 05990541 | 3.747 | Solar |  |  | Active Application | Trade Secret | Trade | ESW | ESW072 | Residential |  | Trade Secret | 2024
20252-215912-02 | Xcel Energy | 85 | 13781 | IOU | 05990544 | 3.839 | Solar |  |  | Interconnected | Trade Secret | Trade | SOU | SOU083 | Residential | Solar*Rewards | Trade Secret | 2024 | 2025
20252-215912-02 | Xcel Energy | 85 | 13781 | IOU | 05990546 | 5.2 | Solar |  |  | Active Application | Trade Secret | Trade | WIN | WIN042 | Residential | Solar*Rewards | Trade Secret | 2024
20252-215912-02 | Xcel Energy | 85 | 13781 | IOU | 05990549 | 7.616 | Solar |  |  | Active Application | Trade Secret | Trade | SLP | SLP321 | Residential | Solar*Rewards | Trade Secret | 2024
20252-215912-02 | Xcel Energy | 85 | 13781 | IOU | 05990550 |  | Solar |  |  | Withdrawn | Trade Secret | Trade | WCR | WCR321 | Residential | Solar*Rewards | Trade Secret | 2024
20252-215912-02 | Xcel Energy | 85 | 13781 | IOU | 05990563 | 9.12 | Solar |  |  | Interconnected | Trade Secret | Trade | SOU | SOU084 | Residential | Solar*Rewards | Trade Secret | 2024 | 2024
20252-215912-02 | Xcel Energy | 85 | 13781 | IOU | 05990590 | 4707.74 | Solar |  | X | Active Application | Trade Secret | Trade |  |  | Commercial |  | Trade Secret | 2024
20252-215912-02 | Xcel Energy | 85 | 13781 | IOU | 05990797 | 13.741 | Solar |  |  | Active Application | Trade Secret | Trade | SDX | SDX311 | Residential |  | Trade Secret | 2024
20252-215912-02 | Xcel Energy | 85 | 13781 | IOU | 05990855 | 3.747 | Solar |  |  | Active Application | Trade Secret | Trade | TLK | TLK061 | Residential |  | Trade Secret | 2024
20252-215912-02 | Xcel Energy | 85 | 13781 | IOU | 05991238 |  | Solar |  |  | Active Application | Trade Secret | Trade | RRK | RRK064 | Residential | Solar*Rewards | Trade Secret | 2024
20252-215912-02 | Xcel Energy | 85 | 13781 | IOU | 05991240 | 5.933 | Solar |  |  | Active Application | Trade Secret | Trade | WRR | WRR064 | Commercial | Solar*Rewards | Trade Secret | 2024
20252-215912-02 | Xcel Energy | 85 | 13781 | IOU | 05991243 | 19.988 | Solar |  |  | Active Application | Trade Secret | Trade | LOK | LOK093 | Residential | Solar*Rewards | Trade Secret | 2024 | 2025
20252-215912-02 | Xcel Energy | 85 | 13781 | IOU | 05991246 | 6.631 | Solar |  |  | Interconnected | Trade Secret | Trade | SHP | SHP072 | Residential | Solar*Rewards | Trade Secret | 2024 | 2025
20252-215912-02 | Xcel Energy | 85 | 13781 | IOU | 05991261 |  | Solar |  |  | Withdrawn | Trade Secret | Trade |  |  | Residential | Solar*Rewards | Trade Secret | 2024
20252-215912-02 | Xcel Energy | 85 | 13781 | IOU | 05991262 | 7.616 | Solar |  |  | Interconnected | Trade Secret | Trade | SOU | SOU075 | Residential | Solar*Rewards | Trade Secret | 2024 | 2025
20252-215912-02 | Xcel Energy | 85 | 13781 | IOU | 05991265 | 6.046 | Solar |  |  | Interconnected | Trade Secret | Trade | WIL | WIL063 | Residential | Solar*Rewards | Trade Secret | 2024 | 2024
20252-215912-02 | Xcel Energy | 85 | 13781 | IOU | 05991446 | 6.967 | Solar |  |  | Interconnected | Trade Secret | Trade | WES | WES064 | Residential | Solar*Rewards | Trade Secret | 2024 | 2025
20252-215912-02 | Xcel Energy | 85 | 13781 | IOU | 05991551 | 5000 | Solar |  |  | Active Application | Trade Secret | Trade | MRN | MRN021 | Commercial |  | Trade Secret | 2024
20252-215912-02 | Xcel Energy | 85 | 13781 | IOU | 05991584 | 5.052 | Solar |  |  | Active Application | Trade Secret | Trade | SMT | SMT062 | Residential |  | Trade Secret | 2024
20252-215912-02 | Xcel Energy | 85 | 13781 | IOU | 05991585 | 3.747 | Solar |  |  | Active Application | Trade Secret | Trade | SMT | SMT062 | Residential |  | Trade Secret | 2024
20252-215912-02 | Xcel Energy | 85 | 13781 | IOU | 05991601 | 1.518 | Solar |  |  | Withdrawn | Trade Secret | Trade | MPK | MPK085 | Residential | Solar*Rewards | Trade Secret | 2024
20252-215912-02 | Xcel Energy | 85 | 13781 | IOU | 05991683 | 7.678 | Solar |  |  | Interconnected | Trade Secret | Trade | OAD | OAD075 | Residential | Solar*Rewards | Trade Secret | 2024 | 2024
20252-215912-02 | Xcel Energy | 85 | 13781 | IOU | 05991756 | 8.376 | Solar |  |  | Interconnected | Trade Secret | Trade | DPN | DPN073 | Residential | Solar*Rewards | Trade Secret | 2024 | 2024
20252-215912-02 | Xcel Energy | 85 | 13781 | IOU | 05991845 | 5.052 | Solar |  |  | Active Application | Trade Secret | Trade | HUG | HUG322 | Residential |  | Trade Secret | 2024
20252-215912-02 | Xcel Energy | 85 | 13781 | IOU | 05991862 | 11.7 | Solar |  |  | Active Application | Trade Secret | Trade | WDY | WDY322 | Residential |  | Trade Secret | 2024
20252-215912-02 | Xcel Energy | 85 | 13781 | IOU | 05991867 | 7.6 | Solar |  |  | Active Application | Trade Secret | Trade | WTN | WTN062 | Residential | Solar*Rewards | Trade Secret | 2024
20252-215912-02 | Xcel Energy | 85 | 13781 | IOU | 05991883 | 7.591 | Solar |  |  | Interconnected | Trade Secret | Trade | UPP | UPP085 | Residential | Solar*Rewards | Trade Secret | 2024 | 2025
20252-215912-02 | Xcel Energy | 85 | 13781 | IOU | 05991911 | 6.046 | Solar |  |  | Active Application | Trade Secret | Trade | OSS | OSS073 | Residential |  | Trade Secret | 2024
20252-215912-02 | Xcel Energy | 85 | 13781 | IOU | 05991923 | 3.484 | Solar |  |  | Active Application | Trade Secret | Trade | RLK | RLK066 | Residential |  | Trade Secret | 2024
20252-215912-02 | Xcel Energy | 85 | 13781 | IOU | 05991933 | 3.747 | Solar |  |  | Active Application | Trade Secret | Trade | DPN | DPN062 | Residential |  | Trade Secret | 2024
20252-215912-02 | Xcel Energy | 85 | 13781 | IOU | 05991949 | 5.052 | Solar |  |  | Active Application | Trade Secret | Trade | OAD | OAD071 | Residential |  | Trade Secret | 2024
20252-215912-02 | Xcel Energy | 85 | 13781 | IOU | 05991962 | 9.216 | Solar |  |  | Active Application | Trade Secret | Trade | FAB | FAB063 | Residential |  | Trade Secret | 2024
20252-215912-02 | Xcel Energy | 85 | 13781 | IOU | 05991985 | 3.747 | Solar |  |  | Active Application | Trade Secret | Trade | STY | STY071 | Residential |  | Trade Secret | 2024
20252-215912-02 | Xcel Energy | 85 | 13781 | IOU | 05992116 | 2.657 | Solar |  |  | Interconnected | Trade Secret | Trade | RRK | RRK064 | Residential |  | Trade Secret | 2024 | 2024
20252-215912-02 | Xcel Energy | 85 | 13781 | IOU | 05992132 | 7 | Solar |  |  | Interconnected | Trade Secret | Trade | OSS | OSS064 | Residential | Solar*Rewards | Trade Secret | 2024 | 2024
20252-215912-02 | Xcel Energy | 85 | 13781 | IOU | 05992209 | 5.76 | Solar |  |  | Active Application | Trade Secret | Trade | OAD | OAD073 | Residential | Solar*Rewards | Trade Secret | 2024
20252-215912-02 | Xcel Energy | 85 | 13781 | IOU | 05992239 | 5.76 | Solar |  |  | Active Application | Trade Secret | Trade | KOL | KOL071 | Residential | Solar*Rewards | Trade Secret | 2024
20252-215912-02 | Xcel Energy | 85 | 13781 | IOU | 05992251 | 3.037 | Solar |  |  | Active Application | Trade Secret | Trade | SOU | SOU064 | Residential |  | Trade Secret | 2024
20252-215912-02 | Xcel Energy | 85 | 13781 | IOU | 05992309 | 6.5 | Solar |  |  | Active Application | Trade Secret | Trade | HSN | HSN322 | Residential |  | Trade Secret | 2024
20252-215912-02 | Xcel Energy | 85 | 13781 | IOU | 05992311 | 9.109 | Solar |  |  | Active Application | Trade Secret | Trade | MPK | MPK063 | Residential | Solar*Rewards | Trade Secret | 2025
20252-215912-02 | Xcel Energy | 85 | 13781 | IOU | 05992344 | 30.003 | Solar |  |  | Active Application | Trade Secret | Trade | SOU | SOU075 | Commercial |  | Trade Secret | 2024
20252-215912-02 | Xcel Energy | 85 | 13781 | IOU | 05992388 | 7.6 | Solar |  |  | Interconnected | Trade Secret | Trade | RMT | RMT321 | Residential |  | Trade Secret | 2024 | 2025
20252-215912-02 | Xcel Energy | 85 | 13781 | IOU | 05992716 | 6.046 | Solar |  |  | Active Application | Trade Secret | Trade | ESW | ESW072 | Residential |  | Trade Secret | 2024
20252-215912-02 | Xcel Energy | 85 | 13781 | IOU | 05992750 | 5.052 | Solar |  |  | Active Application | Trade Secret | Trade | SMT | SMT061 | Residential |  | Trade Secret | 2024
20252-215912-02 | Xcel Energy | 85 | 13781 | IOU | 05992763 | 3.747 | Solar |  |  | Active Application | Trade Secret | Trade | GRC | GRC312 | Residential |  | Trade Secret | 2024
20252-215912-02 | Xcel Energy | 85 | 13781 | IOU | 05992775 | 5.052 | Solar |  |  | Active Application | Trade Secret | Trade | ESW | ESW081 | Residential |  | Trade Secret | 2024
20252-215912-02 | Xcel Energy | 85 | 13781 | IOU | 05992934 | 5.248 | Solar |  |  | Interconnected | Trade Secret | Trade | RPL | RPL064 | Residential |  | Trade Secret | 2024 | 2024
20252-215912-02 | Xcel Energy | 85 | 13781 | IOU | 05992945 | 5.248 | Solar |  |  | Active Application | Trade Secret | Trade | VKG | VKG072 | Residential |  | Trade Secret | 2024
20252-215912-02 | Xcel Energy | 85 | 13781 | IOU | 05992961 | 12.146 | Solar |  |  | Interconnected | Trade Secret | Trade | HYL | HYL061 | Residential |  | Trade Secret | 2024 | 2024
20252-215912-02 | Xcel Energy | 85 | 13781 | IOU | 05992966 | 5.248 | Solar |  |  | Withdrawn | Trade Secret | Trade | HUG | HUG312 | Residential | Solar*Rewards | Trade Secret | 2024
20252-215912-02 | Xcel Energy | 85 | 13781 | IOU | 05992989 | 2.657 | Solar |  |  | Active Application | Trade Secret | Trade | SOU | SOU075 | Residential |  | Trade Secret | 2024
20252-215912-02 | Xcel Energy | 85 | 13781 | IOU | 05993104 |  | Solar |  |  | Withdrawn | Trade Secret | Trade |  |  | Residential | Solar*Rewards | Trade Secret | 2024
20252-215912-02 | Xcel Energy | 85 | 13781 | IOU | 05993112 | 3.839 | Solar |  |  | Interconnected | Trade Secret | Trade | HWW | HWW074 | Residential | Solar*Rewards | Trade Secret | 2024 | 2025
20252-215912-02 | Xcel Energy | 85 | 13781 | IOU | 05993116 | 7.872 | Solar |  |  | Active Application | Trade Secret | Trade | WSG | WSG063 | Residential |  | Trade Secret | 2024
20252-215912-02 | Xcel Energy | 85 | 13781 | IOU | 05993141 | 19.358 | Solar |  |  | Withdrawn | Trade Secret | Trade | AFT | AFT322 | Residential | Solar*Rewards | Trade Secret | 2024
20252-215912-02 | Xcel Energy | 85 | 13781 | IOU | 05993152 | 5000 | Solar |  |  | Withdrawn | Trade Secret | Trade | WEL | WEL021 | Commercial |  | Trade Secret | 2024
20252-215912-02 | Xcel Energy | 85 | 13781 | IOU | 05993177 | 9.109 | Solar |  |  | Active Application | Trade Secret | Trade | BLC | BLC062 | Residential | Solar*Rewards | Trade Secret | 2024
20252-215912-02 | Xcel Energy | 85 | 13781 | IOU | 05993207 | 2.657 | Solar |  |  | Withdrawn | Trade Secret | Trade | BCR | BCR083 | Residential | Solar*Rewards | Trade Secret | 2024
20252-215912-02 | Xcel Energy | 85 | 13781 | IOU | 05993299 | 8.4 | Solar |  |  | Interconnected | Trade Secret | Trade | DBL | DBL067 | Residential | Solar*Rewards | Trade Secret | 2024 | 2025
20252-215912-02 | Xcel Energy | 85 | 13781 | IOU | 05993313 | 5000 | Solar |  |  | Active Application | Trade Secret | Trade | WAS | WAS092 | Commercial |  | Trade Secret | 2024
20252-215912-02 | Xcel Energy | 85 | 13781 | IOU | 05993321 | 6.98 | Solar |  |  | Interconnected | Trade Secret | Trade | TWL | TWL063 | Residential | Solar*Rewards | Trade Secret | 2024 | 2025
20252-215912-02 | Xcel Energy | 85 | 13781 | IOU | 05993324 | 5000 | Solar |  |  | Active Application | Trade Secret | Trade | HAD | HAD022 | Commercial |  | Trade Secret | 2024
20252-215912-02 | Xcel Energy | 85 | 13781 | IOU | 05993345 | 7.212 | Solar |  |  | Active Application | Trade Secret | Trade | DBL | DBL065 | Residential |  | Trade Secret | 2024
20252-215912-02 | Xcel Energy | 85 | 13781 | IOU | 05993377 | 4.188 | Solar |  |  | Active Application | Trade Secret | Trade | HWW | HWW072 | Residential | Solar*Rewards | Trade Secret | 2024
20252-215912-02 | Xcel Energy | 85 | 13781 | IOU | 05993463 | 22.8 | Solar |  |  | Active Application | Trade Secret | Trade | FSL | FSL312 | Commercial |  | Trade Secret | 2024
20252-215912-02 | Xcel Energy | 85 | 13781 | IOU | 05993509 | 11.5 | Solar |  | X | Active Application | Trade Secret | Trade | SOU | SOU075 | Residential |  | Trade Secret | 2024
20252-215912-02 | Xcel Energy | 85 | 13781 | IOU | 05993511 | 3.484 | Solar |  |  | Active Application | Trade Secret | Trade | WIL | WIL073 | Residential | Solar*Rewards | Trade Secret | 2024
20252-215912-02 | Xcel Energy | 85 | 13781 | IOU | 05993539 | 8.419 | Solar |  |  | Active Application | Trade Secret | Trade | SLP | SLP082 | Residential | Solar*Rewards | Trade Secret | 2024
20252-215912-02 | Xcel Energy | 85 | 13781 | IOU | 05993908 | 6.046 | Solar |  |  | Active Application | Trade Secret | Trade | ESW | ESW073 | Residential |  | Trade Secret | 2024
20252-215912-02 | Xcel Energy | 85 | 13781 | IOU | 05993912 | 6.046 | Solar |  |  | Active Application | Trade Secret | Trade | ESW | ESW062 | Residential |  | Trade Secret | 2024
20252-215912-02 | Xcel Energy | 85 | 13781 | IOU | 05993917 | 5.052 | Solar |  |  | Active Application | Trade Secret | Trade | CEL | CEL072 | Residential |  | Trade Secret | 2024
20252-215912-02 | Xcel Energy | 85 | 13781 | IOU | 05993923 | 6.046 | Solar |  |  | Active Application | Trade Secret | Trade | SLP | SLP083 | Residential |  | Trade Secret | 2024
20252-215912-02 | Xcel Energy | 85 | 13781 | IOU | 05994027 | 7.8 | Solar |  |  | Active Application | Trade Secret | Trade | FAB | FAB063 | Residential | Solar*Rewards | Trade Secret | 2024
20252-215912-02 | Xcel Energy | 85 | 13781 | IOU | 05994135 | 6.453 | Solar |  |  | Active Application | Trade Secret | Trade | NOF | NOF061 | Residential | Solar*Rewards | Trade Secret | 2024
20252-215912-02 | Xcel Energy | 85 | 13781 | IOU | 05994138 | 4.592 | Solar |  |  | Withdrawn | Trade Secret | Trade | WCS | WCS062 | Residential | Solar*Rewards | Trade Secret | 2024
20252-215912-02 | Xcel Energy | 85 | 13781 | IOU | 05994144 |  | Solar |  |  | Withdrawn | Trade Secret | Trade |  |  | Residential | Solar*Rewards | Trade Secret | 2024
20252-215912-02 | Xcel Energy | 85 | 13781 | IOU | 05994148 | 5.314 | Solar |  |  | Active Application | Trade Secret | Trade | ECK | ECK063 | Residential |  | Trade Secret | 2024
20252-215912-02 | Xcel Energy | 85 | 13781 | IOU | 05994295 | 8.05 | Solar |  |  | Interconnected | Trade Secret | Trade | BCH | BCH311 | Residential | Solar*Rewards | Trade Secret | 2024 | 2025
20252-215912-02 | Xcel Energy | 85 | 13781 | IOU | 05994333 | 4.592 | Solar |  |  | Interconnected | Trade Secret | Trade | WCS | WCS072 | Residential | Solar*Rewards | Trade Secret | 2024 | 2024
20252-215912-02 | Xcel Energy | 85 | 13781 | IOU | 05994339 | 3.936 | Solar |  |  | Interconnected | Trade Secret | Trade | UPP | UPP084 | Residential | Solar*Rewards | Trade Secret | 2024 | 2024
20252-215912-02 | Xcel Energy | 85 | 13781 | IOU | 05994361 | 15.75 | Solar |  |  | Active Application | Trade Secret | Trade | FSL | FSL311 | Residential | Solar*Rewards | Trade Secret | 2024
20252-215912-02 | Xcel Energy | 85 | 13781 | IOU | 05994367 | 11.5 | Solar |  | X | Active Application | Trade Secret | Trade | SOU | SOU064 | Residential |  | Trade Secret | 2024
20252-215912-02 | Xcel Energy | 85 | 13781 | IOU | 05994431 | 11.393 | Solar |  |  | Interconnected | Trade Secret | Trade | HUG | HUG312 | Residential | Solar*Rewards | Trade Secret | 2024 | 2025
20252-215912-02 | Xcel Energy | 85 | 13781 | IOU | 05994457 | 11.5 | Solar |  | X | Withdrawn | Trade Secret | Trade | ALD | ALD082 | Commercial | Solar*Rewards | Trade Secret | 2024
20252-215912-02 | Xcel Energy | 85 | 13781 | IOU | 05994467 | 4.645 | Solar |  |  | Active Application | Trade Secret | Trade | HOL | HOL071 | Residential | Solar*Rewards | Trade Secret | 2024
20252-215912-02 | Xcel Energy | 85 | 13781 | IOU | 05994508 | 4.94 | Solar |  |  | Interconnected | Trade Secret | Trade | IDA | IDA072 | Residential | Solar*Rewards | Trade Secret | 2024 | 2024
20252-215912-02 | Xcel Energy | 85 | 13781 | IOU | 05994588 | 6.832 | Solar |  |  | Active Application | Trade Secret | Trade | WES | WES074 | Residential | Solar*Rewards | Trade Secret | 2024
20252-215912-02 | Xcel Energy | 85 | 13781 | IOU | 05994885 |  | Solar |  |  | Active Application | Trade Secret | Trade |  |  | Residential | Solar*Rewards | Trade Secret | 2024
20252-215912-02 | Xcel Energy | 85 | 13781 | IOU | 05995113 | 7.329 | Solar |  |  | Active Application | Trade Secret | Trade | EBL | EBL084 | Residential | Solar*Rewards | Trade Secret | 2024
20252-215912-02 | Xcel Energy | 85 | 13781 | IOU | 05995279 | 6.046 | Solar |  |  | Active Application | Trade Secret | Trade | EBL | EBL084 | Residential |  | Trade Secret | 2024
20252-215912-02 | Xcel Energy | 85 | 13781 | IOU | 05995310 |  |  |  |  | Withdrawn | Trade Secret | Trade |  |  | Residential |  | Trade Secret | 2024
20252-215912-02 | Xcel Energy | 85 | 13781 | IOU | 05995345 | 10.496 | Solar |  |  | Interconnected | Trade Secret | Trade | HUG | HUG312 | Residential | Solar*Rewards | Trade Secret | 2024 | 2025
20252-215912-02 | Xcel Energy | 85 | 13781 | IOU | 05995351 | 5.904 | Solar |  |  | Active Application | Trade Secret | Trade | LEX | LEX332 | Residential | Solar*Rewards | Trade Secret | 2024
20252-215912-02 | Xcel Energy | 85 | 13781 | IOU | 05995358 | 5.248 | Solar |  |  | Withdrawn | Trade Secret | Trade | WCS | WCS071 | Residential | Solar*Rewards | Trade Secret | 2024
20252-215912-02 | Xcel Energy | 85 | 13781 | IOU | 05995431 | 7.245 | Solar |  |  | Active Application | Trade Secret | Trade | SLP | SLP074 | Residential |  | Trade Secret | 2024
20252-215912-02 | Xcel Energy | 85 | 13781 | IOU | 05995519 | 8.02 | Storage |  |  | Active Application | Trade Secret | Trade | SHP | SHP062 | Residential |  | Trade Secret | 2024
20252-215912-02 | Xcel Energy | 85 | 13781 | IOU | 05995545 | 5.584 | Solar |  |  | Interconnected | Trade Secret | Trade | HWW | HWW073 | Residential | Solar*Rewards | Trade Secret | 2024 | 2025
20252-215912-02 | Xcel Energy | 85 | 13781 | IOU | 05995586 | 3.747 | Solar |  |  | Active Application | Trade Secret | Trade | SIP | SIP061 | Residential |  | Trade Secret | 2024
20252-215912-02 | Xcel Energy | 85 | 13781 | IOU | 05995681 | 22.774 | Solar |  |  | Withdrawn | Trade Secret | Trade | LCR | LCR311 | Commercial | Solar*Rewards | Trade Secret | 2024
20252-215912-02 | Xcel Energy | 85 | 13781 | IOU | 05995700 | 3.141 | Solar |  |  | Interconnected | Trade Secret | Trade | SOU | SOU079 | Residential | Solar*Rewards | Trade Secret | 2024 | 2025
20252-215912-02 | Xcel Energy | 85 | 13781 | IOU | 05995710 | 3.141 | Solar |  |  | Active Application | Trade Secret | Trade | SOU | SOU072 | Residential | Solar*Rewards | Trade Secret | 2024
20252-215912-02 | Xcel Energy | 85 | 13781 | IOU | 05995719 |  | Solar |  |  | Active Application | Trade Secret | Trade | SOU | SOU063 | Residential | Solar*Rewards | Trade Secret | 2024
20252-215912-02 | Xcel Energy | 85 | 13781 | IOU | 05995735 | 4.537 | Solar |  |  | Active Application | Trade Secret | Trade | SLP | SLP082 | Residential | Solar*Rewards | Trade Secret | 2024
20252-215912-02 | Xcel Energy | 85 | 13781 | IOU | 05995742 | 5.314 | Solar |  |  | Active Application | Trade Secret | Trade | WSG | WSG061 | Residential |  | Trade Secret | 2024
20252-215912-02 | Xcel Energy | 85 | 13781 | IOU | 05995746 | 8.12 | Solar |  |  | Interconnected | Trade Secret | Trade | ALD | ALD076 | Residential | Solar*Rewards | Trade Secret | 2024 | 2025
20252-215912-02 | Xcel Energy | 85 | 13781 | IOU | 05995756 | 12.193 | Solar |  |  | Active Application | Trade Secret | Trade | RLK | RLK073 | Residential | Solar*Rewards | Trade Secret | 2024
20252-215912-02 | Xcel Energy | 85 | 13781 | IOU | 05995793 | 3.747 | Solar |  |  | Interconnected | Trade Secret | Trade | EBL | EBL084 | Residential |  | Trade Secret | 2024 | 2025
20252-215912-02 | Xcel Energy | 85 | 13781 | IOU | 05995800 | 7.6 | Solar |  |  | Active Application | Trade Secret | Trade | EDA | EDA073 | Residential | Solar*Rewards | Trade Secret | 2024
20252-215912-02 | Xcel Energy | 85 | 13781 | IOU | 05995813 | 5.226 | Solar |  |  | Active Application | Trade Secret | Trade | APA | APA067 | Residential | Solar*Rewards | Trade Secret | 2024
20252-215912-02 | Xcel Energy | 85 | 13781 | IOU | 05995826 | 7.678 | Solar |  |  | Active Application | Trade Secret | Trade | TWL | TWL067 | Residential | Solar*Rewards | Trade Secret | 2024
20252-215912-02 | Xcel Energy | 85 | 13781 | IOU | 05995877 | 4.35 | Solar |  |  | Active Application | Trade Secret | Trade | HWW | HWW072 | Residential | Solar*Rewards | Trade Secret | 2024
20252-215912-02 | Xcel Energy | 85 | 13781 | IOU | 05995882 | 4000 | Solar |  |  | Active Application | Trade Secret | Trade | WOB | WOB022 | Commercial |  | Trade Secret | 2024
20252-215912-02 | Xcel Energy | 85 | 13781 | IOU | 05996094 | 7.616 | Solar |  |  | Active Application | Trade Secret | Trade | ESW | ESW061 | Residential |  | Trade Secret | 2024
20252-215912-02 | Xcel Energy | 85 | 13781 | IOU | 05996095 | 7.616 | Solar |  |  | Active Application | Trade Secret | Trade | ESW | ESW062 | Residential |  | Trade Secret | 2024
20252-215912-02 | Xcel Energy | 85 | 13781 | IOU | 05996105 | 6.046 | Solar |  |  | Active Application | Trade Secret | Trade | ESW | ESW081 | Residential |  | Trade Secret | 2024
20252-215912-02 | Xcel Energy | 85 | 13781 | IOU | 05996123 | 6.046 | Solar |  |  | Active Application | Trade Secret | Trade | SMT | SMT081 | Residential |  | Trade Secret | 2024
20252-215912-02 | Xcel Energy | 85 | 13781 | IOU | 05996130 | 3.747 | Solar |  |  | Active Application | Trade Secret | Trade | SCL | SCL312 | Residential |  | Trade Secret | 2024
20252-215912-02 | Xcel Energy | 85 | 13781 | IOU | 05996133 | 7.616 | Solar |  |  | Active Application | Trade Secret | Trade | HSN | HSN311 | Residential |  | Trade Secret | 2024
20252-215912-02 | Xcel Energy | 85 | 13781 | IOU | 05996171 | 6.046 | Solar |  |  | Active Application | Trade Secret | Trade | ESW | ESW073 | Residential |  | Trade Secret | 2024
20252-215912-02 | Xcel Energy | 85 | 13781 | IOU | 05996182 | 3.747 | Solar |  |  | Active Application | Trade Secret | Trade | HYL | HYL071 | Residential |  | Trade Secret | 2024
20252-215912-02 | Xcel Energy | 85 | 13781 | IOU | 05996191 | 7.616 | Solar |  |  | Active Application | Trade Secret | Trade | IDA | IDA074 | Residential |  | Trade Secret | 2024
20252-215912-02 | Xcel Energy | 85 | 13781 | IOU | 05996204 | 7.616 | Solar |  |  | Active Application | Trade Secret | Trade | CEL | CEL066 | Residential |  | Trade Secret | 2024
20252-215912-02 | Xcel Energy | 85 | 13781 | IOU | 05996247 | 5.226 | Solar |  |  | Interconnected | Trade Secret | Trade | SOU | SOU081 | Residential | Solar*Rewards | Trade Secret | 2024 | 2025
20252-215912-02 | Xcel Energy | 85 | 13781 | IOU | 05996273 | 23 | Storage |  |  | Active Application | Trade Secret | Trade | SLP | SLP097 | Residential |  | Trade Secret | 2024
20252-215912-02 | Xcel Energy | 85 | 13781 | IOU | 05996286 | 5.314 | Solar |  |  | Interconnected | Trade Secret | Trade | MEL | MEL069 | Residential | Solar*Rewards | Trade Secret | 2024 | 2025
20252-215912-02 | Xcel Energy | 85 | 13781 | IOU | 05996334 | 3.49 | Solar |  |  | Interconnected | Trade Secret | Trade | SOU | SOU072 | Residential | Solar*Rewards | Trade Secret | 2024 | 2025
20252-215912-02 | Xcel Energy | 85 | 13781 | IOU | 05996352 | 5.235 | Solar |  |  | Interconnected | Trade Secret | Trade | SOU | SOU063 | Residential | Solar*Rewards | Trade Secret | 2024 | 2025
20252-215912-02 | Xcel Energy | 85 | 13781 | IOU | 05996375 | 3.04 | Solar |  |  | Interconnected | Trade Secret | Trade | IDA | IDA072 | Residential | Solar*Rewards | Trade Secret | 2024 | 2024
20252-215912-02 | Xcel Energy | 85 | 13781 | IOU | 05996390 | 5.32 | Solar |  |  | Interconnected | Trade Secret | Trade | IDA | IDA062 | Residential | Solar*Rewards | Trade Secret | 2024 | 2025
20252-215912-02 | Xcel Energy | 85 | 13781 | IOU | 05996407 | 3.839 | Solar |  |  | Interconnected | Trade Secret | Trade | SOU | SOU084 | Residential | Solar*Rewards | Trade Secret | 2024 | 2025
20252-215912-02 | Xcel Energy | 85 | 13781 | IOU | 05996445 | 8.832 | Solar |  |  | Interconnected | Trade Secret | Trade | RRK | RRK064 | Residential |  | Trade Secret | 2024 | 2024
20252-215912-02 | Xcel Energy | 85 | 13781 | IOU | 05996605 | 4.592 | Solar |  |  | Interconnected | Trade Secret | Trade | RPL | RPL063 | Residential | Solar*Rewards | Trade Secret | 2024 | 2025
20252-215912-02 | Xcel Energy | 85 | 13781 | IOU | 05996633 | 6.5 | Solar |  |  | Interconnected | Trade Secret | Trade | MOL | MOL068 | Residential |  | Trade Secret | 2024 | 2025
20252-215912-02 | Xcel Energy | 85 | 13781 | IOU | 05996681 | 5.052 | Solar |  |  | Active Application | Trade Secret | Trade | RRK | RRK063 | Residential |  | Trade Secret | 2024
20252-215912-02 | Xcel Energy | 85 | 13781 | IOU | 05996690 | 17.439 | Solar |  |  | Active Application | Trade Secret | Trade | MAZ | MAZ021 | Residential |  | Trade Secret | 2024
20252-215912-02 | Xcel Energy | 85 | 13781 | IOU | 05996709 |  |  |  |  | Withdrawn | Trade Secret | Trade |  |  | Residential |  | Trade Secret | 2024
20252-215912-02 | Xcel Energy | 85 | 13781 | IOU | 05996712 | 3.575 | Solar |  |  | Active Application | Trade Secret | Trade | MND | MND062 | Commercial |  | Trade Secret | 2024
20252-215912-02 | Xcel Energy | 85 | 13781 | IOU | 05996753 |  | Solar |  |  | Withdrawn | Trade Secret | Trade |  |  | Residential | Solar*Rewards | Trade Secret | 2024
20252-215912-02 | Xcel Energy | 85 | 13781 | IOU | 05996757 | 6.832 | Solar |  |  | Active Application | Trade Secret | Trade | RIV | RIV061 | Residential | Solar*Rewards | Trade Secret | 2024
20252-215912-02 | Xcel Energy | 85 | 13781 | IOU | 05996986 | 6.967 | Solar |  |  | Active Application | Trade Secret | Trade | RLK | RLK066 | Residential | Solar*Rewards | Trade Secret | 2024
20252-215912-02 | Xcel Energy | 85 | 13781 | IOU | 05997128 | 8.709 | Solar |  |  | Interconnected | Trade Secret | Trade | MEL | MEL077 | Residential | Solar*Rewards | Trade Secret | 2024 | 2025
20252-215912-02 | Xcel Energy | 85 | 13781 | IOU | 05997175 | 4.886 | Solar |  |  | Withdrawn | Trade Secret | Trade | HWW | HWW074 | Residential | Solar*Rewards | Trade Secret | 2024
20252-215912-02 | Xcel Energy | 85 | 13781 | IOU | 05998314 | 6.046 | Solar |  |  | Active Application | Trade Secret | Trade | SMT | SMT063 | Residential |  | Trade Secret | 2024
20252-215912-02 | Xcel Energy | 85 | 13781 | IOU | 05998334 | 5.052 | Solar |  |  | Active Application | Trade Secret | Trade | WCS | WCS072 | Residential |  | Trade Secret | 2024
20252-215912-02 | Xcel Energy | 85 | 13781 | IOU | 05998338 | 6.046 | Solar |  |  | Active Application | Trade Secret | Trade | ESW | ESW081 | Residential |  | Trade Secret | 2024
20252-215912-02 | Xcel Energy | 85 | 13781 | IOU | 05998344 | 11.393 | Solar |  |  | Active Application | Trade Secret | Trade | BEL | BEL061 | Residential |  | Trade Secret | 2024
20252-215912-02 | Xcel Energy | 85 | 13781 | IOU | 05998351 | 7.616 | Solar |  |  | Active Application | Trade Secret | Trade | BEL | BEL061 | Residential |  | Trade Secret | 2024
20252-215912-02 | Xcel Energy | 85 | 13781 | IOU | 05998359 | 11.393 | Solar |  |  | Active Application | Trade Secret | Trade | BEL | BEL061 | Residential |  | Trade Secret | 2024
20252-215912-02 | Xcel Energy | 85 | 13781 | IOU | 05998383 | 6.453 | Solar |  |  | Interconnected | Trade Secret | Trade | BCH | BCH311 | Residential | Solar*Rewards | Trade Secret | 2024 | 2025
20252-215912-02 | Xcel Energy | 85 | 13781 | IOU | 05998680 | 3.747 | Solar |  |  | Active Application | Trade Secret | Trade | WIL | WIL092 | Residential |  | Trade Secret | 2024
20252-215912-02 | Xcel Energy | 85 | 13781 | IOU | 05998738 | 8.448 | Solar |  |  | Interconnected | Trade Secret | Trade | CGR | CGR064 | Residential | Solar*Rewards | Trade Secret | 2024 | 2024
20252-215912-02 | Xcel Energy | 85 | 13781 | IOU | 05998800 |  | Solar |  |  | Active Application | Trade Secret | Trade |  |  | Residential | Solar*Rewards | Trade Secret | 2024
20252-215912-02 | Xcel Energy | 85 | 13781 | IOU | 05998909 |  | Solar |  |  | Active Application | Trade Secret | Trade |  |  | Residential | Solar*Rewards | Trade Secret | 2024
20252-215912-02 | Xcel Energy | 85 | 13781 | IOU | 05998911 | 4990 | Solar |  |  | Active Application | Trade Secret | Trade | HAD | HAD021 | Commercial |  | Trade Secret | 2024
20252-215912-02 | Xcel Energy | 85 | 13781 | IOU | 05998917 | 3992 | Solar |  |  | Active Application | Trade Secret | Trade | SLW | SLW061 | Commercial |  | Trade Secret | 2024
20252-215912-02 | Xcel Energy | 85 | 13781 | IOU | 05998919 | 4990 | Solar |  |  | Active Application | Trade Secret | Trade |  |  | Commercial |  | Trade Secret | 2024
20252-215912-02 | Xcel Energy | 85 | 13781 | IOU | 05998923 | 6.453 | Solar |  |  | Interconnected | Trade Secret | Trade | FSL | FSL312 | Residential | Solar*Rewards | Trade Secret | 2024 | 2025
20252-215912-02 | Xcel Energy | 85 | 13781 | IOU | 05998932 | 5.693 | Solar |  |  | Active Application | Trade Secret | Trade | MEL | MEL075 | Residential | Solar*Rewards | Trade Secret | 2024
20252-215912-02 | Xcel Energy | 85 | 13781 | IOU | 05999010 | 2.903 | Solar |  |  | Active Application | Trade Secret | Trade | RIV | RIV061 | Residential | Solar*Rewards | Trade Secret | 2024
20252-215912-02 | Xcel Energy | 85 | 13781 | IOU | 05999035 | 4.064 | Solar |  |  | Active Application | Trade Secret | Trade | APA | APA069 | Residential | Solar*Rewards | Trade Secret | 2024
20252-215912-02 | Xcel Energy | 85 | 13781 | IOU | 05999068 | 9.29 | Solar |  |  | Interconnected | Trade Secret | Trade | APA | APA075 | Residential | Solar*Rewards | Trade Secret | 2024 | 2025
20252-215912-02 | Xcel Energy | 85 | 13781 | IOU | 05999298 | 3.747 | Solar |  |  | Active Application | Trade Secret | Trade | HSN | HSN321 | Commercial |  | Trade Secret | 2024
20252-215912-02 | Xcel Energy | 85 | 13781 | IOU | 05999309 | 7.616 | Solar |  |  | Active Application | Trade Secret | Trade | GRC | GRC062 | Residential |  | Trade Secret | 2024
20252-215912-02 | Xcel Energy | 85 | 13781 | IOU | 05999313 | 3.747 | Solar |  |  | Active Application | Trade Secret | Trade | SMT | SMT062 | Residential |  | Trade Secret | 2024
20252-215912-02 | Xcel Energy | 85 | 13781 | IOU | 05999321 | 9.994 | Solar |  |  | Active Application | Trade Secret | Trade | XRD | XRD061 | Residential |  | Trade Secret | 2024
20252-215912-02 | Xcel Energy | 85 | 13781 | IOU | 05999482 | 11.393 | Solar |  |  | Active Application | Trade Secret | Trade | LAB | LAB312 | Residential |  | Trade Secret | 2024
20252-215912-02 | Xcel Energy | 85 | 13781 | IOU | 05999822 | 7.971 | Solar |  |  | Active Application | Trade Secret | Trade | AFT | AFT314 | Residential | Solar*Rewards | Trade Secret | 2024
20252-215912-02 | Xcel Energy | 85 | 13781 | IOU | 05999832 | 9.184 | Solar |  |  | Active Application | Trade Secret | Trade | GSL | GSL064 | Residential | Solar*Rewards | Trade Secret | 2025
20252-215912-02 | Xcel Energy | 85 | 13781 | IOU | 05999842 | 7.591 | Solar |  |  | Withdrawn | Trade Secret | Trade | EDA | EDA084 | Residential | Solar*Rewards | Trade Secret | 2024
20252-215912-02 | Xcel Energy | 85 | 13781 | IOU | 05999868 | 4.555 | Solar |  |  | Active Application | Trade Secret | Trade | BLC | BLC062 | Residential | Solar*Rewards | Trade Secret | 2024
20252-215912-02 | Xcel Energy | 85 | 13781 | IOU | 05999890 | 6.453 | Solar |  |  | Active Application | Trade Secret | Trade | KOL | KOL073 | Residential | Solar*Rewards | Trade Secret | 2024
20252-215912-02 | Xcel Energy | 85 | 13781 | IOU | 05999907 | 4.56 | Solar |  |  | Interconnected | Trade Secret | Trade | SOU | SOU081 | Residential | Solar*Rewards | Trade Secret | 2024 | 2025
20252-215912-02 | Xcel Energy | 85 | 13781 | IOU | 06000070 | 9.6 | Solar |  |  | Active Application | Trade Secret | Trade | ALK | ALK072 | Residential |  | Trade Secret | 2024
20252-215912-02 | Xcel Energy | 85 | 13781 | IOU | 06000090 | 5.052 | Solar |  |  | Active Application | Trade Secret | Trade | EBL | EBL084 | Residential |  | Trade Secret | 2024
20252-215912-02 | Xcel Energy | 85 | 13781 | IOU | 06000109 | 11.393 | Solar |  |  | Active Application | Trade Secret | Trade | HYL | HYL072 | Residential |  | Trade Secret | 2024
20252-215912-02 | Xcel Energy | 85 | 13781 | IOU | 06000277 | 3750 | Solar |  |  | Active Application | Trade Secret | Trade | ESG | ESG001 | Commercial |  | Trade Secret | 2024
20252-215912-02 | Xcel Energy | 85 | 13781 | IOU | 06000536 | 36 | Solar |  |  | Active Application | Trade Secret | Trade | HOL | HOL073 | Commercial |  | Trade Secret | 2024
20252-215912-02 | Xcel Energy | 85 | 13781 | IOU | 06000537 | 14.044 | Solar |  |  | Active Application | Trade Secret | Trade | EDA | EDA084 | Residential |  | Trade Secret | 2024
20252-215912-02 | Xcel Energy | 85 | 13781 | IOU | 06000551 | 16.1 | Solar |  |  | Active Application | Trade Secret | Trade | WTN | WTN062 | Residential |  | Trade Secret | 2024
20252-215912-02 | Xcel Energy | 85 | 13781 | IOU | 06000567 | 10.725 | Solar |  |  | Active Application | Trade Secret | Trade | SHP | SHP061 | Residential | Solar*Rewards | Trade Secret | 2024
20252-215912-02 | Xcel Energy | 85 | 13781 | IOU | 06000906 | 5.052 | Solar |  |  | Active Application | Trade Secret | Trade | WSG | WSG071 | Residential |  | Trade Secret | 2024
20252-215912-02 | Xcel Energy | 85 | 13781 | IOU | 06001365 | 6.046 | Solar |  |  | Active Application | Trade Secret | Trade | SLP | SLP083 | Residential |  | Trade Secret | 2024
20252-215912-02 | Xcel Energy | 85 | 13781 | IOU | 06001368 | 7.296 | Solar |  |  | Active Application | Trade Secret | Trade | JOR | JOR021 | Residential | Solar*Rewards | Trade Secret | 2024
20252-215912-02 | Xcel Energy | 85 | 13781 | IOU | 06001373 | 6.046 | Solar |  |  | Active Application | Trade Secret | Trade | YAM | YAM021 | Residential |  | Trade Secret | 2024
20252-215912-02 | Xcel Energy | 85 | 13781 | IOU | 06001385 | 5.052 | Solar |  |  | Active Application | Trade Secret | Trade | BEL | BEL061 | Residential |  | Trade Secret | 2024
20252-215912-02 | Xcel Energy | 85 | 13781 | IOU | 06001398 | 9.994 | Solar |  |  | Active Application | Trade Secret | Trade | SLP | SLP076 | Residential |  | Trade Secret | 2024
20252-215912-02 | Xcel Energy | 85 | 13781 | IOU | 06001411 | 5.052 | Solar |  |  | Active Application | Trade Secret | Trade | TWL | TWL064 | Residential |  | Trade Secret | 2024
20252-215912-02 | Xcel Energy | 85 | 13781 | IOU | 06001424 | 5.052 | Solar |  |  | Active Application | Trade Secret | Trade | JOR | JOR022 | Residential |  | Trade Secret | 2024
20252-215912-02 | Xcel Energy | 85 | 13781 | IOU | 06001425 | 5.052 | Solar |  |  | Withdrawn | Trade Secret | Trade | DND | DND071 | Residential |  | Trade Secret | 2024
20252-215912-02 | Xcel Energy | 85 | 13781 | IOU | 06001477 | 3.747 | Solar |  |  | Active Application | Trade Secret | Trade | SOU | SOU064 | Residential |  | Trade Secret | 2024
20252-215912-02 | Xcel Energy | 85 | 13781 | IOU | 06001488 | 5.052 | Solar |  |  | Active Application | Trade Secret | Trade | WEF | WEF061 | Residential |  | Trade Secret | 2024
20252-215912-02 | Xcel Energy | 85 | 13781 | IOU | 06001498 | 3.747 | Solar |  |  | Active Application | Trade Secret | Trade | SOU | SOU064 | Residential |  | Trade Secret | 2024
20252-215912-02 | Xcel Energy | 85 | 13781 | IOU | 06001579 | 9.216 | Solar |  |  | Interconnected | Trade Secret | Trade | CGR | CGR071 | Residential | Solar*Rewards | Trade Secret | 2024 | 2025
20252-215912-02 | Xcel Energy | 85 | 13781 | IOU | 06001585 | 11.52 | Solar |  |  | Interconnected | Trade Secret | Trade | LAP | LAP311 | Residential |  | Trade Secret | 2024 | 2025
20252-215912-02 | Xcel Energy | 85 | 13781 | IOU | 06001594 | 4.18 | Solar |  |  | Active Application | Trade Secret | Trade | SOU | SOU079 | Residential | Solar*Rewards | Trade Secret | 2024
20252-215912-02 | Xcel Energy | 85 | 13781 | IOU | 06001629 | 6.282 | Solar |  |  | Active Application | Trade Secret | Trade | HWW | HWW074 | Residential |  | Trade Secret | 2024
20252-215912-02 | Xcel Energy | 85 | 13781 | IOU | 06001640 | 2.792 | Solar |  |  | Interconnected | Trade Secret | Trade | TWL | TWL066 | Residential | Solar*Rewards | Trade Secret | 2024 | 2025
20252-215912-02 | Xcel Energy | 85 | 13781 | IOU | 06001668 | 39.231 | Solar |  |  | Active Application | Trade Secret | Trade | DBL | DBL074 | Commercial |  | Trade Secret | 2024
20252-215912-02 | Xcel Energy | 85 | 13781 | IOU | 06001675 | 9.109 | Solar |  |  | Interconnected | Trade Secret | Trade | RMT | RMT321 | Residential | Solar*Rewards | Trade Secret | 2024 | 2025
20252-215912-02 | Xcel Energy | 85 | 13781 | IOU | 06001680 | 9.184 | Solar |  | X | Active Application | Trade Secret | Trade | VES | VES021 | Residential |  | Trade Secret | 2024
20252-215912-02 | Xcel Energy | 85 | 13781 | IOU | 06001739 | 7 | Solar |  |  | Active Application | Trade Secret | Trade | TLK | TLK073 | Residential | Solar*Rewards | Trade Secret | 2024
20252-215912-02 | Xcel Energy | 85 | 13781 | IOU | 06001741 | 5.235 | Solar |  |  | Interconnected | Trade Secret | Trade | ALD | ALD084 | Residential | Solar*Rewards | Trade Secret | 2024 | 2025
20252-215912-02 | Xcel Energy | 85 | 13781 | IOU | 06001967 |  | Solar |  |  | Withdrawn | Trade Secret | Trade |  |  | Residential | Solar*Rewards | Trade Secret | 2024
20252-215912-02 | Xcel Energy | 85 | 13781 | IOU | 06001972 | 15 | Solar |  |  | Active Application | Trade Secret | Trade | SMT | SMT061 | Residential | Solar*Rewards | Trade Secret | 2024
20252-215912-02 | Xcel Energy | 85 | 13781 | IOU | 06002133 | 7.616 | Solar |  |  | Active Application | Trade Secret | Trade | LAB | LAB312 | Residential |  | Trade Secret | 2024
20252-215912-02 | Xcel Energy | 85 | 13781 | IOU | 06002139 | 9.994 | Solar |  |  | Active Application | Trade Secret | Trade | JOR | JOR022 | Residential |  | Trade Secret | 2024
20252-215912-02 | Xcel Energy | 85 | 13781 | IOU | 06002358 | 9.8 | Solar |  |  | Interconnected | Trade Secret | Trade | WTN | WTN062 | Residential |  | Trade Secret | 2024 | 2024
20252-215912-02 | Xcel Energy | 85 | 13781 | IOU | 06002376 |  |  |  |  | Active Application | Trade Secret | Trade |  |  | Residential |  | Trade Secret | 2024
20252-215912-02 | Xcel Energy | 85 | 13781 | IOU | 06002379 |  |  |  |  | Active Application | Trade Secret | Trade |  |  | Residential |  | Trade Secret | 2024
20252-215912-02 | Xcel Energy | 85 | 13781 | IOU | 06002464 | 3.796 | Solar |  |  | Interconnected | Trade Secret | Trade | EDA | EDA071 | Residential |  | Trade Secret | 2024 | 2024
20252-215912-02 | Xcel Energy | 85 | 13781 | IOU | 06002597 | 12.146 | Solar |  |  | Interconnected | Trade Secret | Trade | AFT | AFT314 | Residential | Solar*Rewards | Trade Secret | 2024 | 2025
20252-215912-02 | Xcel Energy | 85 | 13781 | IOU | 06002651 | 3.747 | Solar |  |  | Active Application | Trade Secret | Trade | RIV | RIV075 | Residential |  | Trade Secret | 2024
20252-215912-02 | Xcel Energy | 85 | 13781 | IOU | 06002840 | 27.3 | Solar |  |  | Active Application | Trade Secret | Trade | DBL | DBL074 | Commercial |  | Trade Secret | 2024
20252-215912-02 | Xcel Energy | 85 | 13781 | IOU | 06002841 | 39.75 | Solar |  |  | Active Application | Trade Secret | Trade | DBL | DBL067 | Commercial | Solar*Rewards | Trade Secret | 2024
20252-215912-02 | Xcel Energy | 85 | 13781 | IOU | 06002856 | 6.5 | Solar |  |  | Active Application | Trade Secret | Trade | RRK | RRK064 | Residential | Solar*Rewards | Trade Secret | 2024
20252-215912-02 | Xcel Energy | 85 | 13781 | IOU | 06002899 |  | Solar |  |  | Active Application | Trade Secret | Trade | MEI | MEI021 | Residential | Solar*Rewards | Trade Secret | 2024
20252-215912-02 | Xcel Energy | 85 | 13781 | IOU | 06002975 | 6.073 | Solar |  |  | Interconnected | Trade Secret | Trade | SLP | SLP073 | Residential |  | Trade Secret | 2024 | 2025
20252-215912-02 | Xcel Energy | 85 | 13781 | IOU | 06002985 | 6.073 | Solar |  |  | Active Application | Trade Secret | Trade | STY | STY061 | Residential |  | Trade Secret | 2024
20252-215912-02 | Xcel Energy | 85 | 13781 | IOU | 06003268 | 6.073 | Solar |  |  | Active Application | Trade Secret | Trade | WCR | WCR311 | Residential |  | Trade Secret | 2024
20252-215912-02 | Xcel Energy | 85 | 13781 | IOU | 06003369 |  | Solar |  |  | Active Application | Trade Secret | Trade |  |  | Residential | Solar*Rewards | Trade Secret | 2024
20252-215912-02 | Xcel Energy | 85 | 13781 | IOU | 06003385 | 2.277 | Solar |  |  | Active Application | Trade Secret | Trade | WDY | WDY322 | Residential | Solar*Rewards | Trade Secret | 2024
20252-215912-02 | Xcel Energy | 85 | 13781 | IOU | 06003441 | 1000 | Solar |  |  | Active Application | Trade Secret | Trade |  |  | Commercial |  | Trade Secret | 2024
20252-215912-02 | Xcel Energy | 85 | 13781 | IOU | 06003454 | 9.994 | Solar |  |  | Active Application | Trade Secret | Trade | WCS | WCS064 | Residential |  | Trade Secret | 2024
20252-215912-02 | Xcel Energy | 85 | 13781 | IOU | 06003478 | 5000 | Solar |  |  | Active Application | Trade Secret | Trade | HAD | HAD021 | Commercial |  | Trade Secret | 2024
20252-215912-02 | Xcel Energy | 85 | 13781 | IOU | 06003519 | 3.037 | Solar |  |  | Interconnected | Trade Secret | Trade | SOU | SOU069 | Residential | Solar*Rewards | Trade Secret | 2024 | 2025
20252-215912-02 | Xcel Energy | 85 | 13781 | IOU | 06003556 | 6.046 | Solar |  |  | Active Application | Trade Secret | Trade | EBL | EBL084 | Residential |  | Trade Secret | 2024
20252-215912-02 | Xcel Energy | 85 | 13781 | IOU | 06003557 | 5.052 | Solar |  |  | Active Application | Trade Secret | Trade | SIP | SIP072 | Residential |  | Trade Secret | 2024
20252-215912-02 | Xcel Energy | 85 | 13781 | IOU | 06003568 | 2.275 | Solar |  |  | Withdrawn | Trade Secret | Trade | HWW | HWW073 | Residential | Solar*Rewards | Trade Secret | 2024
20252-215912-02 | Xcel Energy | 85 | 13781 | IOU | 06003607 | 9.994 | Solar |  |  | Active Application | Trade Secret | Trade | SLP | SLP076 | Residential |  | Trade Secret | 2024
20252-215912-02 | Xcel Energy | 85 | 13781 | IOU | 06003625 | 5.052 | Solar |  |  | Active Application | Trade Secret | Trade | JOR | JOR022 | Residential |  | Trade Secret | 2024
20252-215912-02 | Xcel Energy | 85 | 13781 | IOU | 06003638 | 3.747 | Solar |  |  | Active Application | Trade Secret | Trade | BEL | BEL061 | Residential |  | Trade Secret | 2024
20252-215912-02 | Xcel Energy | 85 | 13781 | IOU | 06003653 | 6.046 | Solar |  |  | Active Application | Trade Secret | Trade | CTR | CTR031 | Residential |  | Trade Secret | 2024
20252-215912-02 | Xcel Energy | 85 | 13781 | IOU | 06003655 | 4990 | Solar |  |  | Withdrawn | Trade Secret | Trade | HAD | HAD021 | Commercial |  | Trade Secret | 2024
20252-215912-02 | Xcel Energy | 85 | 13781 | IOU | 06003664 | 6.046 | Solar |  |  | Active Application | Trade Secret | Trade | JOR | JOR022 | Residential |  | Trade Secret | 2024
20252-215912-02 | Xcel Energy | 85 | 13781 | IOU | 06003689 | 5.693 | Solar |  |  | Interconnected | Trade Secret | Trade | CHE | CHE065 | Residential |  | Trade Secret | 2024 | 2024
20252-215912-02 | Xcel Energy | 85 | 13781 | IOU | 06003914 | 2.792 | Solar |  |  | Active Application | Trade Secret | Trade | HWW | HWW074 | Residential | Solar*Rewards | Trade Secret | 2024
20252-215912-02 | Xcel Energy | 85 | 13781 | IOU | 06004070 | 8.35 | Solar |  |  | Interconnected | Trade Secret | Trade | TER | TER061 | Residential | Solar*Rewards | Trade Secret | 2024 | 2025
20252-215912-02 | Xcel Energy | 85 | 13781 | IOU | 06004121 |  | Solar |  |  | Active Application | Trade Secret | Trade |  |  | Residential | Solar*Rewards | Trade Secret | 2024
20252-215912-02 | Xcel Energy | 85 | 13781 | IOU | 06004225 | 43.7 |  |  |  | Active Application | Trade Secret | Trade | ORO | ORO061 | Commercial |  | Trade Secret | 2024
20252-215912-02 | Xcel Energy | 85 | 13781 | IOU | 06004308 | 7.591 | Solar |  |  | Interconnected | Trade Secret | Trade | RIV | RIV076 | Residential | Solar*Rewards | Trade Secret | 2024 | 2025
20252-215912-02 | Xcel Energy | 85 | 13781 | IOU | 06004310 | 7.212 | Solar |  |  | Active Application | Trade Secret | Trade | HYL | HYL073 | Residential | Solar*Rewards | Trade Secret | 2024
20252-215912-02 | Xcel Energy | 85 | 13781 | IOU | 06004313 | 11.517 | Solar |  |  | Interconnected | Trade Secret | Trade | WCR | WCR322 | Residential | Solar*Rewards | Trade Secret | 2024 | 2025
20252-215912-02 | Xcel Energy | 85 | 13781 | IOU | 06004314 | 5.584 | Solar |  |  | Interconnected | Trade Secret | Trade | SOU | SOU079 | Residential | Solar*Rewards | Trade Secret | 2024 | 2025
20252-215912-02 | Xcel Energy | 85 | 13781 | IOU | 06004315 | 4.934 | Solar |  |  | Active Application | Trade Secret | Trade | IDA | IDA072 | Residential | Solar*Rewards | Trade Secret | 2024
20252-215912-02 | Xcel Energy | 85 | 13781 | IOU | 06004324 | 5 | Storage |  |  | Active Application | Trade Secret | Trade | OPK | OPK073 | Residential |  | Trade Secret | 2024
20252-215912-02 | Xcel Energy | 85 | 13781 | IOU | 06004326 | 7.678 | Solar |  |  | Active Application | Trade Secret | Trade | SOU | SOU073 | Residential | Solar*Rewards | Trade Secret | 2024
20252-215912-02 | Xcel Energy | 85 | 13781 | IOU | 06004328 | 2.657 | Solar |  |  | Interconnected | Trade Secret | Trade | MPK | MPK082 | Residential | Solar*Rewards | Trade Secret | 2024 | 2025
20252-215912-02 | Xcel Energy | 85 | 13781 | IOU | 06004331 | 6.073 | Solar |  |  | Active Application | Trade Secret | Trade | WYO | WYO022 | Residential | Solar*Rewards | Trade Secret | 2024
20252-215912-02 | Xcel Energy | 85 | 13781 | IOU | 06004333 | 11.766 | Solar |  |  | Interconnected | Trade Secret | Trade | WCR | WCR062 | Residential | Solar*Rewards | Trade Secret | 2024 | 2025
20252-215912-02 | Xcel Energy | 85 | 13781 | IOU | 06004335 | 9.109 | Solar |  |  | Interconnected | Trade Secret | Trade | MOL | MOL064 | Residential | Solar*Rewards | Trade Secret | 2024 | 2025
20252-215912-02 | Xcel Energy | 85 | 13781 | IOU | 06004337 | 12.92 | Solar |  |  | Active Application | Trade Secret | Trade | EBL | EBL084 | Residential | Solar*Rewards | Trade Secret | 2024
20252-215912-02 | Xcel Energy | 85 | 13781 | IOU | 06004340 | 2.66 | Solar |  |  | Interconnected | Trade Secret | Trade | SOU | SOU077 | Residential | Solar*Rewards | Trade Secret | 2024 | 2025
20252-215912-02 | Xcel Energy | 85 | 13781 | IOU | 06004344 | 7.591 | Solar |  |  | Active Application | Trade Secret | Trade | AFT | AFT314 | Residential | Solar*Rewards | Trade Secret | 2024
20252-215912-02 | Xcel Energy | 85 | 13781 | IOU | 06004346 | 6.98 | Solar |  |  | Interconnected | Trade Secret | Trade | ALD | ALD085 | Residential | Solar*Rewards | Trade Secret | 2024 | 2025
20252-215912-02 | Xcel Energy | 85 | 13781 | IOU | 06004348 | 3.49 | Solar |  |  | Interconnected | Trade Secret | Trade | HWW | HWW074 | Residential | Solar*Rewards | Trade Secret | 2024 | 2025
20252-215912-02 | Xcel Energy | 85 | 13781 | IOU | 06004350 | 4.188 | Solar |  |  | Active Application | Trade Secret | Trade | SOU | SOU060 | Residential | Solar*Rewards | Trade Secret | 2024
20252-215912-02 | Xcel Energy | 85 | 13781 | IOU | 06004452 | 9.88 | Solar |  |  | Active Application | Trade Secret | Trade | SOU | SOU077 | Residential |  | Trade Secret | 2024
20252-215912-02 | Xcel Energy | 85 | 13781 | IOU | 06004592 | 7.6 | Solar |  |  | Active Application | Trade Secret | Trade | RAM | RAM072 | Residential | Solar*Rewards | Trade Secret | 2024
20252-215912-02 | Xcel Energy | 85 | 13781 | IOU | 06004595 | 5.7 | Solar |  |  | Interconnected | Trade Secret | Trade | IDA | IDA073 | Residential | Solar*Rewards | Trade Secret | 2024 | 2025
20252-215912-02 | Xcel Energy | 85 | 13781 | IOU | 06004622 | 3.936 | Solar |  |  | Active Application | Trade Secret | Trade | SOU | SOU076 | Residential | Solar*Rewards | Trade Secret | 2024
20252-215912-02 | Xcel Energy | 85 | 13781 | IOU | 06004624 | 9.099 | Solar |  |  | Interconnected | Trade Secret | Trade | OAD | OAD075 | Residential |  | Trade Secret | 2024 | 2025
20252-215912-02 | Xcel Energy | 85 | 13781 | IOU | 06004640 | 3750 | Solar |  | X | Active Application | Trade Secret | Trade |  |  | Commercial |  | Trade Secret | 2024
20252-215912-02 | Xcel Energy | 85 | 13781 | IOU | 06004641 | 3.84 | Solar |  |  | Active Application | Trade Secret | Trade | FSL | FSL312 | Residential | Solar*Rewards | Trade Secret | 2024
20252-215912-02 | Xcel Energy | 85 | 13781 | IOU | 06004647 | 5.693 | Solar |  |  | Interconnected | Trade Secret | Trade | OAD | OAD061 | Residential |  | Trade Secret | 2024 | 2024
20252-215912-02 | Xcel Energy | 85 | 13781 | IOU | 06004713 | 5000 | Solar |  | X | Active Application | Trade Secret | Trade |  |  | Commercial |  | Trade Secret | 2024
20252-215912-02 | Xcel Energy | 85 | 13781 | IOU | 06004730 | 8.74 | Solar |  |  | Withdrawn | Trade Secret | Trade | SOU | SOU081 | Residential | Solar*Rewards | Trade Secret | 2024
20252-215912-02 | Xcel Energy | 85 | 13781 | IOU | 06004731 | 3.84 | Solar |  |  | Active Application | Trade Secret | Trade | WCS | WCS064 | Residential | Solar*Rewards | Trade Secret | 2024
20252-215912-02 | Xcel Energy | 85 | 13781 | IOU | 06004746 | 999.9 | Solar |  |  | Active Application | Trade Secret | Trade | SMT | SMT082 | Commercial |  | Trade Secret | 2024
20252-215912-02 | Xcel Energy | 85 | 13781 | IOU | 06004779 |  |  |  |  | Active Application | Trade Secret | Trade |  |  | Residential |  | Trade Secret | 2024
20252-215912-02 | Xcel Energy | 85 | 13781 | IOU | 06004828 | 3.747 | Solar |  |  | Active Application | Trade Secret | Trade | MEL | MEL088 | Residential |  | Trade Secret | 2024
20252-215912-02 | Xcel Energy | 85 | 13781 | IOU | 06004852 | 5.85 | Solar |  |  | Interconnected | Trade Secret | Trade | OAD | OAD061 | Residential |  | Trade Secret | 2024 | 2024
20252-215912-02 | Xcel Energy | 85 | 13781 | IOU | 06004888 | 8.775 | Solar |  |  | Interconnected | Trade Secret | Trade | TWL | TWL083 | Residential |  | Trade Secret | 2024 | 2025
20252-215912-02 | Xcel Energy | 85 | 13781 | IOU | 06004953 | 3.037 | Solar |  |  | Active Application | Trade Secret | Trade | MPK | MPK074 | Residential | Solar*Rewards | Trade Secret | 2024
20252-215912-02 | Xcel Energy | 85 | 13781 | IOU | 06005048 | 11.904 | Solar |  |  | Active Application | Trade Secret | Trade | FRM | FRM071 | Residential |  | Trade Secret | 2024
20252-215912-02 | Xcel Energy | 85 | 13781 | IOU | 06005076 | 6.999 | Solar |  |  | Interconnected | Trade Secret | Trade | OAD | OAD073 | Residential |  | Trade Secret | 2024 | 2025
20252-215912-02 | Xcel Energy | 85 | 13781 | IOU | 06005091 |  | Solar |  |  | Active Application | Trade Secret | Trade |  |  | Residential | Solar*Rewards | Trade Secret | 2024
20252-215912-02 | Xcel Energy | 85 | 13781 | IOU | 06005167 | 5.76 | Solar |  |  | Active Application | Trade Secret | Trade | CHE | CHE065 | Residential | Solar*Rewards | Trade Secret | 2024
20252-215912-02 | Xcel Energy | 85 | 13781 | IOU | 06005214 | 4.225 | Solar |  |  | Interconnected | Trade Secret | Trade | AFT | AFT322 | Residential |  | Trade Secret | 2024 | 2025
20252-215912-02 | Xcel Energy | 85 | 13781 | IOU | 06005333 | 5.052 | Solar |  |  | Interconnected | Trade Secret | Trade | HWW | HWW062 | Residential | Solar*Rewards | Trade Secret | 2024 | 2025
20252-215912-02 | Xcel Energy | 85 | 13781 | IOU | 06005335 | 7.329 | Solar |  |  | Interconnected | Trade Secret | Trade | DHL | DHL061 | Residential | Solar*Rewards | Trade Secret | 2024 | 2025
20252-215912-02 | Xcel Energy | 85 | 13781 | IOU | 06005339 | 3.747 | Solar |  |  | Interconnected | Trade Secret | Trade | SLP | SLP081 | Residential | Solar*Rewards | Trade Secret | 2024 | 2025
20252-215912-02 | Xcel Energy | 85 | 13781 | IOU | 06005630 | 6.046 | Solar |  |  | Active Application | Trade Secret | Trade | LEX | LEX333 | Residential |  | Trade Secret | 2024
20252-215912-02 | Xcel Energy | 85 | 13781 | IOU | 06005632 | 5.052 | Solar |  |  | Active Application | Trade Secret | Trade | DBL | DBL063 | Residential |  | Trade Secret | 2024
20252-215912-02 | Xcel Energy | 85 | 13781 | IOU | 06005640 | 5.052 | Solar |  |  | Active Application | Trade Secret | Trade | BEL | BEL061 | Residential |  | Trade Secret | 2024
20252-215912-02 | Xcel Energy | 85 | 13781 | IOU | 06005745 | 10.248 | Solar |  |  | Active Application | Trade Secret | Trade | UPP | UPP084 | Residential | Solar*Rewards | Trade Secret | 2024
20252-215912-02 | Xcel Energy | 85 | 13781 | IOU | 06005834 |  | Solar |  |  | Active Application | Trade Secret | Trade | LOK | LOK083 | Commercial | Solar*Rewards | Trade Secret | 2024
20252-215912-02 | Xcel Energy | 85 | 13781 | IOU | 06005901 | 3.84 | Solar |  |  | Active Application | Trade Secret | Trade | EDA | EDA079 | Residential | Solar*Rewards | Trade Secret | 2024
20252-215912-02 | Xcel Energy | 85 | 13781 | IOU | 06005948 | 4.592 | Solar |  |  | Active Application | Trade Secret | Trade | FRM | FRM071 | Residential | Solar*Rewards | Trade Secret | 2025
20252-215912-02 | Xcel Energy | 85 | 13781 | IOU | 06005963 | 28.74 | Solar |  |  | Withdrawn | Trade Secret | Trade | PRR | PRR063 | Commercial |  | Trade Secret | 2024
20252-215912-02 | Xcel Energy | 85 | 13781 | IOU | 06005980 | 3.747 | Solar |  |  | Active Application | Trade Secret | Trade | SOU | SOU064 | Residential |  | Trade Secret | 2024
20252-215912-02 | Xcel Energy | 85 | 13781 | IOU | 06006019 | 5.052 | Solar |  |  | Active Application | Trade Secret | Trade | CGR | CGR074 | Residential |  | Trade Secret | 2024
20252-215912-02 | Xcel Energy | 85 | 13781 | IOU | 06006125 | 30 | Solar |  |  | Active Application | Trade Secret | Trade | ALD | ALD076 | Commercial |  | Trade Secret | 2024
20252-215912-02 | Xcel Energy | 85 | 13781 | IOU | 06006223 |  |  |  |  | Active Application | Trade Secret | Trade | HWW | HWW062 | Commercial |  | Trade Secret | 2024
20252-215912-02 | Xcel Energy | 85 | 13781 | IOU | 06006377 | 3.8 | Solar |  |  | Interconnected | Trade Secret | Trade | HWW | HWW062 | Residential | Solar*Rewards | Trade Secret | 2024 | 2025
20252-215912-02 | Xcel Energy | 85 | 13781 | IOU | 06006388 | 6.832 | Solar |  |  | Interconnected | Trade Secret | Trade | LLK | LLK072 | Residential | Solar*Rewards | Trade Secret | 2024 | 2025
20252-215912-02 | Xcel Energy | 85 | 13781 | IOU | 06006405 | 8.35 | Solar |  |  | Active Application | Trade Secret | Trade | WTN | WTN062 | Residential | Solar*Rewards | Trade Secret | 2024
20252-215912-02 | Xcel Energy | 85 | 13781 | IOU | 06006423 | 4.555 | Solar |  |  | Withdrawn | Trade Secret | Trade | IDA | IDA061 | Residential | Solar*Rewards | Trade Secret | 2024
20252-215912-02 | Xcel Energy | 85 | 13781 | IOU | 06006440 | 3.141 | Solar |  |  | Interconnected | Trade Secret | Trade | HWW | HWW073 | Residential | Solar*Rewards | Trade Secret | 2024 | 2025
20252-215912-02 | Xcel Energy | 85 | 13781 | IOU | 06006457 | 4.188 | Solar |  |  | Interconnected | Trade Secret | Trade | SLP | SLP082 | Residential | Solar*Rewards | Trade Secret | 2024 | 2025
20252-215912-02 | Xcel Energy | 85 | 13781 | IOU | 06006503 | 16.321 | Solar |  |  | Active Application | Trade Secret | Trade | BCR | BCR063 | Residential | Solar*Rewards | Trade Secret | 2024
20252-215912-02 | Xcel Energy | 85 | 13781 | IOU | 06006987 | 10.819 | Solar |  |  | Active Application | Trade Secret | Trade | EGL | EGL022 | Residential |  | Trade Secret | 2025
20252-215912-02 | Xcel Energy | 85 | 13781 | IOU | 06007006 | 4881.657 | Solar |  |  | Active Application | Trade Secret | Trade | NER | NER021 | Commercial |  | Trade Secret | 2024
20252-215912-02 | Xcel Energy | 85 | 13781 | IOU | 06007007 | 6.453 | Solar |  |  | Interconnected | Trade Secret | Trade | RWD | RWD081 | Residential | Solar*Rewards | Trade Secret | 2024 | 2025
20252-215912-02 | Xcel Energy | 85 | 13781 | IOU | 06007067 | 4990 | Solar |  |  | Active Application | Trade Secret | Trade | WWK | WWK321 | Commercial |  | Trade Secret | 2024
20252-215912-02 | Xcel Energy | 85 | 13781 | IOU | 06007068 | 4990 | Solar |  |  | Active Application | Trade Secret | Trade | DGC | DGC061 | Commercial |  | Trade Secret | 2024
20252-215912-02 | Xcel Energy | 85 | 13781 | IOU | 06007147 | 5.85 | Solar |  |  | Active Application | Trade Secret | Trade | HWW | HWW073 | Residential | Solar*Rewards | Trade Secret | 2024
20252-215912-02 | Xcel Energy | 85 | 13781 | IOU | 06007155 | 11.5 | Storage |  |  | Active Application | Trade Secret | Trade | HUG | HUG321 | Residential |  | Trade Secret | 2024
20252-215912-02 | Xcel Energy | 85 | 13781 | IOU | 06007179 | 9.184 | Solar |  |  | Active Application | Trade Secret | Trade | VMR | VMR062 | Residential | Solar*Rewards | Trade Secret | 2025
20252-215912-02 | Xcel Energy | 85 | 13781 | IOU | 06007227 | 11.766 | Solar |  |  | Active Application | Trade Secret | Trade | WSG | WSG362 | Residential | Solar*Rewards | Trade Secret | 2024
20252-215912-02 | Xcel Energy | 85 | 13781 | IOU | 06007308 | 2.792 | Solar |  |  | Active Application | Trade Secret | Trade | ALD | ALD076 | Residential | Solar*Rewards | Trade Secret | 2024
20252-215912-02 | Xcel Energy | 85 | 13781 | IOU | 06007333 | 6.073 | Solar |  |  | Active Application | Trade Secret | Trade | WIL | WIL074 | Residential | Solar*Rewards | Trade Secret | 2024
20252-215912-02 | Xcel Energy | 85 | 13781 | IOU | 06007364 | 7.616 | Solar |  |  | Active Application | Trade Secret | Trade | WTN | WTN062 | Residential |  | Trade Secret | 2024
20252-215912-02 | Xcel Energy | 85 | 13781 | IOU | 06007367 | 7.616 | Solar |  |  | Active Application | Trade Secret | Trade | BEL | BEL061 | Residential |  | Trade Secret | 2024
20252-215912-02 | Xcel Energy | 85 | 13781 | IOU | 06007467 | 3.747 | Solar |  |  | Active Application | Trade Secret | Trade | SOU | SOU065 | Residential |  | Trade Secret | 2024
20252-215912-02 | Xcel Energy | 85 | 13781 | IOU | 06007524 | 6.282 | Solar |  |  | Active Application | Trade Secret | Trade | ALD | ALD084 | Residential | Solar*Rewards | Trade Secret | 2024
20252-215912-02 | Xcel Energy | 85 | 13781 | IOU | 06007552 | 11.52 | Solar |  |  | Interconnected | Trade Secret | Trade | WIL | WIL097 | Residential | Solar*Rewards | Trade Secret | 2024 | 2025
20252-215912-02 | Xcel Energy | 85 | 13781 | IOU | 06007563 |  |  |  |  | Withdrawn | Trade Secret | Trade | SOU | SOU073 | Commercial |  | Trade Secret | 2024
20252-215912-02 | Xcel Energy | 85 | 13781 | IOU | 06007599 | 7.98 | Solar |  |  | Active Application | Trade Secret | Trade | SOU | SOU087 | Residential | Solar*Rewards | Trade Secret | 2024
20252-215912-02 | Xcel Energy | 85 | 13781 | IOU | 06007609 | 49.6 | Solar |  |  | Withdrawn | Trade Secret | Trade | SOU | SOU073 | Commercial |  | Trade Secret | 2024
20252-215912-02 | Xcel Energy | 85 | 13781 | IOU | 06007611 | 17.8 | Storage |  |  | Withdrawn | Trade Secret | Trade | WDY | WDY311 | Residential |  | Trade Secret | 2024
20252-215912-02 | Xcel Energy | 85 | 13781 | IOU | 06007636 | 5.693 | Solar |  |  | Active Application | Trade Secret | Trade | WIL | WIL061 | Residential | Solar*Rewards | Trade Secret | 2024
20252-215912-02 | Xcel Energy | 85 | 13781 | IOU | 06007727 | 39.98 | Solar |  |  | Active Application | Trade Secret | Trade | SOU | SOU073 | Commercial |  | Trade Secret | 2024
20252-215912-02 | Xcel Energy | 85 | 13781 | IOU | 06007859 | 3.796 | Solar |  |  | Active Application | Trade Secret | Trade | HUG | HUG321 | Residential |  | Trade Secret | 2024
20252-215912-02 | Xcel Energy | 85 | 13781 | IOU | 06007875 | 4.875 | Solar |  |  | Active Application | Trade Secret | Trade | AFT | AFT321 | Residential |  | Trade Secret | 2024
20252-215912-02 | Xcel Energy | 85 | 13781 | IOU | 06008250 | 9 | Solar |  |  | Active Application | Trade Secret | Trade | WSG | WSG061 | Residential | Solar*Rewards | Trade Secret | 2024
20252-215912-02 | Xcel Energy | 85 | 13781 | IOU | 06008253 | 6.453 | Solar |  |  | Interconnected | Trade Secret | Trade | HYL | HYL063 | Residential | Solar*Rewards | Trade Secret | 2024 | 2025
20252-215912-02 | Xcel Energy | 85 | 13781 | IOU | 06008284 | 6.832 | Solar |  |  | Withdrawn | Trade Secret | Trade | TWL | TWL068 | Residential | Solar*Rewards | Trade Secret | 2024
20252-215912-02 | Xcel Energy | 85 | 13781 | IOU | 06008297 | 9.423 | Solar |  |  | Active Application | Trade Secret | Trade | EDA | EDA071 | Residential | Solar*Rewards | Trade Secret | 2024
20252-215912-02 | Xcel Energy | 85 | 13781 | IOU | 06008319 | 9.869 | Solar |  |  | Active Application | Trade Secret | Trade | MPK | MPK074 | Residential | Solar*Rewards | Trade Secret | 2025
20252-215912-02 | Xcel Energy | 85 | 13781 | IOU | 06008344 | 3.42 | Solar |  |  | Active Application | Trade Secret | Trade | SOU | SOU083 | Residential | Solar*Rewards | Trade Secret | 2024
20252-215912-02 | Xcel Energy | 85 | 13781 | IOU | 06008364 | 9.994 | Solar |  |  | Active Application | Trade Secret | Trade | CHE | CHE064 | Residential |  | Trade Secret | 2024
20252-215912-02 | Xcel Energy | 85 | 13781 | IOU | 06008372 | 6.46 | Solar |  |  | Interconnected | Trade Secret | Trade | ALD | ALD076 | Residential | Solar*Rewards | Trade Secret | 2024 | 2025
20252-215912-02 | Xcel Energy | 85 | 13781 | IOU | 06008414 | 6.912 | Solar |  |  | Interconnected | Trade Secret | Trade | PBE | PBE061 | Residential | Solar*Rewards | Trade Secret | 2024 | 2025
20252-215912-02 | Xcel Energy | 85 | 13781 | IOU | 06008602 | 4.608 | Solar |  |  | Interconnected | Trade Secret | Trade | OSS | OSS073 | Residential | Solar*Rewards | Trade Secret | 2024 | 2025
20252-215912-02 | Xcel Energy | 85 | 13781 | IOU | 06008656 | 6.046 | Solar |  |  | Active Application | Trade Secret | Trade | FAP | FAP061 | Residential |  | Trade Secret | 2024
20252-215912-02 | Xcel Energy | 85 | 13781 | IOU | 06008775 | 7.8 | Solar |  |  | Interconnected | Trade Secret | Trade | OAD | OAD075 | Residential |  | Trade Secret | 2024 | 2025
20252-215912-02 | Xcel Energy | 85 | 13781 | IOU | 06009033 | 9.109 | Solar |  |  | Active Application | Trade Secret | Trade | SOU | SOU060 | Residential | Solar*Rewards | Trade Secret | 2024
20252-215912-02 | Xcel Energy | 85 | 13781 | IOU | 06009066 | 4.56 | Solar |  |  | Interconnected | Trade Secret | Trade | SOU | SOU064 | Residential | Solar*Rewards | Trade Secret | 2024 | 2025
20252-215912-02 | Xcel Energy | 85 | 13781 | IOU | 06009072 | 36 | Solar |  |  | Active Application | Trade Secret | Trade | PKL | PKL085 | Commercial |  | Trade Secret | 2024
20252-215912-02 | Xcel Energy | 85 | 13781 | IOU | 06009112 | 11.152 | Solar |  |  | Interconnected | Trade Secret | Trade | WYO | WYO032 | Residential | Solar*Rewards | Trade Secret | 2024 | 2025
20252-215912-02 | Xcel Energy | 85 | 13781 | IOU | 06009128 | 13.824 | Solar |  |  | Active Application | Trade Secret | Trade | PAT | PAT313 | Residential | Solar*Rewards | Trade Secret | 2024
20252-215912-02 | Xcel Energy | 85 | 13781 | IOU | 06009197 | 3.747 | Solar |  |  | Active Application | Trade Secret | Trade | REW | REW033 | Residential |  | Trade Secret | 2024
20252-215912-02 | Xcel Energy | 85 | 13781 | IOU | 06009210 |  | Solar |  |  | Active Application | Trade Secret | Trade |  |  | Residential | Solar*Rewards | Trade Secret | 2024
20252-215912-02 | Xcel Energy | 85 | 13781 | IOU | 06009235 | 3.747 | Solar |  |  | Active Application | Trade Secret | Trade | HUG | HUG312 | Residential |  | Trade Secret | 2024
20252-215912-02 | Xcel Energy | 85 | 13781 | IOU | 06009250 | 5.052 | Solar |  |  | Active Application | Trade Secret | Trade | HUG | HUG311 | Residential |  | Trade Secret | 2024
20252-215912-02 | Xcel Energy | 85 | 13781 | IOU | 06009263 | 5.052 | Solar |  |  | Active Application | Trade Secret | Trade | MPK | MPK071 | Residential |  | Trade Secret | 2024
20252-215912-02 | Xcel Energy | 85 | 13781 | IOU | 06009264 | 5.052 | Solar |  |  | Active Application | Trade Secret | Trade | BUR | BUR022 | Residential |  | Trade Secret | 2024
20252-215912-02 | Xcel Energy | 85 | 13781 | IOU | 06009285 | 15.232 | Solar |  |  | Active Application | Trade Secret | Trade | BEL | BEL061 | Residential |  | Trade Secret | 2024
20252-215912-02 | Xcel Energy | 85 | 13781 | IOU | 06009289 | 3.747 | Solar |  |  | Active Application | Trade Secret | Trade | FAB | FAB061 | Residential |  | Trade Secret | 2024
20252-215912-02 | Xcel Energy | 85 | 13781 | IOU | 06009316 | 5.052 | Solar |  |  | Active Application | Trade Secret | Trade | REW | REW033 | Residential |  | Trade Secret | 2024
20252-215912-02 | Xcel Energy | 85 | 13781 | IOU | 06009337 | 3.747 | Solar |  |  | Active Application | Trade Secret | Trade | BUR | BUR032 | Residential |  | Trade Secret | 2024
20252-215912-02 | Xcel Energy | 85 | 13781 | IOU | 06009463 | 4000 | Solar |  |  | Active Application | Trade Secret | Trade | KIM | KIM021 | Commercial |  | Trade Secret | 2024
20252-215912-02 | Xcel Energy | 85 | 13781 | IOU | 06009503 | 7.216 | Solar |  |  | Interconnected | Trade Secret | Trade | VMR | VMR062 | Residential | Solar*Rewards | Trade Secret | 2024 | 2025
20252-215912-02 | Xcel Energy | 85 | 13781 | IOU | 06009717 | 59.756 | Solar |  |  | Active Application | Trade Secret | Trade | DND | DND072 | Commercial |  | Trade Secret | 2024
20252-215912-02 | Xcel Energy | 85 | 13781 | IOU | 06010782 | 7.296 | Solar |  |  | Interconnected | Trade Secret | Trade | GNL | GNL062 | Residential |  | Trade Secret | 2024 | 2025
20252-215912-02 | Xcel Energy | 85 | 13781 | IOU | 06010891 | 15.675 | Solar |  | X | Interconnected | Trade Secret | Trade | HOL | HOL072 | Residential | Solar*Rewards | Trade Secret | 2024 | 2025
20252-215912-02 | Xcel Energy | 85 | 13781 | IOU | 06010894 | 6.046 | Solar |  |  | Active Application | Trade Secret | Trade | BEL | BEL062 | Residential |  | Trade Secret | 2024
20252-215912-02 | Xcel Energy | 85 | 13781 | IOU | 06010919 | 4.934 | Solar |  |  | Active Application | Trade Secret | Trade | IDA | IDA073 | Residential | Solar*Rewards | Trade Secret | 2024
20252-215912-02 | Xcel Energy | 85 | 13781 | IOU | 06010990 | 6.08 | Solar |  |  | Active Application | Trade Secret | Trade | MDT | MDT074 | Residential | Solar*Rewards | Trade Secret | 2024
20252-215912-02 | Xcel Energy | 85 | 13781 | IOU | 06011025 | 6.84 | Solar |  |  | Interconnected | Trade Secret | Trade | IDA | IDA072 | Residential | Solar*Rewards | Trade Secret | 2024 | 2025
20252-215912-02 | Xcel Energy | 85 | 13781 | IOU | 06011228 | 7.616 | Solar |  |  | Active Application | Trade Secret | Trade | HUG | HUG312 | Residential |  | Trade Secret | 2024
20252-215912-02 | Xcel Energy | 85 | 13781 | IOU | 06011273 | 6.046 | Solar |  |  | Active Application | Trade Secret | Trade | TLK | TLK064 | Residential |  | Trade Secret | 2024
20252-215912-02 | Xcel Energy | 85 | 13781 | IOU | 06011284 | 4.934 | Solar |  |  | Active Application | Trade Secret | Trade | OSS | OSS077 | Residential |  | Trade Secret | 2024
20252-215912-02 | Xcel Energy | 85 | 13781 | IOU | 06011342 |  | Solar |  |  | Active Application | Trade Secret | Trade |  |  | Residential | Solar*Rewards | Trade Secret | 2024
20252-215912-02 | Xcel Energy | 85 | 13781 | IOU | 06011343 | 3.774 | Solar |  |  | Active Application | Trade Secret | Trade | SLP | SLP082 | Residential |  | Trade Secret | 2024
20252-215912-02 | Xcel Energy | 85 | 13781 | IOU | 06011371 | 15.942 | Solar |  |  | Active Application | Trade Secret | Trade | MPK | MPK065 | Commercial |  | Trade Secret | 2024
20252-215912-02 | Xcel Energy | 85 | 13781 | IOU | 06011385 | 12.48 | Solar |  |  | Active Application | Trade Secret | Trade | XRD | XRD062 | Residential |  | Trade Secret | 2024
20252-215912-02 | Xcel Energy | 85 | 13781 | IOU | 06011507 | 8.35 | Solar |  |  | Interconnected | Trade Secret | Trade | LOK | LOK062 | Residential |  | Trade Secret | 2024 | 2024
20252-215912-02 | Xcel Energy | 85 | 13781 | IOU | 06011533 |  |  |  |  | Withdrawn | Trade Secret | Trade |  |  | Residential |  | Trade Secret | 2024
20252-215912-02 | Xcel Energy | 85 | 13781 | IOU | 06011538 | 6.677 | Solar |  |  | Active Application | Trade Secret | Trade | IDA | IDA064 | Residential | Solar*Rewards | Trade Secret | 2024
20252-215912-02 | Xcel Energy | 85 | 13781 | IOU | 06012055 | 5000 | Solar |  |  | Active Application | Trade Secret | Trade | SLW | SLW061 | Commercial |  | Trade Secret | 2024
20252-215912-02 | Xcel Energy | 85 | 13781 | IOU | 06012060 | 4500 | Solar |  |  | Active Application | Trade Secret | Trade | KAN | KAN031 | Commercial |  | Trade Secret | 2024
20252-215912-02 | Xcel Energy | 85 | 13781 | IOU | 06012182 | 5.052 | Solar |  |  | Active Application | Trade Secret | Trade | SAR | SAR021 | Residential |  | Trade Secret | 2024
20252-215912-02 | Xcel Energy | 85 | 13781 | IOU | 06012189 | 8.832 | Solar |  |  | Active Application | Trade Secret | Trade | RIV | RIV064 | Residential |  | Trade Secret | 2024
20252-215912-02 | Xcel Energy | 85 | 13781 | IOU | 06012200 | 7.216 | Solar |  |  | Active Application | Trade Secret | Trade | WES | WES073 | Residential | Solar*Rewards | Trade Secret | 2025
20252-215912-02 | Xcel Energy | 85 | 13781 | IOU | 06012255 | 4.934 | Solar |  |  | Active Application | Trade Secret | Trade | WIL | WIL086 | Residential |  | Trade Secret | 2024
20252-215912-02 | Xcel Energy | 85 | 13781 | IOU | 06012272 | 4.934 | Solar |  |  | Active Application | Trade Secret | Trade | SLP | SLP092 | Residential | Solar*Rewards | Trade Secret | 2024
20252-215912-02 | Xcel Energy | 85 | 13781 | IOU | 06012309 | 6.453 | Solar |  |  | Active Application | Trade Secret | Trade | ECK | ECK322 | Residential |  | Trade Secret | 2024
20252-215912-02 | Xcel Energy | 85 | 13781 | IOU | 06012348 | 3.747 | Solar |  |  | Active Application | Trade Secret | Trade | STY | STY073 | Residential |  | Trade Secret | 2024
20252-215912-02 | Xcel Energy | 85 | 13781 | IOU | 06012354 | 5.693 | Solar |  |  | Interconnected | Trade Secret | Trade | ALD | ALD084 | Residential | Solar*Rewards | Trade Secret | 2024 | 2025
20252-215912-02 | Xcel Energy | 85 | 13781 | IOU | 06012377 | 4.188 | Solar |  |  | Interconnected | Trade Secret | Trade | ALD | ALD084 | Residential | Solar*Rewards | Trade Secret | 2024 | 2025
20252-215912-02 | Xcel Energy | 85 | 13781 | IOU | 06012383 | 3.747 | Solar |  |  | Active Application | Trade Secret | Trade | REW | REW033 | Residential |  | Trade Secret | 2024
20252-215912-02 | Xcel Energy | 85 | 13781 | IOU | 06012385 | 5.052 | Solar |  |  | Active Application | Trade Secret | Trade | SOU | SOU064 | Residential |  | Trade Secret | 2025
20252-215912-02 | Xcel Energy | 85 | 13781 | IOU | 06012403 | 3.84 | Storage |  |  | Active Application | Trade Secret | Trade | TLK | TLK067 | Residential |  | Trade Secret | 2024
20252-215912-02 | Xcel Energy | 85 | 13781 | IOU | 06012406 | 3.747 | Solar |  |  | Active Application | Trade Secret | Trade | SOU | SOU065 | Residential |  | Trade Secret | 2024
20252-215912-02 | Xcel Energy | 85 | 13781 | IOU | 06012433 | 11.5 | Storage |  |  | Active Application | Trade Secret | Trade | HUG | HUG321 | Residential |  | Trade Secret | 2024
20252-215912-02 | Xcel Energy | 85 | 13781 | IOU | 06012446 | 6.08 | Solar |  |  | Active Application | Trade Secret | Trade | SOU | SOU069 | Residential | Solar*Rewards | Trade Secret | 2024
20252-215912-02 | Xcel Energy | 85 | 13781 | IOU | 06012643 |  | Solar |  |  | Active Application | Trade Secret | Trade | WIN | WIN023 | Commercial | Solar*Rewards | Trade Secret | 2024
20252-215912-02 | Xcel Energy | 85 | 13781 | IOU | 06012712 | 4.592 | Solar |  |  | Withdrawn | Trade Secret | Trade | MOL | MOL068 | Residential |  | Trade Secret | 2024
20252-215912-02 | Xcel Energy | 85 | 13781 | IOU | 06012727 | 5.226 | Solar |  |  | Active Application | Trade Secret | Trade | TWL | TWL072 | Residential | Solar*Rewards | Trade Secret | 2024
20252-215912-02 | Xcel Energy | 85 | 13781 | IOU | 06013259 | 4.355 | Solar |  |  | Active Application | Trade Secret | Trade | RIV | RIV073 | Residential | Solar*Rewards | Trade Secret | 2024
20252-215912-02 | Xcel Energy | 85 | 13781 | IOU | 06013316 | 3.747 | Solar |  |  | Active Application | Trade Secret | Trade | WCS | WCS071 | Residential |  | Trade Secret | 2024
20252-215912-02 | Xcel Energy | 85 | 13781 | IOU | 06013357 | 15.36 | Solar |  |  | Active Application | Trade Secret | Trade | HYL | HYL063 | Residential |  | Trade Secret | 2024
20252-215912-02 | Xcel Energy | 85 | 13781 | IOU | 06013396 | 4.934 | Solar |  |  | Active Application | Trade Secret | Trade | RIV | RIV064 | Residential |  | Trade Secret | 2024
20252-215912-02 | Xcel Energy | 85 | 13781 | IOU | 06013397 | 4875 | Solar |  |  | Active Application | Trade Secret | Trade |  |  | Commercial |  | Trade Secret | 2024
20252-215912-02 | Xcel Energy | 85 | 13781 | IOU | 06013421 | 3.9 | Solar |  |  | Interconnected | Trade Secret | Trade | MPK | MPK085 | Residential |  | Trade Secret | 2024 | 2025
20252-215912-02 | Xcel Energy | 85 | 13781 | IOU | 06013440 | 4.934 | Solar |  |  | Withdrawn | Trade Secret | Trade | MPK | MPK063 | Residential | Solar*Rewards | Trade Secret | 2024
20252-215912-02 | Xcel Energy | 85 | 13781 | IOU | 06013469 | 4.886 | Solar |  |  | Active Application | Trade Secret | Trade | HWW | HWW074 | Residential | Solar*Rewards | Trade Secret | 2024
20252-215912-02 | Xcel Energy | 85 | 13781 | IOU | 06013488 | 9.109 | Solar |  |  | Active Application | Trade Secret | Trade | AHI | AHI025 | Residential | Solar*Rewards | Trade Secret | 2024
20252-215912-02 | Xcel Energy | 85 | 13781 | IOU | 06013505 | 2.657 | Solar |  |  | Interconnected | Trade Secret | Trade | TWL | TWL066 | Residential |  | Trade Secret | 2024 | 2025
20252-215912-02 | Xcel Energy | 85 | 13781 | IOU | 06013526 | 2.657 | Solar |  |  | Active Application | Trade Secret | Trade | SOU | SOU063 | Residential |  | Trade Secret | 2024
20252-215912-02 | Xcel Energy | 85 | 13781 | IOU | 06013537 | 3.8 | Solar |  |  | Interconnected | Trade Secret | Trade | WRR | WRR064 | Residential | Solar*Rewards | Trade Secret | 2024 | 2025
20252-215912-02 | Xcel Energy | 85 | 13781 | IOU | 06013561 | 4.56 | Solar |  |  | Active Application | Trade Secret | Trade | SOU | SOU086 | Residential | Solar*Rewards | Trade Secret | 2024
20252-215912-02 | Xcel Energy | 85 | 13781 | IOU | 06013672 | 6.453 | Solar |  |  | Active Application | Trade Secret | Trade | WCR | WCR322 | Residential |  | Trade Secret | 2024
20252-215912-02 | Xcel Energy | 85 | 13781 | IOU | 06013675 | 3.84 | Solar |  |  | Interconnected | Trade Secret | Trade | HSN | HSN322 | Residential | Solar*Rewards | Trade Secret | 2024 | 2025
20252-215912-02 | Xcel Energy | 85 | 13781 | IOU | 06013684 | 4.175 | Solar |  |  | Interconnected | Trade Secret | Trade | OAD | OAD075 | Residential |  | Trade Secret | 2024 | 2025
20252-215912-02 | Xcel Energy | 85 | 13781 | IOU | 06013704 | 9.109 | Solar |  |  | Active Application | Trade Secret | Trade | GNL | GNL062 | Residential |  | Trade Secret | 2024
20252-215912-02 | Xcel Energy | 85 | 13781 | IOU | 06013728 | 10.628 | Solar |  |  | Active Application | Trade Secret | Trade | AFT | AFT314 | Residential |  | Trade Secret | 2024
20252-215912-02 | Xcel Energy | 85 | 13781 | IOU | 06013745 | 7.591 | Solar |  | X | Active Application | Trade Secret | Trade | HYL | HYL073 | Residential |  | Trade Secret | 2024
20252-215912-02 | Xcel Energy | 85 | 13781 | IOU | 06013761 |  | Solar |  |  | Active Application | Trade Secret | Trade |  |  | Residential | Solar*Rewards | Trade Secret | 2024
20252-215912-02 | Xcel Energy | 85 | 13781 | IOU | 06013767 |  |  |  |  | Active Application | Trade Secret | Trade |  |  | Residential |  | Trade Secret | 2024
20252-215912-02 | Xcel Energy | 85 | 13781 | IOU | 06013845 | 3.9 | Solar |  |  | Active Application | Trade Secret | Trade | DBL | DBL060 | Residential |  | Trade Secret | 2024
20252-215912-02 | Xcel Energy | 85 | 13781 | IOU | 06013884 | 10 | Solar |  |  | Active Application | Trade Secret | Trade | PIL | PIL022 | Commercial |  | Trade Secret | 2024
20252-215912-02 | Xcel Energy | 85 | 13781 | IOU | 06013939 | 9 | Solar |  |  | Withdrawn | Trade Secret | Trade | WSG | WSG061 | Residential |  | Trade Secret | 2024
20252-215912-02 | Xcel Energy | 85 | 13781 | IOU | 06013959 | 6.825 | Solar |  |  | Active Application | Trade Secret | Trade | WYO | WYO021 | Residential |  | Trade Secret | 2024
20252-215912-02 | Xcel Energy | 85 | 13781 | IOU | 06014201 | 5.76 | Solar |  |  | Interconnected | Trade Secret | Trade | HSN | HSN322 | Residential |  | Trade Secret | 2024 | 2025
20252-215912-02 | Xcel Energy | 85 | 13781 | IOU | 06014269 | 5.2 | Solar |  |  | Interconnected | Trade Secret | Trade | CGR | CGR072 | Residential |  | Trade Secret | 2024 | 2025
20252-215912-02 | Xcel Energy | 85 | 13781 | IOU | 06014290 | 3.575 | Solar |  |  | Interconnected | Trade Secret | Trade | WIL | WIL073 | Residential |  | Trade Secret | 2024 | 2025
20252-215912-02 | Xcel Energy | 85 | 13781 | IOU | 06014320 | 2.6 | Solar |  |  | Withdrawn | Trade Secret | Trade | DBL | DBL068 | Residential |  | Trade Secret | 2024
20252-215912-02 | Xcel Energy | 85 | 13781 | IOU | 06014348 | 6.453 | Solar |  |  | Active Application | Trade Secret | Trade | STY | STY065 | Residential |  | Trade Secret | 2024
20252-215912-02 | Xcel Energy | 85 | 13781 | IOU | 06014384 | 5.693 | Solar |  |  | Active Application | Trade Secret | Trade | HYL | HYL075 | Residential | Solar*Rewards | Trade Secret | 2024
20252-215912-02 | Xcel Energy | 85 | 13781 | IOU | 06014450 | 5.76 | Solar |  |  | Interconnected | Trade Secret | Trade | CRL | CRL065 | Residential |  | Trade Secret | 2024 | 2025
20252-215912-02 | Xcel Energy | 85 | 13781 | IOU | 06014527 | 3.747 | Solar |  |  | Active Application | Trade Secret | Trade | SMT | SMT061 | Residential |  | Trade Secret | 2024
20252-215912-02 | Xcel Energy | 85 | 13781 | IOU | 06014752 | 8.73 | Solar |  |  | Active Application | Trade Secret | Trade | WCR | WCR063 | Residential | Solar*Rewards | Trade Secret | 2024
20252-215912-02 | Xcel Energy | 85 | 13781 | IOU | 06014760 | 7.6 | Solar |  |  | Active Application | Trade Secret | Trade | WCS | WCS064 | Residential | Solar*Rewards | Trade Secret | 2024
20252-215912-02 | Xcel Energy | 85 | 13781 | IOU | 06014773 | 9.184 | Solar |  |  | Active Application | Trade Secret | Trade | CHE | CHE075 | Residential |  | Trade Secret | 2024
20252-215912-02 | Xcel Energy | 85 | 13781 | IOU | 06014776 | 5.248 | Solar |  |  | Active Application | Trade Secret | Trade | HUG | HUG312 | Residential |  | Trade Secret | 2024
20252-215912-02 | Xcel Energy | 85 | 13781 | IOU | 06014788 | 5.76 | Solar |  |  | Active Application | Trade Secret | Trade | ALK | ALK072 | Residential | Solar*Rewards | Trade Secret | 2024
20252-215912-02 | Xcel Energy | 85 | 13781 | IOU | 06014866 | 3.84 | Solar |  |  | Active Application | Trade Secret | Trade | GSL | GSL341 | Residential | Solar*Rewards | Trade Secret | 2024
20252-215912-02 | Xcel Energy | 85 | 13781 | IOU | 06014893 | 29.878 | Solar |  |  | Active Application | Trade Secret | Trade | HWW | HWW061 | Commercial | Solar*Rewards | Trade Secret | 2024
20252-215912-02 | Xcel Energy | 85 | 13781 | IOU | 06014909 | 3.84 | Solar |  |  | Active Application | Trade Secret | Trade | FSL | FSL312 | Residential | Solar*Rewards | Trade Secret | 2024
20252-215912-02 | Xcel Energy | 85 | 13781 | IOU | 06015472 | 8.832 | Solar |  |  | Active Application | Trade Secret | Trade | AFT | AFT314 | Residential | Solar*Rewards | Trade Secret | 2024
20252-215912-02 | Xcel Energy | 85 | 13781 | IOU | 06015555 | 5.76 | Solar |  |  | Interconnected | Trade Secret | Trade | HSN | HSN321 | Residential | Solar*Rewards | Trade Secret | 2024 | 2025
20252-215912-02 | Xcel Energy | 85 | 13781 | IOU | 06015581 | 4.537 | Solar |  |  | Active Application | Trade Secret | Trade | ALD | ALD083 | Residential | Solar*Rewards | Trade Secret | 2024
20252-215912-02 | Xcel Energy | 85 | 13781 | IOU | 06015590 | 4.188 | Solar |  |  | Interconnected | Trade Secret | Trade | SOU | SOU060 | Residential | Solar*Rewards | Trade Secret | 2024 | 2025
20252-215912-02 | Xcel Energy | 85 | 13781 | IOU | 06015600 | 4.188 | Solar |  |  | Active Application | Trade Secret | Trade | SOU | SOU077 | Residential | Solar*Rewards | Trade Secret | 2024
20252-215912-02 | Xcel Energy | 85 | 13781 | IOU | 06015609 | 5.052 | Solar |  |  | Active Application | Trade Secret | Trade | ESW | ESW062 | Residential |  | Trade Secret | 2024
20252-215912-02 | Xcel Energy | 85 | 13781 | IOU | 06015659 | 6.08 | Solar |  |  | Active Application | Trade Secret | Trade | HWW | HWW062 | Residential | Solar*Rewards | Trade Secret | 2024
20252-215912-02 | Xcel Energy | 85 | 13781 | IOU | 06015735 | 2.66 | Solar |  |  | Active Application | Trade Secret | Trade | SOU | SOU081 | Residential | Solar*Rewards | Trade Secret | 2024
20252-215912-02 | Xcel Energy | 85 | 13781 | IOU | 06015742 | 5.052 | Solar |  |  | Active Application | Trade Secret | Trade | TLK | TLK062 | Residential |  | Trade Secret | 2024
20252-215912-02 | Xcel Energy | 85 | 13781 | IOU | 06015864 | 6.408 | Solar |  |  | Active Application | Trade Secret | Trade | APA | APA071 | Residential | Solar*Rewards | Trade Secret | 2024
20252-215912-02 | Xcel Energy | 85 | 13781 | IOU | 06015869 | 5.052 | Solar |  |  | Active Application | Trade Secret | Trade | SLP | SLP082 | Residential |  | Trade Secret | 2024
20252-215912-02 | Xcel Energy | 85 | 13781 | IOU | 06015898 | 3.936 | Solar |  |  | Active Application | Trade Secret | Trade | RIV | RIV063 | Residential | Solar*Rewards | Trade Secret | 2025
20252-215912-02 | Xcel Energy | 85 | 13781 | IOU | 06015955 | 5.314 | Solar |  |  | Active Application | Trade Secret | Trade | KOL | KOL065 | Residential |  | Trade Secret | 2024
20252-215912-02 | Xcel Energy | 85 | 13781 | IOU | 06015980 |  | Solar |  |  | Active Application | Trade Secret | Trade |  |  | Residential | Solar*Rewards | Trade Secret | 2024
20252-215912-02 | Xcel Energy | 85 | 13781 | IOU | 06015994 | 6.832 | Solar |  |  | Active Application | Trade Secret | Trade | ALD | ALD085 | Residential | Solar*Rewards | Trade Secret | 2024
20252-215912-02 | Xcel Energy | 85 | 13781 | IOU | 06016332 | 4.934 | Solar |  |  | Active Application | Trade Secret | Trade | SLP | SLP092 | Residential | Solar*Rewards | Trade Secret | 2024
20252-215912-02 | Xcel Energy | 85 | 13781 | IOU | 06016773 | 6.097 | Solar |  |  | Active Application | Trade Secret | Trade | SOU | SOU083 | Residential | Solar*Rewards | Trade Secret | 2024
20252-215912-02 | Xcel Energy | 85 | 13781 | IOU | 06016774 | 7.591 | Solar |  |  | Active Application | Trade Secret | Trade | HWW | HWW073 | Residential | Solar*Rewards | Trade Secret | 2024
20252-215912-02 | Xcel Energy | 85 | 13781 | IOU | 06016835 | 4.537 | Solar |  |  | Active Application | Trade Secret | Trade | SOU | SOU079 | Residential | Solar*Rewards | Trade Secret | 2024
20252-215912-02 | Xcel Energy | 85 | 13781 | IOU | 06016860 | 5.314 | Solar |  |  | Withdrawn | Trade Secret | Trade | SLP | SLP082 | Residential | Solar*Rewards | Trade Secret | 2024
20252-215912-02 | Xcel Energy | 85 | 13781 | IOU | 06016872 |  | Solar |  |  | Active Application | Trade Secret | Trade | HUG | HUG321 | Residential | Solar*Rewards | Trade Secret | 2024
20252-215912-02 | Xcel Energy | 85 | 13781 | IOU | 06016879 |  | Solar |  |  | Active Application | Trade Secret | Trade |  |  | Residential | Solar*Rewards | Trade Secret | 2024
20252-215912-02 | Xcel Energy | 85 | 13781 | IOU | 06016882 | 9.489 | Solar |  |  | Active Application | Trade Secret | Trade | GSL | GSL341 | Residential | Solar*Rewards | Trade Secret | 2024
20252-215912-02 | Xcel Energy | 85 | 13781 | IOU | 06017032 | 9.6 | Solar |  |  | Active Application | Trade Secret | Trade | CGR | CGR071 | Residential |  | Trade Secret | 2024
20252-215912-02 | Xcel Energy | 85 | 13781 | IOU | 06017075 | 3.9 | Solar |  |  | Active Application | Trade Secret | Trade | BYT | BYT061 | Residential |  | Trade Secret | 2024
20252-215912-02 | Xcel Energy | 85 | 13781 | IOU | 06017094 | 2.277 | Solar |  |  | Active Application | Trade Secret | Trade | RMT | RMT321 | Residential | Solar*Rewards | Trade Secret | 2024
20252-215912-02 | Xcel Energy | 85 | 13781 | IOU | 06017108 | 3.8 | Solar |  |  | Interconnected | Trade Secret | Trade | HWW | HWW073 | Residential | Solar*Rewards | Trade Secret | 2024 | 2025
20252-215912-02 | Xcel Energy | 85 | 13781 | IOU | 06017242 | 3.037 | Solar |  |  | Active Application | Trade Secret | Trade | MPK | MPK074 | Residential |  | Trade Secret | 2024
20252-215912-02 | Xcel Energy | 85 | 13781 | IOU | 06017282 | 2.903 | Solar |  |  | Active Application | Trade Secret | Trade | TER | TER081 | Residential | Solar*Rewards | Trade Secret | 2024
20252-215912-02 | Xcel Energy | 85 | 13781 | IOU | 06017336 | 4.645 | Solar |  |  | Interconnected | Trade Secret | Trade | APA | APA068 | Residential | Solar*Rewards | Trade Secret | 2024 | 2025
20252-215912-02 | Xcel Energy | 85 | 13781 | IOU | 06017365 | 3.037 | Solar |  |  | Active Application | Trade Secret | Trade | DBL | DBL067 | Residential |  | Trade Secret | 2024
20252-215912-02 | Xcel Energy | 85 | 13781 | IOU | 06017424 |  | Solar |  |  | Active Application | Trade Secret | Trade |  |  | Residential | Solar*Rewards | Trade Secret | 2024
20252-215912-02 | Xcel Energy | 85 | 13781 | IOU | 06017450 | 4.355 | Solar |  |  | Active Application | Trade Secret | Trade | RIV | RIV076 | Residential | Solar*Rewards | Trade Secret | 2024
20252-215912-02 | Xcel Energy | 85 | 13781 | IOU | 06017580 | 2.624 | Solar |  |  | Active Application | Trade Secret | Trade | MDT | MDT071 | Residential | Solar*Rewards | Trade Secret | 2024
20252-215912-02 | Xcel Energy | 85 | 13781 | IOU | 06017598 | 5000 | Solar |  |  | Active Application | Trade Secret | Trade |  |  | Commercial |  | Trade Secret | 2024
20252-215912-02 | Xcel Energy | 85 | 13781 | IOU | 06017813 | 11.5 | Solar |  | X | Active Application | Trade Secret | Trade | EDA | EDA074 | Residential | Solar*Rewards | Trade Secret | 2024
20252-215912-02 | Xcel Energy | 85 | 13781 | IOU | 06017820 |  | Solar |  |  | Withdrawn | Trade Secret | Trade |  |  | Residential | Solar*Rewards | Trade Secret | 2024
20252-215912-02 | Xcel Energy | 85 | 13781 | IOU | 06017824 |  | Solar |  |  | Active Application | Trade Secret | Trade |  |  | Residential | Solar*Rewards | Trade Secret | 2024
20252-215912-02 | Xcel Energy | 85 | 13781 | IOU | 06017826 | 11.5 | Solar |  | X | Active Application | Trade Secret | Trade | PIL | PIL021 | Residential | Solar*Rewards | Trade Secret | 2024
20252-215912-02 | Xcel Energy | 85 | 13781 | IOU | 06017828 | 20.24 | Solar |  | X | Active Application | Trade Secret | Trade | DPN | DPN072 | Residential | Solar*Rewards | Trade Secret | 2024
20252-215912-02 | Xcel Energy | 85 | 13781 | IOU | 06017829 | 11.5 | Solar |  | X | Active Application | Trade Secret | Trade | HUG | HUG322 | Residential | Solar*Rewards | Trade Secret | 2024
20252-215912-02 | Xcel Energy | 85 | 13781 | IOU | 06017854 | 11.5 | Solar |  |  | Withdrawn | Trade Secret | Trade | BRP | BRP071 | Residential | Solar*Rewards | Trade Secret | 2024
20252-215912-02 | Xcel Energy | 85 | 13781 | IOU | 06017858 | 17.433 | Solar |  | X | Active Application | Trade Secret | Trade | ALD | ALD084 | Residential | Solar*Rewards | Trade Secret | 2024
20252-215912-02 | Xcel Energy | 85 | 13781 | IOU | 06017868 | 23 | Solar |  | X | Active Application | Trade Secret | Trade | WTN | WTN062 | Residential | Solar*Rewards | Trade Secret | 2024
20252-215912-02 | Xcel Energy | 85 | 13781 | IOU | 06017873 | 15.51 | Storage |  |  | Active Application | Trade Secret | Trade | SAV | SAV069 | Residential |  | Trade Secret | 2024
20252-215912-02 | Xcel Energy | 85 | 13781 | IOU | 06017878 | 11.387 | Solar |  | X | Active Application | Trade Secret | Trade | MEL | MEL073 | Residential | Solar*Rewards | Trade Secret | 2024
20252-215912-02 | Xcel Energy | 85 | 13781 | IOU | 06017883 | 11.5 | Solar |  |  | Withdrawn | Trade Secret | Trade | SDX | SDX311 | Residential | Solar*Rewards | Trade Secret | 2024
20252-215912-02 | Xcel Energy | 85 | 13781 | IOU | 06017889 | 17.782 | Storage |  |  | Active Application | Trade Secret | Trade | RAM | RAM064 | Residential |  | Trade Secret | 2024
20252-215912-02 | Xcel Energy | 85 | 13781 | IOU | 06017890 | 31.7 | Storage |  |  | Active Application | Trade Secret | Trade | BCH | BCH311 | Residential |  | Trade Secret | 2024
20252-215912-02 | Xcel Energy | 85 | 13781 | IOU | 06017891 | 18.115 | Storage |  |  | Active Application | Trade Secret | Trade | BYT | BYT061 | Residential |  | Trade Secret | 2024
20252-215912-02 | Xcel Energy | 85 | 13781 | IOU | 06017904 | 16.037 | Storage |  |  | Active Application | Trade Secret | Trade | SOU | SOU079 | Residential |  | Trade Secret | 2024
20252-215912-02 | Xcel Energy | 85 | 13781 | IOU | 06017906 | 11.5 | Solar |  | X | Active Application | Trade Secret | Trade | MOL | MOL071 | Residential | Solar*Rewards | Trade Secret | 2024
20252-215912-02 | Xcel Energy | 85 | 13781 | IOU | 06017907 | 5.67 | Solar |  |  | Withdrawn | Trade Secret | Trade | RPL | RPL063 | Residential | Solar*Rewards | Trade Secret | 2024
20252-215912-02 | Xcel Energy | 85 | 13781 | IOU | 06017908 | 11.5 | Solar |  | X | Active Application | Trade Secret | Trade | AFT | AFT314 | Residential | Solar*Rewards | Trade Secret | 2024
20252-215912-02 | Xcel Energy | 85 | 13781 | IOU | 06017914 | 14.98 | Storage |  |  | Active Application | Trade Secret | Trade | SOU | SOU069 | Residential |  | Trade Secret | 2024
20252-215912-02 | Xcel Energy | 85 | 13781 | IOU | 06017917 | 13.858 | Storage |  |  | Active Application | Trade Secret | Trade | LAB | LAB312 | Residential |  | Trade Secret | 2024
20252-215912-02 | Xcel Energy | 85 | 13781 | IOU | 06017921 | 2.277 | Solar |  | X | Withdrawn | Trade Secret | Trade | MPK | MPK085 | Residential | Solar*Rewards | Trade Secret | 2024
20252-215912-02 | Xcel Energy | 85 | 13781 | IOU | 06017924 | 21.655 | Storage |  |  | Active Application | Trade Secret | Trade | APA | APA075 | Residential |  | Trade Secret | 2024
20252-215912-02 | Xcel Energy | 85 | 13781 | IOU | 06017936 | 11.5 | Storage |  |  | Active Application | Trade Secret | Trade | WCS | WCS072 | Residential |  | Trade Secret | 2024
20252-215912-02 | Xcel Energy | 85 | 13781 | IOU | 06017942 | 13.35 | Storage |  |  | Active Application | Trade Secret | Trade | TLK | TLK067 | Residential |  | Trade Secret | 2024
20252-215912-02 | Xcel Energy | 85 | 13781 | IOU | 06017944 | 15.688 | Solar |  | X | Active Application | Trade Secret | Trade | WCR | WCR322 | Residential | Solar*Rewards | Trade Secret | 2024
20252-215912-02 | Xcel Energy | 85 | 13781 | IOU | 06017946 | 30.83 | Storage |  |  | Active Application | Trade Secret | Trade | MND | MND072 | Residential |  | Trade Secret | 2024
20252-215912-02 | Xcel Energy | 85 | 13781 | IOU | 06017956 | 12.56 | Storage |  |  | Active Application | Trade Secret | Trade | HUG | HUG321 | Residential |  | Trade Secret | 2024
20252-215912-02 | Xcel Energy | 85 | 13781 | IOU | 06017957 | 33 | Storage |  |  | Active Application | Trade Secret | Trade | OPK | OPK073 | Residential |  | Trade Secret | 2024
20252-215912-02 | Xcel Energy | 85 | 13781 | IOU | 06017958 | 11.5 | Solar |  | X | Active Application | Trade Secret | Trade | ESW | ESW073 | Residential | Solar*Rewards | Trade Secret | 2024
20252-215912-02 | Xcel Energy | 85 | 13781 | IOU | 06017961 | 8.19 | Solar |  | X | Active Application | Trade Secret | Trade | SOU | SOU073 | Residential | Solar*Rewards | Trade Secret | 2024
20252-215912-02 | Xcel Energy | 85 | 13781 | IOU | 06017967 | 11.5 | Solar |  | X | Active Application | Trade Secret | Trade | WCS | WCS072 | Residential | Solar*Rewards | Trade Secret | 2024
20252-215912-02 | Xcel Energy | 85 | 13781 | IOU | 06017978 | 35.76 | Storage |  |  | Active Application | Trade Secret | Trade | PKL | PKL063 | Residential |  | Trade Secret | 2024
20252-215912-02 | Xcel Energy | 85 | 13781 | IOU | 06017981 | 9.994 | Solar |  |  | Active Application | Trade Secret | Trade | APA | APA075 | Residential | Solar*Rewards | Trade Secret | 2024
20252-215912-02 | Xcel Energy | 85 | 13781 | IOU | 06017990 | 11.136 | Solar |  |  | Interconnected | Trade Secret | Trade | LAB | LAB312 | Residential |  | Trade Secret | 2024 | 2025
20252-215912-02 | Xcel Energy | 85 | 13781 | IOU | 06017991 | 12.56 | Storage |  |  | Active Application | Trade Secret | Trade | HWW | HWW073 | Residential |  | Trade Secret | 2024
20252-215912-02 | Xcel Energy | 85 | 13781 | IOU | 06017993 | 9.984 | Solar |  |  | Active Application | Trade Secret | Trade | LAP | LAP311 | Residential | Solar*Rewards | Trade Secret | 2024
20252-215912-02 | Xcel Energy | 85 | 13781 | IOU | 06017998 | 11.5 | Solar |  | X | Active Application | Trade Secret | Trade | AHI | AHI024 | Residential | Solar*Rewards | Trade Secret | 2024
20252-215912-02 | Xcel Energy | 85 | 13781 | IOU | 06018002 | 20.674 | Solar |  | X | Active Application | Trade Secret | Trade | ALD | ALD083 | Residential | Solar*Rewards | Trade Secret | 2024
20252-215912-02 | Xcel Energy | 85 | 13781 | IOU | 06018003 | 11.5 | Storage |  |  | Active Application | Trade Secret | Trade | HUG | HUG321 | Residential |  | Trade Secret | 2024
20252-215912-02 | Xcel Energy | 85 | 13781 | IOU | 06018005 | 11.5 | Storage |  |  | Active Application | Trade Secret | Trade | TLK | TLK077 | Residential |  | Trade Secret | 2025
20252-215912-02 | Xcel Energy | 85 | 13781 | IOU | 06018008 | 17.56 | Storage |  |  | Active Application | Trade Secret | Trade | APA | APA076 | Residential |  | Trade Secret | 2024
20252-215912-02 | Xcel Energy | 85 | 13781 | IOU | 06018013 | 15.5 | Storage |  |  | Active Application | Trade Secret | Trade | SOU | SOU072 | Residential |  | Trade Secret | 2024
20252-215912-02 | Xcel Energy | 85 | 13781 | IOU | 06018015 | 5 | Storage |  |  | Active Application | Trade Secret | Trade | MPK | MPK076 | Residential |  | Trade Secret | 2024
20252-215912-02 | Xcel Energy | 85 | 13781 | IOU | 06018022 | 11.5 | Solar |  | X | Interconnected | Trade Secret | Trade | MOL | MOL068 | Residential | Solar*Rewards | Trade Secret | 2024 | 2025
20252-215912-02 | Xcel Energy | 85 | 13781 | IOU | 06018027 | 11.615 | Storage |  |  | Withdrawn | Trade Secret | Trade | AFT | AFT315 | Residential |  | Trade Secret | 2024
20252-215912-02 | Xcel Energy | 85 | 13781 | IOU | 06018028 | 11.5 | Storage |  |  | Active Application | Trade Secret | Trade | HUG | HUG321 | Residential |  | Trade Secret | 2024
20252-215912-02 | Xcel Energy | 85 | 13781 | IOU | 06018034 | 11.48 | Storage |  |  | Active Application | Trade Secret | Trade | SOU | SOU065 | Residential |  | Trade Secret | 2024
20252-215912-02 | Xcel Energy | 85 | 13781 | IOU | 06018040 | 11.5 | Storage |  |  | Active Application | Trade Secret | Trade | HUG | HUG321 | Residential |  | Trade Secret | 2024
20252-215912-02 | Xcel Energy | 85 | 13781 | IOU | 06018042 | 11.5 | Storage |  |  | Active Application | Trade Secret | Trade | PKL | PKL085 | Residential |  | Trade Secret | 2024
20252-215912-02 | Xcel Energy | 85 | 13781 | IOU | 06018046 | 12.345 | Storage |  |  | Active Application | Trade Secret | Trade | EDA | EDA084 | Residential |  | Trade Secret | 2024
20252-215912-02 | Xcel Energy | 85 | 13781 | IOU | 06018057 |  |  |  |  | Withdrawn | Trade Secret | Trade | SOU | SOU083 | Residential |  | Trade Secret | 2024
20252-215912-02 | Xcel Energy | 85 | 13781 | IOU | 06018061 | 16.38 | Storage |  |  | Active Application | Trade Secret | Trade | SLP | SLP082 | Residential |  | Trade Secret | 2024
20252-215912-02 | Xcel Energy | 85 | 13781 | IOU | 06018063 | 20.395 | Storage |  |  | Active Application | Trade Secret | Trade | GLK | GLK065 | Residential |  | Trade Secret | 2024
20252-215912-02 | Xcel Energy | 85 | 13781 | IOU | 06018064 | 21.053 | Solar |  | X | Active Application | Trade Secret | Trade | ALD | ALD083 | Residential | Solar*Rewards | Trade Secret | 2024
20252-215912-02 | Xcel Energy | 85 | 13781 | IOU | 06018073 | 17.6 | Storage |  |  | Active Application | Trade Secret | Trade | HYL | HYL074 | Residential |  | Trade Secret | 2024
20252-215912-02 | Xcel Energy | 85 | 13781 | IOU | 06018082 | 11.282 | Storage |  |  | Active Application | Trade Secret | Trade | WYO | WYO032 | Residential |  | Trade Secret | 2024
20252-215912-02 | Xcel Energy | 85 | 13781 | IOU | 06018087 | 9.489 | Solar |  | X | Active Application | Trade Secret | Trade | HUG | HUG321 | Residential |  | Trade Secret | 2024
20252-215912-02 | Xcel Energy | 85 | 13781 | IOU | 06018091 | 11.5 | Storage |  |  | Active Application | Trade Secret | Trade | ANN | ANN021 | Residential |  | Trade Secret | 2024
20252-215912-02 | Xcel Energy | 85 | 13781 | IOU | 06018092 | 36.545 | Storage |  |  | Active Application | Trade Secret | Trade | LOK | LOK061 | Residential |  | Trade Secret | 2024
20252-215912-02 | Xcel Energy | 85 | 13781 | IOU | 06018098 | 17.433 | Solar |  | X | Active Application | Trade Secret | Trade | WES | WES074 | Residential | Solar*Rewards | Trade Secret | 2024
20252-215912-02 | Xcel Energy | 85 | 13781 | IOU | 06018102 | 17.56 | Storage |  |  | Active Application | Trade Secret | Trade | DPN | DPN061 | Residential |  | Trade Secret | 2024
20252-215912-02 | Xcel Energy | 85 | 13781 | IOU | 06018109 | 29.3 | Storage |  |  | Active Application | Trade Secret | Trade | WSG | WSG076 | Residential |  | Trade Secret | 2024
20252-215912-02 | Xcel Energy | 85 | 13781 | IOU | 06018111 | 15.58 | Storage |  |  | Active Application | Trade Secret | Trade | SOU | SOU079 | Residential |  | Trade Secret | 2024
20252-215912-02 | Xcel Energy | 85 | 13781 | IOU | 06018114 | 15.28 | Storage |  |  | Active Application | Trade Secret | Trade | HWW | HWW074 | Residential |  | Trade Secret | 2024
20252-215912-02 | Xcel Energy | 85 | 13781 | IOU | 06018116 | 5.248 | Solar |  |  | Interconnected | Trade Secret | Trade | WCS | WCS071 | Residential |  | Trade Secret | 2024 | 2025
20252-215912-02 | Xcel Energy | 85 | 13781 | IOU | 06018124 | 19.06 | Storage |  |  | Active Application | Trade Secret | Trade | APA | APA069 | Residential |  | Trade Secret | 2024
20252-215912-02 | Xcel Energy | 85 | 13781 | IOU | 06018127 | 18.745 | Solar |  | X | Active Application | Trade Secret | Trade | RPL | RPL063 | Residential |  | Trade Secret | 2024
20252-215912-02 | Xcel Energy | 85 | 13781 | IOU | 06018135 | 11.5 | Storage |  |  | Active Application | Trade Secret | Trade | WCR | WCR322 | Residential |  | Trade Secret | 2024
20252-215912-02 | Xcel Energy | 85 | 13781 | IOU | 06018139 | 31.12 | Storage |  |  | Active Application | Trade Secret | Trade | AFT | AFT314 | Residential |  | Trade Secret | 2024
20252-215912-02 | Xcel Energy | 85 | 13781 | IOU | 06018141 | 11.5 | Storage |  |  | Active Application | Trade Secret | Trade | AFT | AFT314 | Residential |  | Trade Secret | 2024
20252-215912-02 | Xcel Energy | 85 | 13781 | IOU | 06018148 | 17.52 | Storage |  |  | Active Application | Trade Secret | Trade | SLP | SLP092 | Residential |  | Trade Secret | 2024
20252-215912-02 | Xcel Energy | 85 | 13781 | IOU | 06018150 | 11.387 | Solar |  | X | Active Application | Trade Secret | Trade | EDA | EDA067 | Residential | Solar*Rewards | Trade Secret | 2024
20252-215912-02 | Xcel Energy | 85 | 13781 | IOU | 06018154 | 31.36 | Storage |  |  | Active Application | Trade Secret | Trade | WTN | WTN062 | Residential |  | Trade Secret | 2024
20252-215912-02 | Xcel Energy | 85 | 13781 | IOU | 06018155 | 38.66 | Storage |  |  | Active Application | Trade Secret | Trade | SLP | SLP095 | Residential |  | Trade Secret | 2024
20252-215912-02 | Xcel Energy | 85 | 13781 | IOU | 06018179 | 17.25 | Storage |  |  | Active Application | Trade Secret | Trade | WCR | WCR063 | Residential |  | Trade Secret | 2024
20252-215912-02 | Xcel Energy | 85 | 13781 | IOU | 06018182 | 33 | Storage |  |  | Active Application | Trade Secret | Trade | HUG | HUG322 | Residential |  | Trade Secret | 2024
20252-215912-02 | Xcel Energy | 85 | 13781 | IOU | 06018184 | 19.1 | Storage |  |  | Active Application | Trade Secret | Trade | GNL | GNL062 | Residential |  | Trade Secret | 2024
20252-215912-02 | Xcel Energy | 85 | 13781 | IOU | 06018192 | 4.188 | Solar |  |  | Withdrawn | Trade Secret | Trade | SOU | SOU083 | Residential | Solar*Rewards | Trade Secret | 2024
20252-215912-02 | Xcel Energy | 85 | 13781 | IOU | 06018195 | 11.5 | Storage |  |  | Active Application | Trade Secret | Trade | NOF | NOF061 | Residential |  | Trade Secret | 2024
20252-215912-02 | Xcel Energy | 85 | 13781 | IOU | 06018198 | 30.6 | Storage |  |  | Active Application | Trade Secret | Trade | WEH | WEH021 | Residential |  | Trade Secret | 2024
20252-215912-02 | Xcel Energy | 85 | 13781 | IOU | 06018200 | 16.055 | Solar |  | X | Active Application | Trade Secret | Trade | CGR | CGR071 | Residential | Solar*Rewards | Trade Secret | 2024
20252-215912-02 | Xcel Energy | 85 | 13781 | IOU | 06018202 | 34.31 | Storage |  |  | Active Application | Trade Secret | Trade | DPN | DPN063 | Residential |  | Trade Secret | 2024
20252-215912-02 | Xcel Energy | 85 | 13781 | IOU | 06018221 | 18.17 | Storage |  |  | Active Application | Trade Secret | Trade | WIL | WIL063 | Residential |  | Trade Secret | 2024
20252-215912-02 | Xcel Energy | 85 | 13781 | IOU | 06018234 | 8.35 | Solar |  |  | Withdrawn | Trade Secret | Trade | MND | MND071 | Residential | Solar*Rewards | Trade Secret | 2024
20252-215912-02 | Xcel Energy | 85 | 13781 | IOU | 06018235 | 14.916 | Solar |  | X | Active Application | Trade Secret | Trade | APA | APA075 | Residential |  | Trade Secret | 2024
20252-215912-02 | Xcel Energy | 85 | 13781 | IOU | 06018236 | 22.52 | Storage |  |  | Active Application | Trade Secret | Trade | OPK | OPK073 | Residential |  | Trade Secret | 2024
20252-215912-02 | Xcel Energy | 85 | 13781 | IOU | 06018239 | 300 | Solar |  |  | Active Application | Trade Secret | Trade |  |  | Residential |  | Trade Secret | 2024
20252-215912-02 | Xcel Energy | 85 | 13781 | IOU | 06018244 | 25 | Storage |  |  | Active Application | Trade Secret | Trade | LOK | LOK062 | Commercial |  | Trade Secret | 2024
20252-215912-02 | Xcel Energy | 85 | 13781 | IOU | 06018255 | 18.332 | Solar |  | X | Active Application | Trade Secret | Trade | APA | APA077 | Residential | Solar*Rewards | Trade Secret | 2024
20252-215912-02 | Xcel Energy | 85 | 13781 | IOU | 06018256 | 11.5 | Storage |  |  | Active Application | Trade Secret | Trade | ANN | ANN021 | Residential |  | Trade Secret | 2024
20252-215912-02 | Xcel Energy | 85 | 13781 | IOU | 06018272 | 19.85 | Solar |  | X | Active Application | Trade Secret | Trade | MND | MND071 | Residential |  | Trade Secret | 2024
20252-215912-02 | Xcel Energy | 85 | 13781 | IOU | 06018287 | 19.04 | Storage |  |  | Active Application | Trade Secret | Trade | CGR | CGR072 | Residential |  | Trade Secret | 2024
20252-215912-02 | Xcel Energy | 85 | 13781 | IOU | 06018290 | 27.1 | Storage |  |  | Active Application | Trade Secret | Trade | DPN | DPN061 | Residential |  | Trade Secret | 2024
20252-215912-02 | Xcel Energy | 85 | 13781 | IOU | 06018295 | 28 | Storage |  |  | Active Application | Trade Secret | Trade | WCR | WCR322 | Residential |  | Trade Secret | 2024
20252-215912-02 | Xcel Energy | 85 | 13781 | IOU | 06018301 | 400 | Solar |  |  | Active Application | Trade Secret | Trade |  |  | Residential |  | Trade Secret | 2024
20252-215912-02 | Xcel Energy | 85 | 13781 | IOU | 06018319 | 23.646 | Solar |  | X | Active Application | Trade Secret | Trade | GLK | GLK065 | Residential | Solar*Rewards | Trade Secret | 2024
20252-215912-02 | Xcel Energy | 85 | 13781 | IOU | 06018323 | 19.1 | Storage |  |  | Active Application | Trade Secret | Trade | IDA | IDA073 | Residential |  | Trade Secret | 2024
20252-215912-02 | Xcel Energy | 85 | 13781 | IOU | 06018330 | 200 | Solar |  |  | Active Application | Trade Secret | Trade |  |  | Residential |  | Trade Secret | 2024
20252-215912-02 | Xcel Energy | 85 | 13781 | IOU | 06018333 | 38.12 | Storage |  |  | Active Application | Trade Secret | Trade | MEL | MEL087 | Residential |  | Trade Secret | 2024
20252-215912-02 | Xcel Energy | 85 | 13781 | IOU | 06018367 |  |  |  |  | Withdrawn | Trade Secret | Trade |  |  | Residential |  | Trade Secret | 2024
20252-215912-02 | Xcel Energy | 85 | 13781 | IOU | 06018368 | 30.8 | Storage |  |  | Active Application | Trade Secret | Trade | SLP | SLP086 | Commercial |  | Trade Secret | 2024
20252-215912-02 | Xcel Energy | 85 | 13781 | IOU | 06018370 | 1.518 | Solar |  | X | Active Application | Trade Secret | Trade | ORO | ORO062 | Residential | Solar*Rewards | Trade Secret | 2024
20252-215912-02 | Xcel Energy | 85 | 13781 | IOU | 06018371 | 31.64 | Storage |  |  | Active Application | Trade Secret | Trade | ECK | ECK322 | Residential |  | Trade Secret | 2024
20252-215912-02 | Xcel Energy | 85 | 13781 | IOU | 06018376 | 23.1 | Storage |  |  | Active Application | Trade Secret | Trade | WIL | WIL092 | Residential |  | Trade Secret | 2024
20252-215912-02 | Xcel Energy | 85 | 13781 | IOU | 06018431 | 5.693 | Solar |  |  | Withdrawn | Trade Secret | Trade | WIL | WIL082 | Residential | Solar*Rewards | Trade Secret | 2024
20252-215912-02 | Xcel Energy | 85 | 13781 | IOU | 06018433 | 19.04 | Storage |  |  | Active Application | Trade Secret | Trade | HUG | HUG312 | Residential |  | Trade Secret | 2024
20252-215912-02 | Xcel Energy | 85 | 13781 | IOU | 06018434 | 16.5 | Storage |  |  | Active Application | Trade Secret | Trade | AHI | AHI063 | Residential |  | Trade Secret | 2024
20252-215912-02 | Xcel Energy | 85 | 13781 | IOU | 06018444 | 23.219 | Solar |  | X | Active Application | Trade Secret | Trade | UPP | UPP068 | Residential | Solar*Rewards | Trade Secret | 2024
20252-215912-02 | Xcel Energy | 85 | 13781 | IOU | 06018454 | 23.646 | Solar |  | X | Active Application | Trade Secret | Trade | HSN | HSN321 | Residential | Solar*Rewards | Trade Secret | 2024
20252-215912-02 | Xcel Energy | 85 | 13781 | IOU | 06018456 | 38.595 | Storage |  |  | Active Application | Trade Secret | Trade | RAM | RAM062 | Residential |  | Trade Secret | 2024
20252-215912-02 | Xcel Energy | 85 | 13781 | IOU | 06018458 | 5.052 | Solar |  |  | Withdrawn | Trade Secret | Trade | ESW | ESW062 | Residential |  | Trade Secret | 2024
20252-215912-02 | Xcel Energy | 85 | 13781 | IOU | 06018472 | 1.898 | Solar |  |  | Withdrawn | Trade Secret | Trade | SLP | SLP085 | Residential | Solar*Rewards | Trade Secret | 2024
20252-215912-02 | Xcel Energy | 85 | 13781 | IOU | 06018473 | 30.36 | Storage |  |  | Active Application | Trade Secret | Trade | SLP | SLP074 | Residential |  | Trade Secret | 2024
20252-215912-02 | Xcel Energy | 85 | 13781 | IOU | 06018474 | 17.58 | Storage |  |  | Active Application | Trade Secret | Trade | AFT | AFT314 | Residential |  | Trade Secret | 2024
20252-215912-02 | Xcel Energy | 85 | 13781 | IOU | 06018489 | 34.79 | Storage |  |  | Active Application | Trade Secret | Trade | SLP | SLP092 | Residential |  | Trade Secret | 2024
20252-215912-02 | Xcel Energy | 85 | 13781 | IOU | 06018490 | 20.22 | Storage |  |  | Withdrawn | Trade Secret | Trade | HUG | HUG321 | Residential |  | Trade Secret | 2024
20252-215912-02 | Xcel Energy | 85 | 13781 | IOU | 06018492 | 11.168 | Solar |  | X | Active Application | Trade Secret | Trade | FSL | FSL311 | Residential | Solar*Rewards | Trade Secret | 2024
20252-215912-02 | Xcel Energy | 85 | 13781 | IOU | 06018497 | 20.876 | Solar |  | X | Active Application | Trade Secret | Trade | AFT | AFT314 | Residential | Solar*Rewards | Trade Secret | 2024
20252-215912-02 | Xcel Energy | 85 | 13781 | IOU | 06018499 | 6.98 | Solar |  |  | Active Application | Trade Secret | Trade | WIN | WIN033 | Residential |  | Trade Secret | 2025
20252-215912-02 | Xcel Energy | 85 | 13781 | IOU | 06018509 | 14.5 | Storage |  |  | Active Application | Trade Secret | Trade | SOU | SOU064 | Residential |  | Trade Secret | 2024
20252-215912-02 | Xcel Energy | 85 | 13781 | IOU | 06018511 | 5.052 | Solar |  |  | Withdrawn | Trade Secret | Trade | ESW | ESW062 | Residential | Solar*Rewards | Trade Secret | 2024
20252-215912-02 | Xcel Energy | 85 | 13781 | IOU | 06018521 | 6.046 | Solar |  |  | Withdrawn | Trade Secret | Trade | MOL | MOL078 | Residential |  | Trade Secret | 2024
20252-215912-02 | Xcel Energy | 85 | 13781 | IOU | 06018539 | 7.61 | Solar |  |  | Withdrawn | Trade Secret | Trade | SIP | SIP072 | Residential | Solar*Rewards | Trade Secret | 2024
20252-215912-02 | Xcel Energy | 85 | 13781 | IOU | 06018541 | 3.747 | Solar |  |  | Active Application | Trade Secret | Trade | SLP | SLP083 | Residential |  | Trade Secret | 2024
20252-215912-02 | Xcel Energy | 85 | 13781 | IOU | 06018553 | 19.33 | Storage |  |  | Active Application | Trade Secret | Trade | SLP | SLP075 | Residential |  | Trade Secret | 2024
20252-215912-02 | Xcel Energy | 85 | 13781 | IOU | 06018559 | 11.387 | Solar |  | X | Active Application | Trade Secret | Trade | WSG | WSG361 | Residential | Solar*Rewards | Trade Secret | 2024
20252-215912-02 | Xcel Energy | 85 | 13781 | IOU | 06018571 | 13.78 | Storage |  |  | Active Application | Trade Secret | Trade | RLK | RLK071 | Residential |  | Trade Secret | 2024
20252-215912-02 | Xcel Energy | 85 | 13781 | IOU | 06018576 | 33.15 | Storage |  |  | Active Application | Trade Secret | Trade | CEL | CEL064 | Residential |  | Trade Secret | 2024
20252-215912-02 | Xcel Energy | 85 | 13781 | IOU | 06018578 | 18.712 | Solar |  | X | Active Application | Trade Secret | Trade | MND | MND072 | Residential | Solar*Rewards | Trade Secret | 2024
20252-215912-02 | Xcel Energy | 85 | 13781 | IOU | 06018580 | 11.5 | Storage |  |  | Active Application | Trade Secret | Trade | MPN | MPN081 | Residential |  | Trade Secret | 2024
20252-215912-02 | Xcel Energy | 85 | 13781 | IOU | 06018601 | 33.121 | Storage |  |  | Active Application | Trade Secret | Trade | EDA | EDA067 | Residential |  | Trade Secret | 2024
20252-215912-02 | Xcel Energy | 85 | 13781 | IOU | 06018603 | 20.574 | Storage |  |  | Active Application | Trade Secret | Trade | ALD | ALD076 | Residential |  | Trade Secret | 2024
20252-215912-02 | Xcel Energy | 85 | 13781 | IOU | 06018608 | 17.2 | Solar |  | X | Active Application | Trade Secret | Trade | EDA | EDA067 | Residential | Solar*Rewards | Trade Secret | 2024
20252-215912-02 | Xcel Energy | 85 | 13781 | IOU | 06018609 | 33.121 | Storage |  |  | Active Application | Trade Secret | Trade | SLP | SLP082 | Residential |  | Trade Secret | 2024
20252-215912-02 | Xcel Energy | 85 | 13781 | IOU | 06018615 | 6.046 | Solar |  | X | Withdrawn | Trade Secret | Trade | SMT | SMT072 | Residential | Solar*Rewards | Trade Secret | 2024
20252-215912-02 | Xcel Energy | 85 | 13781 | IOU | 06018619 | 15.3 | Storage |  |  | Active Application | Trade Secret | Trade | MPK | MPK063 | Residential |  | Trade Secret | 2024
20252-215912-02 | Xcel Energy | 85 | 13781 | IOU | 06018624 | 3.796 | Solar |  | X | Active Application | Trade Secret | Trade | NOF | NOF061 | Residential | Solar*Rewards | Trade Secret | 2024
20252-215912-02 | Xcel Energy | 85 | 13781 | IOU | 06018628 | 27.886 | Storage |  |  | Active Application | Trade Secret | Trade | OAD | OAD072 | Residential |  | Trade Secret | 2024
20252-215912-02 | Xcel Energy | 85 | 13781 | IOU | 06018632 | 14.916 | Solar |  | X | Active Application | Trade Secret | Trade | MPK | MPK086 | Residential | Solar*Rewards | Trade Secret | 2024
20252-215912-02 | Xcel Energy | 85 | 13781 | IOU | 06018635 | 9.994 | Solar |  |  | Active Application | Trade Secret | Trade | RPL | RPL063 | Residential | Solar*Rewards | Trade Secret | 2024
20252-215912-02 | Xcel Energy | 85 | 13781 | IOU | 06018636 | 12.72 | Storage |  |  | Active Application | Trade Secret | Trade | WIL | WIL089 | Residential |  | Trade Secret | 2024
20252-215912-02 | Xcel Energy | 85 | 13781 | IOU | 06018637 | 17.3 | Storage |  |  | Active Application | Trade Secret | Trade | MPK | MPK065 | Residential |  | Trade Secret | 2024
20252-215912-02 | Xcel Energy | 85 | 13781 | IOU | 06018638 | 15.34 | Storage |  |  | Active Application | Trade Secret | Trade | SOU | SOU073 | Residential |  | Trade Secret | 2024
20252-215912-02 | Xcel Energy | 85 | 13781 | IOU | 06018641 | 22.507 | Solar |  | X | Active Application | Trade Secret | Trade | LAB | LAB312 | Residential | Solar*Rewards | Trade Secret | 2024
20252-215912-02 | Xcel Energy | 85 | 13781 | IOU | 06018646 | 17.5 | Storage |  |  | Active Application | Trade Secret | Trade | HOL | HOL071 | Residential |  | Trade Secret | 2024
20252-215912-02 | Xcel Energy | 85 | 13781 | IOU | 06018647 |  |  |  |  | Withdrawn | Trade Secret | Trade | DPN | DPN061 | Residential |  | Trade Secret | 2024
20252-215912-02 | Xcel Energy | 85 | 13781 | IOU | 06018664 | 16.5 | Storage |  |  | Active Application | Trade Secret | Trade | OAD | OAD063 | Residential |  | Trade Secret | 2024
20252-215912-02 | Xcel Energy | 85 | 13781 | IOU | 06018665 | 33 | Storage |  |  | Active Application | Trade Secret | Trade | RPO | RPO312 | Residential |  | Trade Secret | 2024
20252-215912-02 | Xcel Energy | 85 | 13781 | IOU | 06018668 | 21.775 | Solar |  | X | Active Application | Trade Secret | Trade | HSN | HSN321 | Residential | Solar*Rewards | Trade Secret | 2024
20252-215912-02 | Xcel Energy | 85 | 13781 | IOU | 06018669 | 15.595 | Storage |  |  | Active Application | Trade Secret | Trade | RPL | RPL063 | Residential |  | Trade Secret | 2024
20252-215912-02 | Xcel Energy | 85 | 13781 | IOU | 06018670 | 11.5 | Solar |  | X | Active Application | Trade Secret | Trade | SDX | SDX311 | Residential |  | Trade Secret | 2024
20252-215912-02 | Xcel Energy | 85 | 13781 | IOU | 06018672 | 17.5 | Storage |  |  | Active Application | Trade Secret | Trade | SOU | SOU079 | Residential |  | Trade Secret | 2024
20252-215912-02 | Xcel Energy | 85 | 13781 | IOU | 06018682 | 34.4 | Storage |  |  | Active Application | Trade Secret | Trade | GSL | GSL065 | Residential |  | Trade Secret | 2024
20252-215912-02 | Xcel Energy | 85 | 13781 | IOU | 06018689 | 19.62 | Storage |  |  | Active Application | Trade Secret | Trade | HUG | HUG311 | Residential |  | Trade Secret | 2024
20252-215912-02 | Xcel Energy | 85 | 13781 | IOU | 06018694 | 18.332 | Solar |  | X | Interconnected | Trade Secret | Trade | WCR | WCR311 | Residential |  | Trade Secret | 2024 | 2025
20252-215912-02 | Xcel Energy | 85 | 13781 | IOU | 06018695 | 16.5 | Storage |  |  | Active Application | Trade Secret | Trade | SOU | SOU072 | Residential |  | Trade Secret | 2024
20252-215912-02 | Xcel Energy | 85 | 13781 | IOU | 06018709 | 12.03 | Storage |  |  | Active Application | Trade Secret | Trade | DBL | DBL068 | Residential |  | Trade Secret | 2024
20252-215912-02 | Xcel Energy | 85 | 13781 | IOU | 06018712 | 9.216 | Solar |  |  | Interconnected | Trade Secret | Trade | DHL | DHL061 | Residential | Solar*Rewards | Trade Secret | 2024 | 2025
20252-215912-02 | Xcel Energy | 85 | 13781 | IOU | 06018713 | 11.5 | Storage |  |  | Active Application | Trade Secret | Trade | IDA | IDA073 | Residential |  | Trade Secret | 2024
20252-215912-02 | Xcel Energy | 85 | 13781 | IOU | 06018717 | 29.282 | Storage |  |  | Active Application | Trade Secret | Trade | IDA | IDA073 | Residential |  | Trade Secret | 2024
20252-215912-02 | Xcel Energy | 85 | 13781 | IOU | 06018720 | 11.5 | Storage |  |  | Active Application | Trade Secret | Trade | SOU | SOU063 | Residential |  | Trade Secret | 2024
20252-215912-02 | Xcel Energy | 85 | 13781 | IOU | 06018723 | 19.04 | Storage |  |  | Active Application | Trade Secret | Trade | UPP | UPP082 | Residential |  | Trade Secret | 2024
20252-215912-02 | Xcel Energy | 85 | 13781 | IOU | 06018728 | 32.492 | Storage |  |  | Active Application | Trade Secret | Trade | WIL | WIL061 | Residential |  | Trade Secret | 2024
20252-215912-02 | Xcel Energy | 85 | 13781 | IOU | 06018739 | 11.5 | Storage |  |  | Active Application | Trade Secret | Trade | HUG | HUG321 | Residential |  | Trade Secret | 2024
20252-215912-02 | Xcel Energy | 85 | 13781 | IOU | 06018740 |  |  |  |  | Withdrawn | Trade Secret | Trade |  |  | Residential |  | Trade Secret | 2024
20252-215912-02 | Xcel Energy | 85 | 13781 | IOU | 06018742 | 11.5 | Storage |  |  | Active Application | Trade Secret | Trade | HUG | HUG321 | Residential |  | Trade Secret | 2024
20252-215912-02 | Xcel Energy | 85 | 13781 | IOU | 06018743 | 19.06 | Storage |  |  | Active Application | Trade Secret | Trade | RLK | RLK073 | Residential |  | Trade Secret | 2024
20252-215912-02 | Xcel Energy | 85 | 13781 | IOU | 06018750 | 35.18 | Storage |  |  | Active Application | Trade Secret | Trade | REW | REW021 | Residential |  | Trade Secret | 2024
20252-215912-02 | Xcel Energy | 85 | 13781 | IOU | 06018752 | 10.073 | Solar |  |  | Active Application | Trade Secret | Trade | HSN | HSN322 | Residential | Solar*Rewards | Trade Secret | 2024
20252-215912-02 | Xcel Energy | 85 | 13781 | IOU | 06018754 | 13.53 | Storage |  |  | Active Application | Trade Secret | Trade | SOU | SOU077 | Residential |  | Trade Secret | 2024
20252-215912-02 | Xcel Energy | 85 | 13781 | IOU | 06018759 | 35.915 | Storage |  |  | Active Application | Trade Secret | Trade | LAB | LAB312 | Residential |  | Trade Secret | 2024
20252-215912-02 | Xcel Energy | 85 | 13781 | IOU | 06018762 | 35.2 | Storage |  |  | Active Application | Trade Secret | Trade | GSL | GSL074 | Residential |  | Trade Secret | 2024
20252-215912-02 | Xcel Energy | 85 | 13781 | IOU | 06018764 | 11.5 | Storage |  |  | Active Application | Trade Secret | Trade | PKL | PKL085 | Residential |  | Trade Secret | 2025
20252-215912-02 | Xcel Energy | 85 | 13781 | IOU | 06018771 | 16.225 | Storage |  |  | Active Application | Trade Secret | Trade | SOU | SOU069 | Residential |  | Trade Secret | 2024
20252-215912-02 | Xcel Energy | 85 | 13781 | IOU | 06018813 | 14.658 | Solar |  | X | Active Application | Trade Secret | Trade | SIP | SIP073 | Residential |  | Trade Secret | 2024
20252-215912-02 | Xcel Energy | 85 | 13781 | IOU | 06018824 | 14.658 | Solar |  | X | Active Application | Trade Secret | Trade | SMT | SMT092 | Residential | Solar*Rewards | Trade Secret | 2024
20252-215912-02 | Xcel Energy | 85 | 13781 | IOU | 06019108 | 11.904 | Solar |  |  | Active Application | Trade Secret | Trade | CHE | CHE065 | Residential |  | Trade Secret | 2024
20252-215912-02 | Xcel Energy | 85 | 13781 | IOU | 06019142 | 9.6 | Solar |  |  | Active Application | Trade Secret | Trade | NER | NER021 | Residential |  | Trade Secret | 2024
20252-215912-02 | Xcel Energy | 85 | 13781 | IOU | 06019228 | 5.248 | Solar |  |  | Active Application | Trade Secret | Trade | WES | WES074 | Residential | Solar*Rewards | Trade Secret | 2024
20252-215912-02 | Xcel Energy | 85 | 13781 | IOU | 06019322 | 1.396 | Solar |  |  | Withdrawn | Trade Secret | Trade | MDT | MDT077 | Residential | Solar*Rewards | Trade Secret | 2024
20252-215912-02 | Xcel Energy | 85 | 13781 | IOU | 06019351 | 4.537 | Solar |  |  | Withdrawn | Trade Secret | Trade | HOL | HOL072 | Residential | Solar*Rewards | Trade Secret | 2024
20252-215912-02 | Xcel Energy | 85 | 13781 | IOU | 06019371 |  | Solar |  |  | Withdrawn | Trade Secret | Trade |  |  | Residential | Solar*Rewards | Trade Secret | 2024
20252-215912-02 | Xcel Energy | 85 | 13781 | IOU | 06019460 | 11.5 | Solar |  | X | Active Application | Trade Secret | Trade | PKL | PKL085 | Residential |  | Trade Secret | 2024
20252-215912-02 | Xcel Energy | 85 | 13781 | IOU | 06019541 | 9.674 | Solar |  |  | Active Application | Trade Secret | Trade | FSL | FSL311 | Residential | Solar*Rewards | Trade Secret | 2024
20252-215912-02 | Xcel Energy | 85 | 13781 | IOU | 06019551 | 3.84 | Solar |  |  | Active Application | Trade Secret | Trade | TWL | TWL079 | Residential | Solar*Rewards | Trade Secret | 2024
20252-215912-02 | Xcel Energy | 85 | 13781 | IOU | 06019782 | 23.533 | Solar |  |  | Interconnected | Trade Secret | Trade | SLP | SLP095 | Residential | Solar*Rewards | Trade Secret | 2024 | 2025
20252-215912-02 | Xcel Energy | 85 | 13781 | IOU | 06019914 | 15 | Solar |  | X | Active Application | Trade Secret | Trade | SMT | SMT072 | Residential | Solar*Rewards | Trade Secret | 2024
20252-215912-02 | Xcel Energy | 85 | 13781 | IOU | 06019931 | 15 | Storage |  |  | Active Application | Trade Secret | Trade | ESW | ESW062 | Residential |  | Trade Secret | 2024
20252-215912-02 | Xcel Energy | 85 | 13781 | IOU | 06020171 | 15.942 | Solar |  |  | Active Application | Trade Secret | Trade | CGR | CGR071 | Residential | Solar*Rewards | Trade Secret | 2024
20252-215912-02 | Xcel Energy | 85 | 13781 | IOU | 06020213 | 4.592 | Solar |  |  | Active Application | Trade Secret | Trade | TER | TER071 | Residential | Solar*Rewards | Trade Secret | 2024
20252-215912-02 | Xcel Energy | 85 | 13781 | IOU | 06020285 | 11.393 | Solar |  |  | Withdrawn | Trade Secret | Trade | HSN | HSN321 | Residential | Solar*Rewards | Trade Secret | 2024
20252-215912-02 | Xcel Energy | 85 | 13781 | IOU | 06020309 | 5.226 | Solar |  |  | Active Application | Trade Secret | Trade | MEL | MEL068 | Residential | Solar*Rewards | Trade Secret | 2024
20252-215912-02 | Xcel Energy | 85 | 13781 | IOU | 06020372 | 11.393 | Solar |  |  | Interconnected | Trade Secret | Trade | HSN | HSN321 | Residential | Solar*Rewards | Trade Secret | 2024 | 2025
20252-215912-02 | Xcel Energy | 85 | 13781 | IOU | 06020418 | 5.052 | Solar |  |  | Withdrawn | Trade Secret | Trade | APA | APA075 | Residential | Solar*Rewards | Trade Secret | 2024
20252-215912-02 | Xcel Energy | 85 | 13781 | IOU | 06020429 | 5.052 | Solar |  | X | Active Application | Trade Secret | Trade | APA | APA075 | Residential |  | Trade Secret | 2024
20252-215912-02 | Xcel Energy | 85 | 13781 | IOU | 06020464 | 10.15 | Solar |  |  | Active Application | Trade Secret | Trade | WCR | WCR063 | Residential | Solar*Rewards | Trade Secret | 2024
20252-215912-02 | Xcel Energy | 85 | 13781 | IOU | 06020525 | 1125 | Solar |  |  | Withdrawn | Trade Secret | Trade |  |  | Commercial |  | Trade Secret | 2024
20252-215912-02 | Xcel Energy | 85 | 13781 | IOU | 06020557 | 11.5 | Solar |  | X | Active Application | Trade Secret | Trade | ALD | ALD082 | Commercial | Solar*Rewards | Trade Secret | 2024
20252-215912-02 | Xcel Energy | 85 | 13781 | IOU | 06020591 | 7.329 | Solar |  |  | Active Application | Trade Secret | Trade | TWL | TWL061 | Residential | Solar*Rewards | Trade Secret | 2024
20252-215912-02 | Xcel Energy | 85 | 13781 | IOU | 06020604 |  | Solar |  |  | Withdrawn | Trade Secret | Trade |  |  | Residential | Solar*Rewards | Trade Secret | 2024
20252-215912-02 | Xcel Energy | 85 | 13781 | IOU | 06020629 | 5.933 | Solar |  |  | Interconnected | Trade Secret | Trade | HWW | HWW074 | Residential | Solar*Rewards | Trade Secret | 2024 | 2025
20252-215912-02 | Xcel Energy | 85 | 13781 | IOU | 06020645 | 13.285 | Solar |  |  | Active Application | Trade Secret | Trade | RPO | RPO311 | Residential | Solar*Rewards | Trade Secret | 2024
20252-215912-02 | Xcel Energy | 85 | 13781 | IOU | 06020655 | 6.98 | Solar |  |  | Withdrawn | Trade Secret | Trade | ALD | ALD095 | Residential | Solar*Rewards | Trade Secret | 2024
20252-215912-02 | Xcel Energy | 85 | 13781 | IOU | 06020676 |  |  |  |  | Active Application | Trade Secret | Trade |  |  | Commercial |  | Trade Secret | 2024
20252-215912-02 | Xcel Energy | 85 | 13781 | IOU | 06020683 | 5 | Storage |  |  | Active Application | Trade Secret | Trade | WIN | WIN032 | Residential |  | Trade Secret | 2024
20252-215912-02 | Xcel Energy | 85 | 13781 | IOU | 06020735 | 4.592 | Solar |  |  | Interconnected | Trade Secret | Trade | WCS | WCS062 | Residential |  | Trade Secret | 2024 | 2025
20252-215912-02 | Xcel Energy | 85 | 13781 | IOU | 06020842 | 4999.972 | Solar |  |  | Active Application | Trade Secret | Trade |  |  | Commercial |  | Trade Secret | 2024
20252-215912-02 | Xcel Energy | 85 | 13781 | IOU | 06021109 | 600 | Solar |  |  | Active Application | Trade Secret | Trade | OSS | OSS065 | Commercial |  | Trade Secret | 2024
20252-215912-02 | Xcel Energy | 85 | 13781 | IOU | 06021163 | 7.616 | Solar |  |  | Active Application | Trade Secret | Trade | MPK | MPK082 | Residential |  | Trade Secret | 2024
20252-215912-02 | Xcel Energy | 85 | 13781 | IOU | 06021194 | 3.747 | Solar |  |  | Active Application | Trade Secret | Trade | SOU | SOU076 | Residential |  | Trade Secret | 2024
20252-215912-02 | Xcel Energy | 85 | 13781 | IOU | 06021202 | 6.144 | Solar |  |  | Interconnected | Trade Secret | Trade | SOH | SOH001 | Residential | Solar*Rewards | Trade Secret | 2024 | 2025
20252-215912-02 | Xcel Energy | 85 | 13781 | IOU | 06021240 | 3.747 | Solar |  |  | Active Application | Trade Secret | Trade | WIL | WIL098 | Residential |  | Trade Secret | 2024
20252-215912-02 | Xcel Energy | 85 | 13781 | IOU | 06021272 | 2.03 | Solar |  |  | Active Application | Trade Secret | Trade | SOU | SOU084 | Residential |  | Trade Secret | 2024
20252-215912-02 | Xcel Energy | 85 | 13781 | IOU | 06021438 |  | Solar |  |  | Active Application | Trade Secret | Trade |  |  | Residential | Solar*Rewards | Trade Secret | 2024
20252-215912-02 | Xcel Energy | 85 | 13781 | IOU | 06021472 | 3.49 | Solar |  |  | Interconnected | Trade Secret | Trade | SOU | SOU069 | Residential | Solar*Rewards | Trade Secret | 2024 | 2025
20252-215912-02 | Xcel Energy | 85 | 13781 | IOU | 06021497 | 8.376 | Solar |  |  | Active Application | Trade Secret | Trade | ALD | ALD095 | Residential |  | Trade Secret | 2024
20252-215912-02 | Xcel Energy | 85 | 13781 | IOU | 06021630 |  |  |  |  | Withdrawn | Trade Secret | Trade |  |  | Residential |  | Trade Secret | 2024
20252-215912-02 | Xcel Energy | 85 | 13781 | IOU | 06021643 | 2.657 | Solar |  |  | Withdrawn | Trade Secret | Trade | MPK | MPK074 | Residential |  | Trade Secret | 2024
20252-215912-02 | Xcel Energy | 85 | 13781 | IOU | 06021645 | 7.6 | Solar |  |  | Withdrawn | Trade Secret | Trade | WWK | WWK321 | Residential |  | Trade Secret | 2024
20252-215912-02 | Xcel Energy | 85 | 13781 | IOU | 06021661 | 4.555 | Solar |  |  | Interconnected | Trade Secret | Trade | SOU | SOU075 | Residential | Solar*Rewards | Trade Secret | 2024 | 2025
20252-215912-02 | Xcel Energy | 85 | 13781 | IOU | 06021792 | 6.453 | Solar |  |  | Active Application | Trade Secret | Trade | AFT | AFT314 | Residential |  | Trade Secret | 2024
20252-215912-02 | Xcel Energy | 85 | 13781 | IOU | 06022024 | 15.232 | Solar |  |  | Active Application | Trade Secret | Trade | HUG | HUG312 | Residential |  | Trade Secret | 2024
20252-215912-02 | Xcel Energy | 85 | 13781 | IOU | 06022025 | 3.747 | Solar |  |  | Active Application | Trade Secret | Trade | SOU | SOU075 | Residential | Solar*Rewards | Trade Secret | 2024
20252-215912-02 | Xcel Energy | 85 | 13781 | IOU | 06022027 | 3.839 | Solar |  |  | Interconnected | Trade Secret | Trade | EDA | EDA089 | Residential | Solar*Rewards | Trade Secret | 2024 | 2025
20252-215912-02 | Xcel Energy | 85 | 13781 | IOU | 06022030 | 39.75 | Solar |  |  | Active Application | Trade Secret | Trade | TWL | TWL073 | Commercial |  | Trade Secret | 2024
20252-215912-02 | Xcel Energy | 85 | 13781 | IOU | 06022037 | 12.564 | Solar |  |  | Active Application | Trade Secret | Trade | HUG | HUG311 | Residential | Solar*Rewards | Trade Secret | 2024
20252-215912-02 | Xcel Energy | 85 | 13781 | IOU | 06022038 | 7.15 | Solar |  |  | Active Application | Trade Secret | Trade | HWW | HWW062 | Residential |  | Trade Secret | 2024
20252-215912-02 | Xcel Energy | 85 | 13781 | IOU | 06022045 | 6.832 | Solar |  |  | Active Application | Trade Secret | Trade | GLK | GLK074 | Residential | Solar*Rewards | Trade Secret | 2024
20252-215912-02 | Xcel Energy | 85 | 13781 | IOU | 06022055 | 5.584 | Solar |  |  | Active Application | Trade Secret | Trade | RIV | RIV073 | Commercial | Solar*Rewards | Trade Secret | 2025
20252-215912-02 | Xcel Energy | 85 | 13781 | IOU | 06022061 | 3.839 | Solar |  |  | Interconnected | Trade Secret | Trade | SOU | SOU064 | Residential | Solar*Rewards | Trade Secret | 2024 | 2025
20252-215912-02 | Xcel Energy | 85 | 13781 | IOU | 06022074 | 9.94 | Solar |  |  | Active Application | Trade Secret | Trade | MDT | MDT077 | Residential |  | Trade Secret | 2024
20252-215912-02 | Xcel Energy | 85 | 13781 | IOU | 06022075 | 3.141 | Solar |  |  | Active Application | Trade Secret | Trade | MPK | MPK087 | Residential | Solar*Rewards | Trade Secret | 2024
20252-215912-02 | Xcel Energy | 85 | 13781 | IOU | 06022076 | 7.329 | Solar |  |  | Active Application | Trade Secret | Trade | TWL | TWL075 | Residential | Solar*Rewards | Trade Secret | 2024
20252-215912-02 | Xcel Energy | 85 | 13781 | IOU | 06022077 |  | Solar |  |  | Active Application | Trade Secret | Trade | GPH | GPH061 | Residential | Solar*Rewards | Trade Secret | 2024
20252-215912-02 | Xcel Energy | 85 | 13781 | IOU | 06022079 | 15.232 | Solar |  |  | Active Application | Trade Secret | Trade | MEL | MEL069 | Residential | Solar*Rewards | Trade Secret | 2025
20252-215912-02 | Xcel Energy | 85 | 13781 | IOU | 06022081 | 7.61 | Solar |  | X | Active Application | Trade Secret | Trade | SIP | SIP072 | Residential | Solar*Rewards | Trade Secret | 2024
20252-215912-02 | Xcel Energy | 85 | 13781 | IOU | 06022095 | 9 | Storage |  |  | Active Application | Trade Secret | Trade | SIP | SIP063 | Residential |  | Trade Secret | 2024
20252-215912-02 | Xcel Energy | 85 | 13781 | IOU | 06022285 |  | Solar |  |  | Active Application | Trade Secret | Trade |  |  | Residential | Solar*Rewards | Trade Secret | 2024
20252-215912-02 | Xcel Energy | 85 | 13781 | IOU | 06022376 | 9.869 | Solar |  |  | Active Application | Trade Secret | Trade | WYO | WYO032 | Residential | Solar*Rewards | Trade Secret | 2024
20252-215912-02 | Xcel Energy | 85 | 13781 | IOU | 06022396 | 4.56 | Solar |  |  | Interconnected | Trade Secret | Trade | ALD | ALD072 | Residential | Solar*Rewards | Trade Secret | 2024 | 2025
20252-215912-02 | Xcel Energy | 85 | 13781 | IOU | 06022644 | 8.73 | Solar |  | X | Active Application | Trade Secret | Trade | LLK | LLK071 | Residential |  | Trade Secret | 2024
20252-215912-02 | Xcel Energy | 85 | 13781 | IOU | 06022686 | 18.75 | Storage |  |  | Active Application | Trade Secret | Trade | WSG | WSG352 | Residential |  | Trade Secret | 2024
20252-215912-02 | Xcel Energy | 85 | 13781 | IOU | 06022775 | 3.747 | Solar |  |  | Active Application | Trade Secret | Trade | MDT | MDT077 | Residential |  | Trade Secret | 2024
20252-215912-02 | Xcel Energy | 85 | 13781 | IOU | 06022789 | 9.994 | Solar |  |  | Withdrawn | Trade Secret | Trade | SOU | SOU069 | Residential |  | Trade Secret | 2024
20252-215912-02 | Xcel Energy | 85 | 13781 | IOU | 06023281 | 5.76 | Solar |  |  | Active Application | Trade Secret | Trade | CLC | CLC022 | Commercial |  | Trade Secret | 2024
20252-215912-02 | Xcel Energy | 85 | 13781 | IOU | 06023351 |  |  |  |  | Active Application | Trade Secret | Trade |  |  | Residential |  | Trade Secret | 2024
20252-215912-02 | Xcel Energy | 85 | 13781 | IOU | 06023425 | 7.212 | Solar |  |  | Active Application | Trade Secret | Trade | VKG | VKG061 | Residential |  | Trade Secret | 2025
20252-215912-02 | Xcel Energy | 85 | 13781 | IOU | 06023474 | 9.184 | Solar |  |  | Withdrawn | Trade Secret | Trade | AHI | AHI063 | Residential | Solar*Rewards | Trade Secret | 2024
20252-215912-02 | Xcel Energy | 85 | 13781 | IOU | 06023490 | 5.314 | Solar |  |  | Active Application | Trade Secret | Trade | SOU | SOU082 | Residential | Solar*Rewards | Trade Secret | 2024
20252-215912-02 | Xcel Energy | 85 | 13781 | IOU | 06023494 |  | Solar |  |  | Withdrawn | Trade Secret | Trade |  |  | Residential | Solar*Rewards | Trade Secret | 2024
20252-215912-02 | Xcel Energy | 85 | 13781 | IOU | 06023506 | 3.49 | Solar |  |  | Interconnected | Trade Secret | Trade | SOU | SOU063 | Residential | Solar*Rewards | Trade Secret | 2024 | 2025
20252-215912-02 | Xcel Energy | 85 | 13781 | IOU | 06023515 | 5.32 | Solar |  |  | Active Application | Trade Secret | Trade | BRP | BRP071 | Residential | Solar*Rewards | Trade Secret | 2024
20252-215912-02 | Xcel Energy | 85 | 13781 | IOU | 06023527 | 4.537 | Solar |  |  | Withdrawn | Trade Secret | Trade | GSL | GSL076 | Residential | Solar*Rewards | Trade Secret | 2024
20252-215912-02 | Xcel Energy | 85 | 13781 | IOU | 06023538 | 30.25 | Storage |  |  | Active Application | Trade Secret | Trade | HWW | HWW074 | Residential |  | Trade Secret | 2025
20252-215912-02 | Xcel Energy | 85 | 13781 | IOU | 06023551 | 6.453 | Solar |  |  | Active Application | Trade Secret | Trade | TLK | TLK064 | Residential |  | Trade Secret | 2024
20252-215912-02 | Xcel Energy | 85 | 13781 | IOU | 06023553 | 7.216 | Solar |  |  | Active Application | Trade Secret | Trade | MOL | MOL067 | Residential | Solar*Rewards | Trade Secret | 2025
20252-215912-02 | Xcel Energy | 85 | 13781 | IOU | 06023607 | 7.591 | Solar |  |  | Active Application | Trade Secret | Trade | HSN | HSN321 | Residential |  | Trade Secret | 2025
20252-215912-02 | Xcel Energy | 85 | 13781 | IOU | 06023624 | 11.31 | Solar |  | X | Active Application | Trade Secret | Trade | HUG | HUG321 | Residential |  | Trade Secret | 2024
20252-215912-02 | Xcel Energy | 85 | 13781 | IOU | 06023667 | 5.693 | Solar |  |  | Active Application | Trade Secret | Trade | TLK | TLK066 | Residential |  | Trade Secret | 2024
20252-215912-02 | Xcel Energy | 85 | 13781 | IOU | 06023773 | 11.5 | Solar |  | X | Active Application | Trade Secret | Trade | HYL | HYL064 | Residential |  | Trade Secret | 2024
20252-215912-02 | Xcel Energy | 85 | 13781 | IOU | 06024264 | 3.747 | Solar |  |  | Active Application | Trade Secret | Trade | MPK | MPK065 | Residential |  | Trade Secret | 2024
20252-215912-02 | Xcel Energy | 85 | 13781 | IOU | 06024330 |  | Solar |  |  | Active Application | Trade Secret | Trade |  |  | Residential | Solar*Rewards | Trade Secret | 2024
20252-215912-02 | Xcel Energy | 85 | 13781 | IOU | 06024340 | 11.5 | Solar |  | X | Active Application | Trade Secret | Trade | HSN | HSN321 | Residential | Solar*Rewards | Trade Secret | 2024
20252-215912-02 | Xcel Energy | 85 | 13781 | IOU | 06024542 | 9.6 | Solar |  |  | Active Application | Trade Secret | Trade | HYL | HYL075 | Residential | Solar*Rewards | Trade Secret | 2025
20252-215912-02 | Xcel Energy | 85 | 13781 | IOU | 06024922 | 11.52 | Solar |  |  | Interconnected | Trade Secret | Trade | TWL | TWL065 | Residential | Solar*Rewards | Trade Secret | 2025 | 2025
20252-215912-02 | Xcel Energy | 85 | 13781 | IOU | 06025195 | 9.994 | Solar |  |  | Active Application | Trade Secret | Trade | SIP | SIP072 | Residential |  | Trade Secret | 2024
20252-215912-02 | Xcel Energy | 85 | 13781 | IOU | 06025245 | 10.26 | Solar |  |  | Interconnected | Trade Secret | Trade | SOU | SOU061 | Residential | Solar*Rewards | Trade Secret | 2024 | 2025
20252-215912-02 | Xcel Energy | 85 | 13781 | IOU | 06025270 | 2.792 | Solar |  |  | Withdrawn | Trade Secret | Trade | ALD | ALD085 | Residential | Solar*Rewards | Trade Secret | 2024
20252-215912-02 | Xcel Energy | 85 | 13781 | IOU | 06025289 | 6.387 | Solar |  |  | Withdrawn | Trade Secret | Trade | PKL | PKL066 | Residential | Solar*Rewards | Trade Secret | 2024
20252-215912-02 | Xcel Energy | 85 | 13781 | IOU | 06025356 | 5.76 | Solar |  |  | Active Application | Trade Secret | Trade | DND | DND072 | Residential | Solar*Rewards | Trade Secret | 2024
20252-215912-02 | Xcel Energy | 85 | 13781 | IOU | 06025547 |  | Solar |  |  | Active Application | Trade Secret | Trade |  |  | Residential | Solar*Rewards | Trade Secret | 2024
20252-215912-02 | Xcel Energy | 85 | 13781 | IOU | 06025683 | 3493 | Solar |  |  | Active Application | Trade Secret | Trade | SCA | SCA021 | Commercial |  | Trade Secret | 2024
20252-215912-02 | Xcel Energy | 85 | 13781 | IOU | 06025684 | 15.26 | Solar |  |  | Active Application | Trade Secret | Trade | STY | STY063 | Commercial |  | Trade Secret | 2024
20252-215912-02 | Xcel Energy | 85 | 13781 | IOU | 06025685 | 4990 | Solar |  |  | Active Application | Trade Secret | Trade | MTV | MTV021 | Commercial |  | Trade Secret | 2024
20252-215912-02 | Xcel Energy | 85 | 13781 | IOU | 06025686 | 9980 |  |  |  | Active Application | Trade Secret | Trade |  |  | Commercial |  | Trade Secret | 2024
20252-215912-02 | Xcel Energy | 85 | 13781 | IOU | 06025687 | 3493 | Solar |  |  | Active Application | Trade Secret | Trade |  |  | Commercial |  | Trade Secret | 2024
20252-215912-02 | Xcel Energy | 85 | 13781 | IOU | 06025692 | 7.216 | Solar |  |  | Active Application | Trade Secret | Trade | RAM | RAM063 | Residential | Solar*Rewards | Trade Secret | 2024
20252-215912-02 | Xcel Energy | 85 | 13781 | IOU | 06025756 | 11.5 | Solar |  | X | Active Application | Trade Secret | Trade | PKL | PKL063 | Residential | Solar*Rewards | Trade Secret | 2024
20252-215912-02 | Xcel Energy | 85 | 13781 | IOU | 06025780 | 4.555 | Solar |  |  | Active Application | Trade Secret | Trade | RMT | RMT321 | Residential |  | Trade Secret | 2024
20252-215912-02 | Xcel Energy | 85 | 13781 | IOU | 06025970 | 5.516 | Solar |  |  | Active Application | Trade Secret | Trade | JOR | JOR022 | Residential | Solar*Rewards | Trade Secret | 2024
20252-215912-02 | Xcel Energy | 85 | 13781 | IOU | 06026024 | 10.628 | Solar |  |  | Active Application | Trade Secret | Trade | GSL | GSL341 | Residential | Solar*Rewards | Trade Secret | 2024
20252-215912-02 | Xcel Energy | 85 | 13781 | IOU | 06026061 | 3.49 | Solar |  |  | Interconnected | Trade Secret | Trade | SOU | SOU073 | Residential | Solar*Rewards | Trade Secret | 2024 | 2025
20252-215912-02 | Xcel Energy | 85 | 13781 | IOU | 06026074 | 8.35 | Solar |  |  | Active Application | Trade Secret | Trade | MAP | MAP061 | Residential | Solar*Rewards | Trade Secret | 2024
20252-215912-02 | Xcel Energy | 85 | 13781 | IOU | 06026109 | 10.819 | Solar |  |  | Active Application | Trade Secret | Trade | AFT | AFT322 | Residential | Solar*Rewards | Trade Secret | 2024
20252-215912-02 | Xcel Energy | 85 | 13781 | IOU | 06026125 | 2.66 | Solar |  |  | Interconnected | Trade Secret | Trade | WRR | WRR075 | Residential | Solar*Rewards | Trade Secret | 2024 | 2025
20252-215912-02 | Xcel Energy | 85 | 13781 | IOU | 06026173 | 27.222 | Solar |  | X | Withdrawn | Trade Secret | Trade | WCS | WCS072 | Residential | Solar*Rewards | Trade Secret | 2024
20252-215912-02 | Xcel Energy | 85 | 13781 | IOU | 06026191 | 15.48 | Storage |  |  | Active Application | Trade Secret | Trade | RLK | RLK072 | Residential |  | Trade Secret | 2024
20252-215912-02 | Xcel Energy | 85 | 13781 | IOU | 06026204 | 17.17 | Storage |  |  | Active Application | Trade Secret | Trade | OPK | OPK073 | Residential |  | Trade Secret | 2024
20252-215912-02 | Xcel Energy | 85 | 13781 | IOU | 06026220 | 17.057 | Solar |  | X | Active Application | Trade Secret | Trade | BCR | BCR083 | Residential | Solar*Rewards | Trade Secret | 2024
20252-215912-02 | Xcel Energy | 85 | 13781 | IOU | 06026315 | 9.109 | Solar |  |  | Withdrawn | Trade Secret | Trade | UPP | UPP086 | Residential |  | Trade Secret | 2024
20252-215912-02 | Xcel Energy | 85 | 13781 | IOU | 06026338 | 9.994 | Solar |  |  | Interconnected | Trade Secret | Trade | WDY | WDY312 | Residential | Solar*Rewards | Trade Secret | 2024 | 2025
20252-215912-02 | Xcel Energy | 85 | 13781 | IOU | 06026472 | 3.747 | Solar |  |  | Active Application | Trade Secret | Trade | RPO | RPO311 | Residential |  | Trade Secret | 2024
20252-215912-02 | Xcel Energy | 85 | 13781 | IOU | 06026498 |  | Solar |  |  | Withdrawn | Trade Secret | Trade |  |  | Residential | Solar*Rewards | Trade Secret | 2024
20252-215912-02 | Xcel Energy | 85 | 13781 | IOU | 06026517 | 5.314 | Solar |  |  | Active Application | Trade Secret | Trade | CGR | CGR071 | Residential |  | Trade Secret | 2024
20252-215912-02 | Xcel Energy | 85 | 13781 | IOU | 06026611 | 3.25 | Solar |  |  | Withdrawn | Trade Secret | Trade | WCR | WCR321 | Residential |  | Trade Secret | 2024
20252-215912-02 | Xcel Energy | 85 | 13781 | IOU | 06026713 | 16.5 | Storage |  |  | Active Application | Trade Secret | Trade | LEX | LEX332 | Residential |  | Trade Secret | 2024
20252-215912-02 | Xcel Energy | 85 | 13781 | IOU | 06026730 | 4.555 | Solar |  |  | Interconnected | Trade Secret | Trade | STY | STY072 | Residential |  | Trade Secret | 2024 | 2025
20252-215912-02 | Xcel Energy | 85 | 13781 | IOU | 06027013 |  |  |  |  | Active Application | Trade Secret | Trade |  |  | Residential |  | Trade Secret | 2024
20252-215912-02 | Xcel Energy | 85 | 13781 | IOU | 06027014 | 150 | Solar |  |  | Active Application | Trade Secret | Trade | RMT | RMT321 | Commercial |  | Trade Secret | 2024
20252-215912-02 | Xcel Energy | 85 | 13781 | IOU | 06027058 | 11.05 | Solar |  |  | Interconnected | Trade Secret | Trade | SLP | SLP071 | Residential |  | Trade Secret | 2024 | 2025
20252-215912-02 | Xcel Energy | 85 | 13781 | IOU | 06027064 |  | Solar |  |  | Active Application | Trade Secret | Trade |  |  | Residential | Solar*Rewards | Trade Secret | 2024
20252-215912-02 | Xcel Energy | 85 | 13781 | IOU | 06027080 |  | Solar |  |  | Withdrawn | Trade Secret | Trade | HSN | HSN311 | Residential | Solar*Rewards | Trade Secret | 2024
20252-215912-02 | Xcel Energy | 85 | 13781 | IOU | 06027107 | 7.6 | Solar |  |  | Active Application | Trade Secret | Trade | WDY | WDY321 | Residential |  | Trade Secret | 2024
20252-215912-02 | Xcel Energy | 85 | 13781 | IOU | 06027131 | 12.288 | Solar |  |  | Withdrawn | Trade Secret | Trade | DOC | DOC031 | Residential | Solar*Rewards | Trade Secret | 2024
20252-215912-02 | Xcel Energy | 85 | 13781 | IOU | 06027132 | 3.936 | Solar |  |  | Active Application | Trade Secret | Trade | DBL | DBL073 | Residential | Solar*Rewards | Trade Secret | 2025
20252-215912-02 | Xcel Energy | 85 | 13781 | IOU | 06027136 | 5.248 | Solar |  |  | Withdrawn | Trade Secret | Trade | RWD | RWD081 | Residential | Solar*Rewards | Trade Secret | 2024
20252-215912-02 | Xcel Energy | 85 | 13781 | IOU | 06027143 | 5.052 | Solar |  |  | Active Application | Trade Secret | Trade | MPK | MPK065 | Residential |  | Trade Secret | 2024
20252-215912-02 | Xcel Energy | 85 | 13781 | IOU | 06027212 | 12.526 | Solar |  | X | Active Application | Trade Secret | Trade | ORO | ORO062 | Residential | Solar*Rewards | Trade Secret | 2024
20252-215912-02 | Xcel Energy | 85 | 13781 | IOU | 06027259 | 9.6 | Solar |  |  | Withdrawn | Trade Secret | Trade | SOU | SOU064 | Residential | Solar*Rewards | Trade Secret | 2024
20252-215912-02 | Xcel Energy | 85 | 13781 | IOU | 06027264 | 3.796 | Solar |  |  | Active Application | Trade Secret | Trade | SLP | SLP076 | Residential |  | Trade Secret | 2024
20252-215912-02 | Xcel Energy | 85 | 13781 | IOU | 06027448 | 6.282 | Solar |  |  | Active Application | Trade Secret | Trade | ALD | ALD083 | Residential | Solar*Rewards | Trade Secret | 2024
20252-215912-02 | Xcel Energy | 85 | 13781 | IOU | 06027459 | 6.282 | Solar |  |  | Interconnected | Trade Secret | Trade | WIL | WIL063 | Residential | Solar*Rewards | Trade Secret | 2024 | 2025
20252-215912-02 | Xcel Energy | 85 | 13781 | IOU | 06027464 | 2.792 | Solar |  |  | Interconnected | Trade Secret | Trade | SOU | SOU069 | Residential | Solar*Rewards | Trade Secret | 2024 | 2025
20252-215912-02 | Xcel Energy | 85 | 13781 | IOU | 06027534 | 7.296 | Solar |  |  | Interconnected | Trade Secret | Trade | STY | STY075 | Residential | Solar*Rewards | Trade Secret | 2024 | 2025
20252-215912-02 | Xcel Energy | 85 | 13781 | IOU | 06027644 | 2.792 | Solar |  |  | Active Application | Trade Secret | Trade | TWL | TWL063 | Residential | Solar*Rewards | Trade Secret | 2024
20252-215912-02 | Xcel Energy | 85 | 13781 | IOU | 06027646 | 9.994 | Solar |  |  | Active Application | Trade Secret | Trade | ALD | ALD088 | Residential | Solar*Rewards | Trade Secret | 2025
20252-215912-02 | Xcel Energy | 85 | 13781 | IOU | 06027650 | 7.616 | Solar |  |  | Active Application | Trade Secret | Trade | SOU | SOU063 | Residential |  | Trade Secret | 2025
20252-215912-02 | Xcel Energy | 85 | 13781 | IOU | 06027672 | 5.052 | Solar |  |  | Active Application | Trade Secret | Trade | SOU | SOU076 | Residential | Solar*Rewards | Trade Secret | 2025
20252-215912-02 | Xcel Energy | 85 | 13781 | IOU | 06027713 | 6.98 | Solar |  |  | Active Application | Trade Secret | Trade | SLP | SLP096 | Residential | Solar*Rewards | Trade Secret | 2025
20252-215912-02 | Xcel Energy | 85 | 13781 | IOU | 06027796 | 7.616 | Solar |  |  | Active Application | Trade Secret | Trade | DOC | DOC211 | Residential |  | Trade Secret | 2024
20252-215912-02 | Xcel Energy | 85 | 13781 | IOU | 06028020 | 6.56 | Solar |  |  | Active Application | Trade Secret | Trade | EDA | EDA067 | Residential | Solar*Rewards | Trade Secret | 2024
20252-215912-02 | Xcel Energy | 85 | 13781 | IOU | 06028033 | 5000 | Solar |  |  | Active Application | Trade Secret | Trade |  |  | Commercial |  | Trade Secret | 2024
20252-215912-02 | Xcel Energy | 85 | 13781 | IOU | 06028045 | 248.588 | Solar |  |  | Active Application | Trade Secret | Trade |  |  | Residential |  | Trade Secret | 2024
20252-215912-02 | Xcel Energy | 85 | 13781 | IOU | 06028166 | 7.872 | Solar |  |  | Withdrawn | Trade Secret | Trade | HOL | HOL072 | Residential | Solar*Rewards | Trade Secret | 2024
20252-215912-02 | Xcel Energy | 85 | 13781 | IOU | 06028172 | 4.555 | Solar |  |  | Active Application | Trade Secret | Trade | WES | WES074 | Residential | Solar*Rewards | Trade Secret | 2024
20252-215912-02 | Xcel Energy | 85 | 13781 | IOU | 06028181 | 5.584 | Solar |  |  | Active Application | Trade Secret | Trade | HWW | HWW073 | Residential | Solar*Rewards | Trade Secret | 2024
20252-215912-02 | Xcel Energy | 85 | 13781 | IOU | 06028189 | 6.073 | Solar |  |  | Active Application | Trade Secret | Trade | GLD | GLD021 | Residential | Solar*Rewards | Trade Secret | 2024
20252-215912-02 | Xcel Energy | 85 | 13781 | IOU | 06028198 | 5.7 | Solar |  |  | Interconnected | Trade Secret | Trade | SOU | SOU082 | Residential | Solar*Rewards | Trade Secret | 2024 | 2025
20252-215912-02 | Xcel Energy | 85 | 13781 | IOU | 06028213 | 5.76 | Solar |  |  | Interconnected | Trade Secret | Trade | BLC | BLC062 | Residential | Solar*Rewards | Trade Secret | 2024 | 2025
20252-215912-02 | Xcel Energy | 85 | 13781 | IOU | 06028219 | 7.838 | Solar |  |  | Active Application | Trade Secret | Trade | SLP | SLP092 | Residential |  | Trade Secret | 2024
20252-215912-02 | Xcel Energy | 85 | 13781 | IOU | 06028243 | 11.5 | Solar |  | X | Active Application | Trade Secret | Trade | BRP | BRP071 | Residential |  | Trade Secret | 2024
20252-215912-02 | Xcel Energy | 85 | 13781 | IOU | 06028360 | 9.994 | Solar |  |  | Active Application | Trade Secret | Trade | MND | MND072 | Commercial | Solar*Rewards | Trade Secret | 2025
20252-215912-02 | Xcel Energy | 85 | 13781 | IOU | 06028479 | 11.7 | Solar |  |  | Active Application | Trade Secret | Trade | RPO | RPO312 | Residential | Solar*Rewards | Trade Secret | 2024
20252-215912-02 | Xcel Energy | 85 | 13781 | IOU | 06028667 | 9.216 | Solar |  |  | Active Application | Trade Secret | Trade | MOL | MOL064 | Residential |  | Trade Secret | 2025
20252-215912-02 | Xcel Energy | 85 | 13781 | IOU | 06029335 | 5000 | Solar |  |  | Active Application | Trade Secret | Trade | WAT | WAT221 | Commercial |  | Trade Secret | 2024
20252-215912-02 | Xcel Energy | 85 | 13781 | IOU | 06029336 | 4.934 | Solar |  |  | Active Application | Trade Secret | Trade | CGR | CGR071 | Residential |  | Trade Secret | 2024
20252-215912-02 | Xcel Energy | 85 | 13781 | IOU | 06029338 | 4.555 | Solar |  |  | Active Application | Trade Secret | Trade | APA | APA069 | Residential | Solar*Rewards | Trade Secret | 2024
20252-215912-02 | Xcel Energy | 85 | 13781 | IOU | 06029361 | 12.146 | Solar |  |  | Active Application | Trade Secret | Trade | DPN | DPN062 | Residential | Solar*Rewards | Trade Secret | 2024
20252-215912-02 | Xcel Energy | 85 | 13781 | IOU | 06029370 | 7.971 | Solar |  |  | Interconnected | Trade Secret | Trade | WES | WES064 | Residential | Solar*Rewards | Trade Secret | 2024 | 2025
20252-215912-02 | Xcel Energy | 85 | 13781 | IOU | 06029374 | 7.216 | Solar |  |  | Active Application | Trade Secret | Trade | RWD | RWD081 | Residential | Solar*Rewards | Trade Secret | 2025
20252-215912-02 | Xcel Energy | 85 | 13781 | IOU | 06029495 | 4.56 | Solar |  |  | Interconnected | Trade Secret | Trade | IDA | IDA062 | Residential | Solar*Rewards | Trade Secret | 2024 | 2025
20252-215912-02 | Xcel Energy | 85 | 13781 | IOU | 06029599 | 16.701 | Solar |  |  | Withdrawn | Trade Secret | Trade | GLK | GLK074 | Residential | Solar*Rewards | Trade Secret | 2024
20252-215912-02 | Xcel Energy | 85 | 13781 | IOU | 06029658 | 5.052 | Solar |  |  | Active Application | Trade Secret | Trade | AFT | AFT322 | Residential |  | Trade Secret | 2024
20252-215912-02 | Xcel Energy | 85 | 13781 | IOU | 06029693 | 5.052 | Solar |  |  | Active Application | Trade Secret | Trade | MEL | MEL073 | Residential |  | Trade Secret | 2024
20252-215912-02 | Xcel Energy | 85 | 13781 | IOU | 06029696 | 7.591 | Solar |  |  | Active Application | Trade Secret | Trade | HWW | HWW062 | Residential | Solar*Rewards | Trade Secret | 2024
20252-215912-02 | Xcel Energy | 85 | 13781 | IOU | 06029729 | 11.393 | Solar |  |  | Active Application | Trade Secret | Trade | MEL | MEL074 | Residential | Solar*Rewards | Trade Secret | 2024
20252-215912-02 | Xcel Energy | 85 | 13781 | IOU | 06030110 | 5.314 | Solar |  |  | Active Application | Trade Secret | Trade | RMT | RMT321 | Residential |  | Trade Secret | 2024
20252-215912-02 | Xcel Energy | 85 | 13781 | IOU | 06030124 |  |  |  |  | Withdrawn | Trade Secret | Trade |  |  | Residential |  | Trade Secret | 2024
20252-215912-02 | Xcel Energy | 85 | 13781 | IOU | 06030134 | 7.212 | Solar |  |  | Interconnected | Trade Secret | Trade | RPO | RPO311 | Residential |  | Trade Secret | 2024 | 2025
20252-215912-02 | Xcel Energy | 85 | 13781 | IOU | 06030176 | 49.97 | Solar |  |  | Active Application | Trade Secret | Trade | PRR | PRR063 | Commercial |  | Trade Secret | 2024
20252-215912-02 | Xcel Energy | 85 | 13781 | IOU | 06030210 | 6.832 | Solar |  |  | Active Application | Trade Secret | Trade | LLK | LLK061 | Residential | Solar*Rewards | Trade Secret | 2024
20252-215912-02 | Xcel Energy | 85 | 13781 | IOU | 06030226 | 5.052 | Solar |  |  | Active Application | Trade Secret | Trade | WCS | WCS064 | Residential |  | Trade Secret | 2024
20252-215912-02 | Xcel Energy | 85 | 13781 | IOU | 06030458 | 13.5 | Solar |  |  | Withdrawn | Trade Secret | Trade | PKL | PKL083 | Residential | Solar*Rewards | Trade Secret | 2024
20252-215912-02 | Xcel Energy | 85 | 13781 | IOU | 06030658 |  | Solar |  |  | Active Application | Trade Secret | Trade | SLP | SLP076 | Residential | Solar*Rewards | Trade Secret | 2024
20252-215912-02 | Xcel Energy | 85 | 13781 | IOU | 06030754 | 7.212 | Solar |  |  | Active Application | Trade Secret | Trade | SLP | SLP082 | Residential |  | Trade Secret | 2024
20252-215912-02 | Xcel Energy | 85 | 13781 | IOU | 06030768 | 7.591 | Solar |  |  | Active Application | Trade Secret | Trade | WIL | WIL063 | Residential | Solar*Rewards | Trade Secret | 2024
20252-215912-02 | Xcel Energy | 85 | 13781 | IOU | 06030777 | 8.376 | Solar |  |  | Active Application | Trade Secret | Trade | WES | WES073 | Residential | Solar*Rewards | Trade Secret | 2024
20252-215912-02 | Xcel Energy | 85 | 13781 | IOU | 06030928 | 1.452 | Solar |  |  | Withdrawn | Trade Secret | Trade | MPK | MPK085 | Residential | Solar*Rewards | Trade Secret | 2024
20252-215912-02 | Xcel Energy | 85 | 13781 | IOU | 06031364 | 7.68 | Solar |  |  | Active Application | Trade Secret | Trade | WSG | WSG362 | Residential |  | Trade Secret | 2024
20252-215912-02 | Xcel Energy | 85 | 13781 | IOU | 06031367 | 9.8 | Solar |  |  | Active Application | Trade Secret | Trade | MTR | MTR021 | Residential | Solar*Rewards | Trade Secret | 2024
20252-215912-02 | Xcel Energy | 85 | 13781 | IOU | 06031373 |  |  |  |  | Active Application | Trade Secret | Trade |  |  | Residential |  | Trade Secret | 2024
20252-215912-02 | Xcel Energy | 85 | 13781 | IOU | 06031374 |  |  |  |  | Active Application | Trade Secret | Trade |  |  | Residential |  | Trade Secret | 2024
20252-215912-02 | Xcel Energy | 85 | 13781 | IOU | 06031563 | 5.584 | Solar |  |  | Interconnected | Trade Secret | Trade | HOL | HOL072 | Residential |  | Trade Secret | 2024 | 2025
20252-215912-02 | Xcel Energy | 85 | 13781 | IOU | 06031590 | 15.182 | Solar |  |  | Withdrawn | Trade Secret | Trade | NOF | NOF072 | Residential | Solar*Rewards | Trade Secret | 2024
20252-215912-02 | Xcel Energy | 85 | 13781 | IOU | 06031609 | 8.73 | Solar |  |  | Active Application | Trade Secret | Trade | SHP | SHP061 | Residential | Solar*Rewards | Trade Secret | 2024
20252-215912-02 | Xcel Energy | 85 | 13781 | IOU | 06031616 | 3.037 | Solar |  |  | Withdrawn | Trade Secret | Trade | MPK | MPK074 | Residential | Solar*Rewards | Trade Secret | 2024
20252-215912-02 | Xcel Energy | 85 | 13781 | IOU | 06031641 | 5.32 | Solar |  |  | Active Application | Trade Secret | Trade | ALD | ALD076 | Residential | Solar*Rewards | Trade Secret | 2024
20252-215912-02 | Xcel Energy | 85 | 13781 | IOU | 06031754 | 9 | Solar |  |  | Active Application | Trade Secret | Trade | HUG | HUG312 | Residential | Solar*Rewards | Trade Secret | 2024
20252-215912-02 | Xcel Energy | 85 | 13781 | IOU | 06031883 | 10.496 | Solar |  |  | Active Application | Trade Secret | Trade | GSL | GSL061 | Residential | Solar*Rewards | Trade Secret | 2025
20252-215912-02 | Xcel Energy | 85 | 13781 | IOU | 06031997 | 30.4 |  |  |  | Withdrawn | Trade Secret | Trade | CHI | CHI311 | Residential |  | Trade Secret | 2024
20252-215912-02 | Xcel Energy | 85 | 13781 | IOU | 06032388 | 8.96 | Solar |  |  | Active Application | Trade Secret | Trade | ZUM | ZUM022 | Residential |  | Trade Secret | 2025
20252-215912-02 | Xcel Energy | 85 | 13781 | IOU | 06032403 | 4.608 | Solar |  |  | Active Application | Trade Secret | Trade | PAT | PAT313 | Commercial | Solar*Rewards | Trade Secret | 2024
20252-215912-02 | Xcel Energy | 85 | 13781 | IOU | 06032452 | 7.971 | Solar |  |  | Active Application | Trade Secret | Trade | BYT | BYT061 | Residential | Solar*Rewards | Trade Secret | 2024
20252-215912-02 | Xcel Energy | 85 | 13781 | IOU | 06032456 | 5.184 |  |  |  | Active Application | Trade Secret | Trade | RLK | RLK079 | Commercial |  | Trade Secret | 2024
20252-215912-02 | Xcel Energy | 85 | 13781 | IOU | 06032548 | 13.285 | Solar |  |  | Active Application | Trade Secret | Trade | HSN | HSN311 | Residential | Solar*Rewards | Trade Secret | 2024
20252-215912-02 | Xcel Energy | 85 | 13781 | IOU | 06032588 | 41.375 | Solar |  |  | Active Application | Trade Secret | Trade | UPP | UPP084 | Commercial |  | Trade Secret | 2024
20252-215912-02 | Xcel Energy | 85 | 13781 | IOU | 06032614 | 12.288 | Solar |  |  | Active Application | Trade Secret | Trade | AFT | AFT314 | Residential | Solar*Rewards | Trade Secret | 2024
20252-215912-02 | Xcel Energy | 85 | 13781 | IOU | 06033054 | 11.387 | Solar |  |  | Active Application | Trade Secret | Trade | HSN | HSN322 | Residential | Solar*Rewards | Trade Secret | 2024
20252-215912-02 | Xcel Energy | 85 | 13781 | IOU | 06033169 | 15.182 | Solar |  |  | Active Application | Trade Secret | Trade | NOF | NOF072 | Residential |  | Trade Secret | 2024
20252-215912-02 | Xcel Energy | 85 | 13781 | IOU | 06033178 | 9.109 | Solar |  |  | Active Application | Trade Secret | Trade | MRN | MRN021 | Commercial |  | Trade Secret | 2025
20252-215912-02 | Xcel Energy | 85 | 13781 | IOU | 06033190 | 4.934 | Solar |  |  | Active Application | Trade Secret | Trade | PBE | PBE061 | Residential | Solar*Rewards | Trade Secret | 2024
20252-215912-02 | Xcel Energy | 85 | 13781 | IOU | 06033209 | 7.591 | Solar |  |  | Active Application | Trade Secret | Trade | ALK | ALK067 | Residential | Solar*Rewards | Trade Secret | 2024
20252-215912-02 | Xcel Energy | 85 | 13781 | IOU | 06033220 | 9.184 | Solar |  |  | Active Application | Trade Secret | Trade | AHI | AHI063 | Residential |  | Trade Secret | 2024
20252-215912-02 | Xcel Energy | 85 | 13781 | IOU | 06033245 | 7.971 | Solar |  |  | Active Application | Trade Secret | Trade | WDY | WDY312 | Residential | Solar*Rewards | Trade Secret | 2024
20252-215912-02 | Xcel Energy | 85 | 13781 | IOU | 06033253 | 12.146 | Solar |  |  | Active Application | Trade Secret | Trade | SOU | SOU069 | Residential | Solar*Rewards | Trade Secret | 2024
20252-215912-02 | Xcel Energy | 85 | 13781 | IOU | 06033321 | 3.747 | Solar |  |  | Active Application | Trade Secret | Trade | SLP | SLP084 | Residential |  | Trade Secret | 2024
20252-215912-02 | Xcel Energy | 85 | 13781 | IOU | 06033541 | 4990 | Solar |  |  | Active Application | Trade Secret | Trade | ZUM | ZUM022 | Commercial |  | Trade Secret | 2024
20252-215912-02 | Xcel Energy | 85 | 13781 | IOU | 06033568 | 13.44 | Solar |  |  | Active Application | Trade Secret | Trade | HYL | HYL063 | Residential | Solar*Rewards | Trade Secret | 2024
20252-215912-02 | Xcel Energy | 85 | 13781 | IOU | 06033574 | 5000 | Solar |  |  | Active Application | Trade Secret | Trade |  |  | Commercial |  | Trade Secret | 2025
20252-215912-02 | Xcel Energy | 85 | 13781 | IOU | 06033588 | 5.76 | Solar |  |  | Active Application | Trade Secret | Trade | ALB | ALB022 | Residential | Solar*Rewards | Trade Secret | 2024
20252-215912-02 | Xcel Energy | 85 | 13781 | IOU | 06033615 | 5000 | Solar |  |  | Active Application | Trade Secret | Trade |  |  | Commercial |  | Trade Secret | 2024
20252-215912-02 | Xcel Energy | 85 | 13781 | IOU | 06033616 |  | Solar |  |  | Active Application | Trade Secret | Trade | DND | DND071 | Residential | Solar*Rewards | Trade Secret | 2024
20252-215912-02 | Xcel Energy | 85 | 13781 | IOU | 06033620 | 6.282 | Solar |  |  | Active Application | Trade Secret | Trade | WIN | WIN043 | Residential |  | Trade Secret | 2024
20252-215912-02 | Xcel Energy | 85 | 13781 | IOU | 06033629 | 5000 | Solar |  |  | Active Application | Trade Secret | Trade |  |  | Commercial |  | Trade Secret | 2024
20252-215912-02 | Xcel Energy | 85 | 13781 | IOU | 06033774 | 4.592 | Solar |  |  | Active Application | Trade Secret | Trade | HWW | HWW062 | Residential | Solar*Rewards | Trade Secret | 2024
20252-215912-02 | Xcel Energy | 85 | 13781 | IOU | 06033991 | 5.933 | Solar |  |  | Withdrawn | Trade Secret | Trade | SOU | SOU083 | Residential | Solar*Rewards | Trade Secret | 2024
20252-215912-02 | Xcel Energy | 85 | 13781 | IOU | 06034072 | 3.936 | Solar |  |  | Active Application | Trade Secret | Trade | RMT | RMT321 | Residential | Solar*Rewards | Trade Secret | 2025
20252-215912-02 | Xcel Energy | 85 | 13781 | IOU | 06034143 | 6.98 | Solar |  |  | Active Application | Trade Secret | Trade | WIN | WIN023 | Residential |  | Trade Secret | 2025
20252-215912-02 | Xcel Energy | 85 | 13781 | IOU | 06034173 | 7.591 | Solar |  |  | Active Application | Trade Secret | Trade | RAM | RAM064 | Residential | Solar*Rewards | Trade Secret | 2024
20252-215912-02 | Xcel Energy | 85 | 13781 | IOU | 06034198 | 3.796 | Solar |  |  | Interconnected | Trade Secret | Trade | WSG | WSG362 | Residential | Solar*Rewards | Trade Secret | 2024 | 2025
20252-215912-02 | Xcel Energy | 85 | 13781 | IOU | 06034255 | 9.994 | Solar |  |  | Active Application | Trade Secret | Trade | MND | MND063 | Residential | Solar*Rewards | Trade Secret | 2024
20252-215912-02 | Xcel Energy | 85 | 13781 | IOU | 06034342 | 11.007 | Solar |  |  | Active Application | Trade Secret | Trade | LEX | LEX332 | Residential | Solar*Rewards | Trade Secret | 2024
20252-215912-02 | Xcel Energy | 85 | 13781 | IOU | 06034402 | 3.48 | Solar |  |  | Active Application | Trade Secret | Trade | UPP | UPP084 | Residential | Solar*Rewards | Trade Secret | 2025
20252-215912-02 | Xcel Energy | 85 | 13781 | IOU | 06034411 | 9.216 | Solar |  |  | Active Application | Trade Secret | Trade | CHE | CHE075 | Residential | Solar*Rewards | Trade Secret | 2024
20252-215912-02 | Xcel Energy | 85 | 13781 | IOU | 06034470 |  | Solar |  |  | Active Application | Trade Secret | Trade |  |  | Residential | Solar*Rewards | Trade Secret | 2024
20252-215912-02 | Xcel Energy | 85 | 13781 | IOU | 06034489 | 3.416 | Solar |  |  | Interconnected | Trade Secret | Trade | STY | STY072 | Residential |  | Trade Secret | 2024 | 2025
20252-215912-02 | Xcel Energy | 85 | 13781 | IOU | 06034639 | 11.5 | Storage |  |  | Active Application | Trade Secret | Trade |  |  | Residential |  | Trade Secret | 2024
20252-215912-02 | Xcel Energy | 85 | 13781 | IOU | 06034725 | 8.027 | Solar |  |  | Interconnected | Trade Secret | Trade | HUG | HUG312 | Residential | Solar*Rewards | Trade Secret | 2025 | 2025
20252-215912-02 | Xcel Energy | 85 | 13781 | IOU | 06034998 | 17.3 | Storage |  |  | Active Application | Trade Secret | Trade | WIL | WIL061 | Residential |  | Trade Secret | 2024
20252-215912-02 | Xcel Energy | 85 | 13781 | IOU | 06035006 | 21.369 | Solar |  | X | Active Application | Trade Secret | Trade | HOL | HOL071 | Residential | Solar*Rewards | Trade Secret | 2024
20252-215912-02 | Xcel Energy | 85 | 13781 | IOU | 06035019 | 15.296 | Solar |  | X | Active Application | Trade Secret | Trade | AFT | AFT314 | Residential | Solar*Rewards | Trade Secret | 2024
20252-215912-02 | Xcel Energy | 85 | 13781 | IOU | 06035033 | 11.5 | Storage |  |  | Withdrawn | Trade Secret | Trade | WAB | WAB021 | Residential |  | Trade Secret | 2024
20252-215912-02 | Xcel Energy | 85 | 13781 | IOU | 06035047 | 5 | Storage |  |  | Active Application | Trade Secret | Trade | DND | DND071 | Residential |  | Trade Secret | 2024
20252-215912-02 | Xcel Energy | 85 | 13781 | IOU | 06035055 | 29 | Storage |  |  | Active Application | Trade Secret | Trade | GLK | GLK073 | Residential |  | Trade Secret | 2024
20252-215912-02 | Xcel Energy | 85 | 13781 | IOU | 06035071 | 11.5 | Solar |  |  | Withdrawn | Trade Secret | Trade | GSL | GSL341 | Residential | Solar*Rewards | Trade Secret | 2024
20252-215912-02 | Xcel Energy | 85 | 13781 | IOU | 06035093 | 5.904 | Solar |  |  | Active Application | Trade Secret | Trade | RWD | RWD081 | Residential | Solar*Rewards | Trade Secret | 2025
20252-215912-02 | Xcel Energy | 85 | 13781 | IOU | 06035095 | 6.84 | Solar |  |  | Active Application | Trade Secret | Trade | SOU | SOU086 | Residential | Solar*Rewards | Trade Secret | 2024
20252-215912-02 | Xcel Energy | 85 | 13781 | IOU | 06035136 | 6.073 | Solar |  |  | Active Application | Trade Secret | Trade | RLK | RLK072 | Residential |  | Trade Secret | 2024
20252-215912-02 | Xcel Energy | 85 | 13781 | IOU | 06035147 | 10.47 | Solar |  |  | Active Application | Trade Secret | Trade | ALD | ALD083 | Residential | Solar*Rewards | Trade Secret | 2024
20252-215912-02 | Xcel Energy | 85 | 13781 | IOU | 06035161 | 8.35 | Solar |  |  | Active Application | Trade Secret | Trade | WES | WES074 | Residential | Solar*Rewards | Trade Secret | 2024
20252-215912-02 | Xcel Energy | 85 | 13781 | IOU | 06035169 |  | Solar |  |  | Active Application | Trade Secret | Trade |  |  | Residential | Solar*Rewards | Trade Secret | 2024
20252-215912-02 | Xcel Energy | 85 | 13781 | IOU | 06035188 | 9.994 | Solar |  |  | Active Application | Trade Secret | Trade | STY | STY073 | Residential |  | Trade Secret | 2025
20252-215912-02 | Xcel Energy | 85 | 13781 | IOU | 06035190 | 11.5 | Storage |  |  | Active Application | Trade Secret | Trade | HUG | HUG321 | Residential |  | Trade Secret | 2025
20252-215912-02 | Xcel Energy | 85 | 13781 | IOU | 06035340 | 5000 | Solar |  |  | Active Application | Trade Secret | Trade |  |  | Commercial |  | Trade Secret | 2024
20252-215912-02 | Xcel Energy | 85 | 13781 | IOU | 06035353 | 5000 | Solar |  |  | Active Application | Trade Secret | Trade |  |  | Commercial |  | Trade Secret | 2024
20252-215912-02 | Xcel Energy | 85 | 13781 | IOU | 06035397 | 5.7 | Solar |  |  | Withdrawn | Trade Secret | Trade |  |  | Residential | Other | Trade Secret | 2024
20252-215912-02 | Xcel Energy | 85 | 13781 | IOU | 06035411 | 11.5 | Solar |  | X | Active Application | Trade Secret | Trade | AFT | AFT314 | Residential | Solar*Rewards | Trade Secret | 2024
20252-215912-02 | Xcel Energy | 85 | 13781 | IOU | 06035605 | 5000 | Solar |  |  | Active Application | Trade Secret | Trade | WAT | WAT081 | Commercial |  | Trade Secret | 2024
20252-215912-02 | Xcel Energy | 85 | 13781 | IOU | 06035765 | 5.693 | Solar |  |  | Active Application | Trade Secret | Trade | MOL | MOL069 | Residential | Solar*Rewards | Trade Secret | 2024
20252-215912-02 | Xcel Energy | 85 | 13781 | IOU | 06035779 | 6.832 | Solar |  |  | Withdrawn | Trade Secret | Trade | WCR | WCR311 | Residential | Solar*Rewards | Trade Secret | 2024
20252-215912-02 | Xcel Energy | 85 | 13781 | IOU | 06035874 | 10.248 | Solar |  |  | Active Application | Trade Secret | Trade | OAD | OAD063 | Residential | Solar*Rewards | Trade Secret | 2024
20252-215912-02 | Xcel Energy | 85 | 13781 | IOU | 06035888 | 8.064 | Solar |  |  | Active Application | Trade Secret | Trade | ALB | ALB021 | Residential | Solar*Rewards | Trade Secret | 2025
20252-215912-02 | Xcel Energy | 85 | 13781 | IOU | 06035913 | 3.796 | Solar |  |  | Interconnected | Trade Secret | Trade | GNL | GNL062 | Residential |  | Trade Secret | 2024 | 2025
20252-215912-02 | Xcel Energy | 85 | 13781 | IOU | 06035989 | 3.747 | Solar |  |  | Active Application | Trade Secret | Trade | ECK | ECK321 | Residential |  | Trade Secret | 2024
20252-215912-02 | Xcel Energy | 85 | 13781 | IOU | 06035995 | 5.584 | Solar |  |  | Active Application | Trade Secret | Trade | WYO | WYO033 | Residential |  | Trade Secret | 2024
20252-215912-02 | Xcel Energy | 85 | 13781 | IOU | 06036022 | 7.616 | Solar |  |  | Active Application | Trade Secret | Trade | AFT | AFT322 | Residential |  | Trade Secret | 2024
20252-215912-02 | Xcel Energy | 85 | 13781 | IOU | 06036029 | 4.175 | Solar |  |  | Interconnected | Trade Secret | Trade | RVA | RVA061 | Residential |  | Trade Secret | 2024 | 2025
20252-215912-02 | Xcel Energy | 85 | 13781 | IOU | 06036096 | 6.677 | Solar |  |  | Active Application | Trade Secret | Trade | SOU | SOU087 | Residential | Solar*Rewards | Trade Secret | 2024
20252-215912-02 | Xcel Energy | 85 | 13781 | IOU | 06036105 | 3.747 | Solar |  |  | Active Application | Trade Secret | Trade | STY | STY061 | Residential |  | Trade Secret | 2024
20252-215912-02 | Xcel Energy | 85 | 13781 | IOU | 06036116 | 4.555 | Solar |  |  | Active Application | Trade Secret | Trade | WSG | WSG066 | Residential | Solar*Rewards | Trade Secret | 2024
20252-215912-02 | Xcel Energy | 85 | 13781 | IOU | 06036134 | 6.46 | Solar |  |  | Withdrawn | Trade Secret | Trade | WRR | WRR075 | Residential | Solar*Rewards | Trade Secret | 2024
20252-215912-02 | Xcel Energy | 85 | 13781 | IOU | 06036218 | 16.896 | Solar |  |  | Withdrawn | Trade Secret | Trade | LAC | LAC063 | Residential |  | Trade Secret | 2024
20252-215912-02 | Xcel Energy | 85 | 13781 | IOU | 06036274 | 6.84 | Solar |  |  | Withdrawn | Trade Secret | Trade | EDA | EDA067 | Residential | Solar*Rewards | Trade Secret | 2024
20252-215912-02 | Xcel Energy | 85 | 13781 | IOU | 06036647 |  |  |  |  | Active Application | Trade Secret | Trade |  |  | Residential |  | Trade Secret | 2024
20252-215912-02 | Xcel Energy | 85 | 13781 | IOU | 06036834 | 3.796 | Solar |  |  | Withdrawn | Trade Secret | Trade | AFT | AFT322 | Residential | Solar*Rewards | Trade Secret | 2024
20252-215912-02 | Xcel Energy | 85 | 13781 | IOU | 06036891 | 7.838 | Solar |  |  | Withdrawn | Trade Secret | Trade | HUG | HUG311 | Residential | Solar*Rewards | Trade Secret | 2024
20252-215912-02 | Xcel Energy | 85 | 13781 | IOU | 06036925 | 5.7 | Solar |  |  | Active Application | Trade Secret | Trade | TWL | TWL062 | Residential | Solar*Rewards | Trade Secret | 2024
20252-215912-02 | Xcel Energy | 85 | 13781 | IOU | 06036941 | 2.094 | Solar |  |  | Active Application | Trade Secret | Trade | MPK | MPK083 | Residential | Solar*Rewards | Trade Secret | 2024
20252-215912-02 | Xcel Energy | 85 | 13781 | IOU | 06036949 | 6.453 | Solar |  |  | Active Application | Trade Secret | Trade | STY | STY062 | Residential | Solar*Rewards | Trade Secret | 2024
20252-215912-02 | Xcel Energy | 85 | 13781 | IOU | 06036957 | 9.772 | Solar |  |  | Active Application | Trade Secret | Trade | SOU | SOU082 | Residential | Solar*Rewards | Trade Secret | 2024
20252-215912-02 | Xcel Energy | 85 | 13781 | IOU | 06037007 | 8.064 | Solar |  |  | Active Application | Trade Secret | Trade | RIV | RIV076 | Residential |  | Trade Secret | 2024
20252-215912-02 | Xcel Energy | 85 | 13781 | IOU | 06037198 | 11.5 | Solar |  | X | Active Application | Trade Secret | Trade | GSL | GSL341 | Residential |  | Trade Secret | 2024
20252-215912-02 | Xcel Energy | 85 | 13781 | IOU | 06037331 | 4.355 | Solar |  |  | Active Application | Trade Secret | Trade | ALD | ALD082 | Residential |  | Trade Secret | 2025
20252-215912-02 | Xcel Energy | 85 | 13781 | IOU | 06037358 | 1000 | Solar |  |  | Active Application | Trade Secret | Trade | GLD | GLD021 | Commercial |  | Trade Secret | 2024
20252-215912-02 | Xcel Energy | 85 | 13781 | IOU | 06037559 | 13.056 | Solar |  |  | Active Application | Trade Secret | Trade | MND | MND063 | Residential | Solar*Rewards | Trade Secret | 2024
20252-215912-02 | Xcel Energy | 85 | 13781 | IOU | 06037708 | 4.93 | Solar |  |  | Active Application | Trade Secret | Trade | APA | APA069 | Residential | Solar*Rewards | Trade Secret | 2024
20252-215912-02 | Xcel Energy | 85 | 13781 | IOU | 06037712 | 10.161 | Solar |  |  | Active Application | Trade Secret | Trade | SLP | SLP084 | Residential |  | Trade Secret | 2024
20252-215912-02 | Xcel Energy | 85 | 13781 | IOU | 06037716 | 12.025 | Solar |  |  | Withdrawn | Trade Secret | Trade | HYL | HYL064 | Residential | Solar*Rewards | Trade Secret | 2024
20252-215912-02 | Xcel Energy | 85 | 13781 | IOU | 06037966 | 6.073 | Solar |  |  | Active Application | Trade Secret | Trade | RPL | RPL061 | Residential | Solar*Rewards | Trade Secret | 2024
20252-215912-02 | Xcel Energy | 85 | 13781 | IOU | 06038015 | 32.78 | Storage |  |  | Active Application | Trade Secret | Trade | MEL | MEL068 | Residential |  | Trade Secret | 2024
20252-215912-02 | Xcel Energy | 85 | 13781 | IOU | 06038050 | 6.282 | Solar |  |  | Active Application | Trade Secret | Trade | AFT | AFT314 | Residential | Solar*Rewards | Trade Secret | 2024
20252-215912-02 | Xcel Energy | 85 | 13781 | IOU | 06038192 | 14.592 | Solar |  |  | Active Application | Trade Secret | Trade | HUG | HUG322 | Residential |  | Trade Secret | 2024
20252-215912-02 | Xcel Energy | 85 | 13781 | IOU | 06038452 |  | Solar |  |  | Active Application | Trade Secret | Trade |  |  | Residential | Solar*Rewards | Trade Secret | 2024
20252-215912-02 | Xcel Energy | 85 | 13781 | IOU | 06038524 | 14.98 | Storage |  |  | Active Application | Trade Secret | Trade | SOU | SOU083 | Residential |  | Trade Secret | 2024
20252-215912-02 | Xcel Energy | 85 | 13781 | IOU | 06038856 | 14.976 | Solar |  |  | Active Application | Trade Secret | Trade | FRA | FRA001 | Residential | Solar*Rewards | Trade Secret | 2025
20252-215912-02 | Xcel Energy | 85 | 13781 | IOU | 06038879 | 5.7 | Solar |  |  | Active Application | Trade Secret | Trade |  |  | Residential |  | Trade Secret | 2024
20252-215912-02 | Xcel Energy | 85 | 13781 | IOU | 06038899 | 6.453 | Solar |  |  | Active Application | Trade Secret | Trade | SOU | SOU060 | Residential | Solar*Rewards | Trade Secret | 2024
20252-215912-02 | Xcel Energy | 85 | 13781 | IOU | 06038918 |  | Solar |  |  | Active Application | Trade Secret | Trade |  |  | Residential | Solar*Rewards | Trade Secret | 2024
20252-215912-02 | Xcel Energy | 85 | 13781 | IOU | 06038974 | 5.904 | Solar |  |  | Active Application | Trade Secret | Trade | EDA | EDA067 | Residential | Solar*Rewards | Trade Secret | 2025
20252-215912-02 | Xcel Energy | 85 | 13781 | IOU | 06038977 | 2.792 | Solar |  |  | Active Application | Trade Secret | Trade | HWW | HWW073 | Residential |  | Trade Secret | 2024
20252-215912-02 | Xcel Energy | 85 | 13781 | IOU | 06038985 | 13.056 | Solar |  |  | Active Application | Trade Secret | Trade | RPO | RPO312 | Residential | Solar*Rewards | Trade Secret | 2024
20252-215912-02 | Xcel Energy | 85 | 13781 | IOU | 06038991 | 5000 | Solar |  |  | Active Application | Trade Secret | Trade |  |  | Commercial |  | Trade Secret | 2024
20252-215912-02 | Xcel Energy | 85 | 13781 | IOU | 06039052 | 12.6 | Solar |  |  | Active Application | Trade Secret | Trade | OSS | OSS065 | Residential | Solar*Rewards | Trade Secret | 2025
20252-215912-02 | Xcel Energy | 85 | 13781 | IOU | 06039072 | 22.08 | Storage |  |  | Active Application | Trade Secret | Trade | AHI | AHI063 | Residential |  | Trade Secret | 2025
20252-215912-02 | Xcel Energy | 85 | 13781 | IOU | 06039129 | 6.832 | Solar |  |  | Active Application | Trade Secret | Trade | TLK | TLK062 | Residential |  | Trade Secret | 2024
20252-215912-02 | Xcel Energy | 85 | 13781 | IOU | 06039143 | 8.35 | Solar |  |  | Active Application | Trade Secret | Trade | SHP | SHP072 | Residential | Solar*Rewards | Trade Secret | 2024
20252-215912-02 | Xcel Energy | 85 | 13781 | IOU | 06039146 | 10.752 | Solar |  |  | Active Application | Trade Secret | Trade | HSN | HSN321 | Residential | Solar*Rewards | Trade Secret | 2024
20252-215912-02 | Xcel Energy | 85 | 13781 | IOU | 06039150 | 7.329 | Solar |  |  | Active Application | Trade Secret | Trade | ALD | ALD083 | Residential | Solar*Rewards | Trade Secret | 2024
20252-215912-02 | Xcel Energy | 85 | 13781 | IOU | 06039159 | 4.592 | Solar |  |  | Active Application | Trade Secret | Trade | WIL | WIL073 | Residential | Solar*Rewards | Trade Secret | 2025
20252-215912-02 | Xcel Energy | 85 | 13781 | IOU | 06039190 | 5.052 | Solar |  |  | Active Application | Trade Secret | Trade | RIV | RIV076 | Residential |  | Trade Secret | 2024
20252-215912-02 | Xcel Energy | 85 | 13781 | IOU | 06039337 | 1.26 | Solar |  |  | Active Application | Trade Secret | Trade | ALK | ALK067 | Residential |  | Trade Secret | 2024
20252-215912-02 | Xcel Energy | 85 | 13781 | IOU | 06039365 | 14.423 | Solar |  |  | Active Application | Trade Secret | Trade | MPK | MPK083 | Residential | Solar*Rewards | Trade Secret | 2024
20252-215912-02 | Xcel Energy | 85 | 13781 | IOU | 06039550 | 5.7 | Solar |  |  | Withdrawn | Trade Secret | Trade |  |  | Residential | Other | Trade Secret | 2024
20252-215912-02 | Xcel Energy | 85 | 13781 | IOU | 06039598 | 5.7 | Solar |  |  | Active Application | Trade Secret | Trade |  |  | Residential |  | Trade Secret | 2024
20252-215912-02 | Xcel Energy | 85 | 13781 | IOU | 06039605 |  | Solar |  |  | Withdrawn | Trade Secret | Trade |  |  | Residential | Solar*Rewards | Trade Secret | 2024
20252-215912-02 | Xcel Energy | 85 | 13781 | IOU | 06039700 |  | Solar |  |  | Active Application | Trade Secret | Trade |  |  | Residential | Solar*Rewards | Trade Secret | 2024
20252-215912-02 | Xcel Energy | 85 | 13781 | IOU | 06040014 | 6.08 | Solar |  |  | Withdrawn | Trade Secret | Trade | TWL | TWL066 | Residential | Solar*Rewards | Trade Secret | 2024
20252-215912-02 | Xcel Energy | 85 | 13781 | IOU | 06040033 | 6.08 | Solar |  |  | Withdrawn | Trade Secret | Trade | TWL | TWL066 | Residential | Solar*Rewards | Trade Secret | 2024
20252-215912-02 | Xcel Energy | 85 | 13781 | IOU | 06040151 | 21.125 | Solar |  |  | Active Application | Trade Secret | Trade | HUG | HUG321 | Residential |  | Trade Secret | 2024
20252-215912-02 | Xcel Energy | 85 | 13781 | IOU | 06040169 | 5.314 | Solar |  |  | Active Application | Trade Secret | Trade | WIL | WIL061 | Residential | Solar*Rewards | Trade Secret | 2024
20252-215912-02 | Xcel Energy | 85 | 13781 | IOU | 06040191 | 5.376 | Solar |  |  | Active Application | Trade Secret | Trade | HWW | HWW062 | Residential | Solar*Rewards | Trade Secret | 2024
20252-215912-02 | Xcel Energy | 85 | 13781 | IOU | 06040194 | 6.631 | Solar |  |  | Active Application | Trade Secret | Trade | TER | TER071 | Residential | Solar*Rewards | Trade Secret | 2024
20252-215912-02 | Xcel Energy | 85 | 13781 | IOU | 06040248 | 18.048 | Solar |  |  | Active Application | Trade Secret | Trade | ECK | ECK322 | Residential | Solar*Rewards | Trade Secret | 2025
20252-215912-02 | Xcel Energy | 85 | 13781 | IOU | 06040352 | 8.448 | Solar |  |  | Active Application | Trade Secret | Trade | WIL | WIL089 | Residential | Solar*Rewards | Trade Secret | 2024
20252-215912-02 | Xcel Energy | 85 | 13781 | IOU | 06040359 | 8.73 | Solar |  |  | Withdrawn | Trade Secret | Trade | HWW | HWW074 | Residential |  | Trade Secret | 2024
20252-215912-02 | Xcel Energy | 85 | 13781 | IOU | 06040581 | 12.288 | Solar |  |  | Active Application | Trade Secret | Trade | DOC | DOC031 | Residential |  | Trade Secret | 2025
20252-215912-02 | Xcel Energy | 85 | 13781 | IOU | 06040951 | 9.489 | Solar |  |  | Active Application | Trade Secret | Trade | KOL | KOL061 | Residential | Solar*Rewards | Trade Secret | 2024
20252-215912-02 | Xcel Energy | 85 | 13781 | IOU | 06040972 | 3.747 | Solar |  |  | Active Application | Trade Secret | Trade | MPK | MPK068 | Residential |  | Trade Secret | 2025
20252-215912-02 | Xcel Energy | 85 | 13781 | IOU | 06041015 | 10.496 | Solar |  |  | Active Application | Trade Secret | Trade | HUG | HUG321 | Residential | Solar*Rewards | Trade Secret | 2025
20252-215912-02 | Xcel Energy | 85 | 13781 | IOU | 06041018 | 3.936 | Solar |  |  | Active Application | Trade Secret | Trade | CEL | CEL061 | Residential | Solar*Rewards | Trade Secret | 2025
20252-215912-02 | Xcel Energy | 85 | 13781 | IOU | 06041023 | 5000 | Solar |  |  | Active Application | Trade Secret | Trade |  |  | Commercial |  | Trade Secret | 2024
20252-215912-02 | Xcel Energy | 85 | 13781 | IOU | 06041213 | 6.073 | Solar |  |  | Active Application | Trade Secret | Trade | MPK | MPK063 | Residential |  | Trade Secret | 2025
20252-215912-02 | Xcel Energy | 85 | 13781 | IOU | 06041231 | 9.12 | Solar |  |  | Withdrawn | Trade Secret | Trade | HWW | HWW061 | Residential | Solar*Rewards | Trade Secret | 2024
20252-215912-02 | Xcel Energy | 85 | 13781 | IOU | 06041249 | 5.7 | Solar |  |  | Withdrawn | Trade Secret | Trade |  |  | Residential | Other | Trade Secret | 2024
20252-215912-02 | Xcel Energy | 85 | 13781 | IOU | 06041263 | 2.688 | Solar |  |  | Active Application | Trade Secret | Trade | TWL | TWL075 | Residential | Solar*Rewards | Trade Secret | 2025
20252-215912-02 | Xcel Energy | 85 | 13781 | IOU | 06041315 | 6.073 | Solar |  |  | Active Application | Trade Secret | Trade | PKL | PKL066 | Residential |  | Trade Secret | 2024
20252-215912-02 | Xcel Energy | 85 | 13781 | IOU | 06041363 |  |  |  |  | Active Application | Trade Secret | Trade |  |  | Residential |  | Trade Secret | 2024
20252-215912-02 | Xcel Energy | 85 | 13781 | IOU | 06041622 | 9.074 | Solar |  |  | Active Application | Trade Secret | Trade | UPP | UPP085 | Residential | Solar*Rewards | Trade Secret | 2025
20252-215912-02 | Xcel Energy | 85 | 13781 | IOU | 06041643 | 9.074 | Solar |  |  | Active Application | Trade Secret | Trade | MPK | MPK071 | Residential | Solar*Rewards | Trade Secret | 2025
20252-215912-02 | Xcel Energy | 85 | 13781 | IOU | 06041653 | 20 | Storage |  |  | Active Application | Trade Secret | Trade | ALD | ALD088 | Residential |  | Trade Secret | 2024
20252-215912-02 | Xcel Energy | 85 | 13781 | IOU | 06041662 | 2.094 | Solar |  |  | Active Application | Trade Secret | Trade | TWL | TWL063 | Residential | Solar*Rewards | Trade Secret | 2024
20252-215912-02 | Xcel Energy | 85 | 13781 | IOU | 06042181 | 5000 | Solar |  |  | Active Application | Trade Secret | Trade |  |  | Commercial |  | Trade Secret | 2025
20252-215912-02 | Xcel Energy | 85 | 13781 | IOU | 06042321 | 3.936 | Solar |  |  | Active Application | Trade Secret | Trade | WIL | WIL061 | Residential | Solar*Rewards | Trade Secret | 2025
20252-215912-02 | Xcel Energy | 85 | 13781 | IOU | 06042324 | 8.528 | Solar |  |  | Active Application | Trade Secret | Trade | SLP | SLP082 | Residential | Solar*Rewards | Trade Secret | 2025
20252-215912-02 | Xcel Energy | 85 | 13781 | IOU | 06042444 | 7.616 | Solar |  |  | Active Application | Trade Secret | Trade | BEL | BEL062 | Residential |  | Trade Secret | 2024
20252-215912-02 | Xcel Energy | 85 | 13781 | IOU | 06042448 | 6.046 | Solar |  |  | Interconnected | Trade Secret | Trade | RLK | RLK073 | Residential | Solar*Rewards | Trade Secret | 2024 | 2025
20252-215912-02 | Xcel Energy | 85 | 13781 | IOU | 06042486 |  |  |  |  | Active Application | Trade Secret | Trade |  |  | Residential |  | Trade Secret | 2024
20252-215912-02 | Xcel Energy | 85 | 13781 | IOU | 06042515 |  |  |  |  | Active Application | Trade Secret | Trade |  |  | Residential |  | Trade Secret | 2024
20252-215912-02 | Xcel Energy | 85 | 13781 | IOU | 06042524 | 7.616 | Solar |  |  | Active Application | Trade Secret | Trade | STY | STY062 | Residential |  | Trade Secret | 2024
20252-215912-02 | Xcel Energy | 85 | 13781 | IOU | 06042620 | 4.188 | Solar |  |  | Active Application | Trade Secret | Trade | HWW | HWW074 | Residential | Solar*Rewards | Trade Secret | 2024
20252-215912-02 | Xcel Energy | 85 | 13781 | IOU | 06042644 |  |  |  |  | Active Application | Trade Secret | Trade |  |  | Residential |  | Trade Secret | 2024
20252-215912-02 | Xcel Energy | 85 | 13781 | IOU | 06042650 | 7.329 | Solar |  |  | Withdrawn | Trade Secret | Trade | SOU | SOU082 | Residential | Solar*Rewards | Trade Secret | 2024
20252-215912-02 | Xcel Energy | 85 | 13781 | IOU | 06042707 | 9.489 | Solar |  |  | Withdrawn | Trade Secret | Trade | CEL | CEL064 | Residential | Solar*Rewards | Trade Secret | 2024
20252-215912-02 | Xcel Energy | 85 | 13781 | IOU | 06042749 | 6.832 | Solar |  |  | Withdrawn | Trade Secret | Trade | CTR | CTR031 | Residential | Solar*Rewards | Trade Secret | 2024
20252-215912-02 | Xcel Energy | 85 | 13781 | IOU | 06042751 | 7.838 | Solar |  |  | Active Application | Trade Secret | Trade | HUG | HUG311 | Residential |  | Trade Secret | 2025
20252-215912-02 | Xcel Energy | 85 | 13781 | IOU | 06042778 | 11.387 | Solar |  |  | Active Application | Trade Secret | Trade | RRK | RRK064 | Residential |  | Trade Secret | 2024
20252-215912-02 | Xcel Energy | 85 | 13781 | IOU | 06042780 | 10.628 | Solar |  |  | Active Application | Trade Secret | Trade | WSG | WSG351 | Residential | Solar*Rewards | Trade Secret | 2024
20252-215912-02 | Xcel Energy | 85 | 13781 | IOU | 06042799 | 3.42 | Solar |  |  | Withdrawn | Trade Secret | Trade | SOU | SOU083 | Residential | Solar*Rewards | Trade Secret | 2024
20252-215912-02 | Xcel Energy | 85 | 13781 | IOU | 06043315 | 3.416 | Solar |  |  | Withdrawn | Trade Secret | Trade | HWW | HWW062 | Residential | Solar*Rewards | Trade Secret | 2024
20252-215912-02 | Xcel Energy | 85 | 13781 | IOU | 06043347 | 8.73 | Solar |  |  | Withdrawn | Trade Secret | Trade | HWW | HWW074 | Residential | Solar*Rewards | Trade Secret | 2024
20252-215912-02 | Xcel Energy | 85 | 13781 | IOU | 06043394 | 8.73 | Solar |  |  | Active Application | Trade Secret | Trade | HWW | HWW074 | Residential | Solar*Rewards | Trade Secret | 2024
20252-215912-02 | Xcel Energy | 85 | 13781 | IOU | 06043395 | 11.393 | Solar |  |  | Active Application | Trade Secret | Trade | GNL | GNL061 | Residential |  | Trade Secret | 2024
20252-215912-02 | Xcel Energy | 85 | 13781 | IOU | 06043421 | 6.56 | Solar |  |  | Withdrawn | Trade Secret | Trade | EDA | EDA071 | Residential | Solar*Rewards | Trade Secret | 2024
20252-215912-02 | Xcel Energy | 85 | 13781 | IOU | 06043424 | 5.904 | Solar |  |  | Active Application | Trade Secret | Trade | WIL | WIL098 | Residential | Solar*Rewards | Trade Secret | 2025
20252-215912-02 | Xcel Energy | 85 | 13781 | IOU | 06043428 | 900 | Solar |  |  | Active Application | Trade Secret | Trade | OAD | OAD075 | Commercial |  | Trade Secret | 2025
20252-215912-02 | Xcel Energy | 85 | 13781 | IOU | 06043484 | 4975 | Solar |  |  | Active Application | Trade Secret | Trade |  |  | Commercial |  | Trade Secret | 2025
20252-215912-02 | Xcel Energy | 85 | 13781 | IOU | 06043699 | 9.109 | Solar |  |  | Active Application | Trade Secret | Trade | KOL | KOL061 | Residential |  | Trade Secret | 2024
20252-215912-02 | Xcel Energy | 85 | 13781 | IOU | 06043712 |  |  |  |  | Withdrawn | Trade Secret | Trade |  |  | Residential |  | Trade Secret | 2024
20252-215912-02 | Xcel Energy | 85 | 13781 | IOU | 06043720 | 6.073 | Solar |  |  | Active Application | Trade Secret | Trade | CHE | CHE065 | Residential |  | Trade Secret | 2024
20252-215912-02 | Xcel Energy | 85 | 13781 | IOU | 06043726 | 11.387 | Solar |  |  | Active Application | Trade Secret | Trade | PIL | PIL021 | Residential | Solar*Rewards | Trade Secret | 2024
20252-215912-02 | Xcel Energy | 85 | 13781 | IOU | 06043777 | 1.452 | Solar |  |  | Active Application | Trade Secret | Trade | MPK | MPK085 | Residential |  | Trade Secret | 2024
20252-215912-02 | Xcel Energy | 85 | 13781 | IOU | 06043982 |  |  |  |  | Active Application | Trade Secret | Trade |  |  | Residential |  | Trade Secret | 2024
20252-215912-02 | Xcel Energy | 85 | 13781 | IOU | 06044357 | 5.76 | Solar |  |  | Active Application | Trade Secret | Trade | EWI | EWI022 | Residential |  | Trade Secret | 2024
20252-215912-02 | Xcel Energy | 85 | 13781 | IOU | 06044415 | 11.766 | Solar |  |  | Active Application | Trade Secret | Trade | RPO | RPO311 | Residential | Solar*Rewards | Trade Secret | 2024
20252-215912-02 | Xcel Energy | 85 | 13781 | IOU | 06044462 | 5.7 | Solar |  |  | Active Application | Trade Secret | Trade | CGR | CGR071 | Residential |  | Trade Secret | 2024
20252-215912-02 | Xcel Energy | 85 | 13781 | IOU | 06044500 | 19.12 | Storage |  |  | Active Application | Trade Secret | Trade | BYT | BYT061 | Residential |  | Trade Secret | 2025
20252-215912-02 | Xcel Energy | 85 | 13781 | IOU | 06044551 | 11.5 | Storage |  |  | Active Application | Trade Secret | Trade | HUG | HUG321 | Residential |  | Trade Secret | 2025
20252-215912-02 | Xcel Energy | 85 | 13781 | IOU | 06044602 | 4.355 | Solar |  |  | Active Application | Trade Secret | Trade | IDA | IDA073 | Residential | Solar*Rewards | Trade Secret | 2024
20252-215912-02 | Xcel Energy | 85 | 13781 | IOU | 06044725 | 11.766 | Solar |  |  | Active Application | Trade Secret | Trade | DBL | DBL067 | Residential | Solar*Rewards | Trade Secret | 2024
20252-215912-02 | Xcel Energy | 85 | 13781 | IOU | 06044763 | 13.664 | Solar |  |  | Active Application | Trade Secret | Trade | STY | STY065 | Residential |  | Trade Secret | 2025
20252-215912-02 | Xcel Energy | 85 | 13781 | IOU | 06044818 | 7.591 | Solar |  |  | Active Application | Trade Secret | Trade | MOL | MOL078 | Residential | Solar*Rewards | Trade Secret | 2024
20252-215912-02 | Xcel Energy | 85 | 13781 | IOU | 06044939 | 13.398 | Solar |  | X | Active Application | Trade Secret | Trade | RPO | RPO311 | Residential | Solar*Rewards | Trade Secret | 2025
20252-215912-02 | Xcel Energy | 85 | 13781 | IOU | 06045471 | 5.904 | Solar |  |  | Active Application | Trade Secret | Trade | AFT | AFT314 | Residential | Solar*Rewards | Trade Secret | 2024
20252-215912-02 | Xcel Energy | 85 | 13781 | IOU | 06045487 |  | Solar |  |  | Active Application | Trade Secret | Trade |  |  | Residential | Solar*Rewards | Trade Secret | 2024
20252-215912-02 | Xcel Energy | 85 | 13781 | IOU | 06045489 | 3.936 | Solar |  |  | Active Application | Trade Secret | Trade | WIL | WIL061 | Residential |  | Trade Secret | 2025
20252-215912-02 | Xcel Energy | 85 | 13781 | IOU | 06045536 | 3.747 | Solar |  |  | Active Application | Trade Secret | Trade | PRR | PRR062 | Residential |  | Trade Secret | 2024
20252-215912-02 | Xcel Energy | 85 | 13781 | IOU | 06045554 | 3.747 | Solar |  |  | Active Application | Trade Secret | Trade | ALD | ALD073 | Residential |  | Trade Secret | 2025
20252-215912-02 | Xcel Energy | 85 | 13781 | IOU | 06045643 | 10.248 | Solar |  |  | Active Application | Trade Secret | Trade | AFT | AFT315 | Residential |  | Trade Secret | 2024
20252-215912-02 | Xcel Energy | 85 | 13781 | IOU | 06045971 | 9.216 | Solar |  |  | Interconnected | Trade Secret | Trade | RAM | RAM062 | Residential | Solar*Rewards | Trade Secret | 2025 | 2025
20252-215912-02 | Xcel Energy | 85 | 13781 | IOU | 06046013 | 86.4 | Solar |  |  | Active Application | Trade Secret | Trade | MEL | MEL074 | Commercial |  | Trade Secret | 2024
20252-215912-02 | Xcel Energy | 85 | 13781 | IOU | 06046023 | 5.248 | Solar |  |  | Active Application | Trade Secret | Trade | RWD | RWD081 | Residential |  | Trade Secret | 2025
20252-215912-02 | Xcel Energy | 85 | 13781 | IOU | 06046404 | 5.904 | Solar |  |  | Withdrawn | Trade Secret | Trade | LAP | LAP311 | Residential | Solar*Rewards | Trade Secret | 2024
20252-215912-02 | Xcel Energy | 85 | 13781 | IOU | 06046482 | 10.752 | Solar |  |  | Active Application | Trade Secret | Trade | CRL | CRL033 | Residential | Solar*Rewards | Trade Secret | 2025
20252-215912-02 | Xcel Energy | 85 | 13781 | IOU | 06046487 | 15.36 | Solar |  |  | Active Application | Trade Secret | Trade | SCH | SCH211 | Residential |  | Trade Secret | 2025
20252-215912-02 | Xcel Energy | 85 | 13781 | IOU | 06046502 | 30.4 | Solar |  |  | Active Application | Trade Secret | Trade | CHI | CHI311 | Residential |  | Trade Secret | 2025
20252-215912-02 | Xcel Energy | 85 | 13781 | IOU | 06046584 | 4.94 | Solar |  |  | Withdrawn | Trade Secret | Trade | HWW | HWW074 | Residential | Solar*Rewards | Trade Secret | 2024
20252-215912-02 | Xcel Energy | 85 | 13781 | IOU | 06046594 | 5.32 | Solar |  |  | Active Application | Trade Secret | Trade | SOU | SOU086 | Residential | Solar*Rewards | Trade Secret | 2024
20252-215912-02 | Xcel Energy | 85 | 13781 | IOU | 06046606 | 6.912 | Solar |  |  | Active Application | Trade Secret | Trade | TLK | TLK067 | Residential | Solar*Rewards | Trade Secret | 2025
20252-215912-02 | Xcel Energy | 85 | 13781 | IOU | 06046785 | 14.658 | Solar |  |  | Active Application | Trade Secret | Trade | BYT | BYT071 | Residential |  | Trade Secret | 2025
20252-215912-02 | Xcel Energy | 85 | 13781 | IOU | 06046840 | 4.592 | Solar |  |  | Active Application | Trade Secret | Trade | HYL | HYL061 | Residential | Solar*Rewards | Trade Secret | 2024
20252-215912-02 | Xcel Energy | 85 | 13781 | IOU | 06046863 | 5.904 | Solar |  |  | Active Application | Trade Secret | Trade | WSG | WSG361 | Residential | Solar*Rewards | Trade Secret | 2024
20252-215912-02 | Xcel Energy | 85 | 13781 | IOU | 06047267 | 8.73 | Solar |  |  | Active Application | Trade Secret | Trade | WCR | WCR311 | Residential |  | Trade Secret | 2024
20252-215912-02 | Xcel Energy | 85 | 13781 | IOU | 06047539 | 3.936 | Solar |  |  | Active Application | Trade Secret | Trade | WIL | WIL061 | Residential | Solar*Rewards | Trade Secret | 2025
20252-215912-02 | Xcel Energy | 85 | 13781 | IOU | 06047604 | 8.36 | Solar |  |  | Withdrawn | Trade Secret | Trade | ALD | ALD073 | Residential | Solar*Rewards | Trade Secret | 2024
20252-215912-02 | Xcel Energy | 85 | 13781 | IOU | 06047628 | 60 | Solar |  |  | Active Application | Trade Secret | Trade | RIV | RIV072 | Commercial |  | Trade Secret | 2024
20252-215912-02 | Xcel Energy | 85 | 13781 | IOU | 06047690 | 150 | Solar |  |  | Active Application | Trade Secret | Trade | RIV | RIV072 | Commercial |  | Trade Secret | 2024
20252-215912-02 | Xcel Energy | 85 | 13781 | IOU | 06047800 | 5.052 | Solar |  |  | Active Application | Trade Secret | Trade | OAD | OAD064 | Residential |  | Trade Secret | 2025
20252-215912-02 | Xcel Energy | 85 | 13781 | IOU | 06048114 | 10.752 | Solar |  |  | Interconnected | Trade Secret | Trade | WSG | WSG362 | Residential | Solar*Rewards | Trade Secret | 2025 | 2025
20252-215912-02 | Xcel Energy | 85 | 13781 | IOU | 06048136 | 6.144 |  |  |  | Active Application | Trade Secret | Trade | WAB | WAB031 | Residential |  | Trade Secret | 2024
20252-215912-02 | Xcel Energy | 85 | 13781 | IOU | 06049922 | 9.109 | Solar |  |  | Active Application | Trade Secret | Trade | BLC | BLC061 | Residential | Solar*Rewards | Trade Secret | 2025
20252-215912-02 | Xcel Energy | 85 | 13781 | IOU | 06049937 |  | Solar |  |  | Active Application | Trade Secret | Trade |  |  | Residential | Solar*Rewards | Trade Secret | 2024
20252-215912-02 | Xcel Energy | 85 | 13781 | IOU | 06050036 |  | Solar |  |  | Active Application | Trade Secret | Trade | ALD | ALD076 | Residential | Solar*Rewards | Trade Secret | 2024
20252-215912-02 | Xcel Energy | 85 | 13781 | IOU | 06050078 | 6.046 | Solar |  |  | Active Application | Trade Secret | Trade | SOU | SOU081 | Residential |  | Trade Secret | 2025
20252-215912-02 | Xcel Energy | 85 | 13781 | IOU | 06050317 | 9.109 | Solar |  |  | Active Application | Trade Secret | Trade | WIL | WIL071 | Residential |  | Trade Secret | 2025
20252-215912-02 | Xcel Energy | 85 | 13781 | IOU | 06050344 | 11.5 | Storage |  |  | Active Application | Trade Secret | Trade | SOU | SOU064 | Residential |  | Trade Secret | 2025
20252-215912-02 | Xcel Energy | 85 | 13781 | IOU | 06050433 | 3.747 | Solar |  |  | Active Application | Trade Secret | Trade | HWW | HWW062 | Residential |  | Trade Secret | 2025
20252-215912-02 | Xcel Energy | 85 | 13781 | IOU | 06050701 | 10.752 | Solar |  |  | Active Application | Trade Secret | Trade | GNL | GNL071 | Residential | Solar*Rewards | Trade Secret | 2025
20252-215912-02 | Xcel Energy | 85 | 13781 | IOU | 06050758 | 12.146 | Solar |  | X | Active Application | Trade Secret | Trade | RLK | RLK071 | Residential | Solar*Rewards | Trade Secret | 2025
20252-215912-02 | Xcel Energy | 85 | 13781 | IOU | 06050893 | 3.747 | Solar |  |  | Active Application | Trade Secret | Trade | ALD | ALD073 | Residential |  | Trade Secret | 2025
20252-215912-02 | Xcel Energy | 85 | 13781 | IOU | 06050917 | 11.5 | Storage |  |  | Active Application | Trade Secret | Trade | EDP | EDP073 | Residential |  | Trade Secret | 2025
20252-215912-02 | Xcel Energy | 85 | 13781 | IOU | 06050930 | 11.5 | Storage |  |  | Active Application | Trade Secret | Trade | WIL | WIL085 | Residential |  | Trade Secret | 2025
20252-215912-02 | Xcel Energy | 85 | 13781 | IOU | 06051068 | 31.644 | Solar |  |  | Active Application | Trade Secret | Trade | UPP | UPP085 | Commercial | Solar*Rewards | Trade Secret | 2024
20252-215912-02 | Xcel Energy | 85 | 13781 | IOU | 06051138 |  |  |  |  | Active Application | Trade Secret | Trade |  |  | Residential |  | Trade Secret | 2024
20252-215912-02 | Xcel Energy | 85 | 13781 | IOU | 06051139 | 3.747 | Solar |  |  | Active Application | Trade Secret | Trade | CGR | CGR071 | Residential |  | Trade Secret | 2025
20252-215912-02 | Xcel Energy | 85 | 13781 | IOU | 06051227 | 8.74 | Solar |  |  | Withdrawn | Trade Secret | Trade | TWL | TWL067 | Residential | Solar*Rewards | Trade Secret | 2024
20252-215912-02 | Xcel Energy | 85 | 13781 | IOU | 06051242 | 39.99 | Solar |  |  | Active Application | Trade Secret | Trade | MEL | MEL089 | Commercial |  | Trade Secret | 2024
20252-215912-02 | Xcel Energy | 85 | 13781 | IOU | 06051254 | 11.007 | Solar |  |  | Withdrawn | Trade Secret | Trade | CEL | CEL064 | Residential | Solar*Rewards | Trade Secret | 2024
20252-215912-02 | Xcel Energy | 85 | 13781 | IOU | 06051431 | 15 | Storage |  |  | Active Application | Trade Secret | Trade | SMT | SMT061 | Residential |  | Trade Secret | 2025
20252-215912-02 | Xcel Energy | 85 | 13781 | IOU | 06051680 | 9.216 | Solar |  |  | Active Application | Trade Secret | Trade | MND | MND071 | Residential | Solar*Rewards | Trade Secret | 2024
20252-215912-02 | Xcel Energy | 85 | 13781 | IOU | 06051905 | 9.994 | Solar |  |  | Active Application | Trade Secret | Trade | WSG | WSG066 | Residential | Solar*Rewards | Trade Secret | 2025
20252-215912-02 | Xcel Energy | 85 | 13781 | IOU | 06052146 | 6.832 | Solar |  |  | Active Application | Trade Secret | Trade | NOF | NOF061 | Residential | Solar*Rewards | Trade Secret | 2024
20252-215912-02 | Xcel Energy | 85 | 13781 | IOU | 06052253 | 15 | Storage |  |  | Active Application | Trade Secret | Trade | BCR | BCR081 | Residential |  | Trade Secret | 2025
20252-215912-02 | Xcel Energy | 85 | 13781 | IOU | 06052290 | 5.052 | Solar |  |  | Active Application | Trade Secret | Trade | SOU | SOU083 | Residential |  | Trade Secret | 2025
20252-215912-02 | Xcel Energy | 85 | 13781 | IOU | 06052407 |  |  |  |  | Withdrawn | Trade Secret | Trade | SOU | SOU064 | Residential |  | Trade Secret | 2024
20252-215912-02 | Xcel Energy | 85 | 13781 | IOU | 06052437 | 9.6 | Solar |  |  | Active Application | Trade Secret | Trade | SOU | SOU064 | Residential | Solar*Rewards | Trade Secret | 2025
20252-215912-02 | Xcel Energy | 85 | 13781 | IOU | 06052605 | 99.9 | Solar |  |  | Active Application | Trade Secret | Trade | GPH | GPH079 | Commercial |  | Trade Secret | 2024
20252-215912-02 | Xcel Energy | 85 | 13781 | IOU | 06052619 | 4.06 | Solar |  |  | Active Application | Trade Secret | Trade | APA | APA069 | Residential | Solar*Rewards | Trade Secret | 2024
20252-215912-02 | Xcel Energy | 85 | 13781 | IOU | 06052807 | 15.046 | Solar |  |  | Active Application | Trade Secret | Trade | WDY | WDY312 | Residential | Solar*Rewards | Trade Secret | 2025
20252-215912-02 | Xcel Energy | 85 | 13781 | IOU | 06053374 | 11.766 | Solar |  |  | Active Application | Trade Secret | Trade | WCS | WCS072 | Residential |  | Trade Secret | 2025
20252-215912-02 | Xcel Energy | 85 | 13781 | IOU | 06053438 | 13.664 | Solar |  |  | Active Application | Trade Secret | Trade | WAV | WAV021 | Residential |  | Trade Secret | 2025
20252-215912-02 | Xcel Energy | 85 | 13781 | IOU | 06053480 | 25.81 | Solar |  |  | Active Application | Trade Secret | Trade | PIL | PIL021 | Residential |  | Trade Secret | 2025
20252-215912-02 | Xcel Energy | 85 | 13781 | IOU | 06053512 | 14.803 | Solar |  |  | Active Application | Trade Secret | Trade | HUG | HUG312 | Residential |  | Trade Secret | 2025
20252-215912-02 | Xcel Energy | 85 | 13781 | IOU | 06053574 | 7.591 | Solar |  |  | Active Application | Trade Secret | Trade | HYL | HYL072 | Residential | Solar*Rewards | Trade Secret | 2025
20252-215912-02 | Xcel Energy | 85 | 13781 | IOU | 06053579 | 5000 | Solar |  |  | Active Application | Trade Secret | Trade |  |  | Commercial |  | Trade Secret | 2025
20252-215912-02 | Xcel Energy | 85 | 13781 | IOU | 06053581 | 6.046 | Solar |  |  | Active Application | Trade Secret | Trade | AFT | AFT321 | Residential |  | Trade Secret | 2025
20252-215912-02 | Xcel Energy | 85 | 13781 | IOU | 06053609 | 4980 | Solar |  |  | Active Application | Trade Secret | Trade |  |  | Commercial |  | Trade Secret | 2025
20252-215912-02 | Xcel Energy | 85 | 13781 | IOU | 06053617 | 4980 | Solar |  |  | Active Application | Trade Secret | Trade |  |  | Commercial |  | Trade Secret | 2025
20252-215912-02 | Xcel Energy | 85 | 13781 | IOU | 06053620 | 4980 | Solar |  |  | Active Application | Trade Secret | Trade |  |  | Commercial |  | Trade Secret | 2025
20252-215912-02 | Xcel Energy | 85 | 13781 | IOU | 06053623 | 11.5 | Storage |  |  | Active Application | Trade Secret | Trade | MPK | MPK064 | Commercial |  | Trade Secret | 2025
20252-215912-02 | Xcel Energy | 85 | 13781 | IOU | 06053624 | 4980 | Solar |  |  | Active Application | Trade Secret | Trade |  |  | Commercial |  | Trade Secret | 2025
20252-215912-02 | Xcel Energy | 85 | 13781 | IOU | 06053627 | 4980 | Solar |  |  | Active Application | Trade Secret | Trade |  |  | Commercial |  | Trade Secret | 2025
20252-215912-02 | Xcel Energy | 85 | 13781 | IOU | 06053631 | 5.248 | Solar |  |  | Active Application | Trade Secret | Trade | RIV | RIV063 | Residential | Solar*Rewards | Trade Secret | 2025
20252-215912-02 | Xcel Energy | 85 | 13781 | IOU | 06053718 | 7.616 | Solar |  |  | Active Application | Trade Secret | Trade | HSN | HSN322 | Residential |  | Trade Secret | 2025
20252-215912-02 | Xcel Energy | 85 | 13781 | IOU | 06053874 | 16.896 | Solar |  |  | Active Application | Trade Secret | Trade | LAC | LAC063 | Residential |  | Trade Secret | 2025
20252-215912-02 | Xcel Energy | 85 | 13781 | IOU | 06054134 | 15.562 | Solar |  | X | Active Application | Trade Secret | Trade | TWL | TWL073 | Residential | Solar*Rewards | Trade Secret | 2025
20252-215912-02 | Xcel Energy | 85 | 13781 | IOU | 06054146 | 11.766 | Solar |  |  | Active Application | Trade Secret | Trade | FSL | FSL312 | Residential | Solar*Rewards | Trade Secret | 2025
20252-215912-02 | Xcel Energy | 85 | 13781 | IOU | 06054147 | 11.904 | Solar |  |  | Active Application | Trade Secret | Trade | WAV | WAV021 | Residential |  | Trade Secret | 2025
20252-215912-02 | Xcel Energy | 85 | 13781 | IOU | 06054220 | 11.5 | Storage |  |  | Active Application | Trade Secret | Trade | DPN | DPN073 | Residential |  | Trade Secret | 2025
20252-215912-02 | Xcel Energy | 85 | 13781 | IOU | 06054265 | 8.832 | Solar |  |  | Active Application | Trade Secret | Trade | DND | DND072 | Residential | Solar*Rewards | Trade Secret | 2025
20252-215912-02 | Xcel Energy | 85 | 13781 | IOU | 06054361 | 5.376 | Solar |  |  | Active Application | Trade Secret | Trade | AFT | AFT314 | Residential |  | Trade Secret | 2025
20252-215912-02 | Xcel Energy | 85 | 13781 | IOU | 06054432 | 12.288 | Solar |  |  | Active Application | Trade Secret | Trade | MPK | MPK064 | Residential | Solar*Rewards | Trade Secret | 2025
20252-215912-02 | Xcel Energy | 85 | 13781 | IOU | 06054449 | 600 | Solar |  |  | Active Application | Trade Secret | Trade | TLK | TLK073 | Commercial |  | Trade Secret | 2025
20252-215912-02 | Xcel Energy | 85 | 13781 | IOU | 06054581 | 3.936 | Solar |  |  | Active Application | Trade Secret | Trade | WIL | WIL098 | Residential | Solar*Rewards | Trade Secret | 2025
20252-215912-02 | Xcel Energy | 85 | 13781 | IOU | 06054668 | 220 | Solar |  |  | Active Application | Trade Secret | Trade | TLK | TLK073 | Commercial |  | Trade Secret | 2025
20252-215912-02 | Xcel Energy | 85 | 13781 | IOU | 06054998 | 15 | Storage |  |  | Active Application | Trade Secret | Trade | SMT | SMT072 | Residential |  | Trade Secret | 2025
20252-215912-02 | Xcel Energy | 85 | 13781 | IOU | 06055249 | 26.19 | Solar |  |  | Withdrawn | Trade Secret | Trade | WIL | WIL089 | Residential | Solar*Rewards | Trade Secret | 2025
20252-215912-02 | Xcel Energy | 85 | 13781 | IOU | 06055266 | 8.35 | Solar |  |  | Active Application | Trade Secret | Trade | WIL | WIL089 | Residential | Solar*Rewards | Trade Secret | 2025
20252-215912-02 | Xcel Energy | 85 | 13781 | IOU | 06055276 | 8.73 | Solar |  |  | Active Application | Trade Secret | Trade | HSN | HSN322 | Residential |  | Trade Secret | 2025
20252-215912-02 | Xcel Energy | 85 | 13781 | IOU | 06055313 |  |  |  |  | Withdrawn | Trade Secret | Trade |  |  | Residential |  | Trade Secret | 2025
20252-215912-02 | Xcel Energy | 85 | 13781 | IOU | 06055346 |  |  |  |  | Active Application | Trade Secret | Trade | WSG | WSG065 | Commercial |  | Trade Secret | 2025
20252-215912-02 | Xcel Energy | 85 | 13781 | IOU | 06055349 | 6.282 | Solar |  |  | Active Application | Trade Secret | Trade | MPK | MPK074 | Residential | Solar*Rewards | Trade Secret | 2025
20252-215912-02 | Xcel Energy | 85 | 13781 | IOU | 06055386 | 11.5 | Solar |  | X | Active Application | Trade Secret | Trade | PKL | PKL085 | Residential | Solar*Rewards | Trade Secret | 2025
20252-215912-02 | Xcel Energy | 85 | 13781 | IOU | 06055428 | 3.936 | Solar |  |  | Active Application | Trade Secret | Trade | WDY | WDY311 | Residential | Solar*Rewards | Trade Secret | 2025
20252-215912-02 | Xcel Energy | 85 | 13781 | IOU | 06055482 | 3.77 | Solar |  |  | Active Application | Trade Secret | Trade | SOU | SOU087 | Residential |  | Trade Secret | 2025
20252-215912-02 | Xcel Energy | 85 | 13781 | IOU | 06055711 |  |  |  |  | Active Application | Trade Secret | Trade |  |  | Residential |  | Trade Secret | 2025
20252-215912-02 | Xcel Energy | 85 | 13781 | IOU | 06055730 | 63.175 |  |  |  | Active Application | Trade Secret | Trade | MOL | MOL073 | Commercial |  | Trade Secret | 2025
20252-215912-02 | Xcel Energy | 85 | 13781 | IOU | 06055765 |  | Solar |  |  | Withdrawn | Trade Secret | Trade |  |  | Residential | Solar*Rewards | Trade Secret | 2025
20252-215912-02 | Xcel Energy | 85 | 13781 | IOU | 06056248 | 9980 | Solar |  |  | Active Application | Trade Secret | Trade |  |  | Commercial |  | Trade Secret | 2025
20252-215912-02 | Xcel Energy | 85 | 13781 | IOU | 06056293 | 300 | Solar |  |  | Active Application | Trade Secret | Trade | OAD | OAD063 | Commercial |  | Trade Secret | 2025
20252-215912-02 | Xcel Energy | 85 | 13781 | IOU | 06056342 | 840 | Solar |  |  | Active Application | Trade Secret | Trade | GLK | GLK072 | Commercial |  | Trade Secret | 2025
20252-215912-02 | Xcel Energy | 85 | 13781 | IOU | 06056375 |  | Solar |  |  | Active Application | Trade Secret | Trade |  |  | Residential | Solar*Rewards | Trade Secret | 2025
20252-215912-02 | Xcel Energy | 85 | 13781 | IOU | 06056411 | 5.248 | Solar |  |  | Active Application | Trade Secret | Trade | WIL | WIL063 | Residential | Solar*Rewards | Trade Secret | 2025
20252-215912-02 | Xcel Energy | 85 | 13781 | IOU | 06056477 |  | Solar |  |  | Active Application | Trade Secret | Trade | HYL | HYL071 | Residential | Solar*Rewards | Trade Secret | 2025
20252-215912-02 | Xcel Energy | 85 | 13781 | IOU | 06056606 | 99.9 |  |  |  | Active Application | Trade Secret | Trade | ECK | ECK322 | Commercial |  | Trade Secret | 2025
20252-215912-02 | Xcel Energy | 85 | 13781 | IOU | 06056611 | 6.84 | Solar |  |  | Active Application | Trade Secret | Trade | EDA | EDA067 | Residential | Solar*Rewards | Trade Secret | 2025
20252-215912-02 | Xcel Energy | 85 | 13781 | IOU | 06056620 | 4.18 | Solar |  |  | Active Application | Trade Secret | Trade | EDA | EDA067 | Residential | Solar*Rewards | Trade Secret | 2025
20252-215912-02 | Xcel Energy | 85 | 13781 | IOU | 06056636 | 6.08 | Solar |  |  | Active Application | Trade Secret | Trade | TWL | TWL066 | Residential | Solar*Rewards | Trade Secret | 2025
20252-215912-02 | Xcel Energy | 85 | 13781 | IOU | 06056640 | 7.616 | Solar |  |  | Active Application | Trade Secret | Trade | HWW | HWW074 | Residential |  | Trade Secret | 2025
20252-215912-02 | Xcel Energy | 85 | 13781 | IOU | 06056648 | 4.56 | Solar |  |  | Active Application | Trade Secret | Trade | WRR | WRR064 | Residential | Solar*Rewards | Trade Secret | 2025
20252-215912-02 | Xcel Energy | 85 | 13781 | IOU | 06056653 | 2.277 | Solar |  | X | Active Application | Trade Secret | Trade | MPK | MPK085 | Residential | Solar*Rewards | Trade Secret | 2025
20252-215912-02 | Xcel Energy | 85 | 13781 | IOU | 06056666 | 4.555 | Solar |  |  | Active Application | Trade Secret | Trade | WIL | WIL063 | Residential | Solar*Rewards | Trade Secret | 2025
20252-215912-02 | Xcel Energy | 85 | 13781 | IOU | 06056667 | 7.22 | Solar |  |  | Active Application | Trade Secret | Trade | MEL | MEL089 | Residential | Solar*Rewards | Trade Secret | 2025
20252-215912-02 | Xcel Energy | 85 | 13781 | IOU | 06056682 | 6.46 | Solar |  |  | Active Application | Trade Secret | Trade | WRR | WRR075 | Residential | Solar*Rewards | Trade Secret | 2025
20252-215912-02 | Xcel Energy | 85 | 13781 | IOU | 06056683 | 7.6 | Solar |  |  | Active Application | Trade Secret | Trade | WCR | WCR322 | Residential | Solar*Rewards | Trade Secret | 2025
20252-215912-02 | Xcel Energy | 85 | 13781 | IOU | 06056699 | 17.1 | Solar |  |  | Active Application | Trade Secret | Trade | TWL | TWL079 | Residential | Solar*Rewards | Trade Secret | 2025
20252-215912-02 | Xcel Energy | 85 | 13781 | IOU | 06056706 | 43.92 | Solar |  |  | Active Application | Trade Secret | Trade | WRR | WRR061 | Commercial |  | Trade Secret | 2025
20252-215912-02 | Xcel Energy | 85 | 13781 | IOU | 06056707 | 3.416 | Solar |  |  | Active Application | Trade Secret | Trade | SLP | SLP322 | Residential |  | Trade Secret | 2025
20252-215912-02 | Xcel Energy | 85 | 13781 | IOU | 06056779 | 8.74 | Solar |  |  | Active Application | Trade Secret | Trade | BRP | BRP073 | Residential | Solar*Rewards | Trade Secret | 2025
20252-215912-02 | Xcel Energy | 85 | 13781 | IOU | 06056794 |  | Solar |  |  | Withdrawn | Trade Secret | Trade |  |  | Residential | Solar*Rewards | Trade Secret | 2025
20252-215912-02 | Xcel Energy | 85 | 13781 | IOU | 06056801 | 3.42 | Solar |  |  | Active Application | Trade Secret | Trade | SOU | SOU083 | Residential | Solar*Rewards | Trade Secret | 2025
20252-215912-02 | Xcel Energy | 85 | 13781 | IOU | 06056803 | 10.26 | Solar |  |  | Active Application | Trade Secret | Trade | WCR | WCR322 | Residential | Solar*Rewards | Trade Secret | 2025
20252-215912-02 | Xcel Energy | 85 | 13781 | IOU | 06056834 | 3.04 | Solar |  |  | Withdrawn | Trade Secret | Trade | TWL | TWL074 | Residential | Solar*Rewards | Trade Secret | 2025
20252-215912-02 | Xcel Energy | 85 | 13781 | IOU | 06056847 | 9.12 | Solar |  |  | Active Application | Trade Secret | Trade | HWW | HWW061 | Residential | Solar*Rewards | Trade Secret | 2025
20252-215912-02 | Xcel Energy | 85 | 13781 | IOU | 06056865 | 9.12 | Solar |  |  | Active Application | Trade Secret | Trade | TWL | TWL079 | Residential | Solar*Rewards | Trade Secret | 2025
20252-215912-02 | Xcel Energy | 85 | 13781 | IOU | 06056906 | 7.6 | Solar |  |  | Active Application | Trade Secret | Trade | TWL | TWL072 | Residential | Solar*Rewards | Trade Secret | 2025
20252-215912-02 | Xcel Energy | 85 | 13781 | IOU | 06056914 | 4.94 | Solar |  |  | Active Application | Trade Secret | Trade | HWW | HWW074 | Residential | Solar*Rewards | Trade Secret | 2025
20252-215912-02 | Xcel Energy | 85 | 13781 | IOU | 06056918 | 4.18 | Solar |  |  | Active Application | Trade Secret | Trade | TWL | TWL074 | Residential | Solar*Rewards | Trade Secret | 2025
20252-215912-02 | Xcel Energy | 85 | 13781 | IOU | 06056940 | 3.8 | Solar |  |  | Active Application | Trade Secret | Trade | TWL | TWL071 | Residential | Solar*Rewards | Trade Secret | 2025
20252-215912-02 | Xcel Energy | 85 | 13781 | IOU | 06056949 | 4.56 | Solar |  |  | Active Application | Trade Secret | Trade | TWL | TWL081 | Residential | Solar*Rewards | Trade Secret | 2025
20252-215912-02 | Xcel Energy | 85 | 13781 | IOU | 06056951 | 6.84 | Solar |  |  | Active Application | Trade Secret | Trade | BRP | BRP072 | Residential | Solar*Rewards | Trade Secret | 2025
20252-215912-02 | Xcel Energy | 85 | 13781 | IOU | 06056971 | 3.04 | Solar |  |  | Active Application | Trade Secret | Trade | TWL | TWL074 | Residential | Solar*Rewards | Trade Secret | 2025
20252-215912-02 | Xcel Energy | 85 | 13781 | IOU | 06057028 | 4.94 | Solar |  |  | Active Application | Trade Secret | Trade | SOU | SOU086 | Residential | Solar*Rewards | Trade Secret | 2025
20252-215912-02 | Xcel Energy | 85 | 13781 | IOU | 06057035 | 4.94 | Solar |  |  | Active Application | Trade Secret | Trade | TWL | TWL074 | Residential | Solar*Rewards | Trade Secret | 2025
20252-215912-02 | Xcel Energy | 85 | 13781 | IOU | 06057038 | 14.44 | Solar |  |  | Active Application | Trade Secret | Trade | BRP | BRP073 | Residential | Solar*Rewards | Trade Secret | 2025
20252-215912-02 | Xcel Energy | 85 | 13781 | IOU | 06057041 | 8.74 | Solar |  |  | Withdrawn | Trade Secret | Trade | BRP | BRP072 | Residential | Solar*Rewards | Trade Secret | 2025
20252-215912-02 | Xcel Energy | 85 | 13781 | IOU | 06057066 | 7.98 | Solar |  |  | Active Application | Trade Secret | Trade | BRP | BRP063 | Residential | Solar*Rewards | Trade Secret | 2025
20252-215912-02 | Xcel Energy | 85 | 13781 | IOU | 06057083 | 8.36 | Solar |  |  | Active Application | Trade Secret | Trade | ALD | ALD073 | Residential | Solar*Rewards | Trade Secret | 2025
20252-215912-02 | Xcel Energy | 85 | 13781 | IOU | 06057095 | 9.12 | Solar |  |  | Active Application | Trade Secret | Trade | WCR | WCR322 | Residential | Solar*Rewards | Trade Secret | 2025
20252-215912-02 | Xcel Energy | 85 | 13781 | IOU | 06057127 | 1.9 | Solar |  |  | Withdrawn | Trade Secret | Trade | TWL | TWL072 | Residential | Solar*Rewards | Trade Secret | 2025
20252-215912-02 | Xcel Energy | 85 | 13781 | IOU | 06057131 | 8.74 | Solar |  |  | Active Application | Trade Secret | Trade | TWL | TWL067 | Residential | Solar*Rewards | Trade Secret | 2025
20252-215912-02 | Xcel Energy | 85 | 13781 | IOU | 06057161 | 4.56 | Solar |  |  | Active Application | Trade Secret | Trade | MEL | MEL082 | Residential | Solar*Rewards | Trade Secret | 2025
20252-215912-02 | Xcel Energy | 85 | 13781 | IOU | 06057191 | 3.8 | Solar |  |  | Active Application | Trade Secret | Trade | WCR | WCR062 | Residential | Solar*Rewards | Trade Secret | 2025
20252-215912-02 | Xcel Energy | 85 | 13781 | IOU | 06057227 | 8.36 | Solar |  |  | Active Application | Trade Secret | Trade | TWL | TWL076 | Residential | Solar*Rewards | Trade Secret | 2025
20252-215912-02 | Xcel Energy | 85 | 13781 | IOU | 06057238 | 6.08 | Solar |  |  | Active Application | Trade Secret | Trade | CGR | CGR064 | Residential | Solar*Rewards | Trade Secret | 2025
20252-215912-02 | Xcel Energy | 85 | 13781 | IOU | 06057260 | 3.19 | Solar |  |  | Active Application | Trade Secret | Trade | HWW | HWW072 | Residential | Solar*Rewards | Trade Secret | 2025
20252-215912-02 | Xcel Energy | 85 | 13781 | IOU | 06057261 | 2.881 | Solar |  |  | Active Application | Trade Secret | Trade | CGR | CGR071 | Residential |  | Trade Secret | 2025
20252-215912-02 | Xcel Energy | 85 | 13781 | IOU | 06057548 | 9.489 | Solar |  |  | Active Application | Trade Secret | Trade | RMT | RMT321 | Residential | Solar*Rewards | Trade Secret | 2025
20252-215912-02 | Xcel Energy | 85 | 13781 | IOU | 06057610 | 2.61 | Solar |  |  | Active Application | Trade Secret | Trade | MEL | MEL075 | Residential | Solar*Rewards | Trade Secret | 2025
20252-215912-02 | Xcel Energy | 85 | 13781 | IOU | 06057625 | 5.32 | Solar |  |  | Active Application | Trade Secret | Trade | OSS | OSS077 | Residential | Solar*Rewards | Trade Secret | 2025
20252-215912-02 | Xcel Energy | 85 | 13781 | IOU | 06057635 | 12.16 | Solar |  |  | Active Application | Trade Secret | Trade | TWL | TWL062 | Residential | Solar*Rewards | Trade Secret | 2025
20252-215912-02 | Xcel Energy | 85 | 13781 | IOU | 06057666 | 12.16 | Solar |  |  | Active Application | Trade Secret | Trade | WCR | WCR322 | Residential | Solar*Rewards | Trade Secret | 2025
20252-215912-02 | Xcel Energy | 85 | 13781 | IOU | 06057678 | 11.78 | Solar |  |  | Active Application | Trade Secret | Trade | WCR | WCR322 | Residential | Solar*Rewards | Trade Secret | 2025
20252-215912-02 | Xcel Energy | 85 | 13781 | IOU | 06057759 | 3.747 | Solar |  |  | Active Application | Trade Secret | Trade | UPP | UPP084 | Residential |  | Trade Secret | 2025
20252-215912-02 | Xcel Energy | 85 | 13781 | IOU | 06057796 |  | Solar |  |  | Active Application | Trade Secret | Trade | SOU | SOU064 | Commercial | Solar*Rewards | Trade Secret | 2025
20252-215912-02 | Xcel Energy | 85 | 13781 | IOU | 06057831 |  |  |  |  | Active Application | Trade Secret | Trade |  |  | Residential |  | Trade Secret | 2025
20252-215912-02 | Xcel Energy | 85 | 13781 | IOU | 06058218 | 24.386 | Solar |  |  | Active Application | Trade Secret | Trade | HAS | HAS021 | Commercial |  | Trade Secret | 2025
20252-215912-02 | Xcel Energy | 85 | 13781 | IOU | 06058278 | 6.282 | Solar |  |  | Active Application | Trade Secret | Trade | GVW | GVW031 | Residential | Solar*Rewards | Trade Secret | 2025
20252-215912-02 | Xcel Energy | 85 | 13781 | IOU | 06058304 |  | Solar |  |  | Active Application | Trade Secret | Trade |  |  | Residential | Solar*Rewards | Trade Secret | 2025
20252-215912-02 | Xcel Energy | 85 | 13781 | IOU | 06058323 | 11.89 | Solar |  |  | Active Application | Trade Secret | Trade | TWL | TWL076 | Residential | Solar*Rewards | Trade Secret | 2025
20252-215912-02 | Xcel Energy | 85 | 13781 | IOU | 06058525 | 5.314 | Solar |  |  | Active Application | Trade Secret | Trade | AFT | AFT322 | Residential |  | Trade Secret | 2025
20252-215912-02 | Xcel Energy | 85 | 13781 | IOU | 06058609 | 11.007 | Solar |  |  | Active Application | Trade Secret | Trade | CEL | CEL064 | Residential | Solar*Rewards | Trade Secret | 2025
20252-215912-02 | Xcel Energy | 85 | 13781 | IOU | 06058612 | 3.796 | Solar |  |  | Active Application | Trade Secret | Trade | SOU | SOU069 | Residential | Solar*Rewards | Trade Secret | 2025
20252-215912-02 | Xcel Energy | 85 | 13781 | IOU | 06058613 | 6.832 | Solar |  |  | Active Application | Trade Secret | Trade | CTR | CTR031 | Residential | Solar*Rewards | Trade Secret | 2025
20252-215912-02 | Xcel Energy | 85 | 13781 | IOU | 06058614 | 4.886 | Solar |  |  | Active Application | Trade Secret | Trade | WIL | WIL093 | Residential | Solar*Rewards | Trade Secret | 2025
20252-215912-02 | Xcel Energy | 85 | 13781 | IOU | 06058619 | 4.175 | Solar |  |  | Active Application | Trade Secret | Trade | WES | WES074 | Residential | Solar*Rewards | Trade Secret | 2025
20252-215912-02 | Xcel Energy | 85 | 13781 | IOU | 06058622 | 7.971 | Solar |  |  | Active Application | Trade Secret | Trade | HWW | HWW062 | Residential | Solar*Rewards | Trade Secret | 2025
20252-215912-02 | Xcel Energy | 85 | 13781 | IOU | 06058978 | 9.6 | Solar |  |  | Active Application | Trade Secret | Trade | OPK | OPK077 | Residential | Solar*Rewards | Trade Secret | 2025
20252-215912-02 | Xcel Energy | 85 | 13781 | IOU | 06059054 | 5.693 | Solar |  |  | Active Application | Trade Secret | Trade | CNC | CNC071 | Residential |  | Trade Secret | 2025
20252-215912-02 | Xcel Energy | 85 | 13781 | IOU | 06059063 | 6.453 | Solar |  |  | Active Application | Trade Secret | Trade | TLK | TLK062 | Residential | Solar*Rewards | Trade Secret | 2025
20252-215912-02 | Xcel Energy | 85 | 13781 | IOU | 06059074 | 5.693 | Solar |  | X | Active Application | Trade Secret | Trade | WES | WES072 | Residential | Solar*Rewards | Trade Secret | 2025
20252-215912-02 | Xcel Energy | 85 | 13781 | IOU | 06059090 | 4.537 | Solar |  |  | Active Application | Trade Secret | Trade | GSL | GSL076 | Residential | Solar*Rewards | Trade Secret | 2025
20252-215912-02 | Xcel Energy | 85 | 13781 | IOU | 06059103 | 7.971 | Solar |  |  | Active Application | Trade Secret | Trade | ZUM | ZUM022 | Residential | Solar*Rewards | Trade Secret | 2025
20252-215912-02 | Xcel Energy | 85 | 13781 | IOU | 06059105 | 11.5 | Storage |  |  | Active Application | Trade Secret | Trade | ALD | ALD083 | Residential |  | Trade Secret | 2025
20252-215912-02 | Xcel Energy | 85 | 13781 | IOU | 06059112 | 3.037 | Solar |  |  | Active Application | Trade Secret | Trade | MPK | MPK074 | Residential | Solar*Rewards | Trade Secret | 2025
20252-215912-02 | Xcel Energy | 85 | 13781 | IOU | 06059146 | 6.4 | Solar |  |  | Active Application | Trade Secret | Trade | EDA | EDA067 | Residential |  | Trade Secret | 2025
20252-215912-02 | Xcel Energy | 85 | 13781 | IOU | 06059205 | 6.56 | Solar |  |  | Active Application | Trade Secret | Trade | EDA | EDA071 | Residential |  | Trade Secret | 2025
20252-215912-02 | Xcel Energy | 85 | 13781 | IOU | 06059299 | 39.75 | Solar |  |  | Active Application | Trade Secret | Trade | LEX | LEX074 | Commercial |  | Trade Secret | 2025
20252-215912-02 | Xcel Energy | 85 | 13781 | IOU | 06059333 |  |  |  |  | Active Application | Trade Secret | Trade |  |  | Residential |  | Trade Secret | 2025
20252-215912-02 | Xcel Energy | 85 | 13781 | IOU | 06059339 |  |  |  |  | Active Application | Trade Secret | Trade |  |  | Residential |  | Trade Secret | 2025
20252-215912-02 | Xcel Energy | 85 | 13781 | IOU | 06059344 |  |  |  |  | Active Application | Trade Secret | Trade |  |  | Residential |  | Trade Secret | 2025
20252-215912-02 | Xcel Energy | 85 | 13781 | IOU | 06059348 |  |  |  |  | Active Application | Trade Secret | Trade |  |  | Residential |  | Trade Secret | 2025
20252-215912-02 | Xcel Energy | 85 | 13781 | IOU | 06059665 | 8500 | Solar |  |  | Active Application | Trade Secret | Trade |  |  | Commercial |  | Trade Secret | 2025
20252-215912-02 | Xcel Energy | 85 | 13781 | IOU | 06059767 | 8.36 | Solar |  |  | Withdrawn | Trade Secret | Trade | BRP | BRP073 | Residential | Solar*Rewards | Trade Secret | 2025
20252-215912-02 | Xcel Energy | 85 | 13781 | IOU | 06059782 | 7.98 | Solar |  |  | Active Application | Trade Secret | Trade | SOU | SOU084 | Residential | Solar*Rewards | Trade Secret | 2025
20252-215912-02 | Xcel Energy | 85 | 13781 | IOU | 06059798 | 6.84 | Solar |  |  | Active Application | Trade Secret | Trade | SOU | SOU063 | Residential | Solar*Rewards | Trade Secret | 2025
20252-215912-02 | Xcel Energy | 85 | 13781 | IOU | 06059808 | 4950 | Solar |  |  | Withdrawn | Trade Secret | Trade |  |  | Residential | Other | Trade Secret | 2025
20252-215912-02 | Xcel Energy | 85 | 13781 | IOU | 06059863 | 11.5 | Solar |  | X | Active Application | Trade Secret | Trade | BLC | BLC062 | Commercial | Solar*Rewards | Trade Secret | 2025
20252-215912-02 | Xcel Energy | 85 | 13781 | IOU | 06059903 | 7.591 | Solar |  | X | Active Application | Trade Secret | Trade | SLP | SLP085 | Residential |  | Trade Secret | 2025
20252-215912-02 | Xcel Energy | 85 | 13781 | IOU | 06059921 | 4.355 | Solar |  |  | Active Application | Trade Secret | Trade | SLP | SLP082 | Residential | Solar*Rewards | Trade Secret | 2025
20252-215912-02 | Xcel Energy | 85 | 13781 | IOU | 06059952 | 9.489 | Solar |  |  | Active Application | Trade Secret | Trade | SLP | SLP082 | Residential | Solar*Rewards | Trade Secret | 2025
20252-215912-02 | Xcel Energy | 85 | 13781 | IOU | 06059984 | 6.175 | Solar |  |  | Active Application | Trade Secret | Trade | STY | STY071 | Residential | Solar*Rewards | Trade Secret | 2025
20252-215912-02 | Xcel Energy | 85 | 13781 | IOU | 06060102 | 4990 | Solar |  |  | Active Application | Trade Secret | Trade | ZUM | ZUM022 | Commercial |  | Trade Secret | 2025
20252-215912-02 | Xcel Energy | 85 | 13781 | IOU | 06060103 | 4990 | Solar |  |  | Active Application | Trade Secret | Trade | WAS | WAS092 | Commercial |  | Trade Secret | 2025
20252-215912-02 | Xcel Energy | 85 | 13781 | IOU | 06060193 | 12.483 | Solar |  |  | Active Application | Trade Secret | Trade |  |  | Commercial | Solar*Rewards | Trade Secret | 2025
20252-215912-02 | Xcel Energy | 85 | 13781 | IOU | 06060213 |  | Solar |  |  | Active Application | Trade Secret | Trade |  |  | Residential | Solar*Rewards | Trade Secret | 2025
20252-215912-02 | Xcel Energy | 85 | 13781 | IOU | 06060220 | 4.064 | Solar |  |  | Withdrawn | Trade Secret | Trade | STY | STY075 | Residential | Solar*Rewards | Trade Secret | 2025
20252-215912-02 | Xcel Energy | 85 | 13781 | IOU | 06060241 | 9.216 | Solar |  |  | Active Application | Trade Secret | Trade | TLK | TLK061 | Residential | Solar*Rewards | Trade Secret | 2025
20252-215912-02 | Xcel Energy | 85 | 13781 | IOU | 06060262 |  | Solar |  |  | Active Application | Trade Secret | Trade |  |  | Commercial | Solar*Rewards | Trade Secret | 2025
20252-215912-02 | Xcel Energy | 85 | 13781 | IOU | 06060660 | 11.5 | Storage |  |  | Active Application | Trade Secret | Trade | WSG | WSG362 | Residential |  | Trade Secret | 2025
20252-215912-02 | Xcel Energy | 85 | 13781 | IOU | 06060673 | 11.5 | Storage |  |  | Active Application | Trade Secret | Trade | EDA | EDA084 | Residential |  | Trade Secret | 2025
20252-215912-02 | Xcel Energy | 85 | 13781 | IOU | 06060678 | 11.5 | Storage |  |  | Active Application | Trade Secret | Trade | HUG | HUG321 | Residential |  | Trade Secret | 2025
20252-215912-02 | Xcel Energy | 85 | 13781 | IOU | 06060683 | 14.803 | Solar |  | X | Active Application | Trade Secret | Trade | AFT | AFT315 | Residential | Solar*Rewards | Trade Secret | 2025
20252-215912-02 | Xcel Energy | 85 | 13781 | IOU | 06060692 | 4.555 | Solar |  | X | Active Application | Trade Secret | Trade | AFT | AFT322 | Residential | Solar*Rewards | Trade Secret | 2025
20252-215912-02 | Xcel Energy | 85 | 13781 | IOU | 06060710 | 3.839 | Solar |  |  | Active Application | Trade Secret | Trade | SOU | SOU069 | Residential | Solar*Rewards | Trade Secret | 2025
20252-215912-02 | Xcel Energy | 85 | 13781 | IOU | 06060717 | 2.094 | Solar |  |  | Withdrawn | Trade Secret | Trade | HWW | HWW073 | Residential | Solar*Rewards | Trade Secret | 2025
20252-215912-02 | Xcel Energy | 85 | 13781 | IOU | 06060723 | 4.555 | Solar |  |  | Active Application | Trade Secret | Trade | SOU | SOU079 | Residential | Solar*Rewards | Trade Secret | 2025
20252-215912-02 | Xcel Energy | 85 | 13781 | IOU | 06060742 | 3.49 | Solar |  |  | Active Application | Trade Secret | Trade | SOU | SOU069 | Residential | Solar*Rewards | Trade Secret | 2025
20252-215912-02 | Xcel Energy | 85 | 13781 | IOU | 06060755 | 12.526 | Solar |  |  | Active Application | Trade Secret | Trade | GSL | GSL341 | Residential | Solar*Rewards | Trade Secret | 2025
20252-215912-02 | Xcel Energy | 85 | 13781 | IOU | 06060760 | 11.168 | Solar |  |  | Active Application | Trade Secret | Trade | WSG | WSG063 | Residential | Solar*Rewards | Trade Secret | 2025
20252-215912-02 | Xcel Energy | 85 | 13781 | IOU | 06060769 | 3.141 | Solar |  |  | Active Application | Trade Secret | Trade | SOU | SOU069 | Residential | Solar*Rewards | Trade Secret | 2025
20252-215912-02 | Xcel Energy | 85 | 13781 | IOU | 06060778 | 3.416 | Solar |  |  | Active Application | Trade Secret | Trade | HWW | HWW062 | Residential | Solar*Rewards | Trade Secret | 2025
20252-215912-02 | Xcel Energy | 85 | 13781 | IOU | 06060792 | 8.376 | Solar |  |  | Active Application | Trade Secret | Trade | LOW | LOW021 | Residential | Solar*Rewards | Trade Secret | 2025
20252-215912-02 | Xcel Energy | 85 | 13781 | IOU | 06060804 | 7.329 | Solar |  |  | Active Application | Trade Secret | Trade | SOU | SOU082 | Residential | Solar*Rewards | Trade Secret | 2025
20252-215912-02 | Xcel Energy | 85 | 13781 | IOU | 06060811 | 23.424 | Solar |  |  | Active Application | Trade Secret | Trade | STY | STY062 | Residential |  | Trade Secret | 2025
20252-215912-02 | Xcel Energy | 85 | 13781 | IOU | 06060866 | 5.76 | Solar |  |  | Active Application | Trade Secret | Trade | ALB | ALB021 | Residential |  | Trade Secret | 2025
20252-215912-02 | Xcel Energy | 85 | 13781 | IOU | 06060875 | 3.796 | Solar |  |  | Active Application | Trade Secret | Trade | SOU | SOU079 | Residential | Solar*Rewards | Trade Secret | 2025
20252-215912-02 | Xcel Energy | 85 | 13781 | IOU | 06060878 | 6.387 | Solar |  |  | Active Application | Trade Secret | Trade | PKL | PKL066 | Residential | Solar*Rewards | Trade Secret | 2025
20252-215912-02 | Xcel Energy | 85 | 13781 | IOU | 06060979 | 13.824 | Solar |  |  | Active Application | Trade Secret | Trade | BEL | BEL061 | Residential | Solar*Rewards | Trade Secret | 2025
20252-215912-02 | Xcel Energy | 85 | 13781 | IOU | 06060994 | 6.46 | Solar |  |  | Active Application | Trade Secret | Trade | ALD | ALD095 | Residential | Solar*Rewards | Trade Secret | 2025
20252-215912-02 | Xcel Energy | 85 | 13781 | IOU | 06061021 | 10.64 | Solar |  |  | Active Application | Trade Secret | Trade | WIN | WIN042 | Residential | Solar*Rewards | Trade Secret | 2025
20252-215912-02 | Xcel Energy | 85 | 13781 | IOU | 06061036 | 9.88 | Solar |  |  | Active Application | Trade Secret | Trade | WCR | WCR322 | Residential | Solar*Rewards | Trade Secret | 2025
20252-215912-02 | Xcel Energy | 85 | 13781 | IOU | 06061438 |  | Solar |  |  | Active Application | Trade Secret | Trade | HSN | HSN311 | Residential | Solar*Rewards | Trade Secret | 2025
20252-215912-02 | Xcel Energy | 85 | 13781 | IOU | 06061440 |  |  |  |  | Active Application | Trade Secret | Trade | PAT | PAT313 | Commercial |  | Trade Secret | 2025
20252-215912-02 | Xcel Energy | 85 | 13781 | IOU | 06061441 | 4.886 | Solar |  |  | Active Application | Trade Secret | Trade | SOU | SOU064 | Residential | Solar*Rewards | Trade Secret | 2025
20252-215912-02 | Xcel Energy | 85 | 13781 | IOU | 06061442 | 3.747 | Solar |  |  | Active Application | Trade Secret | Trade | SOU | SOU075 | Residential | Solar*Rewards | Trade Secret | 2025
20252-215912-02 | Xcel Energy | 85 | 13781 | IOU | 06061443 | 2.443 | Solar |  |  | Active Application | Trade Secret | Trade | HWW | HWW062 | Residential | Solar*Rewards | Trade Secret | 2025
20252-215912-02 | Xcel Energy | 85 | 13781 | IOU | 06061446 | 1.745 | Solar |  |  | Active Application | Trade Secret | Trade | MDT | MDT077 | Residential | Solar*Rewards | Trade Secret | 2025
20252-215912-02 | Xcel Energy | 85 | 13781 | IOU | 06061615 | 8.35 | Solar |  |  | Active Application | Trade Secret | Trade | GSL | GSL341 | Residential | Solar*Rewards | Trade Secret | 2025
20252-215912-02 | Xcel Energy | 85 | 13781 | IOU | 06061801 | 15.14 | Solar |  |  | Active Application | Trade Secret | Trade | KAN | KAN021 | Residential |  | Trade Secret | 2025
20252-215912-02 | Xcel Energy | 85 | 13781 | IOU | 06061802 | 6.912 | Solar |  |  | Active Application | Trade Secret | Trade | REW | REW023 | Residential |  | Trade Secret | 2025
20252-215912-02 | Xcel Energy | 85 | 13781 | IOU | 06061915 | 5.314 | Solar |  |  | Active Application | Trade Secret | Trade | MPK | MPK085 | Residential |  | Trade Secret | 2025
20252-215912-02 | Xcel Energy | 85 | 13781 | IOU | 06061921 | 800 | Solar |  |  | Active Application | Trade Secret | Trade | OAD | OAD071 | Commercial |  | Trade Secret | 2025
20252-215912-02 | Xcel Energy | 85 | 13781 | IOU | 06061946 | 39.99 | Solar |  |  | Active Application | Trade Secret | Trade | APA | APA078 | Commercial |  | Trade Secret | 2025
20252-215912-02 | Xcel Energy | 85 | 13781 | IOU | 06061960 | 5.693 | Solar |  |  | Active Application | Trade Secret | Trade | SOU | SOU072 | Residential |  | Trade Secret | 2025
20252-215912-02 | Xcel Energy | 85 | 13781 | IOU | 06061968 | 11.5 | Storage |  |  | Active Application | Trade Secret | Trade | SOU | SOU065 | Residential |  | Trade Secret | 2025
20252-215912-02 | Xcel Energy | 85 | 13781 | IOU | 06061981 | 10.628 | Solar |  |  | Active Application | Trade Secret | Trade | RPO | RPO312 | Residential | Solar*Rewards | Trade Secret | 2025
20252-215912-02 | Xcel Energy | 85 | 13781 | IOU | 06061993 | 3.141 | Solar |  |  | Active Application | Trade Secret | Trade | SLP | SLP076 | Residential | Solar*Rewards | Trade Secret | 2025
20252-215912-02 | Xcel Energy | 85 | 13781 | IOU | 06062034 | 11.5 | Storage |  |  | Active Application | Trade Secret | Trade | ALB | ALB021 | Residential |  | Trade Secret | 2025
20252-215912-02 | Xcel Energy | 85 | 13781 | IOU | 06062044 | 18.816 | Solar |  |  | Active Application | Trade Secret | Trade | LAB | LAB312 | Residential | Solar*Rewards | Trade Secret | 2025
20252-215912-02 | Xcel Energy | 85 | 13781 | IOU | 06062110 | 6.832 | Solar |  |  | Active Application | Trade Secret | Trade | HWW | HWW062 | Residential | Solar*Rewards | Trade Secret | 2025
20252-215912-02 | Xcel Energy | 85 | 13781 | IOU | 06062362 | 80 | Solar |  |  | Active Application | Trade Secret | Trade |  |  | Residential |  | Trade Secret | 2025
20252-215912-02 | Xcel Energy | 85 | 13781 | IOU | 06062450 | 13.056 | Solar |  |  | Withdrawn | Trade Secret | Trade | UPP | UPP085 | Residential | Solar*Rewards | Trade Secret | 2025
20252-215912-02 | Xcel Energy | 85 | 13781 | IOU | 06062460 | 13.056 | Solar |  |  | Active Application | Trade Secret | Trade | UPP | UPP085 | Residential |  | Trade Secret | 2025
20252-215912-02 | Xcel Energy | 85 | 13781 | IOU | 06062526 | 9.994 | Solar |  |  | Active Application | Trade Secret | Trade | ALD | ALD073 | Residential |  | Trade Secret | 2025
20252-215912-02 | Xcel Energy | 85 | 13781 | IOU | 06062556 | 6.073 | Solar |  |  | Active Application | Trade Secret | Trade | TWL | TWL066 | Residential | Solar*Rewards | Trade Secret | 2025
20252-215912-02 | Xcel Energy | 85 | 13781 | IOU | 06062580 | 11.5 | Storage |  |  | Active Application | Trade Secret | Trade | RAM | RAM071 | Residential |  | Trade Secret | 2025
20252-215912-02 | Xcel Energy | 85 | 13781 | IOU | 06062586 |  |  |  |  | Withdrawn | Trade Secret | Trade |  |  | Residential |  | Trade Secret | 2025
20252-215912-02 | Xcel Energy | 85 | 13781 | IOU | 06062732 | 1250 | Solar |  |  | Active Application | Trade Secret | Trade | MEI | MEI021 | Commercial |  | Trade Secret | 2025
20252-215912-02 | Xcel Energy | 85 | 13781 | IOU | 06062998 | 11.904 | Solar |  |  | Active Application | Trade Secret | Trade | EDA | EDA067 | Residential | Solar*Rewards | Trade Secret | 2025
20252-215912-02 | Xcel Energy | 85 | 13781 | IOU | 06063481 | 8.832 | Solar |  |  | Active Application | Trade Secret | Trade | SLP | SLP084 | Residential |  | Trade Secret | 2025
20252-215912-02 | Xcel Energy | 85 | 13781 | IOU | 06063596 | 8.448 | Solar |  |  | Active Application | Trade Secret | Trade | SLW | SLW061 | Residential |  | Trade Secret | 2025
20252-215912-02 | Xcel Energy | 85 | 13781 | IOU | 06063631 | 7.591 | Solar |  |  | Active Application | Trade Secret | Trade | MOL | MOL079 | Residential | Solar*Rewards | Trade Secret | 2025
20252-215912-02 | Xcel Energy | 85 | 13781 | IOU | 06063732 |  |  |  |  | Withdrawn | Trade Secret | Trade |  |  | Residential |  | Trade Secret | 2025
20252-215912-02 | Xcel Energy | 85 | 13781 | IOU | 06064078 | 5.693 | Solar |  |  | Active Application | Trade Secret | Trade | GSL | GSL341 | Residential | Solar*Rewards | Trade Secret | 2025
20252-215912-02 | Xcel Energy | 85 | 13781 | IOU | 06064083 | 4.188 | Solar |  |  | Active Application | Trade Secret | Trade | SOU | SOU077 | Residential | Solar*Rewards | Trade Secret | 2025
20252-215912-02 | Xcel Energy | 85 | 13781 | IOU | 06064494 | 11.007 | Solar |  |  | Active Application | Trade Secret | Trade | HUG | HUG311 | Residential | Solar*Rewards | Trade Secret | 2025
20252-215912-02 | Xcel Energy | 85 | 13781 | IOU | 06064496 | 6.08 | Solar |  |  | Active Application | Trade Secret | Trade | SOU | SOU075 | Residential | Solar*Rewards | Trade Secret | 2025
20252-215912-02 | Xcel Energy | 85 | 13781 | IOU | 06064506 | 14.803 | Solar |  |  | Active Application | Trade Secret | Trade | HUG | HUG311 | Residential | Solar*Rewards | Trade Secret | 2025
20252-215912-02 | Xcel Energy | 85 | 13781 | IOU | 06064511 | 14.592 | Solar |  |  | Active Application | Trade Secret | Trade | MHW | MHW311 | Residential | Solar*Rewards | Trade Secret | 2025
20252-215912-02 | Xcel Energy | 85 | 13781 | IOU | 06064597 | 5.04 | Solar |  |  | Active Application | Trade Secret | Trade | MEL | MEL062 | Residential | Solar*Rewards | Trade Secret | 2025
20252-215912-02 | Xcel Energy | 85 | 13781 | IOU | 06064763 | 9.6 | Solar |  |  | Active Application | Trade Secret | Trade | MEL | MEL062 | Residential |  | Trade Secret | 2025
20252-215912-02 | Xcel Energy | 85 | 13781 | IOU | 06065003 | 9.88 | Solar |  |  | Active Application | Trade Secret | Trade | TWL | TWL068 | Residential | Solar*Rewards | Trade Secret | 2025
20252-215912-02 | Xcel Energy | 85 | 13781 | IOU | 06065291 | 4.188 | Solar |  | X | Active Application | Trade Secret | Trade | HWW | HWW074 | Residential | Solar*Rewards | Trade Secret | 2025
20252-215912-02 | Xcel Energy | 85 | 13781 | IOU | 06065292 | 11.4 | Solar |  |  | Active Application | Trade Secret | Trade | TWL | TWL072 | Residential | Solar*Rewards | Trade Secret | 2025
20252-215912-02 | Xcel Energy | 85 | 13781 | IOU | 06065375 | 2071.006 | Solar |  |  | Active Application | Trade Secret | Trade |  |  | Commercial |  | Trade Secret | 2025
20252-215912-02 | Xcel Energy | 85 | 13781 | IOU | 06065423 | 8.448 | Solar |  | X | Active Application | Trade Secret | Trade | HUG | HUG321 | Residential |  | Trade Secret | 2025
20252-215912-02 | Xcel Energy | 85 | 13781 | IOU | 06065488 | 10.752 | Solar |  |  | Active Application | Trade Secret | Trade | FSL | FSL312 | Residential | Solar*Rewards | Trade Secret | 2025
20252-215912-02 | Xcel Energy | 85 | 13781 | IOU | 06065492 | 23.808 | Solar |  |  | Active Application | Trade Secret | Trade | LSP | LSP021 | Residential | Solar*Rewards | Trade Secret | 2025
20252-215912-02 | Xcel Energy | 85 | 13781 | IOU | 06065531 | 11.766 | Solar |  |  | Active Application | Trade Secret | Trade | RPO | RPO312 | Residential |  | Trade Secret | 2025
20252-215912-02 | Xcel Energy | 85 | 13781 | IOU | 06065548 | 6.631 | Solar |  |  | Withdrawn | Trade Secret | Trade | TER | TER075 | Residential | Solar*Rewards | Trade Secret | 2025
20252-215912-02 | Xcel Energy | 85 | 13781 | IOU | 06065569 | 8.36 | Solar |  |  | Active Application | Trade Secret | Trade | TWL | TWL081 | Residential | Solar*Rewards | Trade Secret | 2025
20252-215912-02 | Xcel Energy | 85 | 13781 | IOU | 06065598 | 7.6 | Solar |  |  | Active Application | Trade Secret | Trade | WRR | WRR075 | Residential | Solar*Rewards | Trade Secret | 2025
20252-215912-02 | Xcel Energy | 85 | 13781 | IOU | 06065622 | 6.912 | Solar |  |  | Active Application | Trade Secret | Trade | UPP | UPP082 | Residential |  | Trade Secret | 2025
20252-215912-02 | Xcel Energy | 85 | 13781 | IOU | 06065664 | 16.128 | Solar |  |  | Active Application | Trade Secret | Trade | RWD | RWD063 | Residential | Solar*Rewards | Trade Secret | 2025
20252-215912-02 | Xcel Energy | 85 | 13781 | IOU | 06065768 | 9.869 | Solar |  |  | Active Application | Trade Secret | Trade | OPK | OPK067 | Residential |  | Trade Secret | 2025
20252-215912-02 | Xcel Energy | 85 | 13781 | IOU | 06065769 | 6.453 | Solar |  |  | Active Application | Trade Secret | Trade | CHE | CHE075 | Residential |  | Trade Secret | 2025
20252-215912-02 | Xcel Energy | 85 | 13781 | IOU | 06065783 |  |  |  |  | Withdrawn | Trade Secret | Trade | HUG | HUG321 | Residential |  | Trade Secret | 2025
20252-215912-02 | Xcel Energy | 85 | 13781 | IOU | 06065937 |  |  |  |  | Active Application | Trade Secret | Trade |  |  | Commercial |  | Trade Secret | 2025
20252-215912-02 | Xcel Energy | 85 | 13781 | IOU | 06065994 | 6.046 | Solar |  |  | Active Application | Trade Secret | Trade | SOU | SOU083 | Residential |  | Trade Secret | 2025
20252-215912-02 | Xcel Energy | 85 | 13781 | IOU | 06065996 | 4990 | Solar |  |  | Active Application | Trade Secret | Trade | HAD | HAD022 | Commercial |  | Trade Secret | 2025
20252-215912-02 | Xcel Energy | 85 | 13781 | IOU | 06066005 |  | Solar |  |  | Active Application | Trade Secret | Trade | HWW | HWW062 | Residential | Solar*Rewards | Trade Secret | 2025
20252-215912-02 | Xcel Energy | 85 | 13781 | IOU | 06066011 | 6.046 | Solar |  |  | Active Application | Trade Secret | Trade | SOU | SOU064 | Residential | Solar*Rewards | Trade Secret | 2025
20252-215912-02 | Xcel Energy | 85 | 13781 | IOU | 06066042 | 3.747 | Solar |  |  | Active Application | Trade Secret | Trade | SOU | SOU069 | Residential |  | Trade Secret | 2025
20252-215912-02 | Xcel Energy | 85 | 13781 | IOU | 06066057 |  | Solar |  |  | Active Application | Trade Secret | Trade | SLP | SLP095 | Residential | Solar*Rewards | Trade Secret | 2025
20252-215912-02 | Xcel Energy | 85 | 13781 | IOU | 06066070 | 5.235 | Solar |  |  | Active Application | Trade Secret | Trade | HWW | HWW062 | Residential | Solar*Rewards | Trade Secret | 2025
20252-215912-02 | Xcel Energy | 85 | 13781 | IOU | 06066137 | 4.56 | Solar |  |  | Active Application | Trade Secret | Trade | TWL | TWL076 | Residential | Solar*Rewards | Trade Secret | 2025
20252-215912-02 | Xcel Energy | 85 | 13781 | IOU | 06066188 | 11.5 | Storage |  |  | Active Application | Trade Secret | Trade | MPK | MPK076 | Residential |  | Trade Secret | 2025
20252-215912-02 | Xcel Energy | 85 | 13781 | IOU | 06066197 | 4990 | Solar |  |  | Active Application | Trade Secret | Trade | MTV | MTV021 | Commercial |  | Trade Secret | 2025
20252-215912-02 | Xcel Energy | 85 | 13781 | IOU | 06066199 | 11.5 | Storage |  |  | Active Application | Trade Secret | Trade | HUG | HUG321 | Residential |  | Trade Secret | 2025
20252-215912-02 | Xcel Energy | 85 | 13781 | IOU | 06066225 | 2.792 | Solar |  |  | Active Application | Trade Secret | Trade | HWW | HWW073 | Residential |  | Trade Secret | 2025
20252-215912-02 | Xcel Energy | 85 | 13781 | IOU | 06066235 | 7.212 | Solar |  | X | Active Application | Trade Secret | Trade | WIL | WIL082 | Residential | Solar*Rewards | Trade Secret | 2025
20252-215912-02 | Xcel Energy | 85 | 13781 | IOU | 06066252 | 12.146 | Solar |  | X | Active Application | Trade Secret | Trade | MPK | MPK074 | Residential | Solar*Rewards | Trade Secret | 2025
20252-215912-02 | Xcel Energy | 85 | 13781 | IOU | 06066299 | 9.6 | Solar |  |  | Active Application | Trade Secret | Trade | AHI | AHI063 | Residential | Solar*Rewards | Trade Secret | 2025
20252-215912-02 | Xcel Energy | 85 | 13781 | IOU | 06066420 | 99.999 | Solar |  |  | Active Application | Trade Secret | Trade | APA | APA077 | Commercial |  | Trade Secret | 2025
20252-215912-02 | Xcel Energy | 85 | 13781 | IOU | 06066672 | 10.248 |  |  |  | Withdrawn | Trade Secret | Trade | RMT | RMT321 | Residential |  | Trade Secret | 2025
20252-215912-02 | Xcel Energy | 85 | 13781 | IOU | 06066703 | 11.766 |  |  |  | Withdrawn | Trade Secret | Trade | RPO | RPO312 | Residential |  | Trade Secret | 2025
20252-215912-02 | Xcel Energy | 85 | 13781 | IOU | 06066717 |  |  |  |  | Withdrawn | Trade Secret | Trade |  |  | Residential |  | Trade Secret | 2025
20252-215912-02 | Xcel Energy | 85 | 13781 | IOU | 06066743 | 10.248 | Solar |  |  | Active Application | Trade Secret | Trade | RMT | RMT321 | Residential |  | Trade Secret | 2025
20252-215912-02 | Xcel Energy | 85 | 13781 | IOU | 06066745 | 11.766 | Solar |  |  | Withdrawn | Trade Secret | Trade | RPO | RPO312 | Residential |  | Trade Secret | 2025
20252-215912-02 | Xcel Energy | 85 | 13781 | IOU | 06066836 | 4999.972 | Solar |  |  | Active Application | Trade Secret | Trade |  |  | Commercial |  | Trade Secret | 2025
20252-215912-02 | Xcel Energy | 85 | 13781 | IOU | 06066841 | 4.175 | Solar |  |  | Withdrawn | Trade Secret | Trade | HUG | HUG321 | Residential |  | Trade Secret | 2025
20252-215912-02 | Xcel Energy | 85 | 13781 | IOU | 06066965 | 12.905 | Solar |  |  | Active Application | Trade Secret | Trade | RLK | RLK066 | Residential | Solar*Rewards | Trade Secret | 2025
20252-215912-02 | Xcel Energy | 85 | 13781 | IOU | 06067182 | 5.248 | Solar |  |  | Active Application | Trade Secret | Trade | WWK | WWK311 | Residential | Solar*Rewards | Trade Secret | 2025
20252-215912-02 | Xcel Energy | 85 | 13781 | IOU | 06067187 | 10.752 | Solar |  |  | Active Application | Trade Secret | Trade | STY | STY061 | Residential | Solar*Rewards | Trade Secret | 2025
20252-215912-02 | Xcel Energy | 85 | 13781 | IOU | 06067335 |  |  |  |  | Active Application | Trade Secret | Trade | OPK | OPK077 | Commercial |  | Trade Secret | 2025
20252-215912-02 | Xcel Energy | 85 | 13781 | IOU | 06067674 | 11.5 | Storage |  |  | Active Application | Trade Secret | Trade | WIL | WIL098 | Residential |  | Trade Secret | 2025
20252-215912-02 | Xcel Energy | 85 | 13781 | IOU | 06067689 | 11.5 | Storage |  |  | Active Application | Trade Secret | Trade | RAM | RAM071 | Residential |  | Trade Secret | 2025
20252-215912-02 | Xcel Energy | 85 | 13781 | IOU | 06067703 | 6.631 | Solar |  |  | Active Application | Trade Secret | Trade | TER | TER075 | Residential |  | Trade Secret | 2025
20252-215912-02 | Xcel Energy | 85 | 13781 | IOU | 06067721 | 1.52 | Solar |  |  | Active Application | Trade Secret | Trade | SOU | SOU069 | Residential | Solar*Rewards | Trade Secret | 2025
20252-215912-02 | Xcel Energy | 85 | 13781 | IOU | 06067732 | 1.92 | Solar |  |  | Active Application | Trade Secret | Trade |  |  | Commercial | Solar*Rewards | Trade Secret | 2025
20252-215912-02 | Xcel Energy | 85 | 13781 | IOU | 06067742 | 10.26 | Solar |  |  | Active Application | Trade Secret | Trade | ALD | ALD076 | Residential | Solar*Rewards | Trade Secret | 2025
20252-215912-02 | Xcel Energy | 85 | 13781 | IOU | 06067755 | 8.74 | Solar |  |  | Active Application | Trade Secret | Trade | STY | STY062 | Residential | Solar*Rewards | Trade Secret | 2025
20252-215912-02 | Xcel Energy | 85 | 13781 | IOU | 06067827 | 10.26 | Solar |  |  | Active Application | Trade Secret | Trade | TWL | TWL081 | Residential | Solar*Rewards | Trade Secret | 2025
20252-215912-02 | Xcel Energy | 85 | 13781 | IOU | 06068015 | 6.144 | Solar |  |  | Active Application | Trade Secret | Trade | RAM | RAM077 | Residential | Solar*Rewards | Trade Secret | 2025
20252-215912-02 | Xcel Energy | 85 | 13781 | IOU | 06068079 | 2.657 | Solar |  |  | Active Application | Trade Secret | Trade | RMT | RMT321 | Residential |  | Trade Secret | 2025
20252-215912-02 | Xcel Energy | 85 | 13781 | IOU | 06068108 | 5.693 | Solar |  |  | Active Application | Trade Secret | Trade | WES | WES065 | Residential |  | Trade Secret | 2025
20252-215912-02 | Xcel Energy | 85 | 13781 | IOU | 06068196 |  | Solar |  |  | Active Application | Trade Secret | Trade |  |  | Residential | Solar*Rewards | Trade Secret | 2025
20252-215912-02 | Xcel Energy | 85 | 13781 | IOU | 06068510 |  |  |  |  | Active Application | Trade Secret | Trade |  |  | Residential |  | Trade Secret | 2025
20252-215912-02 | Xcel Energy | 85 | 13781 | IOU | 06068680 | 9.994 | Solar |  |  | Active Application | Trade Secret | Trade | SOU | SOU064 | Residential |  | Trade Secret | 2025
20252-215912-02 | Xcel Energy | 85 | 13781 | IOU | 06068699 | 8.73 | Solar |  |  | Active Application | Trade Secret | Trade | MPK | MPK078 | Residential | Solar*Rewards | Trade Secret | 2025
20252-215912-02 | Xcel Energy | 85 | 13781 | IOU | 06068703 | 3.747 | Solar |  |  | Active Application | Trade Secret | Trade | WAB | WAB031 | Residential |  | Trade Secret | 2025
20252-215912-02 | Xcel Energy | 85 | 13781 | IOU | 06068795 | 3.84 | Storage |  |  | Active Application | Trade Secret | Trade | MPK | MPK082 | Residential |  | Trade Secret | 2025
20252-215912-02 | Xcel Energy | 85 | 13781 | IOU | 06068833 | 1.14 | Solar |  |  | Active Application | Trade Secret | Trade | MDT | MDT077 | Residential | Solar*Rewards | Trade Secret | 2025
20252-215912-02 | Xcel Energy | 85 | 13781 | IOU | 06068855 | 6.08 | Solar |  |  | Active Application | Trade Secret | Trade | BRP | BRP072 | Residential | Solar*Rewards | Trade Secret | 2025
20252-215912-02 | Xcel Energy | 85 | 13781 | IOU | 06068866 | 7.6 | Solar |  |  | Active Application | Trade Secret | Trade | WCR | WCR311 | Residential | Solar*Rewards | Trade Secret | 2025
20252-215912-02 | Xcel Energy | 85 | 13781 | IOU | 06068887 | 18.048 | Solar |  |  | Active Application | Trade Secret | Trade | HUG | HUG312 | Residential | Solar*Rewards | Trade Secret | 2025
20252-215912-02 | Xcel Energy | 85 | 13781 | IOU | 06069514 | 3.936 | Solar |  |  | Active Application | Trade Secret | Trade | RMT | RMT321 | Residential | Solar*Rewards | Trade Secret | 2025
20252-215912-02 | Xcel Energy | 85 | 13781 | IOU | 06069557 | 11.44 | Solar |  |  | Active Application | Trade Secret | Trade | MPK | MPK071 | Residential | Solar*Rewards | Trade Secret | 2025
20252-215912-02 | Xcel Energy | 85 | 13781 | IOU | 06069581 | 1500 | Other |  | X | Active Application | Trade Secret | Trade |  |  | Commercial |  | Trade Secret | 2025
20252-215912-02 | Xcel Energy | 85 | 13781 | IOU | 06069610 | 7.971 | Solar |  |  | Active Application | Trade Secret | Trade | MDT | MDT074 | Residential | Solar*Rewards | Trade Secret | 2025
20252-215912-02 | Xcel Energy | 85 | 13781 | IOU | 06069663 | 10.51 | Solar |  |  | Active Application | Trade Secret | Trade | DND | DND072 | Commercial | Solar*Rewards | Trade Secret | 2025
20252-215912-02 | Xcel Energy | 85 | 13781 | IOU | 06069664 | 4.555 | Solar |  |  | Active Application | Trade Secret | Trade | SOU | SOU061 | Residential | Solar*Rewards | Trade Secret | 2025
20252-215912-02 | Xcel Energy | 85 | 13781 | IOU | 06069710 | 9.12 | Solar |  |  | Active Application | Trade Secret | Trade | LOK | LOK061 | Residential | Solar*Rewards | Trade Secret | 2025
20252-215912-02 | Xcel Energy | 85 | 13781 | IOU | 06069717 | 10.64 | Solar |  |  | Active Application | Trade Secret | Trade | BRP | BRP063 | Residential | Solar*Rewards | Trade Secret | 2025
20252-215912-02 | Xcel Energy | 85 | 13781 | IOU | 06069820 | 6.46 | Solar |  |  | Active Application | Trade Secret | Trade | BRP | BRP061 | Residential | Solar*Rewards | Trade Secret | 2025
20252-215912-02 | Xcel Energy | 85 | 13781 | IOU | 06069866 | 10.26 | Solar |  |  | Active Application | Trade Secret | Trade | OSS | OSS062 | Residential | Solar*Rewards | Trade Secret | 2025
20252-215912-02 | Xcel Energy | 85 | 13781 | IOU | 06069939 | 5.76 | Solar |  |  | Active Application | Trade Secret | Trade | PKL | PKL082 | Residential | Solar*Rewards | Trade Secret | 2025
20252-215912-02 | Xcel Energy | 85 | 13781 | IOU | 06069983 | 99.999 | Solar |  |  | Active Application | Trade Secret | Trade | SAK | SAK311 | Commercial |  | Trade Secret | 2025
20252-215912-02 | Xcel Energy | 85 | 13781 | IOU | 06070021 | 4.934 | Solar |  |  | Active Application | Trade Secret | Trade | SLP | SLP076 | Residential | Solar*Rewards | Trade Secret | 2025
20252-215912-02 | Xcel Energy | 85 | 13781 | IOU | 06070196 |  | Solar |  |  | Active Application | Trade Secret | Trade |  |  | Residential | Solar*Rewards | Trade Secret | 2025
20252-215912-02 | Xcel Energy | 85 | 13781 | IOU | 06070262 |  | Solar |  |  | Active Application | Trade Secret | Trade | MST | MST071 | Residential | Solar*Rewards | Trade Secret | 2025
20252-215912-02 | Xcel Energy | 85 | 13781 | IOU | 06070282 |  | Solar |  |  | Active Application | Trade Secret | Trade |  |  | Residential | Solar*Rewards | Trade Secret | 2025
20252-215912-02 | Xcel Energy | 85 | 13781 | IOU | 06070283 | 7.616 | Solar |  |  | Active Application | Trade Secret | Trade | OAD | OAD071 | Residential | Solar*Rewards | Trade Secret | 2025
20252-215912-02 | Xcel Energy | 85 | 13781 | IOU | 06070291 |  | Solar |  |  | Active Application | Trade Secret | Trade |  |  | Residential | Solar*Rewards | Trade Secret | 2025
20252-215912-02 | Xcel Energy | 85 | 13781 | IOU | 06070496 | 5.904 | Solar |  |  | Active Application | Trade Secret | Trade | LAP | LAP311 | Residential |  | Trade Secret | 2025
20252-215912-02 | Xcel Energy | 85 | 13781 | IOU | 06070564 | 7.6 | Solar |  |  | Active Application | Trade Secret | Trade | JOR | JOR021 | Residential | Solar*Rewards | Trade Secret | 2025
20252-215912-02 | Xcel Energy | 85 | 13781 | IOU | 06070642 | 9.984 | Solar |  |  | Active Application | Trade Secret | Trade | RIV | RIV073 | Residential | Solar*Rewards | Trade Secret | 2025
20252-215912-02 | Xcel Energy | 85 | 13781 | IOU | 06070730 | 5.248 | Solar |  |  | Active Application | Trade Secret | Trade | SAV | SAV073 | Residential | Solar*Rewards | Trade Secret | 2025
20252-215912-02 | Xcel Energy | 85 | 13781 | IOU | 06070734 | 6.56 | Solar |  |  | Active Application | Trade Secret | Trade | FSL | FSL312 | Residential | Solar*Rewards | Trade Secret | 2025
20252-215912-02 | Xcel Energy | 85 | 13781 | IOU | 06070738 | 3.747 | Solar |  |  | Active Application | Trade Secret | Trade | WIL | WIL098 | Residential |  | Trade Secret | 2025
20252-215912-02 | Xcel Energy | 85 | 13781 | IOU | 06070759 |  | Solar |  |  | Active Application | Trade Secret | Trade |  |  | Residential | Solar*Rewards | Trade Secret | 2025
20252-215912-02 | Xcel Energy | 85 | 13781 | IOU | 06070784 |  |  |  |  | Active Application | Trade Secret | Trade |  |  | Residential |  | Trade Secret | 2025
20252-215912-02 | Xcel Energy | 85 | 13781 | IOU | 06070876 | 86.4 | Solar |  |  | Active Application | Trade Secret | Trade | GFD | GFD022 | Commercial |  | Trade Secret | 2025
20252-215912-02 | Xcel Energy | 85 | 13781 | IOU | 06070880 | 5.76 | Solar |  |  | Active Application | Trade Secret | Trade | TWL | TWL063 | Residential |  | Trade Secret | 2025
20252-215912-02 | Xcel Energy | 85 | 13781 | IOU | 06070895 | 6.84 | Solar |  |  | Active Application | Trade Secret | Trade | UPP | UPP084 | Residential | Solar*Rewards | Trade Secret | 2025
20252-215912-02 | Xcel Energy | 85 | 13781 | IOU | 06070918 | 12.526 | Solar |  |  | Active Application | Trade Secret | Trade | LCR | LCR311 | Residential | Solar*Rewards | Trade Secret | 2025
20252-215912-02 | Xcel Energy | 85 | 13781 | IOU | 06071181 | 4.555 | Solar |  |  | Active Application | Trade Secret | Trade | CDV | CDV063 | Residential |  | Trade Secret | 2025
20252-215912-02 | Xcel Energy | 85 | 13781 | IOU | 06071220 | 2.792 | Solar |  |  | Active Application | Trade Secret | Trade | GPH | GPH061 | Residential | Solar*Rewards | Trade Secret | 2025
20252-215912-02 | Xcel Energy | 85 | 13781 | IOU | 06071224 | 17.61 | Solar |  |  | Active Application | Trade Secret | Trade | IDA | IDA072 | Residential | Solar*Rewards | Trade Secret | 2025
20252-215912-02 | Xcel Energy | 85 | 13781 | IOU | 06071232 |  | Solar |  |  | Active Application | Trade Secret | Trade | MEL | MEL087 | Residential | Solar*Rewards | Trade Secret | 2025
20252-215912-02 | Xcel Energy | 85 | 13781 | IOU | 06071238 |  | Solar |  |  | Active Application | Trade Secret | Trade | SOU | SOU076 | Residential | Solar*Rewards | Trade Secret | 2025
20252-215912-02 | Xcel Energy | 85 | 13781 | IOU | 06071243 | 8.725 | Solar |  |  | Active Application | Trade Secret | Trade | EBL | EBL084 | Residential | Solar*Rewards | Trade Secret | 2025
20252-215912-02 | Xcel Energy | 85 | 13781 | IOU | 06071509 | 11.5 | Storage |  |  | Active Application | Trade Secret | Trade | SLP | SLP084 | Residential |  | Trade Secret | 2025
20252-215912-02 | Xcel Energy | 85 | 13781 | IOU | 06071521 | 9.216 | Solar |  |  | Active Application | Trade Secret | Trade | WYO | WYO022 | Residential | Solar*Rewards | Trade Secret | 2025
20252-215912-02 | Xcel Energy | 85 | 13781 | IOU | 06071524 | 5000 | Solar |  |  | Active Application | Trade Secret | Trade |  |  | Commercial |  | Trade Secret | 2025
20252-215912-02 | Xcel Energy | 85 | 13781 | IOU | 06071526 | 1.745 | Solar |  |  | Active Application | Trade Secret | Trade | TWL | TWL079 | Residential | Solar*Rewards | Trade Secret | 2025
20252-215912-02 | Xcel Energy | 85 | 13781 | IOU | 06071587 |  |  |  |  | Active Application | Trade Secret | Trade |  |  | Commercial |  | Trade Secret | 2025
20252-215912-02 | Xcel Energy | 85 | 13781 | IOU | 06071619 | 12.288 | Solar |  |  | Active Application | Trade Secret | Trade |  |  | Residential |  | Trade Secret | 2025
20252-215912-02 | Xcel Energy | 85 | 13781 | IOU | 06071632 | 9 | Storage |  |  | Withdrawn | Trade Secret | Trade | SIP | SIP063 | Residential |  | Trade Secret | 2025
20252-215912-02 | Xcel Energy | 85 | 13781 | IOU | 06071683 | 3.747 | Solar |  |  | Active Application | Trade Secret | Trade | ALD | ALD076 | Residential |  | Trade Secret | 2025
20252-215912-02 | Xcel Energy | 85 | 13781 | IOU | 06071699 | 1.745 | Solar |  |  | Active Application | Trade Secret | Trade | KEN | KEN021 | Residential | Solar*Rewards | Trade Secret | 2025
20252-215912-02 | Xcel Energy | 85 | 13781 | IOU | 06071811 |  |  |  |  | Withdrawn | Trade Secret | Trade |  |  | Residential |  | Trade Secret | 2025
20252-215912-02 | Xcel Energy | 85 | 13781 | IOU | 06071821 |  |  |  |  | Active Application | Trade Secret | Trade |  |  | Residential |  | Trade Secret | 2025
20252-215912-02 | Xcel Energy | 85 | 13781 | IOU | 06072111 | 15 | Storage |  |  | Withdrawn | Trade Secret | Trade | ESW | ESW062 | Residential |  | Trade Secret | 2025
20252-215912-02 | Xcel Energy | 85 | 13781 | IOU | 06072247 | 21.387 | Solar |  |  | Active Application | Trade Secret | Trade | OPK | OPK077 | Commercial |  | Trade Secret | 2025
20252-215912-02 | Xcel Energy | 85 | 13781 | IOU | 06072263 | 6.832 | Solar |  |  | Active Application | Trade Secret | Trade | TLK | TLK061 | Residential |  | Trade Secret | 2025
20252-215912-02 | Xcel Energy | 85 | 13781 | IOU | 06072267 | 7.872 | Solar |  |  | Active Application | Trade Secret | Trade | HOL | HOL072 | Residential |  | Trade Secret | 2025
20252-215912-02 | Xcel Energy | 85 | 13781 | IOU | 06072330 | 30.1 | Solar |  |  | Active Application | Trade Secret | Trade | NOF | NOF061 | Residential | Solar*Rewards | Trade Secret | 2025
20252-215912-02 | Xcel Energy | 85 | 13781 | IOU | 06072353 | 13.285 | Solar |  |  | Active Application | Trade Secret | Trade | HWW | HWW062 | Residential |  | Trade Secret | 2025
20252-215912-02 | Xcel Energy | 85 | 13781 | IOU | 06072362 | 4.608 | Solar |  |  | Active Application | Trade Secret | Trade | ESW | ESW062 | Residential | Solar*Rewards | Trade Secret | 2025
20252-215912-02 | Xcel Energy | 85 | 13781 | IOU | 06072655 | 7.212 | Solar |  |  | Active Application | Trade Secret | Trade | AFT | AFT321 | Residential |  | Trade Secret | 2025
20252-215912-02 | Xcel Energy | 85 | 13781 | IOU | 06072754 | 30 | Solar |  |  | Active Application | Trade Secret | Trade | MHW | MHW311 | Residential | Solar*Rewards | Trade Secret | 2025
20252-215912-02 | Xcel Energy | 85 | 13781 | IOU | 06072773 | 6.912 | Solar |  |  | Active Application | Trade Secret | Trade | MOL | MOL063 | Residential | Solar*Rewards | Trade Secret | 2025
20252-215912-02 | Xcel Energy | 85 | 13781 | IOU | 06072817 |  | Solar |  |  | Active Application | Trade Secret | Trade |  |  | Residential | Solar*Rewards | Trade Secret | 2025
20252-215912-02 | Xcel Energy | 85 | 13781 | IOU | 06072833 | 8.129 | Solar |  |  | Active Application | Trade Secret | Trade |  |  | Commercial | Solar*Rewards | Trade Secret | 2025
20252-215912-02 | Xcel Energy | 85 | 13781 | IOU | 06072844 | 4.555 | Solar |  |  | Withdrawn | Trade Secret | Trade | CHE | CHE064 | Residential |  | Trade Secret | 2025
20252-215912-02 | Xcel Energy | 85 | 13781 | IOU | 06072867 | 5.314 | Solar |  |  | Active Application | Trade Secret | Trade | CHE | CHE064 | Residential | Solar*Rewards | Trade Secret | 2025
20252-215912-02 | Xcel Energy | 85 | 13781 | IOU | 06072900 | 3.77 | Solar |  |  | Active Application | Trade Secret | Trade | SOU | SOU086 | Residential | Solar*Rewards | Trade Secret | 2025
20252-215912-02 | Xcel Energy | 85 | 13781 | IOU | 06073114 | 7.68 | Solar |  |  | Active Application | Trade Secret | Trade | YAM | YAM031 | Residential | Solar*Rewards | Trade Secret | 2025
20252-215912-02 | Xcel Energy | 85 | 13781 | IOU | 06073306 |  | Solar |  |  | Withdrawn | Trade Secret | Trade | AFT | AFT315 | Residential | Solar*Rewards | Trade Secret | 2025
20252-215912-02 | Xcel Energy | 85 | 13781 | IOU | 06073344 | 4.592 | Solar |  |  | Withdrawn | Trade Secret | Trade | HYL | HYL071 | Residential | Solar*Rewards | Trade Secret | 2025
20252-215912-02 | Xcel Energy | 85 | 13781 | IOU | 06073351 |  | Solar |  |  | Active Application | Trade Secret | Trade |  |  | Residential | Solar*Rewards | Trade Secret | 2025
20252-215912-02 | Xcel Energy | 85 | 13781 | IOU | 06073354 | 3.936 | Solar |  |  | Active Application | Trade Secret | Trade | EDA | EDA089 | Residential |  | Trade Secret | 2025
20252-215912-02 | Xcel Energy | 85 | 13781 | IOU | 06073420 | 4.555 | Solar |  |  | Active Application | Trade Secret | Trade | SOU | SOU064 | Residential | Solar*Rewards | Trade Secret | 2025
20252-215912-02 | Xcel Energy | 85 | 13781 | IOU | 06073467 | 8.36 | Solar |  |  | Active Application | Trade Secret | Trade | OPK | OPK073 | Residential | Solar*Rewards | Trade Secret | 2025
20252-215912-02 | Xcel Energy | 85 | 13781 | IOU | 06073490 | 7.6 | Solar |  |  | Active Application | Trade Secret | Trade | DPN | DPN071 | Residential | Solar*Rewards | Trade Secret | 2025
20252-215912-02 | Xcel Energy | 85 | 13781 | IOU | 06073505 |  |  |  |  | Withdrawn | Trade Secret | Trade |  |  | Residential |  | Trade Secret | 2025
20252-215912-02 | Xcel Energy | 85 | 13781 | IOU | 06073510 | 6.84 | Solar |  |  | Active Application | Trade Secret | Trade | TWL | TWL074 | Residential | Solar*Rewards | Trade Secret | 2025
20252-215912-02 | Xcel Energy | 85 | 13781 | IOU | 06073553 | 5.32 | Solar |  |  | Active Application | Trade Secret | Trade | BRP | BRP061 | Residential | Solar*Rewards | Trade Secret | 2025
20252-215912-02 | Xcel Energy | 85 | 13781 | IOU | 06073580 | 3.04 | Solar |  |  | Active Application | Trade Secret | Trade | SOU | SOU064 | Residential | Solar*Rewards | Trade Secret | 2025
20252-215912-02 | Xcel Energy | 85 | 13781 | IOU | 06073607 | 8.36 | Solar |  |  | Active Application | Trade Secret | Trade | BRP | BRP063 | Residential | Solar*Rewards | Trade Secret | 2025
20252-215912-02 | Xcel Energy | 85 | 13781 | IOU | 06073623 | 5.32 | Solar |  |  | Active Application | Trade Secret | Trade | WAB | WAB021 | Residential | Solar*Rewards | Trade Secret | 2025
20252-215912-02 | Xcel Energy | 85 | 13781 | IOU | 06073629 | 3.747 | Solar |  |  | Active Application | Trade Secret | Trade | SOU | SOU079 | Residential |  | Trade Secret | 2025
20252-215912-02 | Xcel Energy | 85 | 13781 | IOU | 06073636 | 3.037 | Solar |  |  | Withdrawn | Trade Secret | Trade | RIV | RIV073 | Residential | Solar*Rewards | Trade Secret | 2025
20252-215912-02 | Xcel Energy | 85 | 13781 | IOU | 06073663 | 4.645 | Solar |  |  | Active Application | Trade Secret | Trade | SLP | SLP082 | Residential | Solar*Rewards | Trade Secret | 2025
20252-215912-02 | Xcel Energy | 85 | 13781 | IOU | 06073672 | 8.129 | Solar |  |  | Active Application | Trade Secret | Trade | WRR | WRR064 | Commercial | Solar*Rewards | Trade Secret | 2025
20252-215912-02 | Xcel Energy | 85 | 13781 | IOU | 06073674 | 6.387 | Solar |  |  | Active Application | Trade Secret | Trade |  |  | Commercial | Solar*Rewards | Trade Secret | 2025
20252-215912-02 | Xcel Energy | 85 | 13781 | IOU | 06073677 | 8.129 | Solar |  |  | Active Application | Trade Secret | Trade | ALD | ALD083 | Commercial | Solar*Rewards | Trade Secret | 2025
20252-215912-02 | Xcel Energy | 85 | 13781 | IOU | 06073680 | 8.129 | Solar |  |  | Active Application | Trade Secret | Trade | SLP | SLP092 | Commercial | Solar*Rewards | Trade Secret | 2025
20252-215912-02 | Xcel Energy | 85 | 13781 | IOU | 06073701 | 14.423 | Solar |  |  | Active Application | Trade Secret | Trade | WDY | WDY312 | Residential | Solar*Rewards | Trade Secret | 2025
20252-215912-02 | Xcel Energy | 85 | 13781 | IOU | 06073706 | 3.037 | Solar |  |  | Active Application | Trade Secret | Trade | RIV | RIV073 | Residential | Solar*Rewards | Trade Secret | 2025
20252-215912-02 | Xcel Energy | 85 | 13781 | IOU | 06073739 | 11.5 | Storage |  |  | Active Application | Trade Secret | Trade | BYT | BYT072 | Residential |  | Trade Secret | 2025
20252-215912-02 | Xcel Energy | 85 | 13781 | IOU | 06073749 | 11.5 | Storage |  |  | Active Application | Trade Secret | Trade | LEX | LEX071 | Residential |  | Trade Secret | 2025
20252-215912-02 | Xcel Energy | 85 | 13781 | IOU | 06073768 | 11.5 | Storage |  |  | Active Application | Trade Secret | Trade | AFT | AFT314 | Residential |  | Trade Secret | 2025
20252-215912-02 | Xcel Energy | 85 | 13781 | IOU | 06073809 | 4999.972 | Solar |  |  | Active Application | Trade Secret | Trade |  |  | Commercial |  | Trade Secret | 2025
20252-215912-02 | Xcel Energy | 85 | 13781 | IOU | 06073934 | 4990 | Solar |  |  | Active Application | Trade Secret | Trade |  |  | Commercial |  | Trade Secret | 2025
20252-215912-02 | Xcel Energy | 85 | 13781 | IOU | 06073954 | 5.763 | Solar |  |  | Active Application | Trade Secret | Trade | TWL | TWL069 | Residential |  | Trade Secret | 2025
20252-215912-02 | Xcel Energy | 85 | 13781 | IOU | 06074310 | 8.528 | Solar |  |  | Withdrawn | Trade Secret | Trade | SAV | SAV069 | Residential | Solar*Rewards | Trade Secret | 2025
20252-215912-02 | Xcel Energy | 85 | 13781 | IOU | 06074314 | 9.184 | Solar |  |  | Active Application | Trade Secret | Trade | HYL | HYL072 | Residential | Solar*Rewards | Trade Secret | 2025
20252-215912-02 | Xcel Energy | 85 | 13781 | IOU | 06074317 | 5.904 | Solar |  |  | Active Application | Trade Secret | Trade | VKG | VKG061 | Residential | Solar*Rewards | Trade Secret | 2025
20252-215912-02 | Xcel Energy | 85 | 13781 | IOU | 06074320 | 5.904 | Solar |  |  | Active Application | Trade Secret | Trade | WCR | WCR063 | Residential | Solar*Rewards | Trade Secret | 2025
20252-215912-02 | Xcel Energy | 85 | 13781 | IOU | 06074343 | 17.664 | Solar |  |  | Active Application | Trade Secret | Trade | SCL | SCL313 | Residential | Solar*Rewards | Trade Secret | 2025
20252-215912-02 | Xcel Energy | 85 | 13781 | IOU | 06074374 | 7.616 | Solar |  |  | Active Application | Trade Secret | Trade | LEX | LEX074 | Residential | Solar*Rewards | Trade Secret | 2025
20252-215912-02 | Xcel Energy | 85 | 13781 | IOU | 06074393 | 7.616 | Solar |  |  | Active Application | Trade Secret | Trade | RPO | RPO311 | Residential |  | Trade Secret | 2025
20252-215912-02 | Xcel Energy | 85 | 13781 | IOU | 06074577 | 9.994 | Solar |  |  | Active Application | Trade Secret | Trade | CGR | CGR064 | Residential |  | Trade Secret | 2025
20252-215912-02 | Xcel Energy | 85 | 13781 | IOU | 06074659 | 12.16 | Solar |  |  | Active Application | Trade Secret | Trade | OPK | OPK073 | Residential | Solar*Rewards | Trade Secret | 2025
20252-215912-02 | Xcel Energy | 85 | 13781 | IOU | 06074670 | 5.052 | Solar |  |  | Active Application | Trade Secret | Trade | SAV | SAV063 | Residential | Solar*Rewards | Trade Secret | 2025
20252-215912-02 | Xcel Energy | 85 | 13781 | IOU | 06074682 | 8.36 | Solar |  |  | Active Application | Trade Secret | Trade | TWL | TWL074 | Residential | Solar*Rewards | Trade Secret | 2025
20252-215912-02 | Xcel Energy | 85 | 13781 | IOU | 06074708 | 5.32 | Solar |  |  | Active Application | Trade Secret | Trade | WES | WES074 | Residential | Solar*Rewards | Trade Secret | 2025
20252-215912-02 | Xcel Energy | 85 | 13781 | IOU | 06074725 | 10.26 | Solar |  |  | Active Application | Trade Secret | Trade | BRP | BRP061 | Residential | Solar*Rewards | Trade Secret | 2025
20252-215912-02 | Xcel Energy | 85 | 13781 | IOU | 06074750 | 4.645 | Solar |  |  | Active Application | Trade Secret | Trade | STY | STY075 | Residential |  | Trade Secret | 2025
20252-215912-02 | Xcel Energy | 85 | 13781 | IOU | 06074756 | 7.6 | Solar |  |  | Active Application | Trade Secret | Trade | TWL | TWL076 | Residential | Solar*Rewards | Trade Secret | 2025
20252-215912-02 | Xcel Energy | 85 | 13781 | IOU | 06074780 | 6.08 | Solar |  |  | Active Application | Trade Secret | Trade | BRP | BRP063 | Residential | Solar*Rewards | Trade Secret | 2025
20252-215912-02 | Xcel Energy | 85 | 13781 | IOU | 06074817 |  | Solar |  |  | Active Application | Trade Secret | Trade |  |  | Residential | Solar*Rewards | Trade Secret | 2025
20252-215912-02 | Xcel Energy | 85 | 13781 | IOU | 06074961 | 3.416 | Solar |  |  | Active Application | Trade Secret | Trade | SOU | SOU079 | Residential | Solar*Rewards | Trade Secret | 2025
20252-215912-02 | Xcel Energy | 85 | 13781 | IOU | 06074962 | 3.141 | Solar |  |  | Active Application | Trade Secret | Trade | TLK | TLK067 | Residential | Solar*Rewards | Trade Secret | 2025
20252-215912-02 | Xcel Energy | 85 | 13781 | IOU | 06074964 | 8.027 | Solar |  |  | Active Application | Trade Secret | Trade | MOL | MOL072 | Residential | Solar*Rewards | Trade Secret | 2025
20252-215912-02 | Xcel Energy | 85 | 13781 | IOU | 06074966 | 5.933 | Solar |  |  | Active Application | Trade Secret | Trade | TLK | TLK061 | Residential | Solar*Rewards | Trade Secret | 2025
20252-215912-02 | Xcel Energy | 85 | 13781 | IOU | 06074997 | 7.616 | Solar |  |  | Active Application | Trade Secret | Trade | AFT | AFT315 | Residential | Solar*Rewards | Trade Secret | 2025
20252-215912-02 | Xcel Energy | 85 | 13781 | IOU | 06075028 | 6.046 | Solar |  |  | Active Application | Trade Secret | Trade | WES | WES074 | Residential | Solar*Rewards | Trade Secret | 2025
20252-215912-02 | Xcel Energy | 85 | 13781 | IOU | 06075035 |  | Solar |  |  | Withdrawn | Trade Secret | Trade |  |  | Residential | Solar*Rewards | Trade Secret | 2025
20252-215912-02 | Xcel Energy | 85 | 13781 | IOU | 06075036 | 11.612 | Solar |  |  | Active Application | Trade Secret | Trade | RAM | RAM073 | Residential | Solar*Rewards | Trade Secret | 2025
20252-215912-02 | Xcel Energy | 85 | 13781 | IOU | 06075059 | 5.052 | Solar |  |  | Active Application | Trade Secret | Trade | WES | WES073 | Residential | Solar*Rewards | Trade Secret | 2025
20252-215912-02 | Xcel Energy | 85 | 13781 | IOU | 06075060 |  | Solar |  |  | Active Application | Trade Secret | Trade | SOU | SOU064 | Residential | Solar*Rewards | Trade Secret | 2025
20252-215912-02 | Xcel Energy | 85 | 13781 | IOU | 06075061 | 7.616 | Solar |  |  | Active Application | Trade Secret | Trade | EDA | EDA075 | Residential | Solar*Rewards | Trade Secret | 2025
20252-215912-02 | Xcel Energy | 85 | 13781 | IOU | 06075212 | 22.272 | Solar |  | X | Active Application | Trade Secret | Trade | BYT | BYT061 | Residential | Solar*Rewards | Trade Secret | 2025
20252-215912-02 | Xcel Energy | 85 | 13781 | IOU | 06075335 | 14.432 | Solar |  |  | Active Application | Trade Secret | Trade | FSL | FSL312 | Residential | Solar*Rewards | Trade Secret | 2025
20252-215912-02 | Xcel Energy | 85 | 13781 | IOU | 06075338 | 7.98 | Solar |  |  | Active Application | Trade Secret | Trade | WCR | WCR062 | Residential | Solar*Rewards | Trade Secret | 2025
20252-215912-02 | Xcel Energy | 85 | 13781 | IOU | 06075339 | 7.872 | Solar |  |  | Withdrawn | Trade Secret | Trade | HYL | HYL072 | Residential | Solar*Rewards | Trade Secret | 2025
20252-215912-02 | Xcel Energy | 85 | 13781 | IOU | 06075344 | 4.592 | Solar |  |  | Active Application | Trade Secret | Trade | HYL | HYL074 | Residential | Solar*Rewards | Trade Secret | 2025
20252-215912-02 | Xcel Energy | 85 | 13781 | IOU | 06075357 | 6.832 | Solar |  |  | Active Application | Trade Secret | Trade | HWW | HWW074 | Residential | Solar*Rewards | Trade Secret | 2025
20252-215912-02 | Xcel Energy | 85 | 13781 | IOU | 06075400 |  | Solar |  |  | Active Application | Trade Secret | Trade |  |  | Residential | Solar*Rewards | Trade Secret | 2025
20252-215912-02 | Xcel Energy | 85 | 13781 | IOU | 06075407 |  |  |  |  | Withdrawn | Trade Secret | Trade |  |  | Residential |  | Trade Secret | 2025
20252-215912-02 | Xcel Energy | 85 | 13781 | IOU | 06075466 | 11.6 | Solar |  |  | Active Application | Trade Secret | Trade | UPP | UPP082 | Residential |  | Trade Secret | 2025
20252-215912-02 | Xcel Energy | 85 | 13781 | IOU | 06075482 |  | Solar |  |  | Active Application | Trade Secret | Trade | WIL | WIL063 | Residential | Solar*Rewards | Trade Secret | 2025
20252-215912-02 | Xcel Energy | 85 | 13781 | IOU | 06075547 | 5000 | Solar |  |  | Active Application | Trade Secret | Trade |  |  | Commercial |  | Trade Secret | 2025
20252-215912-02 | Xcel Energy | 85 | 13781 | IOU | 06075612 |  |  |  |  | Active Application | Trade Secret | Trade | MPK | MPK063 | Residential |  | Trade Secret | 2025
20252-215912-02 | Xcel Energy | 85 | 13781 | IOU | 06075626 |  | Solar |  |  | Active Application | Trade Secret | Trade | SLP | SLP092 | Residential | Solar*Rewards | Trade Secret | 2025
20252-215912-02 | Xcel Energy | 85 | 13781 | IOU | 06075635 |  | Solar |  |  | Active Application | Trade Secret | Trade | EBL | EBL084 | Residential | Solar*Rewards | Trade Secret | 2025
20252-215912-02 | Xcel Energy | 85 | 13781 | IOU | 06075722 |  |  |  |  | Active Application | Trade Secret | Trade |  |  | Residential |  | Trade Secret | 2025
20252-215912-02 | Xcel Energy | 85 | 13781 | IOU | 06075729 |  |  |  |  | Active Application | Trade Secret | Trade |  |  | Residential |  | Trade Secret | 2025
20252-215912-02 | Xcel Energy | 85 | 13781 | IOU | 06075730 | 4.555 | Solar |  |  | Active Application | Trade Secret | Trade | RMT | RMT321 | Residential |  | Trade Secret | 2025
20252-215912-02 | Xcel Energy | 85 | 13781 | IOU | 06075738 |  |  |  |  | Active Application | Trade Secret | Trade |  |  | Residential |  | Trade Secret | 2025
20252-215912-02 | Xcel Energy | 85 | 13781 | IOU | 06075783 |  | Solar |  |  | Active Application | Trade Secret | Trade | EDA | EDA067 | Residential | Solar*Rewards | Trade Secret | 2025
20252-215912-02 | Xcel Energy | 85 | 13781 | IOU | 06075804 |  |  |  |  | Active Application | Trade Secret | Trade |  |  | Residential |  | Trade Secret | 2025
20252-215912-02 | Xcel Energy | 85 | 13781 | IOU | 06075847 | 11.5 | Storage |  |  | Active Application | Trade Secret | Trade | MEL | MEL073 | Residential |  | Trade Secret | 2025
20252-215912-02 | Xcel Energy | 85 | 13781 | IOU | 06075875 | 3.796 | Solar |  |  | Active Application | Trade Secret | Trade | CGR | CGR071 | Residential |  | Trade Secret | 2025
20252-215912-02 | Xcel Energy | 85 | 13781 | IOU | 06075943 | 3.796 | Solar |  |  | Active Application | Trade Secret | Trade | CGR | CGR071 | Residential |  | Trade Secret | 2025
20252-215912-02 | Xcel Energy | 85 | 13781 | IOU | 06076119 |  | Solar |  |  | Active Application | Trade Secret | Trade | OAD | OAD071 | Residential | Solar*Rewards | Trade Secret | 2025
20252-215912-02 | Xcel Energy | 85 | 13781 | IOU | 06076270 | 5.693 | Solar |  |  | Active Application | Trade Secret | Trade | WSG | WSG063 | Residential | Solar*Rewards | Trade Secret | 2025
20252-215912-02 | Xcel Energy | 85 | 13781 | IOU | 06076304 |  | Solar |  |  | Active Application | Trade Secret | Trade | DBL | DBL060 | Residential | Solar*Rewards | Trade Secret | 2025
20252-215912-02 | Xcel Energy | 85 | 13781 | IOU | 06076307 | 8.832 | Solar |  |  | Active Application | Trade Secret | Trade | MOL | MOL068 | Residential | Solar*Rewards | Trade Secret | 2025
20252-215912-02 | Xcel Energy | 85 | 13781 | IOU | 06076312 | 3.2 | Solar |  |  | Active Application | Trade Secret | Trade |  |  | Commercial | Solar*Rewards | Trade Secret | 2025
20252-215912-02 | Xcel Energy | 85 | 13781 | IOU | 06076333 |  | Solar |  |  | Active Application | Trade Secret | Trade |  |  | Residential | Solar*Rewards | Trade Secret | 2025
20252-215912-02 | Xcel Energy | 85 | 13781 | IOU | 06076654 | 5.32 | Solar |  |  | Active Application | Trade Secret | Trade | SOU | SOU086 | Residential | Solar*Rewards | Trade Secret | 2025
20252-215912-02 | Xcel Energy | 85 | 13781 | IOU | 06076662 | 3.2 | Solar |  |  | Active Application | Trade Secret | Trade |  |  | Commercial | Solar*Rewards | Trade Secret | 2025
20252-215912-02 | Xcel Energy | 85 | 13781 | IOU | 06076677 | 3.2 | Solar |  |  | Active Application | Trade Secret | Trade |  |  | Commercial | Solar*Rewards | Trade Secret | 2025
20252-215912-02 | Xcel Energy | 85 | 13781 | IOU | 06076683 | 5.32 | Solar |  |  | Active Application | Trade Secret | Trade | STY | STY062 | Residential | Solar*Rewards | Trade Secret | 2025
20252-215912-02 | Xcel Energy | 85 | 13781 | IOU | 06076685 | 3.2 | Solar |  |  | Active Application | Trade Secret | Trade | HWW | HWW071 | Residential | Solar*Rewards | Trade Secret | 2025
20252-215912-02 | Xcel Energy | 85 | 13781 | IOU | 06076705 | 3.2 | Solar |  |  | Active Application | Trade Secret | Trade |  |  | Commercial | Solar*Rewards | Trade Secret | 2025
20252-215912-02 | Xcel Energy | 85 | 13781 | IOU | 06076711 | 3.2 | Solar |  |  | Active Application | Trade Secret | Trade | HWW | HWW071 | Residential | Solar*Rewards | Trade Secret | 2025
20252-215912-02 | Xcel Energy | 85 | 13781 | IOU | 06076798 | 3.28 | Solar |  |  | Active Application | Trade Secret | Trade | SOU | SOU083 | Residential | Solar*Rewards | Trade Secret | 2025
20252-215912-02 | Xcel Energy | 85 | 13781 | IOU | 06076823 | 3.28 | Solar |  |  | Active Application | Trade Secret | Trade | HWW | HWW072 | Residential | Solar*Rewards | Trade Secret | 2025
20252-215912-02 | Xcel Energy | 85 | 13781 | IOU | 06076826 | 11.136 | Solar |  |  | Active Application | Trade Secret | Trade | IDA | IDA072 | Residential |  | Trade Secret | 2025
20252-215912-02 | Xcel Energy | 85 | 13781 | IOU | 06076828 | 3.8 | Solar |  |  | Active Application | Trade Secret | Trade | OSS | OSS063 | Residential | Solar*Rewards | Trade Secret | 2025
20252-215912-02 | Xcel Energy | 85 | 13781 | IOU | 06076848 | 4.592 | Solar |  |  | Active Application | Trade Secret | Trade | MDT | MDT077 | Residential | Solar*Rewards | Trade Secret | 2025
20252-215912-02 | Xcel Energy | 85 | 13781 | IOU | 06076855 | 8.73 | Solar |  |  | Active Application | Trade Secret | Trade | SOU | SOU079 | Residential | Solar*Rewards | Trade Secret | 2025
20252-215912-02 | Xcel Energy | 85 | 13781 | IOU | 06076862 | 3.28 | Solar |  |  | Active Application | Trade Secret | Trade | HWW | HWW062 | Residential | Solar*Rewards | Trade Secret | 2025
20252-215912-02 | Xcel Energy | 85 | 13781 | IOU | 06076903 | 5.904 | Solar |  |  | Active Application | Trade Secret | Trade | WSG | WSG361 | Residential | Solar*Rewards | Trade Secret | 2025
20252-215912-02 | Xcel Energy | 85 | 13781 | IOU | 06076925 | 4.592 | Solar |  |  | Active Application | Trade Secret | Trade | RIV | RIV063 | Residential | Solar*Rewards | Trade Secret | 2025
20252-215912-02 | Xcel Energy | 85 | 13781 | IOU | 06076932 | 12.672 | Solar |  |  | Active Application | Trade Secret | Trade | WSG | WSG352 | Residential | Solar*Rewards | Trade Secret | 2025
20252-215912-02 | Xcel Energy | 85 | 13781 | IOU | 06076942 | 4.592 | Solar |  |  | Active Application | Trade Secret | Trade | HYL | HYL061 | Residential | Solar*Rewards | Trade Secret | 2025
20252-215912-02 | Xcel Energy | 85 | 13781 | IOU | 06076970 | 2.624 | Solar |  |  | Active Application | Trade Secret | Trade | SOU | SOU081 | Residential | Solar*Rewards | Trade Secret | 2025
20252-215912-02 | Xcel Energy | 85 | 13781 | IOU | 06077223 | 3.936 | Solar |  |  | Active Application | Trade Secret | Trade | WSG | WSG362 | Residential | Solar*Rewards | Trade Secret | 2025
20252-215912-02 | Xcel Energy | 85 | 13781 | IOU | 06077580 | 0.38 | Solar |  |  | Active Application | Trade Secret | Trade | NOF | NOF061 | Commercial |  | Trade Secret | 2025
20252-215912-02 | Xcel Energy | 85 | 13781 | IOU | 06077591 | 24.8 | Solar |  |  | Active Application | Trade Secret | Trade |  |  | Commercial |  | Trade Secret | 2025
20252-215912-02 | Xcel Energy | 85 | 13781 | IOU | 06077627 | 4750 | Solar |  |  | Active Application | Trade Secret | Trade | WIN | WIN043 | Commercial |  | Trade Secret | 2025
20252-215912-02 | Xcel Energy | 85 | 13781 | IOU | 06077633 | 8.064 | Solar |  |  | Active Application | Trade Secret | Trade | JOR | JOR021 | Residential | Solar*Rewards | Trade Secret | 2025
20252-215912-02 | Xcel Energy | 85 | 13781 | IOU | 06077660 | 4.592 | Solar |  |  | Active Application | Trade Secret | Trade | CRL | CRL065 | Residential | Solar*Rewards | Trade Secret | 2025
20252-215912-02 | Xcel Energy | 85 | 13781 | IOU | 06077670 | 11.393 | Solar |  |  | Active Application | Trade Secret | Trade | HSN | HSN321 | Residential |  | Trade Secret | 2025
20252-215912-02 | Xcel Energy | 85 | 13781 | IOU | 06077673 | 3.936 | Solar |  |  | Active Application | Trade Secret | Trade | WIL | WIL081 | Residential | Solar*Rewards | Trade Secret | 2025
20252-215912-02 | Xcel Energy | 85 | 13781 | IOU | 06077682 | 3.28 | Solar |  |  | Active Application | Trade Secret | Trade | SOU | SOU060 | Residential | Solar*Rewards | Trade Secret | 2025
20252-215912-02 | Xcel Energy | 85 | 13781 | IOU | 06077706 | 8.376 | Solar |  |  | Active Application | Trade Secret | Trade | GSL | GSL061 | Residential | Solar*Rewards | Trade Secret | 2025
20252-215912-02 | Xcel Energy | 85 | 13781 | IOU | 06077716 | 12.146 | Solar |  |  | Active Application | Trade Secret | Trade | OPK | OPK077 | Residential | Solar*Rewards | Trade Secret | 2025
20252-215912-02 | Xcel Energy | 85 | 13781 | IOU | 06077718 | 8.064 | Solar |  |  | Active Application | Trade Secret | Trade | TWL | TWL072 | Residential | Solar*Rewards | Trade Secret | 2025
20252-215912-02 | Xcel Energy | 85 | 13781 | IOU | 06077725 | 39.99 | Solar |  |  | Active Application | Trade Secret | Trade | APA | APA077 | Commercial |  | Trade Secret | 2025
20252-215912-02 | Xcel Energy | 85 | 13781 | IOU | 06077741 | 34.5 | Solar |  | X | Active Application | Trade Secret | Trade | WCS | WCS072 | Residential |  | Trade Secret | 2025
20252-215912-02 | Xcel Energy | 85 | 13781 | IOU | 06077774 |  | Solar |  |  | Withdrawn | Trade Secret | Trade | MST | MST068 | Commercial | Solar*Rewards | Trade Secret | 2025
20252-215912-02 | Xcel Energy | 85 | 13781 | IOU | 06077788 | 6.073 | Solar |  |  | Active Application | Trade Secret | Trade | CGR | CGR061 | Residential |  | Trade Secret | 2025
20252-215912-02 | Xcel Energy | 85 | 13781 | IOU | 06077924 | 17.96 | Solar |  |  | Active Application | Trade Secret | Trade | MST | MST068 | Commercial | Solar*Rewards | Trade Secret | 2025
20252-215912-02 | Xcel Energy | 85 | 13781 | IOU | 06078042 | 7.212 | Solar |  |  | Active Application | Trade Secret | Trade | ALD | ALD097 | Residential | Solar*Rewards | Trade Secret | 2025
20252-215912-02 | Xcel Energy | 85 | 13781 | IOU | 06078218 | 5.248 | Solar |  |  | Active Application | Trade Secret | Trade | MDT | MDT071 | Residential | Solar*Rewards | Trade Secret | 2025
20252-215912-02 | Xcel Energy | 85 | 13781 | IOU | 06078357 | 5.052 | Solar |  |  | Active Application | Trade Secret | Trade | MDT | MDT071 | Residential | Solar*Rewards | Trade Secret | 2025
20252-215912-02 | Xcel Energy | 85 | 13781 | IOU | 06078621 | 10.628 | Solar |  |  | Active Application | Trade Secret | Trade | DBL | DBL063 | Residential | Solar*Rewards | Trade Secret | 2025
20252-215912-02 | Xcel Energy | 85 | 13781 | IOU | 06078665 | 12.288 | Solar |  |  | Active Application | Trade Secret | Trade | AHI | AHI025 | Residential |  | Trade Secret | 2025
20252-215912-02 | Xcel Energy | 85 | 13781 | IOU | 06078685 |  |  |  |  | Active Application | Trade Secret | Trade |  |  | Residential |  | Trade Secret | 2025
20252-215912-02 | Xcel Energy | 85 | 13781 | IOU | 06078737 | 3.936 | Solar |  |  | Active Application | Trade Secret | Trade | WIL | WIL081 | Residential | Solar*Rewards | Trade Secret | 2025
20252-215912-02 | Xcel Energy | 85 | 13781 | IOU | 06078744 | 7.216 | Solar |  |  | Active Application | Trade Secret | Trade | WIL | WIL081 | Residential | Solar*Rewards | Trade Secret | 2025
20252-215912-02 | Xcel Energy | 85 | 13781 | IOU | 06078748 | 3.936 | Solar |  |  | Active Application | Trade Secret | Trade | HYL | HYL073 | Residential | Solar*Rewards | Trade Secret | 2025
20252-215912-02 | Xcel Energy | 85 | 13781 | IOU | 06078752 | 9.184 | Solar |  |  | Active Application | Trade Secret | Trade | ECK | ECK321 | Residential | Solar*Rewards | Trade Secret | 2025
20252-215912-02 | Xcel Energy | 85 | 13781 | IOU | 06078754 | 9.184 | Solar |  |  | Withdrawn | Trade Secret | Trade | ECK | ECK063 | Residential | Solar*Rewards | Trade Secret | 2025
20252-215912-02 | Xcel Energy | 85 | 13781 | IOU | 06078869 | 7.6 | Solar |  |  | Active Application | Trade Secret | Trade | OSS | OSS065 | Residential | Solar*Rewards | Trade Secret | 2025
20252-215912-02 | Xcel Energy | 85 | 13781 | IOU | 06078910 | 2.66 | Solar |  |  | Active Application | Trade Secret | Trade | WCR | WCR322 | Residential | Solar*Rewards | Trade Secret | 2025
20252-215912-02 | Xcel Energy | 85 | 13781 | IOU | 06079130 | 9.869 | Solar |  |  | Active Application | Trade Secret | Trade | WRR | WRR075 | Residential | Solar*Rewards | Trade Secret | 2025
20252-215912-02 | Xcel Energy | 85 | 13781 | IOU | 06079231 | 5.904 | Solar |  |  | Withdrawn | Trade Secret | Trade | WCR | WCR063 | Residential | Solar*Rewards | Trade Secret | 2025
20252-215912-02 | Xcel Energy | 85 | 13781 | IOU | 06079254 | 8.832 | Solar |  |  | Active Application | Trade Secret | Trade | HUG | HUG321 | Residential | Solar*Rewards | Trade Secret | 2025
20252-215912-02 | Xcel Energy | 85 | 13781 | IOU | 06079271 |  |  |  |  | Active Application | Trade Secret | Trade |  |  | Residential |  | Trade Secret | 2025
20252-215912-02 | Xcel Energy | 85 | 13781 | IOU | 06079361 | 4125 | Solar |  |  | Active Application | Trade Secret | Trade |  |  | Commercial |  | Trade Secret | 2025
20252-215912-02 | Xcel Energy | 85 | 13781 | IOU | 06079376 | 13.664 | Solar |  |  | Active Application | Trade Secret | Trade | MOL | MOL076 | Residential | Solar*Rewards | Trade Secret | 2025
20252-215912-02 | Xcel Energy | 85 | 13781 | IOU | 06079464 | 5.933 | Solar |  |  | Active Application | Trade Secret | Trade | SOU | SOU083 | Residential | Solar*Rewards | Trade Secret | 2025
20252-215912-02 | Xcel Energy | 85 | 13781 | IOU | 06079472 | 9.869 | Solar |  |  | Active Application | Trade Secret | Trade | WSG | WSG361 | Residential | Solar*Rewards | Trade Secret | 2025
20252-215912-02 | Xcel Energy | 85 | 13781 | IOU | 06079479 | 10.248 | Solar |  |  | Active Application | Trade Secret | Trade | MPK | MPK068 | Residential | Solar*Rewards | Trade Secret | 2025
20252-215912-02 | Xcel Energy | 85 | 13781 | IOU | 06079650 |  | Solar |  |  | Withdrawn | Trade Secret | Trade |  |  | Residential | Solar*Rewards | Trade Secret | 2025
20252-215912-02 | Xcel Energy | 85 | 13781 | IOU | 06079710 |  |  |  |  | Active Application | Trade Secret | Trade |  |  | Residential |  | Trade Secret | 2025
20252-215912-02 | Xcel Energy | 85 | 13781 | IOU | 06079741 | 5.248 | Solar |  |  | Active Application | Trade Secret | Trade | WIL | WIL089 | Residential | Solar*Rewards | Trade Secret | 2025
20252-215912-02 | Xcel Energy | 85 | 13781 | IOU | 06079754 |  | Solar |  |  | Active Application | Trade Secret | Trade |  |  | Residential | Solar*Rewards | Trade Secret | 2025
20252-215912-02 | Xcel Energy | 85 | 13781 | IOU | 06079756 | 3.416 | Solar |  |  | Active Application | Trade Secret | Trade | CGR | CGR061 | Residential |  | Trade Secret | 2025
20252-215912-02 | Xcel Energy | 85 | 13781 | IOU | 06079786 | 11.5 | Storage |  |  | Active Application | Trade Secret | Trade | DPN | DPN063 | Residential |  | Trade Secret | 2025
20252-215912-02 | Xcel Energy | 85 | 13781 | IOU | 06079819 | 7.616 | Solar |  |  | Active Application | Trade Secret | Trade | LLK | LLK072 | Residential |  | Trade Secret | 2025
20252-215912-02 | Xcel Energy | 85 | 13781 | IOU | 06079840 | 23 | Solar |  | X | Active Application | Trade Secret | Trade | BCH | BCH311 | Residential | Solar*Rewards | Trade Secret | 2025
20252-215912-02 | Xcel Energy | 85 | 13781 | IOU | 06079861 | 13.824 | Solar |  |  | Active Application | Trade Secret | Trade | OSS | OSS076 | Residential | Solar*Rewards | Trade Secret | 2025
20252-215912-02 | Xcel Energy | 85 | 13781 | IOU | 06079919 | 13.682 | Solar |  |  | Active Application | Trade Secret | Trade | PAT | PAT313 | Commercial |  | Trade Secret | 2025
20252-215912-02 | Xcel Energy | 85 | 13781 | IOU | 06080024 | 6.453 | Solar |  |  | Active Application | Trade Secret | Trade | HWW | HWW073 | Residential | Solar*Rewards | Trade Secret | 2025
20252-215912-02 | Xcel Energy | 85 | 13781 | IOU | 06080076 | 3.037 | Solar |  |  | Active Application | Trade Secret | Trade | HWW | HWW073 | Residential | Solar*Rewards | Trade Secret | 2025
20252-215912-02 | Xcel Energy | 85 | 13781 | IOU | 06080086 | 16.04 | Solar |  |  | Active Application | Trade Secret | Trade | BCR | BCR083 | Residential | Solar*Rewards | Trade Secret | 2025
20252-215912-02 | Xcel Energy | 85 | 13781 | IOU | 06080133 | 6.08 | Solar |  |  | Active Application | Trade Secret | Trade | BRP | BRP071 | Residential | Solar*Rewards | Trade Secret | 2025
20252-215912-02 | Xcel Energy | 85 | 13781 | IOU | 06080165 | 7.971 | Solar |  |  | Active Application | Trade Secret | Trade | MOL | MOL078 | Residential | Solar*Rewards | Trade Secret | 2025
20252-215912-02 | Xcel Energy | 85 | 13781 | IOU | 06080175 | 3.84 | Storage |  |  | Active Application | Trade Secret | Trade | SLP | SLP082 | Residential |  | Trade Secret | 2025
20252-215912-02 | Xcel Energy | 85 | 13781 | IOU | 06080182 | 6.832 | Solar |  | X | Active Application | Trade Secret | Trade | GLK | GLK065 | Residential | Solar*Rewards | Trade Secret | 2025
20252-215912-02 | Xcel Energy | 85 | 13781 | IOU | 06080192 | 11.5 | Storage |  |  | Active Application | Trade Secret | Trade | WAB | WAB021 | Residential |  | Trade Secret | 2025
20252-215912-02 | Xcel Energy | 85 | 13781 | IOU | 06080214 | 12.285 | Solar |  |  | Active Application | Trade Secret | Trade | BCH | BCH311 | Residential | Solar*Rewards | Trade Secret | 2025
20252-215912-02 | Xcel Energy | 85 | 13781 | IOU | 06080232 | 13.285 | Solar |  |  | Active Application | Trade Secret | Trade | MOL | MOL076 | Residential | Solar*Rewards | Trade Secret | 2025
20252-215912-02 | Xcel Energy | 85 | 13781 | IOU | 06080244 | 4.555 | Solar |  |  | Active Application | Trade Secret | Trade | FRM | FRM071 | Residential |  | Trade Secret | 2025
20252-215912-02 | Xcel Energy | 85 | 13781 | IOU | 06080391 | 11.933 | Solar |  |  | Active Application | Trade Secret | Trade | WCS | WCS064 | Residential | Solar*Rewards | Trade Secret | 2025
20252-215912-02 | Xcel Energy | 85 | 13781 | IOU | 06080582 | 6.832 | Solar |  |  | Active Application | Trade Secret | Trade | HUG | HUG311 | Residential | Solar*Rewards | Trade Secret | 2025
20252-215912-02 | Xcel Energy | 85 | 13781 | IOU | 06080682 |  | Solar |  |  | Active Application | Trade Secret | Trade |  |  | Residential | Solar*Rewards | Trade Secret | 2025
20252-215912-02 | Xcel Energy | 85 | 13781 | IOU | 06080688 | 5.904 | Solar |  |  | Active Application | Trade Secret | Trade | WIL | WIL084 | Residential | Solar*Rewards | Trade Secret | 2025
20252-215912-02 | Xcel Energy | 85 | 13781 | IOU | 06080751 | 11.46 | Solar |  | X | Active Application | Trade Secret | Trade | WIL | WIL075 | Residential | Solar*Rewards | Trade Secret | 2025
20252-215912-02 | Xcel Energy | 85 | 13781 | IOU | 06080858 | 7.68 | Solar |  |  | Active Application | Trade Secret | Trade | CRL | CRL033 | Residential | Solar*Rewards | Trade Secret | 2025
20252-215912-02 | Xcel Energy | 85 | 13781 | IOU | 06080881 | 39.99 | Solar |  |  | Active Application | Trade Secret | Trade | MEL | MEL089 | Commercial |  | Trade Secret | 2025
20252-215912-02 | Xcel Energy | 85 | 13781 | IOU | 06080910 | 36.579 | Solar |  |  | Active Application | Trade Secret | Trade | CTF | CTF022 | Residential |  | Trade Secret | 2025
20252-215912-02 | Xcel Energy | 85 | 13781 | IOU | 06081015 | 39.99 | Solar |  |  | Active Application | Trade Secret | Trade | MEL | MEL089 | Commercial |  | Trade Secret | 2025
20252-215912-02 | Xcel Energy | 85 | 13781 | IOU | 06081046 | 7.329 | Solar |  |  | Active Application | Trade Secret | Trade | WCR | WCR062 | Residential | Solar*Rewards | Trade Secret | 2025
20252-215912-02 | Xcel Energy | 85 | 13781 | IOU | 06081063 |  |  |  |  | Withdrawn | Trade Secret | Trade |  |  | Residential |  | Trade Secret | 2025
20252-215912-02 | Xcel Energy | 85 | 13781 | IOU | 06081072 | 50 | Solar |  |  | Active Application | Trade Secret | Trade | HWW | HWW063 | Commercial |  | Trade Secret | 2025
20252-215912-02 | Xcel Energy | 85 | 13781 | IOU | 06081075 | 5.693 | Solar |  |  | Active Application | Trade Secret | Trade | SHP | SHP072 | Residential | Solar*Rewards | Trade Secret | 2025
20252-215912-02 | Xcel Energy | 85 | 13781 | IOU | 06081081 | 7.216 | Solar |  |  | Active Application | Trade Secret | Trade | HYL | HYL072 | Residential | Solar*Rewards | Trade Secret | 2025
20252-215912-02 | Xcel Energy | 85 | 13781 | IOU | 06081090 | 7.6 | Solar |  |  | Active Application | Trade Secret | Trade | RLK | RLK073 | Residential | Solar*Rewards | Trade Secret | 2025
20252-215912-02 | Xcel Energy | 85 | 13781 | IOU | 06081117 | 3.42 | Solar |  |  | Active Application | Trade Secret | Trade | BRP | BRP071 | Residential | Solar*Rewards | Trade Secret | 2025
20252-215912-02 | Xcel Energy | 85 | 13781 | IOU | 06081430 | 4.555 | Solar |  |  | Active Application | Trade Secret | Trade | MND | MND062 | Residential |  | Trade Secret | 2025
20252-215912-02 | Xcel Energy | 85 | 13781 | IOU | 06081496 | 7.971 | Solar |  |  | Active Application | Trade Secret | Trade | MOL | MOL072 | Residential |  | Trade Secret | 2025
20252-215912-02 | Xcel Energy | 85 | 13781 | IOU | 06081538 | 67.3 | Solar |  |  | Active Application | Trade Secret | Trade | RRK | RRK063 | Commercial | Solar*Rewards | Trade Secret | 2025
20252-215912-02 | Xcel Energy | 85 | 13781 | IOU | 06081564 | 6.56 | Solar |  |  | Active Application | Trade Secret | Trade | SAV | SAV069 | Residential | Solar*Rewards | Trade Secret | 2025
20252-215912-02 | Xcel Energy | 85 | 13781 | IOU | 06081596 | 3.747 | Solar |  |  | Active Application | Trade Secret | Trade | SOU | SOU083 | Residential |  | Trade Secret | 2025
20252-215912-02 | Xcel Energy | 85 | 13781 | IOU | 06081623 | 9.489 | Solar |  |  | Active Application | Trade Secret | Trade | DHL | DHL061 | Residential | Solar*Rewards | Trade Secret | 2025
20252-215912-02 | Xcel Energy | 85 | 13781 | IOU | 06081751 | 7.04 | Solar |  |  | Active Application | Trade Secret | Trade | WIL | WIL071 | Residential | Solar*Rewards | Trade Secret | 2025
20252-215912-02 | Xcel Energy | 85 | 13781 | IOU | 06081765 | 9.984 | Solar |  |  | Active Application | Trade Secret | Trade | GLK | GLK063 | Residential | Solar*Rewards | Trade Secret | 2025
20252-215912-02 | Xcel Energy | 85 | 13781 | IOU | 06081782 | 5.314 | Solar |  |  | Active Application | Trade Secret | Trade | MPK | MPK085 | Residential | Solar*Rewards | Trade Secret | 2025
20252-215912-02 | Xcel Energy | 85 | 13781 | IOU | 06081833 | 5.806 | Solar |  |  | Active Application | Trade Secret | Trade | IDA | IDA072 | Residential |  | Trade Secret | 2025
20252-215912-02 | Xcel Energy | 85 | 13781 | IOU | 06081863 | 8.73 | Solar |  |  | Withdrawn | Trade Secret | Trade | LLK | LLK071 | Residential |  | Trade Secret | 2025
20252-215912-02 | Xcel Energy | 85 | 13781 | IOU | 06081913 | 3.84 | Storage |  |  | Active Application | Trade Secret | Trade | WIL | WIL074 | Residential |  | Trade Secret | 2025
20252-215912-02 | Xcel Energy | 85 | 13781 | IOU | 06082012 | 7.68 | Solar |  |  | Active Application | Trade Secret | Trade | WIN | WIN043 | Residential | Solar*Rewards | Trade Secret | 2025
20252-215912-02 | Xcel Energy | 85 | 13781 | IOU | 06082374 |  | Solar |  |  | Active Application | Trade Secret | Trade |  |  | Residential | Solar*Rewards | Trade Secret | 2025
20252-215912-02 | Xcel Energy | 85 | 13781 | IOU | 06082461 | 10.628 | Solar |  |  | Active Application | Trade Secret | Trade | RRK | RRK064 | Residential | Solar*Rewards | Trade Secret | 2025
20252-215912-02 | Xcel Energy | 85 | 13781 | IOU | 06082482 | 11.5 | Storage |  |  | Active Application | Trade Secret | Trade | LCR | LCR311 | Commercial |  | Trade Secret | 2025
20252-215912-02 | Xcel Energy | 85 | 13781 | IOU | 06082487 | 6.453 | Solar |  | X | Active Application | Trade Secret | Trade | BRP | BRP072 | Residential | Solar*Rewards | Trade Secret | 2025
20252-215912-02 | Xcel Energy | 85 | 13781 | IOU | 06082518 | 4.555 | Solar |  |  | Active Application | Trade Secret | Trade | SAV | SAV069 | Residential | Solar*Rewards | Trade Secret | 2025
20252-215912-02 | Xcel Energy | 85 | 13781 | IOU | 06082538 | 13.68 | Solar |  |  | Active Application | Trade Secret | Trade | BRP | BRP073 | Residential | Solar*Rewards | Trade Secret | 2025
20252-215912-02 | Xcel Energy | 85 | 13781 | IOU | 06082553 |  | Solar |  |  | Active Application | Trade Secret | Trade | SLP | SLP084 | Residential | Solar*Rewards | Trade Secret | 2025
20252-215912-02 | Xcel Energy | 85 | 13781 | IOU | 06082564 | 10.26 | Solar |  |  | Active Application | Trade Secret | Trade | CHI | CHI311 | Residential | Solar*Rewards | Trade Secret | 2025
20252-215912-02 | Xcel Energy | 85 | 13781 | IOU | 06082653 | 9.994 | Solar |  |  | Active Application | Trade Secret | Trade | SMT | SMT082 | Residential |  | Trade Secret | 2025
20252-215912-02 | Xcel Energy | 85 | 13781 | IOU | 06082952 | 5.76 | Solar |  |  | Active Application | Trade Secret | Trade | HUG | HUG311 | Residential | Solar*Rewards | Trade Secret | 2025
20252-215912-02 | Xcel Energy | 85 | 13781 | IOU | 06083023 |  |  |  |  | Active Application | Trade Secret | Trade |  |  | Commercial |  | Trade Secret | 2025
20252-215912-02 | Xcel Energy | 85 | 13781 | IOU | 06083047 | 5.314 | Solar |  |  | Active Application | Trade Secret | Trade | CNC | CNC071 | Residential |  | Trade Secret | 2025
20252-215912-02 | Xcel Energy | 85 | 13781 | IOU | 06083125 | 4.555 | Solar |  |  | Active Application | Trade Secret | Trade | CGR | CGR072 | Residential |  | Trade Secret | 2025
20252-215912-02 | Xcel Energy | 85 | 13781 | IOU | 06083131 |  | Solar |  |  | Active Application | Trade Secret | Trade |  |  | Residential | Solar*Rewards | Trade Secret | 2025
20252-215912-02 | Xcel Energy | 85 | 13781 | IOU | 06083301 | 5.76 | Solar |  |  | Active Application | Trade Secret | Trade | MPK | MPK074 | Residential | Solar*Rewards | Trade Secret | 2025
20252-215912-02 | Xcel Energy | 85 | 13781 | IOU | 06083347 | 6.144 | Solar |  |  | Active Application | Trade Secret | Trade | MDT | MDT074 | Residential | Solar*Rewards | Trade Secret | 2025
20252-215912-02 | Xcel Energy | 85 | 13781 | IOU | 06083401 | 9.216 | Solar |  |  | Active Application | Trade Secret | Trade | HOL | HOL062 | Residential | Solar*Rewards | Trade Secret | 2025
20252-215912-02 | Xcel Energy | 85 | 13781 | IOU | 06083443 | 7.216 | Solar |  |  | Active Application | Trade Secret | Trade | WIL | WIL082 | Residential | Solar*Rewards | Trade Secret | 2025
20252-215912-02 | Xcel Energy | 85 | 13781 | IOU | 06083485 | 8.528 | Solar |  |  | Active Application | Trade Secret | Trade | SAV | SAV069 | Residential |  | Trade Secret | 2025
20252-215912-02 | Xcel Energy | 85 | 13781 | IOU | 06083492 | 7.872 | Solar |  |  | Active Application | Trade Secret | Trade | HYL | HYL072 | Residential |  | Trade Secret | 2025
20252-215912-02 | Xcel Energy | 85 | 13781 | IOU | 06083558 | 3.839 | Solar |  |  | Active Application | Trade Secret | Trade | SOU | SOU069 | Residential |  | Trade Secret | 2025
20252-215912-02 | Xcel Energy | 85 | 13781 | IOU | 06083578 | 4.934 | Solar |  |  | Withdrawn | Trade Secret | Trade | DBL | DBL063 | Residential | Solar*Rewards | Trade Secret | 2025
20252-215912-02 | Xcel Energy | 85 | 13781 | IOU | 06083581 | 7.971 | Solar |  |  | Active Application | Trade Secret | Trade | DBL | DBL063 | Residential | Solar*Rewards | Trade Secret | 2025
20252-215912-02 | Xcel Energy | 85 | 13781 | IOU | 06083645 |  |  |  |  | Active Application | Trade Secret | Trade |  |  | Residential |  | Trade Secret | 2025
20252-215912-02 | Xcel Energy | 85 | 13781 | IOU | 06083700 | 17.28 | Solar |  |  | Active Application | Trade Secret | Trade | AFT | AFT315 | Residential | Solar*Rewards | Trade Secret | 2025
20252-215912-02 | Xcel Energy | 85 | 13781 | IOU | 06083822 |  |  |  |  | Active Application | Trade Secret | Trade | ALD | ALD076 | Commercial |  | Trade Secret | 2025
20252-215912-02 | Xcel Energy | 85 | 13781 | IOU | 06083873 |  |  |  |  | Withdrawn | Trade Secret | Trade |  |  | Residential |  | Trade Secret | 2025
20252-215912-02 | Xcel Energy | 85 | 13781 | IOU | 06083952 |  |  |  |  | Active Application | Trade Secret | Trade |  |  | Residential |  | Trade Secret | 2025
20252-215912-02 | Xcel Energy | 85 | 13781 | IOU | 06083953 |  |  |  |  | Active Application | Trade Secret | Trade |  |  | Residential |  | Trade Secret | 2025
20252-215912-02 | Xcel Energy | 85 | 13781 | IOU | 06083986 | 3.796 | Solar |  |  | Active Application | Trade Secret | Trade | CGR | CGR063 | Residential |  | Trade Secret | 2025
20252-215912-02 | Xcel Energy | 85 | 13781 | IOU | 06084311 | 18.432 | Solar |  |  | Active Application | Trade Secret | Trade | CLC | CLC221 | Residential | Solar*Rewards | Trade Secret | 2025
20252-215912-02 | Xcel Energy | 85 | 13781 | IOU | 06084355 | 5.321 | Solar |  |  | Active Application | Trade Secret | Trade | PAT | PAT313 | Commercial |  | Trade Secret | 2025
20252-215912-02 | Xcel Energy | 85 | 13781 | IOU | 06084362 |  | Solar |  |  | Active Application | Trade Secret | Trade |  |  | Commercial | Solar*Rewards | Trade Secret | 2025
20252-215912-02 | Xcel Energy | 85 | 13781 | IOU | 06084388 | 7.971 | Solar |  |  | Active Application | Trade Secret | Trade | WES | WES075 | Residential | Solar*Rewards | Trade Secret | 2025
20252-215912-02 | Xcel Energy | 85 | 13781 | IOU | 06084402 |  | Solar |  |  | Active Application | Trade Secret | Trade |  |  | Residential | Solar*Rewards | Trade Secret | 2025
20252-215912-02 | Xcel Energy | 85 | 13781 | IOU | 06084404 | 7.872 | Solar |  |  | Active Application | Trade Secret | Trade | WCR | WCR321 | Residential | Solar*Rewards | Trade Secret | 2025
20252-215912-02 | Xcel Energy | 85 | 13781 | IOU | 06084408 |  | Solar |  |  | Active Application | Trade Secret | Trade |  |  | Residential | Solar*Rewards | Trade Secret | 2025
20252-215912-02 | Xcel Energy | 85 | 13781 | IOU | 06084414 | 12.288 | Solar |  |  | Active Application | Trade Secret | Trade | TWL | TWL066 | Residential | Solar*Rewards | Trade Secret | 2025
20252-215912-02 | Xcel Energy | 85 | 13781 | IOU | 06084593 | 5.693 | Solar |  |  | Active Application | Trade Secret | Trade | DBL | DBL063 | Residential | Solar*Rewards | Trade Secret | 2025
20252-215912-02 | Xcel Energy | 85 | 13781 | IOU | 06084617 | 4.555 | Solar |  |  | Active Application | Trade Secret | Trade | HWW | HWW072 | Residential | Solar*Rewards | Trade Secret | 2025
20252-215912-02 | Xcel Energy | 85 | 13781 | IOU | 06084650 |  |  |  |  | Active Application | Trade Secret | Trade |  |  | Residential |  | Trade Secret | 2025
20252-215912-02 | Xcel Energy | 85 | 13781 | IOU | 06084764 | 9.184 | Solar |  |  | Active Application | Trade Secret | Trade | ECK | ECK063 | Residential |  | Trade Secret | 2025
20252-215912-02 | Xcel Energy | 85 | 13781 | IOU | 06084768 | 3500 | Solar |  |  | Active Application | Trade Secret | Trade |  |  | Commercial |  | Trade Secret | 2025
20252-215912-02 | Xcel Energy | 85 | 13781 | IOU | 06084789 | 5.904 | Solar |  |  | Active Application | Trade Secret | Trade | WCR | WCR063 | Residential |  | Trade Secret | 2025
20252-215912-02 | Xcel Energy | 85 | 13781 | IOU | 06084813 | 7.22 | Solar |  |  | Active Application | Trade Secret | Trade | WCR | WCR322 | Residential | Solar*Rewards | Trade Secret | 2025
20252-215912-02 | Xcel Energy | 85 | 13781 | IOU | 06084935 | 4.56 | Solar |  |  | Active Application | Trade Secret | Trade | OAD | OAD061 | Residential | Solar*Rewards | Trade Secret | 2025
20252-215912-02 | Xcel Energy | 85 | 13781 | IOU | 06084949 | 6.08 | Solar |  |  | Active Application | Trade Secret | Trade | BRP | BRP071 | Residential | Solar*Rewards | Trade Secret | 2025
20252-215912-02 | Xcel Energy | 85 | 13781 | IOU | 06084956 | 11.52 | Solar |  |  | Active Application | Trade Secret | Trade | GLK | GLK074 | Residential | Solar*Rewards | Trade Secret | 2025
20252-215912-02 | Xcel Energy | 85 | 13781 | IOU | 06084968 | 6.46 | Solar |  |  | Active Application | Trade Secret | Trade | WIL | WIL075 | Residential | Solar*Rewards | Trade Secret | 2025
20252-215912-02 | Xcel Energy | 85 | 13781 | IOU | 06084994 |  | Solar |  |  | Active Application | Trade Secret | Trade |  |  | Residential | Solar*Rewards | Trade Secret | 2025
20252-215912-02 | Xcel Energy | 85 | 13781 | IOU | 06085004 | 9.12 | Solar |  |  | Active Application | Trade Secret | Trade | BRP | BRP061 | Residential | Solar*Rewards | Trade Secret | 2025
20252-215912-02 | Xcel Energy | 85 | 13781 | IOU | 06085180 |  | Solar |  |  | Active Application | Trade Secret | Trade | SLP | SLP076 | Residential | Solar*Rewards | Trade Secret | 2025
20252-215912-02 | Xcel Energy | 85 | 13781 | IOU | 06085258 | 15 | Solar |  | X | Active Application | Trade Secret | Trade | SIP | SIP073 | Residential | Solar*Rewards | Trade Secret | 2025
20252-215912-02 | Xcel Energy | 85 | 13781 | IOU | 06085322 | 5.7 | Solar |  |  | Active Application | Trade Secret | Trade | BRP | BRP063 | Residential | Solar*Rewards | Trade Secret | 2025
20252-215912-02 | Xcel Energy | 85 | 13781 | IOU | 06085330 | 8.36 | Solar |  |  | Active Application | Trade Secret | Trade | WCR | WCR322 | Residential | Solar*Rewards | Trade Secret | 2025
20252-215912-02 | Xcel Energy | 85 | 13781 | IOU | 06085339 | 4.188 | Solar |  |  | Active Application | Trade Secret | Trade | UPP | UPP084 | Residential |  | Trade Secret | 2025
20252-215912-02 | Xcel Energy | 85 | 13781 | IOU | 06085342 | 7.591 | Solar |  |  | Active Application | Trade Secret | Trade | MPK | MPK063 | Residential |  | Trade Secret | 2025
20252-215912-02 | Xcel Energy | 85 | 13781 | IOU | 06085395 | 8.73 | Solar |  | X | Active Application | Trade Secret | Trade | MPK | MPK078 | Residential | Solar*Rewards | Trade Secret | 2025
20252-215912-02 | Xcel Energy | 85 | 13781 | IOU | 06085559 | 6.528 | Solar |  |  | Active Application | Trade Secret | Trade | NOF | NOF061 | Residential | Solar*Rewards | Trade Secret | 2025
20252-215912-02 | Xcel Energy | 85 | 13781 | IOU | 06085577 |  |  |  |  | Withdrawn | Trade Secret | Trade |  |  | Residential |  | Trade Secret | 2025
20252-215912-02 | Xcel Energy | 85 | 13781 | IOU | 06085634 |  | Solar |  |  | Active Application | Trade Secret | Trade | GPH | GPH062 | Residential | Solar*Rewards | Trade Secret | 2025
20252-215912-02 | Xcel Energy | 85 | 13781 | IOU | 06085645 |  |  |  |  | Active Application | Trade Secret | Trade |  |  | Residential |  | Trade Secret | 2025
20252-215912-02 | Xcel Energy | 85 | 13781 | IOU | 06085926 |  | Solar |  |  | Withdrawn | Trade Secret | Trade |  |  | Residential | Solar*Rewards | Trade Secret | 2025
20252-215912-02 | Xcel Energy | 85 | 13781 | IOU | 06086006 |  | Solar |  |  | Active Application | Trade Secret | Trade |  |  | Residential | Solar*Rewards | Trade Secret | 2025
20252-215912-02 | Xcel Energy | 85 | 13781 | IOU | 06086033 |  | Solar |  |  | Active Application | Trade Secret | Trade |  |  | Residential | Solar*Rewards | Trade Secret | 2025
20252-215912-02 | Xcel Energy | 85 | 13781 | IOU | 06086041 |  |  |  |  | Withdrawn | Trade Secret | Trade | SOU | SOU083 | Residential |  | Trade Secret | 2025
20252-215912-02 | Xcel Energy | 85 | 13781 | IOU | 06086045 |  | Solar |  |  | Active Application | Trade Secret | Trade |  |  | Residential | Solar*Rewards | Trade Secret | 2025
20252-215912-02 | Xcel Energy | 85 | 13781 | IOU | 06086050 |  | Solar |  |  | Active Application | Trade Secret | Trade |  |  | Residential | Solar*Rewards | Trade Secret | 2025
20252-215912-02 | Xcel Energy | 85 | 13781 | IOU | 06086055 | 16.04 | Solar |  |  | Active Application | Trade Secret | Trade | BCR | BCR083 | Residential |  | Trade Secret | 2025
20252-215912-02 | Xcel Energy | 85 | 13781 | IOU | 06086056 |  | Solar |  |  | Active Application | Trade Secret | Trade |  |  | Residential | Solar*Rewards | Trade Secret | 2025
20252-215912-02 | Xcel Energy | 85 | 13781 | IOU | 06086122 | 5.314 | Solar |  |  | Active Application | Trade Secret | Trade |  |  | Residential | Solar*Rewards | Trade Secret | 2025
20252-215912-02 | Xcel Energy | 85 | 13781 | IOU | 06086142 | 5.32 | Solar |  |  | Active Application | Trade Secret | Trade | OSS | OSS063 | Residential | Solar*Rewards | Trade Secret | 2025
20252-215912-02 | Xcel Energy | 85 | 13781 | IOU | 06086175 | 11.02 | Solar |  |  | Active Application | Trade Secret | Trade | WCR | WCR322 | Residential | Solar*Rewards | Trade Secret | 2025
20252-215912-02 | Xcel Energy | 85 | 13781 | IOU | 06086178 | 3.747 | Solar |  |  | Active Application | Trade Secret | Trade | ALD | ALD076 | Residential |  | Trade Secret | 2025
20252-215912-02 | Xcel Energy | 85 | 13781 | IOU | 06086198 | 2.66 | Solar |  |  | Active Application | Trade Secret | Trade | OAD | OAD063 | Residential | Solar*Rewards | Trade Secret | 2025
20252-215912-02 | Xcel Energy | 85 | 13781 | IOU | 06086199 |  | Solar |  |  | Active Application | Trade Secret | Trade |  |  | Residential | Solar*Rewards | Trade Secret | 2025
20252-215912-02 | Xcel Energy | 85 | 13781 | IOU | 06086279 | 8.064 | Solar |  |  | Active Application | Trade Secret | Trade | NMC | NMC082 | Residential | Solar*Rewards | Trade Secret | 2025
20252-215912-02 | Xcel Energy | 85 | 13781 | IOU | 06086341 | 14.309 | Solar |  |  | Active Application | Trade Secret | Trade | CRL | CRL033 | Residential | Solar*Rewards | Trade Secret | 2025
20252-215912-02 | Xcel Energy | 85 | 13781 | IOU | 06086470 | 23.912 | Solar |  |  | Active Application | Trade Secret | Trade | MEL | MEL068 | Residential | Solar*Rewards | Trade Secret | 2025
20252-215912-02 | Xcel Energy | 85 | 13781 | IOU | 06086476 | 5.693 | Solar |  |  | Active Application | Trade Secret | Trade | APA | APA075 | Residential | Solar*Rewards | Trade Secret | 2025
20252-215912-02 | Xcel Energy | 85 | 13781 | IOU | 06086482 |  | Solar |  |  | Active Application | Trade Secret | Trade | SLP | SLP071 | Residential | Solar*Rewards | Trade Secret | 2025
20252-215912-02 | Xcel Energy | 85 | 13781 | IOU | 06086508 |  | Solar |  |  | Active Application | Trade Secret | Trade | HWW | HWW072 | Residential | Solar*Rewards | Trade Secret | 2025
20252-215912-02 | Xcel Energy | 85 | 13781 | IOU | 06086520 | 880.12 | Solar |  | X | Active Application | Trade Secret | Trade | ALD | ALD082 | Commercial |  | Trade Secret | 2025
20252-215912-02 | Xcel Energy | 85 | 13781 | IOU | 06086536 |  | Solar |  |  | Active Application | Trade Secret | Trade | HYL | HYL064 | Residential | Solar*Rewards | Trade Secret | 2025
20252-215912-02 | Xcel Energy | 85 | 13781 | IOU | 06086537 |  | Solar |  |  | Active Application | Trade Secret | Trade |  |  | Residential | Solar*Rewards | Trade Secret | 2025
20252-215912-02 | Xcel Energy | 85 | 13781 | IOU | 06086571 |  | Solar |  |  | Active Application | Trade Secret | Trade | AFT | AFT315 | Residential | Solar*Rewards | Trade Secret | 2025
20252-215912-02 | Xcel Energy | 85 | 13781 | IOU | 06086630 |  |  |  |  | Active Application | Trade Secret | Trade | MEL | MEL078 | Residential |  | Trade Secret | 2025
20252-215912-02 | Xcel Energy | 85 | 13781 | IOU | 06086634 |  | Solar |  |  | Active Application | Trade Secret | Trade | TWL | TWL082 | Residential | Solar*Rewards | Trade Secret | 2025
20252-215912-02 | Xcel Energy | 85 | 13781 | IOU | 06086637 |  | Solar |  |  | Active Application | Trade Secret | Trade | WCR | WCR322 | Residential | Solar*Rewards | Trade Secret | 2025
20252-215912-02 | Xcel Energy | 85 | 13781 | IOU | 06086644 |  | Solar |  |  | Active Application | Trade Secret | Trade | HOL | HOL061 | Residential | Solar*Rewards | Trade Secret | 2025
20252-215912-02 | Xcel Energy | 85 | 13781 | IOU | 06086773 | 3.84 |  |  |  | Withdrawn | Trade Secret | Trade | WTN | WTN061 | Residential |  | Trade Secret | 2025
20252-215912-02 | Xcel Energy | 85 | 13781 | IOU | 06086858 |  | Solar |  |  | Withdrawn | Trade Secret | Trade | WTN | WTN061 | Residential | Solar*Rewards | Trade Secret | 2025
20252-215912-02 | Xcel Energy | 85 | 13781 | IOU | 06086899 | 7.971 | Solar |  |  | Active Application | Trade Secret | Trade | DPN | DPN071 | Residential | Solar*Rewards | Trade Secret | 2025
20252-215912-02 | Xcel Energy | 85 | 13781 | IOU | 06086900 |  | Solar |  |  | Active Application | Trade Secret | Trade |  |  | Residential | Solar*Rewards | Trade Secret | 2025
20252-215912-02 | Xcel Energy | 85 | 13781 | IOU | 06086917 | 14.044 | Solar |  |  | Active Application | Trade Secret | Trade | EDA | EDA084 | Residential | Solar*Rewards | Trade Secret | 2025
20252-215912-02 | Xcel Energy | 85 | 13781 | IOU | 06086934 | 7.68 | Solar |  |  | Active Application | Trade Secret | Trade | RMT | RMT321 | Residential | Solar*Rewards | Trade Secret | 2025
20252-215912-02 | Xcel Energy | 85 | 13781 | IOU | 06086947 | 3.84 | Storage |  |  | Active Application | Trade Secret | Trade | MPK | MPK071 | Residential |  | Trade Secret | 2025
20252-215912-02 | Xcel Energy | 85 | 13781 | IOU | 06086958 | 11.517 | Solar |  |  | Active Application | Trade Secret | Trade | ALD | ALD084 | Commercial |  | Trade Secret | 2025
20252-215912-02 | Xcel Energy | 85 | 13781 | IOU | 06087135 |  | Solar |  |  | Withdrawn | Trade Secret | Trade | CRL | CRL033 | Residential | Solar*Rewards | Trade Secret | 2025
20252-215912-02 | Xcel Energy | 85 | 13781 | IOU | 06087144 | 15.182 | Solar |  |  | Active Application | Trade Secret | Trade | CRL | CRL033 | Residential | Solar*Rewards | Trade Secret | 2025
20252-215912-02 | Xcel Energy | 85 | 13781 | IOU | 06087193 |  |  |  |  | Active Application | Trade Secret | Trade |  |  | Residential |  | Trade Secret | 2025
20252-215912-02 | Xcel Energy | 85 | 13781 | IOU | 06087306 | 4.592 | Solar |  |  | Active Application | Trade Secret | Trade | HYL | HYL071 | Residential |  | Trade Secret | 2025
20252-215912-02 | Xcel Energy | 85 | 13781 | IOU | 06087433 | 9.109 | Solar |  |  | Active Application | Trade Secret | Trade | ECK | ECK322 | Residential |  | Trade Secret | 2025
20252-215912-02 | Xcel Energy | 85 | 13781 | IOU | 06087523 |  | Solar |  |  | Active Application | Trade Secret | Trade |  |  | Residential | Solar*Rewards | Trade Secret | 2025
20252-215912-02 | Xcel Energy | 85 | 13781 | IOU | 06087591 | 5.584 | Solar |  |  | Active Application | Trade Secret | Trade | SIP | SIP061 | Residential | Solar*Rewards | Trade Secret | 2025
20252-215912-02 | Xcel Energy | 85 | 13781 | IOU | 06087859 | 8.064 | Solar |  |  | Active Application | Trade Secret | Trade | BRP | BRP061 | Residential | Solar*Rewards | Trade Secret | 2025
20252-215912-02 | Xcel Energy | 85 | 13781 | IOU | 06087885 | 9.984 | Solar |  |  | Active Application | Trade Secret | Trade | WDY | WDY321 | Residential | Solar*Rewards | Trade Secret | 2025
20252-215912-02 | Xcel Energy | 85 | 13781 | IOU | 06088025 | 9.489 | Solar |  |  | Active Application | Trade Secret | Trade | RIV | RIV073 | Residential | Solar*Rewards | Trade Secret | 2025
20252-215912-02 | Xcel Energy | 85 | 13781 | IOU | 06088036 | 10.819 | Solar |  |  | Active Application | Trade Secret | Trade | WYO | WYO032 | Residential | Solar*Rewards | Trade Secret | 2025
20252-215912-02 | Xcel Energy | 85 | 13781 | IOU | 06088098 | 5.314 | Solar |  |  | Active Application | Trade Secret | Trade | RPL | RPL063 | Residential | Solar*Rewards | Trade Secret | 2025
20252-215912-02 | Xcel Energy | 85 | 13781 | IOU | 06088116 | 7.98 | Solar |  |  | Active Application | Trade Secret | Trade | OSS | OSS063 | Residential | Solar*Rewards | Trade Secret | 2025
20252-215912-02 | Xcel Energy | 85 | 13781 | IOU | 06088132 | 7.98 | Solar |  |  | Active Application | Trade Secret | Trade | WIL | WIL071 | Residential | Solar*Rewards | Trade Secret | 2025
20252-215912-02 | Xcel Energy | 85 | 13781 | IOU | 06088150 | 4.56 | Solar |  |  | Active Application | Trade Secret | Trade | WES | WES064 | Residential | Solar*Rewards | Trade Secret | 2025
20252-215912-02 | Xcel Energy | 85 | 13781 | IOU | 06088426 |  |  |  |  | Withdrawn | Trade Secret | Trade |  |  | Residential |  | Trade Secret | 2025
20252-215912-02 | Xcel Energy | 85 | 13781 | IOU | 06088620 |  |  |  |  | Active Application | Trade Secret | Trade |  |  | Residential |  | Trade Secret | 2025
20252-215912-02 | Xcel Energy | 85 | 13781 | IOU | 06088677 | 5.314 | Solar |  |  | Active Application | Trade Secret | Trade | TLK | TLK067 | Residential |  | Trade Secret | 2025
20252-215912-02 | Xcel Energy | 85 | 13781 | IOU | 06088693 | 2.52 | Solar |  |  | Active Application | Trade Secret | Trade | TLK | TLK075 | Residential |  | Trade Secret | 2025
20252-215912-02 | Xcel Energy | 85 | 13781 | IOU | 06089051 |  | Solar |  |  | Active Application | Trade Secret | Trade |  |  | Residential | Solar*Rewards | Trade Secret | 2025
20252-215912-02 | Xcel Energy | 85 | 13781 | IOU | 06089055 |  | Solar |  |  | Active Application | Trade Secret | Trade |  |  | Residential | Solar*Rewards | Trade Secret | 2025
20252-215912-02 | Xcel Energy | 85 | 13781 | IOU | 06089059 |  | Solar |  |  | Active Application | Trade Secret | Trade |  |  | Residential | Solar*Rewards | Trade Secret | 2025
20252-215912-02 | Xcel Energy | 85 | 13781 | IOU | 06089118 |  |  |  |  | Active Application | Trade Secret | Trade |  |  | Residential |  | Trade Secret | 2025
20252-215912-02 | Xcel Energy | 85 | 13781 | IOU | 06089181 | 6.912 | Solar |  |  | Active Application | Trade Secret | Trade | SCL | SCL312 | Residential |  | Trade Secret | 2025
20252-215912-02 | Xcel Energy | 85 | 13781 | IOU | 06089226 | 3.49 | Solar |  |  | Withdrawn | Trade Secret | Trade | RAM | RAM062 | Residential | Solar*Rewards | Trade Secret | 2025
20252-215912-02 | Xcel Energy | 85 | 13781 | IOU | 06089253 | 4.934 | Solar |  |  | Active Application | Trade Secret | Trade | RAM | RAM063 | Residential | Solar*Rewards | Trade Secret | 2025
20252-215912-02 | Xcel Energy | 85 | 13781 | IOU | 06089316 | 8.36 | Solar |  |  | Active Application | Trade Secret | Trade | IDA | IDA074 | Residential | Solar*Rewards | Trade Secret | 2025
20252-215912-02 | Xcel Energy | 85 | 13781 | IOU | 06089337 | 6.46 | Solar |  |  | Active Application | Trade Secret | Trade | WIL | WIL089 | Residential | Solar*Rewards | Trade Secret | 2025
20252-215912-02 | Xcel Energy | 85 | 13781 | IOU | 06089355 | 9.12 | Solar |  |  | Active Application | Trade Secret | Trade | WIL | WIL081 | Residential | Solar*Rewards | Trade Secret | 2025
20252-215912-02 | Xcel Energy | 85 | 13781 | IOU | 06089371 | 8.832 | Solar |  |  | Active Application | Trade Secret | Trade | WDY | WDY312 | Residential |  | Trade Secret | 2025
20252-215912-02 | Xcel Energy | 85 | 13781 | IOU | 06089372 | 9.5 | Solar |  |  | Active Application | Trade Secret | Trade | WIL | WIL074 | Residential | Solar*Rewards | Trade Secret | 2025
20252-215912-02 | Xcel Energy | 85 | 13781 | IOU | 06089565 | 3.84 |  |  |  | Active Application | Trade Secret | Trade | WTN | WTN061 | Residential |  | Trade Secret | 2025
20252-215912-02 | Xcel Energy | 85 | 13781 | IOU | 06089695 | 99.2 | Solar |  |  | Active Application | Trade Secret | Trade |  |  | Commercial |  | Trade Secret | 2025
20252-215912-02 | Xcel Energy | 85 | 13781 | IOU | 06089705 | 8.448 | Solar |  |  | Active Application | Trade Secret | Trade | HUG | HUG321 | Residential |  | Trade Secret | 2025
20252-215912-02 | Xcel Energy | 85 | 13781 | IOU | 06089770 | 6.453 | Solar |  |  | Active Application | Trade Secret | Trade | WIL | WIL074 | Residential | Solar*Rewards | Trade Secret | 2025
20252-215912-02 | Xcel Energy | 85 | 13781 | IOU | 06089775 |  | Solar |  |  | Active Application | Trade Secret | Trade |  |  | Residential | Solar*Rewards | Trade Secret | 2025
20252-215912-02 | Xcel Energy | 85 | 13781 | IOU | 06089909 | 7.971 | Solar |  |  | Active Application | Trade Secret | Trade | WES | WES075 | Residential | Solar*Rewards | Trade Secret | 2025
20252-215912-02 | Xcel Energy | 85 | 13781 | IOU | 06090015 | 7.591 | Solar |  |  | Active Application | Trade Secret | Trade | CHE | CHE065 | Residential |  | Trade Secret | 2025
20252-215912-02 | Xcel Energy | 85 | 13781 | IOU | 06090273 |  |  |  |  | Active Application | Trade Secret | Trade |  |  | Residential |  | Trade Secret | 2025
20252-215912-02 | Xcel Energy | 85 | 13781 | IOU | 06090319 |  | Solar |  |  | Active Application | Trade Secret | Trade | LEX | LEX332 | Residential | Solar*Rewards | Trade Secret | 2025
20252-215912-02 | Xcel Energy | 85 | 13781 | IOU | 06090324 | 10.5 | Solar |  |  | Active Application | Trade Secret | Trade | WWK | WWK311 | Residential | Solar*Rewards | Trade Secret | 2025
20252-215912-02 | Xcel Energy | 85 | 13781 | IOU | 06090331 | 9.216 | Solar |  |  | Active Application | Trade Secret | Trade | DOC | DOC031 | Residential |  | Trade Secret | 2025
20252-215912-02 | Xcel Energy | 85 | 13781 | IOU | 06090466 | 7.296 | Solar |  |  | Active Application | Trade Secret | Trade | AFT | AFT314 | Residential | Solar*Rewards | Trade Secret | 2025
20252-215912-02 | Xcel Energy | 85 | 13781 | IOU | 06090581 |  | Solar |  |  | Active Application | Trade Secret | Trade |  |  | Residential | Solar*Rewards | Trade Secret | 2025
20252-215912-02 | Xcel Energy | 85 | 13781 | IOU | 06090640 |  |  |  |  | Active Application | Trade Secret | Trade |  |  | Residential |  | Trade Secret | 2025
20252-215912-02 | Xcel Energy | 85 | 13781 | IOU | 06090709 | 13 | Solar |  |  | Active Application | Trade Secret | Trade | KOL | KOL063 | Residential | Solar*Rewards | Trade Secret | 2025
20252-215912-02 | Xcel Energy | 85 | 13781 | IOU | 06090718 |  |  |  |  | Active Application | Trade Secret | Trade |  |  | Residential |  | Trade Secret | 2025
20252-215912-02 | Xcel Energy | 85 | 13781 | IOU | 06090742 | 9.994 | Solar |  |  | Active Application | Trade Secret | Trade | HUG | HUG322 | Residential | Solar*Rewards | Trade Secret | 2025
20252-215912-02 | Xcel Energy | 85 | 13781 | IOU | 06090761 | 6.98 | Solar |  |  | Active Application | Trade Secret | Trade | RAM | RAM062 | Residential |  | Trade Secret | 2025
20252-215912-02 | Xcel Energy | 85 | 13781 | IOU | 06090770 | 7.591 | Solar |  |  | Active Application | Trade Secret | Trade | RRK | RRK064 | Residential | Solar*Rewards | Trade Secret | 2025
20252-215912-02 | Xcel Energy | 85 | 13781 | IOU | 06090785 | 9.109 | Solar |  |  | Active Application | Trade Secret | Trade | SOU | SOU088 | Residential | Solar*Rewards | Trade Secret | 2025
20252-215912-02 | Xcel Energy | 85 | 13781 | IOU | 06090798 | 11.387 | Solar |  |  | Withdrawn | Trade Secret | Trade | WIL | WIL082 | Residential | Solar*Rewards | Trade Secret | 2025
20252-215912-02 | Xcel Energy | 85 | 13781 | IOU | 06090828 | 12.16 | Solar |  |  | Active Application | Trade Secret | Trade | ALD | ALD088 | Residential | Solar*Rewards | Trade Secret | 2025
20252-215912-02 | Xcel Energy | 85 | 13781 | IOU | 06090839 | 3.04 | Solar |  |  | Active Application | Trade Secret | Trade | WRR | WRR075 | Residential | Solar*Rewards | Trade Secret | 2025
20252-215912-02 | Xcel Energy | 85 | 13781 | IOU | OID1903406 |  | Solar |  |  | Withdrawn | Trade Secret | Trade | SLP | SLP085 | Residential | Solar*Rewards | Trade Secret | 2014
20252-215912-02 | Xcel Energy | 85 | 13781 | IOU | OID1907174 | 1000 | Solar |  |  | Withdrawn | Trade Secret | Trade | GVW | GVW022 | Residential | Solar*Rewards | Trade Secret | 2014
20252-215912-02 | Xcel Energy | 85 | 13781 | IOU | OID1944412 | 6 | Solar |  |  | Interconnected | Trade Secret | Trade | MND | MND063 | Residential | Made in Minnesota | Trade Secret | 2014 | 2014
20252-215912-02 | Xcel Energy | 85 | 13781 | IOU | OID1944818 | 3 | Solar |  |  | Withdrawn | Trade Secret | Trade | TWL | TWL079 | Residential | Made in Minnesota | Trade Secret | 2014
20252-215912-02 | Xcel Energy | 85 | 13781 | IOU | OID1944822 |  | Solar |  |  | Withdrawn | Trade Secret | Trade | UPP | UPP089 | Residential | Made in Minnesota | Trade Secret | 2014
20252-215912-02 | Xcel Energy | 85 | 13781 | IOU | OID1946163 |  | Solar |  |  | Withdrawn | Trade Secret | Trade | FSL | FSL312 | Residential | Made in Minnesota | Trade Secret | 2014
20252-215912-02 | Xcel Energy | 85 | 13781 | IOU | OID1946177 |  | Solar |  |  | Withdrawn | Trade Secret | Trade | WDY | WDY312 | Residential | Made in Minnesota | Trade Secret | 2014
20252-215912-02 | Xcel Energy | 85 | 13781 | IOU | OID1946187 | 3 | Solar |  |  | Interconnected | Trade Secret | Trade | EGL | EGL022 | Residential | Made in Minnesota | Trade Secret | 2014 | 2015
20252-215912-02 | Xcel Energy | 85 | 13781 | IOU | OID1946204 |  | Solar |  |  | Withdrawn | Trade Secret | Trade | ALD | ALD092 | Residential | Made in Minnesota | Trade Secret | 2014
20252-215912-02 | Xcel Energy | 85 | 13781 | IOU | OID1946210 |  | Solar |  |  | Withdrawn | Trade Secret | Trade | TWL | TWL066 | Residential | Made in Minnesota | Trade Secret | 2014
20252-215912-02 | Xcel Energy | 85 | 13781 | IOU | OID1946213 |  | Solar |  |  | Withdrawn | Trade Secret | Trade | AFT | AFT321 | Residential | Made in Minnesota | Trade Secret | 2014
20252-215912-02 | Xcel Energy | 85 | 13781 | IOU | OID1946218 | 10 | Solar |  |  | Interconnected | Trade Secret | Trade | LCR | LCR311 | Residential | Made in Minnesota | Trade Secret | 2014 | 2014
20252-215912-02 | Xcel Energy | 85 | 13781 | IOU | OID1946222 |  | Solar |  |  | Withdrawn | Trade Secret | Trade | GSL | GSL341 | Residential | Made in Minnesota | Trade Secret | 2014
20252-215912-02 | Xcel Energy | 85 | 13781 | IOU | OID1951503 | 9 | Solar |  |  | Withdrawn | Trade Secret | Trade | GVW | GVW022 | Residential | Made in Minnesota | Trade Secret | 2014
20252-215912-02 | Xcel Energy | 85 | 13781 | IOU | OID1951523 | 9 | Solar |  |  | Withdrawn | Trade Secret | Trade | ALT | ALT021 | Residential | Made in Minnesota | Trade Secret | 2014
20252-215912-02 | Xcel Energy | 85 | 13781 | IOU | OID1951800 | 9.995 | Solar |  |  | Withdrawn | Trade Secret | Trade | EDA | EDA084 | Residential | Made in Minnesota | Trade Secret | 2014
20252-215912-02 | Xcel Energy | 85 | 13781 | IOU | OID1963647 | 18 | Solar |  |  | Withdrawn | Trade Secret | Trade | WSG | WSG352 | Commercial | Made in Minnesota | Trade Secret | 2014
20252-215912-02 | Xcel Energy | 85 | 13781 | IOU | OID1963679 | 5 | Solar |  |  | Withdrawn | Trade Secret | Trade | XRD | XRD076 | Residential | Made in Minnesota | Trade Secret | 2014
20252-215912-02 | Xcel Energy | 85 | 13781 | IOU | OID1963836 | 9 | Solar |  |  | Withdrawn | Trade Secret | Trade | LEX | LEX074 | Residential | Made in Minnesota | Trade Secret | 2014
20252-215912-02 | Xcel Energy | 85 | 13781 | IOU | OID1963843 | 6 | Solar |  |  | Withdrawn | Trade Secret | Trade | HUG | HUG311 | Residential | Made in Minnesota | Trade Secret | 2014
20252-215912-02 | Xcel Energy | 85 | 13781 | IOU | OID1963859 | 48 | Solar |  |  | Withdrawn | Trade Secret | Trade | ALD | ALD083 | Commercial | Made in Minnesota | Trade Secret | 2014
20252-215912-02 | Xcel Energy | 85 | 13781 | IOU | OID1963867 | 39 | Solar |  |  | Interconnected | Trade Secret | Trade | NOF | NOF071 | Commercial | Made in Minnesota | Trade Secret | 2014 | 2015
20252-215912-02 | Xcel Energy | 85 | 13781 | IOU | OID1963873 | 6 | Solar |  |  | Withdrawn | Trade Secret | Trade | MPK | MPK085 | Residential | Made in Minnesota | Trade Secret | 2014
20252-215912-02 | Xcel Energy | 85 | 13781 | IOU | OID1963948 | 10.5 | Solar |  |  | Interconnected | Trade Secret | Trade | ECK | ECK322 | Residential | Made in Minnesota | Trade Secret | 2014 | 2014
20252-215912-02 | Xcel Energy | 85 | 13781 | IOU | OID1970377 | 12 | Solar |  |  | Withdrawn | Trade Secret | Trade | KAN | KAN021 | Residential | Made in Minnesota | Trade Secret | 2014
20252-215912-02 | Xcel Energy | 85 | 13781 | IOU | OID1982754 |  | Solar |  |  | Withdrawn | Trade Secret | Trade | WIL | WIL098 | Residential | Made in Minnesota | Trade Secret | 2014
20252-215912-02 | Xcel Energy | 85 | 13781 | IOU | OID1991270 | 9 | Solar |  |  | Withdrawn | Trade Secret | Trade | MST | MST069 | Commercial | Made in Minnesota | Trade Secret | 2014
20252-215912-02 | Xcel Energy | 85 | 13781 | IOU | OID1991417 |  | Solar |  |  | Withdrawn | Trade Secret | Trade | HWW | HWW063 | Commercial | Made in Minnesota | Trade Secret | 2014
20252-215912-02 | Xcel Energy | 85 | 13781 | IOU | OID1998992 | 5 | Solar |  |  | Withdrawn | Trade Secret | Trade | HWW | HWW075 | Commercial | Made in Minnesota | Trade Secret | 2014
20252-215912-02 | Xcel Energy | 85 | 13781 | IOU | OID1998999 | 5 | Solar |  |  | Withdrawn | Trade Secret | Trade | IDA | IDA062 | Commercial | Made in Minnesota | Trade Secret | 2014
20252-215912-02 | Xcel Energy | 85 | 13781 | IOU | OID1999001 | 5 | Solar |  |  | Withdrawn | Trade Secret | Trade |  |  | Residential | Made in Minnesota | Trade Secret | 2014
20252-215912-02 | Xcel Energy | 85 | 13781 | IOU | OID2002351 | 9.5 | Solar |  |  | Interconnected | Trade Secret | Trade | LCR | LCR311 | Residential | Made in Minnesota | Trade Secret | 2014 | 2014
20252-215912-02 | Xcel Energy | 85 | 13781 | IOU | OID2009690 |  | Solar |  |  | Withdrawn | Trade Secret | Trade | AFT | AFT314 | Residential | Made in Minnesota | Trade Secret | 2014
20252-215912-02 | Xcel Energy | 85 | 13781 | IOU | OID2010033 |  | Solar |  |  | Withdrawn | Trade Secret | Trade | WCR | WCR063 | Residential | Made in Minnesota | Trade Secret | 2014
20252-215912-02 | Xcel Energy | 85 | 13781 | IOU | OID2010233 |  | Solar |  |  | Withdrawn | Trade Secret | Trade | KAN | KAN022 | Residential | Made in Minnesota | Trade Secret | 2014
20252-215912-02 | Xcel Energy | 85 | 13781 | IOU | OID2015969 | 9.5 | Solar |  |  | Withdrawn | Trade Secret | Trade | RAM | RAM063 | Residential | Made in Minnesota | Trade Secret | 2014
20252-215912-02 | Xcel Energy | 85 | 13781 | IOU | OID2019075 | 35.88 | Solar |  |  | Withdrawn | Trade Secret | Trade | CHI | CHI311 | Residential | Made in Minnesota | Trade Secret | 2014
20252-215912-02 | Xcel Energy | 85 | 13781 | IOU | OID2019128 |  | Solar |  |  | Withdrawn | Trade Secret | Trade | SMT | SMT072 | Commercial | Made in Minnesota | Trade Secret | 2014
20252-215912-02 | Xcel Energy | 85 | 13781 | IOU | OID2019144 | 20 | Solar |  |  | Withdrawn | Trade Secret | Trade | GVW | GVW023 | Commercial | Made in Minnesota | Trade Secret | 2014
20252-215912-02 | Xcel Energy | 85 | 13781 | IOU | OID2019147 | 20 | Solar |  |  | Withdrawn | Trade Secret | Trade | OAD | OAD074 | Commercial | Solar*Rewards | Trade Secret | 2014
20252-215912-02 | Xcel Energy | 85 | 13781 | IOU | OID2019152 | 20 | Solar |  |  | Withdrawn | Trade Secret | Trade | HWW | HWW063 | Commercial | Solar*Rewards | Trade Secret | 2014
20252-215912-02 | Xcel Energy | 85 | 13781 | IOU | OID2019153 | 14.6 | Solar |  |  | Interconnected | Trade Secret | Trade | KAN | KAN022 | Residential | Solar*Rewards | Trade Secret | 2014 | 2014
20252-215912-02 | Xcel Energy | 85 | 13781 | IOU | OID2019154 | 20 | Solar |  |  | Withdrawn | Trade Secret | Trade | WES | WES063 | Commercial | Solar*Rewards | Trade Secret | 2014
20252-215912-02 | Xcel Energy | 85 | 13781 | IOU | OID2019156 | 6 | Solar |  |  | Withdrawn | Trade Secret | Trade | EDP | EDP073 | Residential | Solar*Rewards | Trade Secret | 2014
20252-215912-02 | Xcel Energy | 85 | 13781 | IOU | OID2019157 | 18 | Solar |  |  | Withdrawn | Trade Secret | Trade | WES | WES063 | Commercial | Solar*Rewards | Trade Secret | 2014
20252-215912-02 | Xcel Energy | 85 | 13781 | IOU | OID2019158 | 18 | Solar |  |  | Withdrawn | Trade Secret | Trade | CRL | CRL031 | Commercial | Solar*Rewards | Trade Secret | 2014
20252-215912-02 | Xcel Energy | 85 | 13781 | IOU | OID2019161 |  | Solar |  |  | Withdrawn | Trade Secret | Trade | PKL | PKL066 | Residential | Solar*Rewards | Trade Secret | 2014
20252-215912-02 | Xcel Energy | 85 | 13781 | IOU | OID2019163 |  | Solar |  |  | Withdrawn | Trade Secret | Trade | BYT | BYT061 | Residential | Solar*Rewards | Trade Secret | 2014
20252-215912-02 | Xcel Energy | 85 | 13781 | IOU | OID2019169 | 7.68 | Solar |  |  | Withdrawn | Trade Secret | Trade | SCL | SCL322 | Residential | Solar*Rewards | Trade Secret | 2014
20252-215912-02 | Xcel Energy | 85 | 13781 | IOU | OID2019173 | 8.64 | Solar |  |  | Withdrawn | Trade Secret | Trade | FSL | FSL311 | Residential | Solar*Rewards | Trade Secret | 2014
20252-215912-02 | Xcel Energy | 85 | 13781 | IOU | OID2019174 | 7.63 | Solar |  |  | Withdrawn | Trade Secret | Trade | ALD | ALD088 | Residential | Solar*Rewards | Trade Secret | 2014
20252-215912-02 | Xcel Energy | 85 | 13781 | IOU | OID2019176 | 20 | Solar |  |  | Withdrawn | Trade Secret | Trade | HWW | HWW073 | Commercial | Solar*Rewards | Trade Secret | 2014
20252-215912-02 | Xcel Energy | 85 | 13781 | IOU | OID2019178 | 11.4 | Solar |  |  | Withdrawn | Trade Secret | Trade | HSN | HSN312 | Residential | Solar*Rewards | Trade Secret | 2014
20252-215912-02 | Xcel Energy | 85 | 13781 | IOU | OID2019179 | 20 | Solar |  |  | Withdrawn | Trade Secret | Trade | HWW | HWW063 | Commercial | Solar*Rewards | Trade Secret | 2014
20252-215912-02 | Xcel Energy | 85 | 13781 | IOU | OID2019182 |  | Solar |  |  | Withdrawn | Trade Secret | Trade | HUG | HUG321 | Residential | Solar*Rewards | Trade Secret | 2014
20252-215912-02 | Xcel Energy | 85 | 13781 | IOU | OID2019183 | 14.4 | Solar |  |  | Withdrawn | Trade Secret | Trade | NOF | NOF061 | Residential | Solar*Rewards | Trade Secret | 2014
20252-215912-02 | Xcel Energy | 85 | 13781 | IOU | OID2019184 | 20 | Solar |  |  | Withdrawn | Trade Secret | Trade | SMT | SMT072 | Commercial | Solar*Rewards | Trade Secret | 2014
20252-215912-02 | Xcel Energy | 85 | 13781 | IOU | OID2019186 |  | Solar |  |  | Withdrawn | Trade Secret | Trade | WIL | WIL073 | Residential | Solar*Rewards | Trade Secret | 2014
20252-215912-02 | Xcel Energy | 85 | 13781 | IOU | OID2019187 | 20 | Solar |  |  | Withdrawn | Trade Secret | Trade | OAD | OAD074 | Commercial | Solar*Rewards | Trade Secret | 2014
20252-215912-02 | Xcel Energy | 85 | 13781 | IOU | OID2019188 | 18 | Solar |  |  | Withdrawn | Trade Secret | Trade | WES | WES063 | Commercial | Solar*Rewards | Trade Secret | 2014
20252-215912-02 | Xcel Energy | 85 | 13781 | IOU | OID2019190 | 19.99 | Solar |  |  | Withdrawn | Trade Secret | Trade | SMT | SMT072 | Commercial | Solar*Rewards | Trade Secret | 2014
20252-215912-02 | Xcel Energy | 85 | 13781 | IOU | OID2019193 | 20 | Solar |  |  | Withdrawn | Trade Secret | Trade |  |  | Residential | Solar*Rewards | Trade Secret | 2014
20252-215912-02 | Xcel Energy | 85 | 13781 | IOU | OID2019195 |  | Solar |  |  | Withdrawn | Trade Secret | Trade | HYL | HYL062 | Residential | Solar*Rewards | Trade Secret | 2014
20252-215912-02 | Xcel Energy | 85 | 13781 | IOU | OID2019198 | 3.8 | Solar |  |  | Withdrawn | Trade Secret | Trade | SOU | SOU064 | Residential | Solar*Rewards | Trade Secret | 2014
20252-215912-02 | Xcel Energy | 85 | 13781 | IOU | OID2019199 |  | Solar |  |  | Withdrawn | Trade Secret | Trade | HYL | HYL075 | Residential | Solar*Rewards | Trade Secret | 2014
20252-215912-02 | Xcel Energy | 85 | 13781 | IOU | OID2019200 | 16 | Solar |  |  | Withdrawn | Trade Secret | Trade | SLP | SLP091 | Commercial | Solar*Rewards | Trade Secret | 2014
20252-215912-02 | Xcel Energy | 85 | 13781 | IOU | OID2019202 |  | Solar |  |  | Withdrawn | Trade Secret | Trade | MDT | MDT073 | Residential | Solar*Rewards | Trade Secret | 2014
20252-215912-02 | Xcel Energy | 85 | 13781 | IOU | OID2019205 |  | Solar |  |  | Withdrawn | Trade Secret | Trade | SHP | SHP062 | Residential | Solar*Rewards | Trade Secret | 2014
20252-215912-02 | Xcel Energy | 85 | 13781 | IOU | OID2019206 |  | Solar |  |  | Withdrawn | Trade Secret | Trade | GNL | GNL071 | Residential | Solar*Rewards | Trade Secret | 2014
20252-215912-02 | Xcel Energy | 85 | 13781 | IOU | OID2019207 | 18 |  |  |  | Withdrawn | Trade Secret | Trade | WES | WES063 | Commercial | Solar*Rewards | Trade Secret | 2014
20252-215912-02 | Xcel Energy | 85 | 13781 | IOU | OID2019209 | 20 | Solar |  |  | Withdrawn | Trade Secret | Trade | OAD | OAD074 | Commercial | Solar*Rewards | Trade Secret | 2014
20252-215912-02 | Xcel Energy | 85 | 13781 | IOU | OID2019210 |  | Solar |  |  | Withdrawn | Trade Secret | Trade | HOL | HOL072 | Residential | Solar*Rewards | Trade Secret | 2014
20252-215912-02 | Xcel Energy | 85 | 13781 | IOU | OID2019217 | 18 | Solar |  |  | Withdrawn | Trade Secret | Trade | TWL | TWL068 | Commercial | Solar*Rewards | Trade Secret | 2014
20252-215912-02 | Xcel Energy | 85 | 13781 | IOU | OID2019220 | 7.63 | Solar |  |  | Withdrawn | Trade Secret | Trade | ALT | ALT021 | Residential | Solar*Rewards | Trade Secret | 2014
20252-215912-02 | Xcel Energy | 85 | 13781 | IOU | OID2019221 | 7.2 | Solar |  |  | Withdrawn | Trade Secret | Trade | WSG | WSG362 | Residential | Solar*Rewards | Trade Secret | 2014
20252-215912-02 | Xcel Energy | 85 | 13781 | IOU | OID2019222 | 20 | Solar |  |  | Withdrawn | Trade Secret | Trade | OAD | OAD074 | Commercial | Solar*Rewards | Trade Secret | 2014
20252-215912-02 | Xcel Energy | 85 | 13781 | IOU | OID2019224 | 10.56 | Solar |  |  | Withdrawn | Trade Secret | Trade | SCA | SCA021 | Residential | Solar*Rewards | Trade Secret | 2014
20252-215912-02 | Xcel Energy | 85 | 13781 | IOU | OID2019226 | 7.525 | Solar |  |  | Withdrawn | Trade Secret | Trade | HSN | HSN321 | Residential | Solar*Rewards | Trade Secret | 2014
20252-215912-02 | Xcel Energy | 85 | 13781 | IOU | OID2019229 | 18 | Solar |  |  | Withdrawn | Trade Secret | Trade | MST | MST068 | Commercial | Solar*Rewards | Trade Secret | 2014
20252-215912-02 | Xcel Energy | 85 | 13781 | IOU | OID2019235 |  | Solar |  |  | Withdrawn | Trade Secret | Trade | DBL | DBL067 | Commercial | Solar*Rewards | Trade Secret | 2014
20252-215912-02 | Xcel Energy | 85 | 13781 | IOU | OID2019238 | 20 | Solar |  |  | Withdrawn | Trade Secret | Trade | DBL | DBL061 | Commercial | Solar*Rewards | Trade Secret | 2014
20252-215912-02 | Xcel Energy | 85 | 13781 | IOU | OID2019243 | 20 | Solar |  |  | Withdrawn | Trade Secret | Trade | RIV | RIV073 | Commercial | Solar*Rewards | Trade Secret | 2014
20252-215912-02 | Xcel Energy | 85 | 13781 | IOU | OID2019247 | 20 |  |  |  | Withdrawn | Trade Secret | Trade | WAT | WAT081 | Commercial | Solar*Rewards | Trade Secret | 2014
20252-215912-02 | Xcel Energy | 85 | 13781 | IOU | OID2019248 | 20 |  |  |  | Withdrawn | Trade Secret | Trade | WAT | WAT081 | Commercial | Solar*Rewards | Trade Secret | 2014
20252-215912-02 | Xcel Energy | 85 | 13781 | IOU | OID2019249 | 6 | Solar |  |  | Withdrawn | Trade Secret | Trade | ECK | ECK062 | Residential | Solar*Rewards | Trade Secret | 2014
20252-215912-02 | Xcel Energy | 85 | 13781 | IOU | OID2019250 | 18 | Solar |  |  | Withdrawn | Trade Secret | Trade | MEL | MEL064 | Commercial | Solar*Rewards | Trade Secret | 2014
20252-215912-02 | Xcel Energy | 85 | 13781 | IOU | OID2019251 | 3.8 | Solar |  |  | Withdrawn | Trade Secret | Trade | DPN | DPN071 | Residential | Solar*Rewards | Trade Secret | 2014
20252-215912-02 | Xcel Energy | 85 | 13781 | IOU | OID2019256 | 20 | Solar |  |  | Withdrawn | Trade Secret | Trade | RLK | RLK072 | Commercial | Solar*Rewards | Trade Secret | 2014
20252-215912-02 | Xcel Energy | 85 | 13781 | IOU | OID2019260 | 5 | Solar |  |  | Withdrawn | Trade Secret | Trade | SOU | SOU072 | Commercial | Solar*Rewards | Trade Secret | 2014
20252-215912-02 | Xcel Energy | 85 | 13781 | IOU | OID2019267 | 18 | Solar |  |  | Withdrawn | Trade Secret | Trade | SLP | SLP322 | Commercial | Solar*Rewards | Trade Secret | 2014
20252-215912-02 | Xcel Energy | 85 | 13781 | IOU | OID2019268 | 12 | Solar |  |  | Withdrawn | Trade Secret | Trade | DOC | DOC031 | Residential | Solar*Rewards | Trade Secret | 2014
20252-215912-02 | Xcel Energy | 85 | 13781 | IOU | OID2019276 | 18 | Solar |  |  | Withdrawn | Trade Secret | Trade | NMC | NMC092 | Commercial | Solar*Rewards | Trade Secret | 2014
20252-215912-02 | Xcel Energy | 85 | 13781 | IOU | OID2019277 | 0.72 | Solar |  |  | Withdrawn | Trade Secret | Trade |  |  | Residential | Solar*Rewards | Trade Secret | 2014
20252-215912-02 | Xcel Energy | 85 | 13781 | IOU | OID2019279 | 6 |  |  |  | Withdrawn | Trade Secret | Trade | TER | TER071 | Commercial | Solar*Rewards | Trade Secret | 2014
20252-215912-02 | Xcel Energy | 85 | 13781 | IOU | OID2019285 | 12 |  |  |  | Withdrawn | Trade Secret | Trade | TER | TER071 | Commercial | Solar*Rewards | Trade Secret | 2014
20252-215912-02 | Xcel Energy | 85 | 13781 | IOU | OID2019289 | 12 | Solar |  |  | Withdrawn | Trade Secret | Trade | TER | TER071 | Commercial | Solar*Rewards | Trade Secret | 2014
20252-215912-02 | Xcel Energy | 85 | 13781 | IOU | OID2019292 | 18 | Solar |  |  | Withdrawn | Trade Secret | Trade | SDX | SDX312 | Commercial | Solar*Rewards | Trade Secret | 2014
20252-215912-02 | Xcel Energy | 85 | 13781 | IOU | OID2019293 | 20 | Solar |  |  | Withdrawn | Trade Secret | Trade | WES | WES063 | Commercial | Solar*Rewards | Trade Secret | 2014
20252-215912-02 | Xcel Energy | 85 | 13781 | IOU | OID2019294 | 3.84 | Solar |  |  | Withdrawn | Trade Secret | Trade | MEL | MEL069 | Residential | Solar*Rewards | Trade Secret | 2014
20252-215912-02 | Xcel Energy | 85 | 13781 | IOU | OID2019295 | 3.84 | Solar |  |  | Withdrawn | Trade Secret | Trade | MEL | MEL069 | Residential | Solar*Rewards | Trade Secret | 2014
20252-215912-02 | Xcel Energy | 85 | 13781 | IOU | OID2019298 | 12 | Solar |  |  | Withdrawn | Trade Secret | Trade | TER | TER071 | Commercial | Solar*Rewards | Trade Secret | 2014
20252-215912-02 | Xcel Energy | 85 | 13781 | IOU | OID2019300 | 18 |  |  |  | Withdrawn | Trade Secret | Trade | MEL | MEL077 | Commercial | Solar*Rewards | Trade Secret | 2014
20252-215912-02 | Xcel Energy | 85 | 13781 | IOU | OID2019301 | 18 | Solar |  |  | Withdrawn | Trade Secret | Trade | OAD | OAD074 | Commercial | Solar*Rewards | Trade Secret | 2014
20252-215912-02 | Xcel Energy | 85 | 13781 | IOU | OID2019302 | 14 | Solar |  |  | Withdrawn | Trade Secret | Trade | TWL | TWL083 | Commercial | Solar*Rewards | Trade Secret | 2014
20252-215912-02 | Xcel Energy | 85 | 13781 | IOU | OID2019307 | 2.58 | Solar |  |  | Withdrawn | Trade Secret | Trade | MPK | MPK068 | Residential | Solar*Rewards | Trade Secret | 2014
20252-215912-02 | Xcel Energy | 85 | 13781 | IOU | OID2019308 | 20 | Solar |  |  | Withdrawn | Trade Secret | Trade | RLK | RLK072 | Commercial | Solar*Rewards | Trade Secret | 2014
20252-215912-02 | Xcel Energy | 85 | 13781 | IOU | OID2019309 | 5 | Solar |  |  | Withdrawn | Trade Secret | Trade | SOU | SOU064 | Residential | Solar*Rewards | Trade Secret | 2014
20252-215912-02 | Xcel Energy | 85 | 13781 | IOU | OID2019314 | 18 | Solar |  |  | Withdrawn | Trade Secret | Trade | WSG | WSG064 | Commercial | Solar*Rewards | Trade Secret | 2014
20252-215912-02 | Xcel Energy | 85 | 13781 | IOU | OID2019315 | 18 | Solar |  |  | Withdrawn | Trade Secret | Trade | MEL | MEL077 | Commercial | Solar*Rewards | Trade Secret | 2014
20252-215912-02 | Xcel Energy | 85 | 13781 | IOU | OID2019316 | 20 | Solar |  |  | Withdrawn | Trade Secret | Trade | RLK | RLK072 | Commercial | Solar*Rewards | Trade Secret | 2014
20252-215912-02 | Xcel Energy | 85 | 13781 | IOU | OID2019319 | 1.075 | Solar |  |  | Withdrawn | Trade Secret | Trade | AFT | AFT314 | Commercial | Solar*Rewards | Trade Secret | 2014
20252-215912-02 | Xcel Energy | 85 | 13781 | IOU | OID2019321 | 18 | Solar |  |  | Withdrawn | Trade Secret | Trade | TWL | TWL079 | Commercial | Solar*Rewards | Trade Secret | 2014
20252-215912-02 | Xcel Energy | 85 | 13781 | IOU | OID2019328 | 8.16 | Solar |  |  | Withdrawn | Trade Secret | Trade | AFT | AFT322 | Residential | Solar*Rewards | Trade Secret | 2014
20252-215912-02 | Xcel Energy | 85 | 13781 | IOU | OID2019330 | 18 | Solar |  |  | Withdrawn | Trade Secret | Trade | SLP | SLP083 | Commercial | Solar*Rewards | Trade Secret | 2014
20252-215912-02 | Xcel Energy | 85 | 13781 | IOU | OID2019341 | 18 | Solar |  |  | Withdrawn | Trade Secret | Trade | WIL | WIL095 | Commercial | Solar*Rewards | Trade Secret | 2014
20252-215912-02 | Xcel Energy | 85 | 13781 | IOU | OID2019342 | 16.34 | Solar |  |  | Withdrawn | Trade Secret | Trade |  |  | Residential | Solar*Rewards | Trade Secret | 2014
20252-215912-02 | Xcel Energy | 85 | 13781 | IOU | OID2019349 | 18 | Solar |  |  | Withdrawn | Trade Secret | Trade | WDY | WDY321 | Commercial | Solar*Rewards | Trade Secret | 2014
20252-215912-02 | Xcel Energy | 85 | 13781 | IOU | OID2019361 | 0.24 | Solar |  |  | Interconnected | Trade Secret | Trade | BRP | BRP061 | Residential | Solar*Rewards | Trade Secret | 2014 | 2012
20252-215912-02 | Xcel Energy | 85 | 13781 | IOU | OID2019363 | 18 | Solar |  |  | Withdrawn | Trade Secret | Trade | STY | STY063 | Commercial | Solar*Rewards | Trade Secret | 2014
20252-215912-02 | Xcel Energy | 85 | 13781 | IOU | OID2019365 | 18 | Solar |  |  | Withdrawn | Trade Secret | Trade | TWL | TWL074 | Commercial | Solar*Rewards | Trade Secret | 2014
20252-215912-02 | Xcel Energy | 85 | 13781 | IOU | OID2019369 | 0.96 | Solar |  |  | Withdrawn | Trade Secret | Trade |  |  | Residential | Solar*Rewards | Trade Secret | 2014
20252-215912-02 | Xcel Energy | 85 | 13781 | IOU | OID2019378 | 18 | Solar |  |  | Withdrawn | Trade Secret | Trade | WIL | WIL097 | Commercial | Solar*Rewards | Trade Secret | 2014
20252-215912-02 | Xcel Energy | 85 | 13781 | IOU | OID2019388 | 18 | Solar |  |  | Withdrawn | Trade Secret | Trade | WIL | WIL081 | Commercial | Solar*Rewards | Trade Secret | 2014
20252-215912-02 | Xcel Energy | 85 | 13781 | IOU | OID2019397 | 18 | Solar |  |  | Withdrawn | Trade Secret | Trade | CEL | CEL071 | Commercial | Solar*Rewards | Trade Secret | 2014
20252-215912-02 | Xcel Energy | 85 | 13781 | IOU | OID2019402 | 18 | Solar |  |  | Withdrawn | Trade Secret | Trade | EDA | EDA078 | Commercial | Solar*Rewards | Trade Secret | 2014
20252-215912-02 | Xcel Energy | 85 | 13781 | IOU | OID2019403 | 18 | Solar |  |  | Withdrawn | Trade Secret | Trade |  |  | Residential | Solar*Rewards | Trade Secret | 2014
20252-215912-02 | Xcel Energy | 85 | 13781 | IOU | OID2019409 | 18 | Solar |  |  | Withdrawn | Trade Secret | Trade | OSS | OSS062 | Commercial | Solar*Rewards | Trade Secret | 2014
20252-215912-02 | Xcel Energy | 85 | 13781 | IOU | OID2019410 | 18 | Solar |  |  | Withdrawn | Trade Secret | Trade | HWW | HWW075 | Commercial | Solar*Rewards | Trade Secret | 2014
20252-215912-02 | Xcel Energy | 85 | 13781 | IOU | OID2019415 | 18 | Solar |  |  | Withdrawn | Trade Secret | Trade | OSS | OSS062 | Commercial | Solar*Rewards | Trade Secret | 2014
20252-215912-02 | Xcel Energy | 85 | 13781 | IOU | OID2019421 | 18 | Solar |  |  | Withdrawn | Trade Secret | Trade | MST | MST066 | Commercial | Solar*Rewards | Trade Secret | 2014
20252-215912-02 | Xcel Energy | 85 | 13781 | IOU | OID2019429 | 18 | Solar |  |  | Withdrawn | Trade Secret | Trade | MST | MST066 | Commercial | Solar*Rewards | Trade Secret | 2014
20252-215912-02 | Xcel Energy | 85 | 13781 | IOU | OID2019432 | 18 | Solar |  |  | Withdrawn | Trade Secret | Trade | MOL | MOL065 | Commercial | Solar*Rewards | Trade Secret | 2014
20252-215912-02 | Xcel Energy | 85 | 13781 | IOU | OID2019435 | 6.24 | Solar |  |  | Withdrawn | Trade Secret | Trade | GLK | GLK064 | Residential | Solar*Rewards | Trade Secret | 2014
20252-215912-02 | Xcel Energy | 85 | 13781 | IOU | OID2019436 | 2.88 | Solar |  |  | Withdrawn | Trade Secret | Trade | OPK | OPK073 | Residential | Solar*Rewards | Trade Secret | 2014
20252-215912-02 | Xcel Energy | 85 | 13781 | IOU | OID2019437 | 18 | Solar |  |  | Withdrawn | Trade Secret | Trade | GNL | GNL071 | Commercial | Solar*Rewards | Trade Secret | 2014
20252-215912-02 | Xcel Energy | 85 | 13781 | IOU | OID2019439 | 18 | Solar |  |  | Withdrawn | Trade Secret | Trade | ALD | ALD076 | Commercial | Solar*Rewards | Trade Secret | 2014
20252-215912-02 | Xcel Energy | 85 | 13781 | IOU | OID2019442 | 18 | Solar |  |  | Withdrawn | Trade Secret | Trade | GSL | GSL341 | Commercial | Solar*Rewards | Trade Secret | 2014
20252-215912-02 | Xcel Energy | 85 | 13781 | IOU | OID2019446 | 18 | Solar |  |  | Withdrawn | Trade Secret | Trade | GSL | GSL341 | Commercial | Solar*Rewards | Trade Secret | 2014
20252-215912-02 | Xcel Energy | 85 | 13781 | IOU | OID2019450 |  | Solar |  |  | Withdrawn | Trade Secret | Trade |  |  | Residential | Solar*Rewards | Trade Secret | 2014
20252-215912-02 | Xcel Energy | 85 | 13781 | IOU | OID2019453 | 18 | Solar |  |  | Withdrawn | Trade Secret | Trade | HSN | HSN321 | Commercial | Solar*Rewards | Trade Secret | 2014
20252-215912-02 | Xcel Energy | 85 | 13781 | IOU | OID2019555 | 4.8 | Solar |  |  | Withdrawn | Trade Secret | Trade | SLP | SLP085 | Residential | Solar*Rewards | Trade Secret | 2014
20252-215912-02 | Xcel Energy | 85 | 13781 | IOU | OID2019590 | 4.8 | Solar |  |  | Withdrawn | Trade Secret | Trade | HWW | HWW062 | Residential | Solar*Rewards | Trade Secret | 2014
20252-215912-02 | Xcel Energy | 85 | 13781 | IOU | OID2019591 | 18 | Solar |  |  | Withdrawn | Trade Secret | Trade | CEL | CEL071 | Commercial | Solar*Rewards | Trade Secret | 2014
20252-215912-02 | Xcel Energy | 85 | 13781 | IOU | OID2019606 | 18 | Solar |  |  | Withdrawn | Trade Secret | Trade | SOU | SOU088 | Commercial | Solar*Rewards | Trade Secret | 2014
20252-215912-02 | Xcel Energy | 85 | 13781 | IOU | OID2019609 | 18 | Solar |  |  | Withdrawn | Trade Secret | Trade | OSS | OSS066 | Commercial | Solar*Rewards | Trade Secret | 2014
20252-215912-02 | Xcel Energy | 85 | 13781 | IOU | OID2019611 | 18 | Solar |  |  | Withdrawn | Trade Secret | Trade | MEL | MEL062 | Commercial | Solar*Rewards | Trade Secret | 2014
20252-215912-02 | Xcel Energy | 85 | 13781 | IOU | OID2019614 | 18 | Solar |  |  | Withdrawn | Trade Secret | Trade | CNC | CNC063 | Commercial | Solar*Rewards | Trade Secret | 2014
20252-215912-02 | Xcel Energy | 85 | 13781 | IOU | OID2020219 | 18 | Solar |  |  | Withdrawn | Trade Secret | Trade | PKL | PKL071 | Commercial | Solar*Rewards | Trade Secret | 2014
20252-215912-02 | Xcel Energy | 85 | 13781 | IOU | OID2020225 | 18 | Solar |  |  | Withdrawn | Trade Secret | Trade | MEL | MEL061 | Commercial | Solar*Rewards | Trade Secret | 2014
20252-215912-02 | Xcel Energy | 85 | 13781 | IOU | OID2020240 | 18 | Solar |  |  | Withdrawn | Trade Secret | Trade | MEL | MEL061 | Commercial | Solar*Rewards | Trade Secret | 2014
20252-215912-02 | Xcel Energy | 85 | 13781 | IOU | OID2020260 | 18 | Solar |  |  | Withdrawn | Trade Secret | Trade | MEL | MEL061 | Commercial | Solar*Rewards | Trade Secret | 2014
20252-215912-02 | Xcel Energy | 85 | 13781 | IOU | OID2020288 | 18 | Solar |  |  | Interconnected | Trade Secret | Trade | TER | TER065 | Commercial | Solar*Rewards | Trade Secret | 2014 | 2015
20252-215912-02 | Xcel Energy | 85 | 13781 | IOU | OID2020657 | 16 |  |  |  | Withdrawn | Trade Secret | Trade | MEL | MEL061 | Commercial | Solar*Rewards | Trade Secret | 2014
20252-215912-02 | Xcel Energy | 85 | 13781 | IOU | OID2020702 |  | Solar |  |  | Withdrawn | Trade Secret | Trade | SLP | SLP093 | Commercial | Solar*Rewards | Trade Secret | 2014
20252-215912-02 | Xcel Energy | 85 | 13781 | IOU | OID2020705 | 18 | Solar |  |  | Withdrawn | Trade Secret | Trade | KOL | KOL061 | Commercial | Solar*Rewards | Trade Secret | 2014
20252-215912-02 | Xcel Energy | 85 | 13781 | IOU | OID2020716 | 0.72 | Solar |  |  | Withdrawn | Trade Secret | Trade | SOU | SOU088 | Residential | Solar*Rewards | Trade Secret | 2014
20252-215912-02 | Xcel Energy | 85 | 13781 | IOU | OID2020718 | 17.76 | Solar |  |  | Withdrawn | Trade Secret | Trade | HSN | HSN321 | Commercial | Solar*Rewards | Trade Secret | 2014
20252-215912-02 | Xcel Energy | 85 | 13781 | IOU | OID2020724 | 5 | Solar |  |  | Withdrawn | Trade Secret | Trade | ALD | ALD072 | Residential | Solar*Rewards | Trade Secret | 2014
20252-215912-02 | Xcel Energy | 85 | 13781 | IOU | OID2020726 | 3 | Solar |  |  | Withdrawn | Trade Secret | Trade | BRP | BRP061 | Residential | Solar*Rewards | Trade Secret | 2014
20252-215912-02 | Xcel Energy | 85 | 13781 | IOU | OID2020731 | 6.72 | Solar |  |  | Withdrawn | Trade Secret | Trade | BLH | BLH061 | Residential | Solar*Rewards | Trade Secret | 2014
20252-215912-02 | Xcel Energy | 85 | 13781 | IOU | OID2020739 | 3.8 | Solar |  |  | Withdrawn | Trade Secret | Trade | RPO | RPO311 | Residential | Solar*Rewards | Trade Secret | 2014
20252-215912-02 | Xcel Energy | 85 | 13781 | IOU | OID2021223 | 6 | Solar |  |  | Withdrawn | Trade Secret | Trade | SOU | SOU088 | Residential | Solar*Rewards | Trade Secret | 2014
20252-215912-02 | Xcel Energy | 85 | 13781 | IOU | OID2021231 | 3.36 | Solar |  |  | Withdrawn | Trade Secret | Trade | SOU | SOU088 | Residential | Solar*Rewards | Trade Secret | 2014
20252-215912-02 | Xcel Energy | 85 | 13781 | IOU | OID2021482 |  | Solar |  |  | Withdrawn | Trade Secret | Trade | OPK | OPK073 | Residential | Solar*Rewards | Trade Secret | 2014
20252-215912-02 | Xcel Energy | 85 | 13781 | IOU | OID2021524 | 5.4 | Solar |  |  | Withdrawn | Trade Secret | Trade | OPK | OPK073 | Residential | Solar*Rewards | Trade Secret | 2014
20252-215912-02 | Xcel Energy | 85 | 13781 | IOU | OID2021597 | 5 | Solar |  |  | Withdrawn | Trade Secret | Trade | STY | STY065 | Residential | Solar*Rewards | Trade Secret | 2014
20252-215912-02 | Xcel Energy | 85 | 13781 | IOU | OID2021616 | 36 | Solar |  |  | Interconnected | Trade Secret | Trade |  |  | Residential | Made in Minnesota | Trade Secret | 2014 | 2015
20252-215912-02 | Xcel Energy | 85 | 13781 | IOU | OID2022716 | 5.04 | Solar |  |  | Withdrawn | Trade Secret | Trade | SOU | SOU082 | Residential | Solar*Rewards | Trade Secret | 2014
20252-215912-02 | Xcel Energy | 85 | 13781 | IOU | OID2022780 | 5 |  |  |  | Withdrawn | Trade Secret | Trade | WDY | WDY312 | Commercial | Solar*Rewards | Trade Secret | 2014
20252-215912-02 | Xcel Energy | 85 | 13781 | IOU | OID2023030 |  | Solar |  |  | Withdrawn | Trade Secret | Trade | JOR | JOR022 | Residential | Solar*Rewards | Trade Secret | 2014
20252-215912-02 | Xcel Energy | 85 | 13781 | IOU | OID2024193 | 3.92 | Solar |  |  | Interconnected | Trade Secret | Trade | SIP | SIP061 | Residential | Solar*Rewards | Trade Secret | 2014 | 2015
20252-215912-02 | Xcel Energy | 85 | 13781 | IOU | OID2024504 |  | Solar |  |  | Withdrawn | Trade Secret | Trade | STY | STY065 | Residential | Solar*Rewards | Trade Secret | 2014
20252-215912-02 | Xcel Energy | 85 | 13781 | IOU | OID2024533 | 6 | Solar |  |  | Withdrawn | Trade Secret | Trade | STY | STY065 | Residential | Solar*Rewards | Trade Secret | 2014
20252-215912-02 | Xcel Energy | 85 | 13781 | IOU | OID2024617 | 18 | Solar |  |  | Withdrawn | Trade Secret | Trade | NMC | NMC092 | Commercial | Solar*Rewards | Trade Secret | 2014
20252-215912-02 | Xcel Energy | 85 | 13781 | IOU | OID2024649 | 18 | Solar |  |  | Withdrawn | Trade Secret | Trade | NMC | NMC092 | Commercial | Solar*Rewards | Trade Secret | 2014
20252-215912-02 | Xcel Energy | 85 | 13781 | IOU | OID2024711 | 18 | Solar |  |  | Withdrawn | Trade Secret | Trade | NMC | NMC092 | Commercial | Solar*Rewards | Trade Secret | 2014
20252-215912-02 | Xcel Energy | 85 | 13781 | IOU | OID2024718 | 18 | Solar |  |  | Withdrawn | Trade Secret | Trade | OSS | OSS064 | Commercial | Solar*Rewards | Trade Secret | 2014
20252-215912-02 | Xcel Energy | 85 | 13781 | IOU | OID2024725 | 18 | Solar |  |  | Withdrawn | Trade Secret | Trade | OSS | OSS064 | Commercial | Solar*Rewards | Trade Secret | 2014
20252-215912-02 | Xcel Energy | 85 | 13781 | IOU | OID2024763 | 6 | Solar |  |  | Withdrawn | Trade Secret | Trade | HWW | HWW074 | Residential | Solar*Rewards | Trade Secret | 2014
20252-215912-02 | Xcel Energy | 85 | 13781 | IOU | OID2025507 | 18 | Solar |  |  | Withdrawn | Trade Secret | Trade | EDP | EDP092 | Commercial | Solar*Rewards | Trade Secret | 2014
20252-215912-02 | Xcel Energy | 85 | 13781 | IOU | OID2025510 | 18 | Solar |  |  | Withdrawn | Trade Secret | Trade | HWW | HWW074 | Commercial | Solar*Rewards | Trade Secret | 2014
20252-215912-02 | Xcel Energy | 85 | 13781 | IOU | OID2025527 | 6.48 | Solar |  |  | Withdrawn | Trade Secret | Trade | RRK | RRK064 | Residential | Solar*Rewards | Trade Secret | 2014
20252-215912-02 | Xcel Energy | 85 | 13781 | IOU | OID2025812 | 18 | Solar |  |  | Withdrawn | Trade Secret | Trade | WIL | WIL095 | Commercial | Solar*Rewards | Trade Secret | 2014
20252-215912-02 | Xcel Energy | 85 | 13781 | IOU | OID2025815 | 18 | Solar |  |  | Withdrawn | Trade Secret | Trade | HWW | HWW075 | Commercial | Solar*Rewards | Trade Secret | 2014
20252-215912-02 | Xcel Energy | 85 | 13781 | IOU | OID2025966 |  | Solar |  |  | Withdrawn | Trade Secret | Trade |  |  | Residential | Solar*Rewards | Trade Secret | 2014
20252-215912-02 | Xcel Energy | 85 | 13781 | IOU | OID2026174 | 18 | Solar |  |  | Withdrawn | Trade Secret | Trade | BCR | BCR062 | Commercial | Solar*Rewards | Trade Secret | 2014
20252-215912-02 | Xcel Energy | 85 | 13781 | IOU | OID2026180 | 18 | Solar |  |  | Withdrawn | Trade Secret | Trade | HOL | HOL062 | Commercial | Solar*Rewards | Trade Secret | 2014
20252-215912-02 | Xcel Energy | 85 | 13781 | IOU | OID2026209 | 3.84 | Solar |  |  | Withdrawn | Trade Secret | Trade | MOL | MOL066 | Residential | Solar*Rewards | Trade Secret | 2014
20252-215912-02 | Xcel Energy | 85 | 13781 | IOU | OID2027613 | 18 | Solar |  |  | Withdrawn | Trade Secret | Trade | WIL | WIL077 | Commercial | Solar*Rewards | Trade Secret | 2014
20252-215912-02 | Xcel Energy | 85 | 13781 | IOU | OID2028464 |  | Solar |  |  | Withdrawn | Trade Secret | Trade | GVW | GVW023 | Residential | Made in Minnesota | Trade Secret | 2014
20252-215912-02 | Xcel Energy | 85 | 13781 | IOU | OID2028545 | 15 | Solar |  |  | Withdrawn | Trade Secret | Trade | MEL | MEL074 | Commercial | Solar*Rewards | Trade Secret | 2014
20252-215912-02 | Xcel Energy | 85 | 13781 | IOU | OID2028759 | 18 | Solar |  |  | Withdrawn | Trade Secret | Trade | FSL | FSL311 | Commercial | Solar*Rewards | Trade Secret | 2014
20252-215912-02 | Xcel Energy | 85 | 13781 | IOU | OID2028924 | 15.91 | Solar |  |  | Withdrawn | Trade Secret | Trade | WCS | WCS072 | Commercial | Solar*Rewards | Trade Secret | 2014
20252-215912-02 | Xcel Energy | 85 | 13781 | IOU | OID2029379 | 1.075 | Solar |  |  | Withdrawn | Trade Secret | Trade | AFT | AFT314 | Commercial | Solar*Rewards | Trade Secret | 2014
20252-215912-02 | Xcel Energy | 85 | 13781 | IOU | OID2030140 | 0.86 | Solar |  |  | Withdrawn | Trade Secret | Trade | DBL | DBL065 | Residential | Solar*Rewards | Trade Secret | 2014
20252-215912-02 | Xcel Energy | 85 | 13781 | IOU | OID2030330 | 18 | Solar |  |  | Withdrawn | Trade Secret | Trade | GLK | GLK071 | Commercial | Solar*Rewards | Trade Secret | 2014
20252-215912-02 | Xcel Energy | 85 | 13781 | IOU | OID2033274 | 20 | Solar |  |  | Withdrawn | Trade Secret | Trade | OAD | OAD074 | Commercial | Solar*Rewards | Trade Secret | 2014
20252-215912-02 | Xcel Energy | 85 | 13781 | IOU | OID2033337 | 5.28 | Solar |  |  | Withdrawn | Trade Secret | Trade | COK | COK061 | Residential | Solar*Rewards | Trade Secret | 2014
20252-215912-02 | Xcel Energy | 85 | 13781 | IOU | OID2035221 | 18 | Solar |  |  | Withdrawn | Trade Secret | Trade | MOL | MOL071 | Commercial | Solar*Rewards | Trade Secret | 2014
20252-215912-02 | Xcel Energy | 85 | 13781 | IOU | OID2038103 | 5 | Solar |  |  | Withdrawn | Trade Secret | Trade | WIL | WIL097 | Residential | Solar*Rewards | Trade Secret | 2014
20252-215912-02 | Xcel Energy | 85 | 13781 | IOU | OID2039798 |  | Solar |  |  | Withdrawn | Trade Secret | Trade | WWK | WWK321 | Commercial | Solar*Rewards | Trade Secret | 2014
20252-215912-02 | Xcel Energy | 85 | 13781 | IOU | OID2039848 | 6 | Solar |  |  | Withdrawn | Trade Secret | Trade | WSG | WSG352 | Residential | Solar*Rewards | Trade Secret | 2014
20252-215912-02 | Xcel Energy | 85 | 13781 | IOU | OID2041422 | 13.65 | Solar |  |  | Withdrawn | Trade Secret | Trade | GSL | GSL075 | Residential | Solar*Rewards | Trade Secret | 2014
20252-215912-02 | Xcel Energy | 85 | 13781 | IOU | OID2041825 | 20 | Solar |  |  | Withdrawn | Trade Secret | Trade | MST | MST071 | Commercial | Solar*Rewards | Trade Secret | 2014
20252-215912-02 | Xcel Energy | 85 | 13781 | IOU | OID2043867 |  | Solar |  |  | Withdrawn | Trade Secret | Trade | BEL | BEL061 | Residential | Solar*Rewards | Trade Secret | 2014
20252-215912-02 | Xcel Energy | 85 | 13781 | IOU | OID2043868 | 12 | Solar |  |  | Withdrawn | Trade Secret | Trade | BEL | BEL061 | Residential | Solar*Rewards | Trade Secret | 2014
20252-215912-02 | Xcel Energy | 85 | 13781 | IOU | OID2044495 | 18 | Solar |  |  | Withdrawn | Trade Secret | Trade | PKL | PKL072 | Commercial | Solar*Rewards | Trade Secret | 2014
20252-215912-02 | Xcel Energy | 85 | 13781 | IOU | OID2044516 | 18 | Solar |  |  | Withdrawn | Trade Secret | Trade | EDA | EDA072 | Commercial | Solar*Rewards | Trade Secret | 2014
20252-215912-02 | Xcel Energy | 85 | 13781 | IOU | OID2044532 | 18 | Solar |  |  | Withdrawn | Trade Secret | Trade | CRL | CRL031 | Commercial | Solar*Rewards | Trade Secret | 2014
20252-215912-02 | Xcel Energy | 85 | 13781 | IOU | OID2044538 | 18 | Solar |  |  | Withdrawn | Trade Secret | Trade | EDA | EDA068 | Commercial | Solar*Rewards | Trade Secret | 2014
20252-215912-02 | Xcel Energy | 85 | 13781 | IOU | OID2044556 | 18 |  |  |  | Withdrawn | Trade Secret | Trade | PRR | PRR061 | Commercial | Solar*Rewards | Trade Secret | 2014
20252-215912-02 | Xcel Energy | 85 | 13781 | IOU | OID2045070 | 10.8 | Solar |  |  | Withdrawn | Trade Secret | Trade | YAM | YAM021 | Residential | Solar*Rewards | Trade Secret | 2014
20252-215912-02 | Xcel Energy | 85 | 13781 | IOU | OID2045153 |  | Solar |  |  | Withdrawn | Trade Secret | Trade | MTV | MTV021 | Residential | Solar*Rewards | Trade Secret | 2014
20252-215912-02 | Xcel Energy | 85 | 13781 | IOU | OID2045715 | 18 | Solar |  |  | Withdrawn | Trade Secret | Trade | GFD | GFD021 | Commercial | Solar*Rewards | Trade Secret | 2014
20252-215912-02 | Xcel Energy | 85 | 13781 | IOU | OID2047641 | 18 | Solar |  |  | Withdrawn | Trade Secret | Trade | ANN | ANN021 | Commercial | Solar*Rewards | Trade Secret | 2014
20252-215912-02 | Xcel Energy | 85 | 13781 | IOU | OID2049584 | 18 | Solar |  |  | Withdrawn | Trade Secret | Trade | APA | APA067 | Commercial | Solar*Rewards | Trade Secret | 2014
20252-215912-02 | Xcel Energy | 85 | 13781 | IOU | OID2049615 | 18 | Solar |  |  | Withdrawn | Trade Secret | Trade | APA | APA065 | Commercial | Solar*Rewards | Trade Secret | 2014
20252-215912-02 | Xcel Energy | 85 | 13781 | IOU | OID2050294 | 18 | Solar |  |  | Withdrawn | Trade Secret | Trade | OSS | OSS062 | Commercial | Solar*Rewards | Trade Secret | 2014
20252-215912-02 | Xcel Energy | 85 | 13781 | IOU | OID2050332 | 20 |  |  |  | Withdrawn | Trade Secret | Trade | SMT | SMT072 | Commercial | Solar*Rewards | Trade Secret | 2014
20252-215912-02 | Xcel Energy | 85 | 13781 | IOU | OID2050423 | 17.28 | Solar |  |  | Withdrawn | Trade Secret | Trade | HUG | HUG321 | Residential | Solar*Rewards | Trade Secret | 2014
20252-215912-02 | Xcel Energy | 85 | 13781 | IOU | OID2050940 | 11.52 | Solar |  |  | Withdrawn | Trade Secret | Trade | DOC | DOC031 | Residential | Solar*Rewards | Trade Secret | 2014
20252-215912-02 | Xcel Energy | 85 | 13781 | IOU | OID2052891 | 7.44 | Solar |  |  | Withdrawn | Trade Secret | Trade | TWL | TWL081 | Residential | Solar*Rewards | Trade Secret | 2014
20252-215912-02 | Xcel Energy | 85 | 13781 | IOU | OID2053790 |  | Solar |  |  | Withdrawn | Trade Secret | Trade | RIV | RIV061 | Commercial | Solar*Rewards | Trade Secret | 2014
20252-215912-02 | Xcel Energy | 85 | 13781 | IOU | OID2054270 | 4 | Solar |  |  | Withdrawn | Trade Secret | Trade | HWW | HWW062 | Residential | Made in Minnesota | Trade Secret | 2014
20252-215912-02 | Xcel Energy | 85 | 13781 | IOU | OID2055027 |  | Solar |  |  | Withdrawn | Trade Secret | Trade | FSL | FSL312 | Residential | Solar*Rewards | Trade Secret | 2014
20252-215912-02 | Xcel Energy | 85 | 13781 | IOU | OID2055654 | 20 | Solar |  |  | Withdrawn | Trade Secret | Trade | DOC | DOC031 | Commercial | Solar*Rewards | Trade Secret | 2014
20252-215912-02 | Xcel Energy | 85 | 13781 | IOU | OID2057097 | 20 | Solar |  |  | Withdrawn | Trade Secret | Trade | HYL | HYL062 | Commercial | Solar*Rewards | Trade Secret | 2014
20252-215912-02 | Xcel Energy | 85 | 13781 | IOU | OID2057104 |  | Solar |  |  | Withdrawn | Trade Secret | Trade | WIN | WIN023 | Residential | Solar*Rewards | Trade Secret | 2014
20252-215912-02 | Xcel Energy | 85 | 13781 | IOU | OID2057290 | 36 | Solar |  |  | Interconnected | Trade Secret | Trade | MPK | MPK084 | Commercial | Made in Minnesota | Trade Secret | 2014 | 2014
20252-215912-02 | Xcel Energy | 85 | 13781 | IOU | OID2058504 | 18 | Solar |  |  | Withdrawn | Trade Secret | Trade | KOL | KOL061 | Commercial | Solar*Rewards | Trade Secret | 2014
20252-215912-02 | Xcel Energy | 85 | 13781 | IOU | OID2058517 | 18 | Solar |  |  | Withdrawn | Trade Secret | Trade | KOL | KOL061 | Commercial | Solar*Rewards | Trade Secret | 2014
20252-215912-02 | Xcel Energy | 85 | 13781 | IOU | OID2058525 | 18 | Solar |  |  | Withdrawn | Trade Secret | Trade | BRP | BRP073 | Commercial | Solar*Rewards | Trade Secret | 2014
20252-215912-02 | Xcel Energy | 85 | 13781 | IOU | OID2058800 | 24 | Solar |  |  | Withdrawn | Trade Secret | Trade | PKL | PKL072 | Commercial | Solar*Rewards | Trade Secret | 2014
20252-215912-02 | Xcel Energy | 85 | 13781 | IOU | OID2059017 |  | Solar |  |  | Withdrawn | Trade Secret | Trade | PIP | PIP090 | Residential | Solar*Rewards | Trade Secret | 2014
20252-215912-02 | Xcel Energy | 85 | 13781 | IOU | OID2059018 |  | Solar |  |  | Withdrawn | Trade Secret | Trade | PIP | PIP090 | Residential | Solar*Rewards | Trade Secret | 2014
20252-215912-02 | Xcel Energy | 85 | 13781 | IOU | OID2059020 | 4.8 | Solar |  |  | Withdrawn | Trade Secret | Trade | BLC | BLC062 | Residential | Solar*Rewards | Trade Secret | 2014
20252-215912-02 | Xcel Energy | 85 | 13781 | IOU | OID2059022 |  | Solar |  |  | Withdrawn | Trade Secret | Trade | PIP | PIP090 | Residential | Solar*Rewards | Trade Secret | 2014
20252-215912-02 | Xcel Energy | 85 | 13781 | IOU | OID2059024 |  | Solar |  |  | Withdrawn | Trade Secret | Trade | PIP | PIP090 | Residential | Solar*Rewards | Trade Secret | 2014
20252-215912-02 | Xcel Energy | 85 | 13781 | IOU | OID2062200 | 18 | Solar |  |  | Withdrawn | Trade Secret | Trade | RIV | RIV076 | Commercial | Solar*Rewards | Trade Secret | 2014
20252-215912-02 | Xcel Energy | 85 | 13781 | IOU | OID2062746 | 20 | Solar |  |  | Withdrawn | Trade Secret | Trade | HWW | HWW071 | Commercial | Solar*Rewards | Trade Secret | 2014
20252-215912-02 | Xcel Energy | 85 | 13781 | IOU | OID2063181 | 10.08 | Solar |  |  | Withdrawn | Trade Secret | Trade | LCR | LCR311 | Residential | Solar*Rewards | Trade Secret | 2014
20252-215912-02 | Xcel Energy | 85 | 13781 | IOU | OID2063626 | 18 | Solar |  |  | Withdrawn | Trade Secret | Trade | CEL | CEL071 | Commercial | Solar*Rewards | Trade Secret | 2014
20252-215912-02 | Xcel Energy | 85 | 13781 | IOU | OID2063632 | 18 | Solar |  |  | Withdrawn | Trade Secret | Trade | ALD | ALD097 | Commercial | Solar*Rewards | Trade Secret | 2014
20252-215912-02 | Xcel Energy | 85 | 13781 | IOU | OID2067161 |  | Solar |  |  | Withdrawn | Trade Secret | Trade | SAV | SAV069 | Residential | Solar*Rewards | Trade Secret | 2014
20252-215912-02 | Xcel Energy | 85 | 13781 | IOU | OID2067162 | 6 | Solar |  |  | Withdrawn | Trade Secret | Trade | SAV | SAV069 | Residential | Solar*Rewards | Trade Secret | 2014
20252-215912-02 | Xcel Energy | 85 | 13781 | IOU | OID2069006 |  | Solar |  |  | Withdrawn | Trade Secret | Trade | PIL | PIL021 | Residential | Solar*Rewards | Trade Secret | 2014
20252-215912-02 | Xcel Energy | 85 | 13781 | IOU | OID2071951 |  | Solar |  |  | Withdrawn | Trade Secret | Trade | DHL | DHL061 | Residential | Solar*Rewards | Trade Secret | 2014
20252-215912-02 | Xcel Energy | 85 | 13781 | IOU | OID2072026 |  | Solar |  |  | Withdrawn | Trade Secret | Trade | CGR | CGR062 | Residential | Solar*Rewards | Trade Secret | 2014
20252-215912-02 | Xcel Energy | 85 | 13781 | IOU | OID2072179 |  | Solar |  |  | Withdrawn | Trade Secret | Trade | MPK | MPK085 | Residential | Solar*Rewards | Trade Secret | 2014
20252-215912-02 | Xcel Energy | 85 | 13781 | IOU | OID2072206 | 7.63 | Solar |  |  | Withdrawn | Trade Secret | Trade | MPK | MPK085 | Residential | Solar*Rewards | Trade Secret | 2014
20252-215912-02 | Xcel Energy | 85 | 13781 | IOU | OID2072860 | 3 | Solar |  |  | Withdrawn | Trade Secret | Trade | MOL | MOL072 | Residential | Solar*Rewards | Trade Secret | 2014
20252-215912-02 | Xcel Energy | 85 | 13781 | IOU | OID2073166 | 2.88 | Solar |  |  | Withdrawn | Trade Secret | Trade | SLP | SLP084 | Residential | Solar*Rewards | Trade Secret | 2014
20252-215912-02 | Xcel Energy | 85 | 13781 | IOU | OID2075471 | 8.64 | Solar |  |  | Withdrawn | Trade Secret | Trade | WRR | WRR064 | Residential | Solar*Rewards | Trade Secret | 2014
20252-215912-02 | Xcel Energy | 85 | 13781 | IOU | OID2079487 | 36 | Solar |  |  | Withdrawn | Trade Secret | Trade | DOC | DOC031 | Commercial | Made in Minnesota | Trade Secret | 2014
20252-215912-02 | Xcel Energy | 85 | 13781 | IOU | OID2082144 | 3.84 | Solar |  |  | Withdrawn | Trade Secret | Trade | IDA | IDA072 | Residential | Solar*Rewards | Trade Secret | 2014
20252-215912-02 | Xcel Energy | 85 | 13781 | IOU | OID2088117 | 9.12 | Solar |  |  | Withdrawn | Trade Secret | Trade | MPK | MPK074 | Residential | Solar*Rewards | Trade Secret | 2014
20252-215912-02 | Xcel Energy | 85 | 13781 | IOU | OID2088145 | 5 | Solar |  |  | Withdrawn | Trade Secret | Trade | JOR | JOR022 | Residential | Solar*Rewards | Trade Secret | 2014
20252-215912-02 | Xcel Energy | 85 | 13781 | IOU | OID2088316 | 18 | Solar |  |  | Withdrawn | Trade Secret | Trade | WSG | WSG074 | Commercial | Solar*Rewards | Trade Secret | 2014
20252-215912-02 | Xcel Energy | 85 | 13781 | IOU | OID2089396 | 10.01 | Solar |  |  | Withdrawn | Trade Secret | Trade | BCR | BCR063 | Residential | Solar*Rewards | Trade Secret | 2014
20252-215912-02 | Xcel Energy | 85 | 13781 | IOU | OID2090193 | 18 | Solar |  |  | Withdrawn | Trade Secret | Trade | WSG | WSG074 | Commercial | Solar*Rewards | Trade Secret | 2014
20252-215912-02 | Xcel Energy | 85 | 13781 | IOU | OID2090234 | 22.5 | Solar |  |  | Withdrawn | Trade Secret | Trade | BYT | BYT061 | Residential | Solar*Rewards | Trade Secret | 2014
20252-215912-02 | Xcel Energy | 85 | 13781 | IOU | OID2090468 | 9 | Solar |  |  | Withdrawn | Trade Secret | Trade | SCA | SCA021 | Residential | Solar*Rewards | Trade Secret | 2014
20252-215912-02 | Xcel Energy | 85 | 13781 | IOU | OID2091396 | 7.525 | Solar |  |  | Withdrawn | Trade Secret | Trade | LAC | LAC062 | Residential | Solar*Rewards | Trade Secret | 2015
20252-215912-02 | Xcel Energy | 85 | 13781 | IOU | OID2091483 | 7.6 | Solar |  |  | Withdrawn | Trade Secret | Trade | HSN | HSN311 | Residential | Solar*Rewards | Trade Secret | 2014
20252-215912-02 | Xcel Energy | 85 | 13781 | IOU | OID2093895 | 7.6 | Solar |  |  | Withdrawn | Trade Secret | Trade | HSN | HSN311 | Residential | Solar*Rewards | Trade Secret | 2014
20252-215912-02 | Xcel Energy | 85 | 13781 | IOU | OID2094264 | 3.84 | Solar |  |  | Withdrawn | Trade Secret | Trade | MEL | MEL074 | Residential | Solar*Rewards | Trade Secret | 2014
20252-215912-02 | Xcel Energy | 85 | 13781 | IOU | OID2094366 | 10.08 | Solar |  |  | Withdrawn | Trade Secret | Trade | DPN | DPN073 | Residential | Solar*Rewards | Trade Secret | 2014
20252-215912-02 | Xcel Energy | 85 | 13781 | IOU | OID2095324 | 6.325 | Solar |  |  | Interconnected | Trade Secret | Trade | TER | TER062 | Residential | Solar*Rewards | Trade Secret | 2014 | 2015
20252-215912-02 | Xcel Energy | 85 | 13781 | IOU | OID2096307 | 3.6 | Solar |  |  | Withdrawn | Trade Secret | Trade | MPK | MPK063 | Residential | Solar*Rewards | Trade Secret | 2014
20252-215912-02 | Xcel Energy | 85 | 13781 | IOU | OID2096412 |  | Solar |  |  | Withdrawn | Trade Secret | Trade | WIN | WIN022 | Commercial | Solar*Rewards | Trade Secret | 2014
20252-215912-02 | Xcel Energy | 85 | 13781 | IOU | OID2096415 | 20 | Solar |  |  | Withdrawn | Trade Secret | Trade | WIN | WIN022 | Commercial | Solar*Rewards | Trade Secret | 2014
20252-215912-02 | Xcel Energy | 85 | 13781 | IOU | OID2096464 | 5.04 | Solar |  |  | Withdrawn | Trade Secret | Trade | WAB | WAB021 | Residential | Solar*Rewards | Trade Secret | 2014
20252-215912-02 | Xcel Energy | 85 | 13781 | IOU | OID2096613 | 5.04 | Solar |  |  | Withdrawn | Trade Secret | Trade | WAB | WAB021 | Residential | Solar*Rewards | Trade Secret | 2014
20252-215912-02 | Xcel Energy | 85 | 13781 | IOU | OID2097229 | 36 | Solar |  |  | Withdrawn | Trade Secret | Trade | ALD | ALD098 | Commercial | Made in Minnesota | Trade Secret | 2014
20252-215912-02 | Xcel Energy | 85 | 13781 | IOU | OID2098723 | 2.88 | Solar |  |  | Withdrawn | Trade Secret | Trade | PIL | PIL021 | Residential | Solar*Rewards | Trade Secret | 2014
20252-215912-02 | Xcel Energy | 85 | 13781 | IOU | OID2098752 | 2.88 | Solar |  |  | Withdrawn | Trade Secret | Trade | PIL | PIL021 | Residential | Solar*Rewards | Trade Secret | 2014
20252-215912-02 | Xcel Energy | 85 | 13781 | IOU | OID2098828 | 18 | Solar |  |  | Withdrawn | Trade Secret | Trade | PRR | PRR061 | Commercial | Solar*Rewards | Trade Secret | 2014
20252-215912-02 | Xcel Energy | 85 | 13781 | IOU | OID2100203 | 20.16 | Solar |  |  | Withdrawn | Trade Secret | Trade | PIL | PIL021 | Residential | Solar*Rewards | Trade Secret | 2014
20252-215912-02 | Xcel Energy | 85 | 13781 | IOU | OID2100542 | 3.36 | Solar |  |  | Withdrawn | Trade Secret | Trade | CTR | CTR031 | Residential | Solar*Rewards | Trade Secret | 2014
20252-215912-02 | Xcel Energy | 85 | 13781 | IOU | OID2101023 | 7.2 | Solar |  |  | Withdrawn | Trade Secret | Trade | MND | MND071 | Residential | Solar*Rewards | Trade Secret | 2014
20252-215912-02 | Xcel Energy | 85 | 13781 | IOU | OID2101148 | 8.64 | Solar |  |  | Withdrawn | Trade Secret | Trade | SCL | SCL322 | Residential | Solar*Rewards | Trade Secret | 2014
20252-215912-02 | Xcel Energy | 85 | 13781 | IOU | OID2102525 |  | Solar |  |  | Withdrawn | Trade Secret | Trade | STO | STO002 | Commercial | Solar*Rewards | Trade Secret | 2014
20252-215912-02 | Xcel Energy | 85 | 13781 | IOU | OID2105547 | 4.56 | Solar |  |  | Withdrawn | Trade Secret | Trade | HWW | HWW073 | Residential | Solar*Rewards | Trade Secret | 2014
20252-215912-02 | Xcel Energy | 85 | 13781 | IOU | OID2108170 | 5.76 | Solar |  |  | Withdrawn | Trade Secret | Trade | SOU | SOU065 | Residential | Solar*Rewards | Trade Secret | 2014
20252-215912-02 | Xcel Energy | 85 | 13781 | IOU | OID2109106 | 6.72 | Solar |  |  | Withdrawn | Trade Secret | Trade | WCR | WCR311 | Residential | Solar*Rewards | Trade Secret | 2014
20252-215912-02 | Xcel Energy | 85 | 13781 | IOU | OID2109180 | 18 | Solar |  |  | Withdrawn | Trade Secret | Trade | SHP | SHP071 | Commercial | Solar*Rewards | Trade Secret | 2014
20252-215912-02 | Xcel Energy | 85 | 13781 | IOU | OID2111187 | 19.99 | Solar |  |  | Withdrawn | Trade Secret | Trade |  |  | Residential | Solar*Rewards | Trade Secret | 2014
20252-215912-02 | Xcel Energy | 85 | 13781 | IOU | OID2112868 | 20 | Solar |  |  | Withdrawn | Trade Secret | Trade | LAP | LAP311 | Residential | Solar*Rewards | Trade Secret | 2014
20252-215912-02 | Xcel Energy | 85 | 13781 | IOU | OID2115601 | 5.52 | Solar |  |  | Withdrawn | Trade Secret | Trade | GPH | GPH061 | Residential | Solar*Rewards | Trade Secret | 2014
20252-215912-02 | Xcel Energy | 85 | 13781 | IOU | OID2118735 | 3 | Solar |  |  | Interconnected | Trade Secret | Trade | GVW | GVW023 | Commercial | Made in Minnesota | Trade Secret | 2014 | 2015
20252-215912-02 | Xcel Energy | 85 | 13781 | IOU | OID2120712 | 18 | Solar |  |  | Withdrawn | Trade Secret | Trade | MST | MST080 | Commercial | Solar*Rewards | Trade Secret | 2014
20252-215912-02 | Xcel Energy | 85 | 13781 | IOU | OID2122132 | 18 | Solar |  |  | Withdrawn | Trade Secret | Trade | MEL | MEL075 | Commercial | Solar*Rewards | Trade Secret | 2014
20252-215912-02 | Xcel Energy | 85 | 13781 | IOU | OID2122146 | 18 | Solar |  |  | Withdrawn | Trade Secret | Trade | GLK | GLK071 | Commercial | Solar*Rewards | Trade Secret | 2014
20252-215912-02 | Xcel Energy | 85 | 13781 | IOU | OID2124662 | 24 | Solar |  |  | Withdrawn | Trade Secret | Trade | NMC | NMC092 | Commercial | Solar*Rewards | Trade Secret | 2015
20252-215912-02 | Xcel Energy | 85 | 13781 | IOU | OID2132230 | 18 | Solar |  |  | Withdrawn | Trade Secret | Trade | WIL | WIL092 | Commercial | Solar*Rewards | Trade Secret | 2014
20252-215912-02 | Xcel Energy | 85 | 13781 | IOU | OID2132243 | 18 | Solar |  |  | Withdrawn | Trade Secret | Trade | WIL | WIL092 | Commercial | Solar*Rewards | Trade Secret | 2014
20252-215912-02 | Xcel Energy | 85 | 13781 | IOU | OID2137310 | 10.01 | Solar |  |  | Withdrawn | Trade Secret | Trade | WCR | WCR311 | Residential | Solar*Rewards | Trade Secret | 2014
20252-215912-02 | Xcel Energy | 85 | 13781 | IOU | OID2146498 | 18 | Solar |  |  | Withdrawn | Trade Secret | Trade | CDV | CDV071 | Commercial | Solar*Rewards | Trade Secret | 2014
20252-215912-02 | Xcel Energy | 85 | 13781 | IOU | OID2146916 | 18 | Solar |  |  | Withdrawn | Trade Secret | Trade | GNL | GNL062 | Commercial | Solar*Rewards | Trade Secret | 2014
20252-215912-02 | Xcel Energy | 85 | 13781 | IOU | OID2154142 | 36 | Solar |  |  | Withdrawn | Trade Secret | Trade | HSN | HSN322 | Commercial | Made in Minnesota | Trade Secret | 2014
20252-215912-02 | Xcel Energy | 85 | 13781 | IOU | OID2154338 | 18 | Solar |  |  | Withdrawn | Trade Secret | Trade | FSL | FSL312 | Commercial | Solar*Rewards | Trade Secret | 2014
20252-215912-02 | Xcel Energy | 85 | 13781 | IOU | OID2155081 | 18 | Solar |  |  | Withdrawn | Trade Secret | Trade | SLP | SLP087 | Commercial | Solar*Rewards | Trade Secret | 2014
20252-215912-02 | Xcel Energy | 85 | 13781 | IOU | OID2155094 | 18 | Solar |  |  | Withdrawn | Trade Secret | Trade | CDV | CDV061 | Commercial | Solar*Rewards | Trade Secret | 2014
20252-215912-02 | Xcel Energy | 85 | 13781 | IOU | OID2155104 | 18 | Solar |  |  | Withdrawn | Trade Secret | Trade | HUG | HUG312 | Commercial | Solar*Rewards | Trade Secret | 2014
20252-215912-02 | Xcel Energy | 85 | 13781 | IOU | OID2155116 | 18 | Solar |  |  | Withdrawn | Trade Secret | Trade | ECK | ECK321 | Commercial | Solar*Rewards | Trade Secret | 2014
20252-215912-02 | Xcel Energy | 85 | 13781 | IOU | OID2155217 | 18 | Solar |  |  | Withdrawn | Trade Secret | Trade | FSL | FSL311 | Commercial | Solar*Rewards | Trade Secret | 2014
20252-215912-02 | Xcel Energy | 85 | 13781 | IOU | OID2160658 | 18 | Solar |  |  | Withdrawn | Trade Secret | Trade | MOL | MOL061 | Commercial | Solar*Rewards | Trade Secret | 2014
20252-215912-02 | Xcel Energy | 85 | 13781 | IOU | OID2183328 | 2.4 | Solar |  |  | Withdrawn | Trade Secret | Trade | SOU | SOU083 | Residential | Made in Minnesota | Trade Secret | 2014
20252-215912-02 | Xcel Energy | 85 | 13781 | IOU | OID2186480 | 5 | Solar |  |  | Withdrawn | Trade Secret | Trade | SMT | SMT072 | Commercial | Solar*Rewards | Trade Secret | 2015
20252-215912-02 | Xcel Energy | 85 | 13781 | IOU | OID2212993 | 2.4 | Solar |  |  | Withdrawn | Trade Secret | Trade | SOU | SOU083 | Residential | Solar*Rewards | Trade Secret | 2015
20252-215912-02 | Xcel Energy | 85 | 13781 | IOU | OID2215898 |  | Solar |  |  | Withdrawn | Trade Secret | Trade | BCH | BCH311 | Residential | Solar*Rewards | Trade Secret | 2015
20252-215912-02 | Xcel Energy | 85 | 13781 | IOU | OID2218861 |  | Solar |  |  | Withdrawn | Trade Secret | Trade | WSG | WSG361 | Commercial | Solar*Rewards | Trade Secret | 2015
20252-215912-02 | Xcel Energy | 85 | 13781 | IOU | OID2231760 | 18 |  |  |  | Withdrawn | Trade Secret | Trade | MEL | MEL075 | Commercial | Solar*Rewards | Trade Secret | 2015
20252-215912-02 | Xcel Energy | 85 | 13781 | IOU | OID2235572 |  | Solar |  |  | Withdrawn | Trade Secret | Trade | WIN | WIN043 | Residential | Solar*Rewards | Trade Secret | 2015
20252-215912-02 | Xcel Energy | 85 | 13781 | IOU | OID2237915 | 36 | Solar |  |  | Interconnected | Trade Secret | Trade | ALD | ALD097 | Commercial | Made in Minnesota | Trade Secret | 2015 | 2015
20252-215912-02 | Xcel Energy | 85 | 13781 | IOU | OID2241390 | 18 | Solar |  |  | Withdrawn | Trade Secret | Trade | TWL | TWL083 | Commercial | Solar*Rewards | Trade Secret | 2015
20252-215912-02 | Xcel Energy | 85 | 13781 | IOU | OID2242560 | 18 |  |  |  | Withdrawn | Trade Secret | Trade | XRD | XRD076 | Commercial | Solar*Rewards | Trade Secret | 2015
20252-215912-02 | Xcel Energy | 85 | 13781 | IOU | OID2242631 |  | Solar |  |  | Withdrawn | Trade Secret | Trade | HWW | HWW073 | Residential | Made in Minnesota | Trade Secret | 2015
20252-215912-02 | Xcel Energy | 85 | 13781 | IOU | OID2244210 | 18 | Solar |  |  | Withdrawn | Trade Secret | Trade | ECK | ECK322 | Commercial | Solar*Rewards | Trade Secret | 2015
20252-215912-02 | Xcel Energy | 85 | 13781 | IOU | OID2246400 | 4.5 | Solar |  |  | Withdrawn | Trade Secret | Trade | WIN | WIN043 | Residential | Solar*Rewards | Trade Secret | 2015
20252-215912-02 | Xcel Energy | 85 | 13781 | IOU | OID2246452 | 9.5 | Solar |  |  | Withdrawn | Trade Secret | Trade | LAC | LAC062 | Residential | Solar*Rewards | Trade Secret | 2015
20252-215912-02 | Xcel Energy | 85 | 13781 | IOU | OID2246462 | 16.34 |  |  |  | Withdrawn | Trade Secret | Trade | ALT | ALT021 | Commercial | Solar*Rewards | Trade Secret | 2015
20252-215912-02 | Xcel Energy | 85 | 13781 | IOU | OID2246468 | 8 | Solar |  |  | Withdrawn | Trade Secret | Trade | WIN | WIN023 | Residential | Solar*Rewards | Trade Secret | 2015
20252-215912-02 | Xcel Energy | 85 | 13781 | IOU | OID2246473 | 5.5 | Solar |  |  | Withdrawn | Trade Secret | Trade | LAC | LAC062 | Residential | Solar*Rewards | Trade Secret | 2015
20252-215912-02 | Xcel Energy | 85 | 13781 | IOU | OID2246485 | 2.5 | Solar |  |  | Withdrawn | Trade Secret | Trade | WIN | WIN023 | Residential | Solar*Rewards | Trade Secret | 2015
20252-215912-02 | Xcel Energy | 85 | 13781 | IOU | OID2246501 | 9 | Solar |  |  | Withdrawn | Trade Secret | Trade | GVW | GVW022 | Residential | Solar*Rewards | Trade Secret | 2015
20252-215912-02 | Xcel Energy | 85 | 13781 | IOU | OID2246511 | 3 | Solar |  |  | Withdrawn | Trade Secret | Trade | WIN | WIN023 | Residential | Solar*Rewards | Trade Secret | 2015
20252-215912-02 | Xcel Energy | 85 | 13781 | IOU | OID2246537 | 5.5 | Solar |  |  | Withdrawn | Trade Secret | Trade | WIN | WIN033 | Residential | Solar*Rewards | Trade Secret | 2015
20252-215912-02 | Xcel Energy | 85 | 13781 | IOU | OID2246591 | 9.5 | Solar |  |  | Withdrawn | Trade Secret | Trade | WIN | WIN043 | Residential | Solar*Rewards | Trade Secret | 2015
20252-215912-02 | Xcel Energy | 85 | 13781 | IOU | OID2246595 | 9.5 | Solar |  |  | Withdrawn | Trade Secret | Trade | WIN | WIN033 | Residential | Solar*Rewards | Trade Secret | 2015
20252-215912-02 | Xcel Energy | 85 | 13781 | IOU | OID2246605 | 6.5 | Solar |  |  | Withdrawn | Trade Secret | Trade | GVW | GVW023 | Residential | Solar*Rewards | Trade Secret | 2015
20252-215912-02 | Xcel Energy | 85 | 13781 | IOU | OID2246615 | 19 |  |  |  | Withdrawn | Trade Secret | Trade | WIN | WIN022 | Commercial | Solar*Rewards | Trade Secret | 2015
20252-215912-02 | Xcel Energy | 85 | 13781 | IOU | OID2246658 | 19 | Solar |  |  | Withdrawn | Trade Secret | Trade | WAB | WAB021 | Residential | Solar*Rewards | Trade Secret | 2015
20252-215912-02 | Xcel Energy | 85 | 13781 | IOU | OID2246677 | 19 | Solar |  |  | Withdrawn | Trade Secret | Trade | MAZ | MAZ021 | Residential | Solar*Rewards | Trade Secret | 2015
20252-215912-02 | Xcel Energy | 85 | 13781 | IOU | OID2246684 | 19 | Solar |  |  | Withdrawn | Trade Secret | Trade | WIN | WIN022 | Commercial | Solar*Rewards | Trade Secret | 2015
20252-215912-02 | Xcel Energy | 85 | 13781 | IOU | OID2246708 | 19 |  |  |  | Withdrawn | Trade Secret | Trade | WIN | WIN043 | Commercial | Solar*Rewards | Trade Secret | 2015
20252-215912-02 | Xcel Energy | 85 | 13781 | IOU | OID2246719 | 19 |  |  |  | Withdrawn | Trade Secret | Trade | WIN | WIN043 | Commercial | Solar*Rewards | Trade Secret | 2015
20252-215912-02 | Xcel Energy | 85 | 13781 | IOU | OID2246725 | 19 |  |  |  | Withdrawn | Trade Secret | Trade | GVW | GVW022 | Commercial | Solar*Rewards | Trade Secret | 2015
20252-215912-02 | Xcel Energy | 85 | 13781 | IOU | OID2246728 | 7.5 |  |  |  | Withdrawn | Trade Secret | Trade | WIN | WIN023 | Commercial | Solar*Rewards | Trade Secret | 2015
20252-215912-02 | Xcel Energy | 85 | 13781 | IOU | OID2248108 | 10.01 | Solar |  |  | Withdrawn | Trade Secret | Trade | LEX | LEX074 | Residential | Solar*Rewards | Trade Secret | 2015
20252-215912-02 | Xcel Energy | 85 | 13781 | IOU | OID2248449 | 5 | Solar |  |  | Withdrawn | Trade Secret | Trade | GVW | GVW031 | Residential | Solar*Rewards | Trade Secret | 2015
20252-215912-02 | Xcel Energy | 85 | 13781 | IOU | OID2249882 | 3.5 | Solar |  |  | Withdrawn | Trade Secret | Trade | MPK | MPK083 | Residential | Made in Minnesota | Trade Secret | 2015
20252-215912-02 | Xcel Energy | 85 | 13781 | IOU | OID2250503 | 20 | Solar |  |  | Withdrawn | Trade Secret | Trade | WIN | WIN023 | Commercial | Solar*Rewards | Trade Secret | 2015
20252-215912-02 | Xcel Energy | 85 | 13781 | IOU | OID2250513 | 7.5 | Solar |  |  | Withdrawn | Trade Secret | Trade | WAB | WAB031 | Commercial | Solar*Rewards | Trade Secret | 2015
20252-215912-02 | Xcel Energy | 85 | 13781 | IOU | OID2250517 |  | Solar |  |  | Withdrawn | Trade Secret | Trade | WAB | WAB031 | Commercial | Solar*Rewards | Trade Secret | 2015
20252-215912-02 | Xcel Energy | 85 | 13781 | IOU | OID2250522 | 20 |  |  |  | Withdrawn | Trade Secret | Trade | WAB | WAB021 | Commercial | Solar*Rewards | Trade Secret | 2015
20252-215912-02 | Xcel Energy | 85 | 13781 | IOU | OID2250529 | 16.5 | Solar |  |  | Withdrawn | Trade Secret | Trade | WAB | WAB031 | Residential | Solar*Rewards | Trade Secret | 2015
20252-215912-02 | Xcel Energy | 85 | 13781 | IOU | OID2250536 | 20 | Solar |  |  | Withdrawn | Trade Secret | Trade | WAB | WAB021 | Residential | Solar*Rewards | Trade Secret | 2015
20252-215912-02 | Xcel Energy | 85 | 13781 | IOU | OID2250550 | 20 | Solar |  |  | Withdrawn | Trade Secret | Trade | WAB | WAB031 | Residential | Solar*Rewards | Trade Secret | 2015
20252-215912-02 | Xcel Energy | 85 | 13781 | IOU | OID2250553 | 6.5 | Solar |  |  | Withdrawn | Trade Secret | Trade | WAB | WAB031 | Commercial | Solar*Rewards | Trade Secret | 2015
20252-215912-02 | Xcel Energy | 85 | 13781 | IOU | OID2250559 | 4.5 | Solar |  |  | Withdrawn | Trade Secret | Trade | WAB | WAB031 | Residential | Solar*Rewards | Trade Secret | 2015
20252-215912-02 | Xcel Energy | 85 | 13781 | IOU | OID2250562 | 20 |  |  |  | Withdrawn | Trade Secret | Trade | WAB | WAB031 | Commercial | Solar*Rewards | Trade Secret | 2015
20252-215912-02 | Xcel Energy | 85 | 13781 | IOU | OID2250564 | 11 | Solar |  |  | Withdrawn | Trade Secret | Trade | WAB | WAB031 | Commercial | Solar*Rewards | Trade Secret | 2015
20252-215912-02 | Xcel Energy | 85 | 13781 | IOU | OID2250565 | 10.5 | Solar |  |  | Withdrawn | Trade Secret | Trade | WAB | WAB031 | Residential | Solar*Rewards | Trade Secret | 2015
20252-215912-02 | Xcel Energy | 85 | 13781 | IOU | OID2250567 | 13.5 | Solar |  |  | Withdrawn | Trade Secret | Trade | WAB | WAB031 | Residential | Solar*Rewards | Trade Secret | 2015
20252-215912-02 | Xcel Energy | 85 | 13781 | IOU | OID2250570 |  | Solar |  |  | Withdrawn | Trade Secret | Trade |  |  | Residential | Solar*Rewards | Trade Secret | 2015
20252-215912-02 | Xcel Energy | 85 | 13781 | IOU | OID2250571 | 20 |  |  |  | Withdrawn | Trade Secret | Trade | WAB | WAB031 | Commercial | Solar*Rewards | Trade Secret | 2015
20252-215912-02 | Xcel Energy | 85 | 13781 | IOU | OID2250572 | 20 |  |  |  | Withdrawn | Trade Secret | Trade | WAB | WAB031 | Commercial | Solar*Rewards | Trade Secret | 2015
20252-215912-02 | Xcel Energy | 85 | 13781 | IOU | OID2250573 | 20 | Solar |  |  | Withdrawn | Trade Secret | Trade | ZUM | ZUM022 | Commercial | Solar*Rewards | Trade Secret | 2015
20252-215912-02 | Xcel Energy | 85 | 13781 | IOU | OID2250740 | 20 |  |  |  | Withdrawn | Trade Secret | Trade | WAB | WAB031 | Commercial | Solar*Rewards | Trade Secret | 2015
20252-215912-02 | Xcel Energy | 85 | 13781 | IOU | OID2250745 | 20 | Solar |  |  | Withdrawn | Trade Secret | Trade | WAB | WAB031 | Residential | Solar*Rewards | Trade Secret | 2015
20252-215912-02 | Xcel Energy | 85 | 13781 | IOU | OID2250755 | 11 | Solar |  |  | Withdrawn | Trade Secret | Trade | WAB | WAB031 | Residential | Solar*Rewards | Trade Secret | 2015
20252-215912-02 | Xcel Energy | 85 | 13781 | IOU | OID2250760 | 19.5 | Solar |  |  | Withdrawn | Trade Secret | Trade | WAB | WAB021 | Residential | Solar*Rewards | Trade Secret | 2015
20252-215912-02 | Xcel Energy | 85 | 13781 | IOU | OID2250762 | 19.5 | Solar |  |  | Withdrawn | Trade Secret | Trade | WAB | WAB031 | Residential | Solar*Rewards | Trade Secret | 2015
20252-215912-02 | Xcel Energy | 85 | 13781 | IOU | OID2250765 | 9 | Solar |  |  | Withdrawn | Trade Secret | Trade | WAB | WAB031 | Residential | Solar*Rewards | Trade Secret | 2015
20252-215912-02 | Xcel Energy | 85 | 13781 | IOU | OID2250770 | 9.5 | Solar |  |  | Withdrawn | Trade Secret | Trade | WAB | WAB031 | Residential | Solar*Rewards | Trade Secret | 2015
20252-215912-02 | Xcel Energy | 85 | 13781 | IOU | OID2250774 | 20 | Solar |  |  | Withdrawn | Trade Secret | Trade | WAB | WAB031 | Commercial | Solar*Rewards | Trade Secret | 2015
20252-215912-02 | Xcel Energy | 85 | 13781 | IOU | OID2250781 | 20 |  |  |  | Withdrawn | Trade Secret | Trade | WAB | WAB021 | Commercial | Solar*Rewards | Trade Secret | 2015
20252-215912-02 | Xcel Energy | 85 | 13781 | IOU | OID2250788 | 20 |  |  |  | Withdrawn | Trade Secret | Trade | WAB | WAB031 | Commercial | Solar*Rewards | Trade Secret | 2015
20252-215912-02 | Xcel Energy | 85 | 13781 | IOU | OID2250795 | 14 | Solar |  |  | Withdrawn | Trade Secret | Trade | WAB | WAB031 | Residential | Solar*Rewards | Trade Secret | 2015
20252-215912-02 | Xcel Energy | 85 | 13781 | IOU | OID2250802 | 7.5 | Solar |  |  | Withdrawn | Trade Secret | Trade | WAB | WAB031 | Residential | Solar*Rewards | Trade Secret | 2015
20252-215912-02 | Xcel Energy | 85 | 13781 | IOU | OID2250805 | 15 | Solar |  |  | Withdrawn | Trade Secret | Trade | WAB | WAB031 | Residential | Solar*Rewards | Trade Secret | 2015
20252-215912-02 | Xcel Energy | 85 | 13781 | IOU | OID2250807 | 20 |  |  |  | Withdrawn | Trade Secret | Trade | WAB | WAB031 | Commercial | Solar*Rewards | Trade Secret | 2015
20252-215912-02 | Xcel Energy | 85 | 13781 | IOU | OID2250810 | 11.5 | Solar |  |  | Withdrawn | Trade Secret | Trade | WAB | WAB031 | Residential | Solar*Rewards | Trade Secret | 2015
20252-215912-02 | Xcel Energy | 85 | 13781 | IOU | OID2250818 | 20 |  |  |  | Withdrawn | Trade Secret | Trade | WAB | WAB021 | Commercial | Solar*Rewards | Trade Secret | 2015
20252-215912-02 | Xcel Energy | 85 | 13781 | IOU | OID2250819 | 20 |  |  |  | Withdrawn | Trade Secret | Trade | WAB | WAB021 | Commercial | Solar*Rewards | Trade Secret | 2015
20252-215912-02 | Xcel Energy | 85 | 13781 | IOU | OID2250820 | 6.5 | Solar |  |  | Withdrawn | Trade Secret | Trade | WAB | WAB031 | Residential | Solar*Rewards | Trade Secret | 2015
20252-215912-02 | Xcel Energy | 85 | 13781 | IOU | OID2250823 | 20 | Solar |  |  | Withdrawn | Trade Secret | Trade | WAB | WAB021 | Residential | Solar*Rewards | Trade Secret | 2015
20252-215912-02 | Xcel Energy | 85 | 13781 | IOU | OID2250824 | 20 | Solar |  |  | Withdrawn | Trade Secret | Trade | WAB | WAB021 | Residential | Solar*Rewards | Trade Secret | 2015
20252-215912-02 | Xcel Energy | 85 | 13781 | IOU | OID2250826 | 9 | Solar |  |  | Withdrawn | Trade Secret | Trade | ALD | ALD084 | Residential | Solar*Rewards | Trade Secret | 2015
20252-215912-02 | Xcel Energy | 85 | 13781 | IOU | OID2250829 |  | Solar |  |  | Withdrawn | Trade Secret | Trade | SOU | SOU083 | Residential | Solar*Rewards | Trade Secret | 2015
20252-215912-02 | Xcel Energy | 85 | 13781 | IOU | OID2250830 | 20 | Solar |  |  | Withdrawn | Trade Secret | Trade | WAB | WAB031 | Commercial | Solar*Rewards | Trade Secret | 2015
20252-215912-02 | Xcel Energy | 85 | 13781 | IOU | OID2251217 | 13.5 | Solar |  |  | Withdrawn | Trade Secret | Trade | WAB | WAB031 | Residential | Solar*Rewards | Trade Secret | 2015
20252-215912-02 | Xcel Energy | 85 | 13781 | IOU | OID2251221 | 8.5 | Solar |  |  | Withdrawn | Trade Secret | Trade | PKL | PKL085 | Residential | Solar*Rewards | Trade Secret | 2015
20252-215912-02 | Xcel Energy | 85 | 13781 | IOU | OID2251226 | 7.5 | Solar |  |  | Withdrawn | Trade Secret | Trade | AFT | AFT314 | Residential | Solar*Rewards | Trade Secret | 2015
20252-215912-02 | Xcel Energy | 85 | 13781 | IOU | OID2251278 | 20 | Solar |  |  | Withdrawn | Trade Secret | Trade | WEB | WEB021 | Residential | Solar*Rewards | Trade Secret | 2015
20252-215912-02 | Xcel Energy | 85 | 13781 | IOU | OID2251284 | 20 | Solar |  |  | Withdrawn | Trade Secret | Trade | BUR | BUR022 | Residential | Solar*Rewards | Trade Secret | 2015
20252-215912-02 | Xcel Energy | 85 | 13781 | IOU | OID2251287 | 20 |  |  |  | Withdrawn | Trade Secret | Trade | GVW | GVW032 | Commercial | Solar*Rewards | Trade Secret | 2015
20252-215912-02 | Xcel Energy | 85 | 13781 | IOU | OID2251291 | 11 | Solar |  |  | Withdrawn | Trade Secret | Trade | WAB | WAB031 | Residential | Solar*Rewards | Trade Secret | 2015
20252-215912-02 | Xcel Energy | 85 | 13781 | IOU | OID2251328 | 20 |  |  |  | Withdrawn | Trade Secret | Trade | EWI | EWI022 | Commercial | Solar*Rewards | Trade Secret | 2015
20252-215912-02 | Xcel Energy | 85 | 13781 | IOU | OID2251335 | 11.5 | Solar |  |  | Withdrawn | Trade Secret | Trade | ZUM | ZUM022 | Residential | Solar*Rewards | Trade Secret | 2015
20252-215912-02 | Xcel Energy | 85 | 13781 | IOU | OID2251340 |  | Solar |  |  | Withdrawn | Trade Secret | Trade | ZUM | ZUM021 | Commercial | Solar*Rewards | Trade Secret | 2015
20252-215912-02 | Xcel Energy | 85 | 13781 | IOU | OID2251352 | 20 |  |  |  | Withdrawn | Trade Secret | Trade | WAB | WAB031 | Commercial | Solar*Rewards | Trade Secret | 2015
20252-215912-02 | Xcel Energy | 85 | 13781 | IOU | OID2251355 | 15 | Solar |  |  | Withdrawn | Trade Secret | Trade | ZUM | ZUM022 | Residential | Solar*Rewards | Trade Secret | 2015
20252-215912-02 | Xcel Energy | 85 | 13781 | IOU | OID2251365 | 18.5 | Solar |  |  | Withdrawn | Trade Secret | Trade | WAB | WAB031 | Residential | Solar*Rewards | Trade Secret | 2015
20252-215912-02 | Xcel Energy | 85 | 13781 | IOU | OID2251374 | 20 |  |  |  | Withdrawn | Trade Secret | Trade | ZUM | ZUM022 | Commercial | Solar*Rewards | Trade Secret | 2015
20252-215912-02 | Xcel Energy | 85 | 13781 | IOU | OID2251380 | 13 | Solar |  |  | Withdrawn | Trade Secret | Trade | WAB | WAB021 | Commercial | Solar*Rewards | Trade Secret | 2015
20252-215912-02 | Xcel Energy | 85 | 13781 | IOU | OID2251388 | 20 | Solar |  |  | Withdrawn | Trade Secret | Trade | WAB | WAB031 | Commercial | Solar*Rewards | Trade Secret | 2015
20252-215912-02 | Xcel Energy | 85 | 13781 | IOU | OID2251391 |  | Solar |  |  | Withdrawn | Trade Secret | Trade | WAB | WAB021 | Commercial | Solar*Rewards | Trade Secret | 2015
20252-215912-02 | Xcel Energy | 85 | 13781 | IOU | OID2251802 | 2.5 | Solar |  |  | Withdrawn | Trade Secret | Trade | WAB | WAB031 | Residential | Solar*Rewards | Trade Secret | 2015
20252-215912-02 | Xcel Energy | 85 | 13781 | IOU | OID2251853 | 20 |  |  |  | Withdrawn | Trade Secret | Trade | ZUM | ZUM022 | Commercial | Solar*Rewards | Trade Secret | 2015
20252-215912-02 | Xcel Energy | 85 | 13781 | IOU | OID2251856 | 20 | Solar |  |  | Withdrawn | Trade Secret | Trade | REW | REW023 | Residential | Solar*Rewards | Trade Secret | 2015
20252-215912-02 | Xcel Energy | 85 | 13781 | IOU | OID2252075 | 20 | Solar |  |  | Withdrawn | Trade Secret | Trade | WAB | WAB031 | Residential | Solar*Rewards | Trade Secret | 2015
20252-215912-02 | Xcel Energy | 85 | 13781 | IOU | OID2253919 | 14.5 | Solar |  |  | Withdrawn | Trade Secret | Trade | WAB | WAB021 | Residential | Solar*Rewards | Trade Secret | 2015
20252-215912-02 | Xcel Energy | 85 | 13781 | IOU | OID2253944 | 3.36 | Solar |  |  | Withdrawn | Trade Secret | Trade | HYL | HYL061 | Residential | Solar*Rewards | Trade Secret | 2015
20252-215912-02 | Xcel Energy | 85 | 13781 | IOU | OID2254517 | 3.8 | Solar |  |  | Withdrawn | Trade Secret | Trade | WSG | WSG071 | Residential | Solar*Rewards | Trade Secret | 2015
20252-215912-02 | Xcel Energy | 85 | 13781 | IOU | OID2255108 | 15.26 | Solar |  |  | Withdrawn | Trade Secret | Trade | ALD | ALD095 | Residential | Solar*Rewards | Trade Secret | 2016
20252-215912-02 | Xcel Energy | 85 | 13781 | IOU | OID2256264 | 24 | Solar |  |  | Withdrawn | Trade Secret | Trade | MST | MST071 | Commercial | Made in Minnesota | Trade Secret | 2015
20252-215912-02 | Xcel Energy | 85 | 13781 | IOU | OID2256317 |  | Solar |  |  | Withdrawn | Trade Secret | Trade | SOU | SOU069 | Residential | Made in Minnesota | Trade Secret | 2015
20252-215912-02 | Xcel Energy | 85 | 13781 | IOU | OID2256429 |  | Solar |  |  | Withdrawn | Trade Secret | Trade | OPK | OPK073 | Residential | Solar*Rewards | Trade Secret | 2015
20252-215912-02 | Xcel Energy | 85 | 13781 | IOU | OID2256870 |  | Solar |  |  | Withdrawn | Trade Secret | Trade | AFT | AFT315 | Residential | Solar*Rewards | Trade Secret | 2015
20252-215912-02 | Xcel Energy | 85 | 13781 | IOU | OID2257232 | 9 | Solar |  |  | Withdrawn | Trade Secret | Trade | HYL | HYL063 | Residential | Made in Minnesota | Trade Secret | 2015
20252-215912-02 | Xcel Energy | 85 | 13781 | IOU | OID2257319 | 3.037 | Solar |  |  | Withdrawn | Trade Secret | Trade | DBL | DBL065 | Residential | Solar*Rewards | Trade Secret | 2015
20252-215912-02 | Xcel Energy | 85 | 13781 | IOU | OID2260882 | 5.04 | Solar |  |  | Withdrawn | Trade Secret | Trade | WAB | WAB021 | Residential | Solar*Rewards | Trade Secret | 2015
20252-215912-02 | Xcel Energy | 85 | 13781 | IOU | OID2261465 |  | Solar |  |  | Withdrawn | Trade Secret | Trade | HYL | HYL073 | Residential | Solar*Rewards | Trade Secret | 2015
20252-215912-02 | Xcel Energy | 85 | 13781 | IOU | OID2261476 |  | Solar |  |  | Withdrawn | Trade Secret | Trade | HYL | HYL073 | Residential | Solar*Rewards | Trade Secret | 2015
20252-215912-02 | Xcel Energy | 85 | 13781 | IOU | OID2261483 |  | Solar |  |  | Withdrawn | Trade Secret | Trade | HYL | HYL073 | Residential | Solar*Rewards | Trade Secret | 2015
20252-215912-02 | Xcel Energy | 85 | 13781 | IOU | OID2261526 | 5 | Solar |  |  | Withdrawn | Trade Secret | Trade | HYL | HYL062 | Residential | Solar*Rewards | Trade Secret | 2015
20252-215912-02 | Xcel Energy | 85 | 13781 | IOU | OID2261903 | 7.63 | Solar |  |  | Withdrawn | Trade Secret | Trade | MPK | MPK065 | Residential | Made in Minnesota | Trade Secret | 2015
20252-215912-02 | Xcel Energy | 85 | 13781 | IOU | OID2261908 | 9.5 | Solar |  |  | Withdrawn | Trade Secret | Trade | RAM | RAM073 | Residential | Made in Minnesota | Trade Secret | 2015
20252-215912-02 | Xcel Energy | 85 | 13781 | IOU | OID2261942 | 7.74 | Solar |  |  | Withdrawn | Trade Secret | Trade | MTR | MTR021 | Residential | Solar*Rewards | Trade Secret | 2015
20252-215912-02 | Xcel Energy | 85 | 13781 | IOU | OID2262142 | 20.02 | Solar |  |  | Withdrawn | Trade Secret | Trade | MND | MND063 | Residential | Solar*Rewards | Trade Secret | 2015
20252-215912-02 | Xcel Energy | 85 | 13781 | IOU | OID2262190 |  | Solar |  |  | Withdrawn | Trade Secret | Trade | FAB | FAB063 | Residential | Solar*Rewards | Trade Secret | 2015
20252-215912-02 | Xcel Energy | 85 | 13781 | IOU | OID2262192 | 5 | Solar |  |  | Withdrawn | Trade Secret | Trade | FAB | FAB063 | Residential | Solar*Rewards | Trade Secret | 2015
20252-215912-02 | Xcel Energy | 85 | 13781 | IOU | OID2262194 | 7.63 | Solar |  |  | Withdrawn | Trade Secret | Trade | FAP | FAP061 | Residential | Solar*Rewards | Trade Secret | 2015
20252-215912-02 | Xcel Energy | 85 | 13781 | IOU | OID2262218 | 15.26 | Solar |  |  | Withdrawn | Trade Secret | Trade | FAP | FAP061 | Commercial | Solar*Rewards | Trade Secret | 2015
20252-215912-02 | Xcel Energy | 85 | 13781 | IOU | OID2262293 |  | Solar |  |  | Withdrawn | Trade Secret | Trade | DBL | DBL073 | Residential | Solar*Rewards | Trade Secret | 2015
20252-215912-02 | Xcel Energy | 85 | 13781 | IOU | OID2262348 |  | Solar |  |  | Withdrawn | Trade Secret | Trade | HYL | HYL062 | Residential | Solar*Rewards | Trade Secret | 2015
20252-215912-02 | Xcel Energy | 85 | 13781 | IOU | OID2262432 | 17.2 | Solar |  |  | Withdrawn | Trade Secret | Trade | CTR | CTR021 | Commercial | Solar*Rewards | Trade Secret | 2015
20252-215912-02 | Xcel Energy | 85 | 13781 | IOU | OID2262693 |  | Solar |  |  | Withdrawn | Trade Secret | Trade | HYL | HYL073 | Residential | Solar*Rewards | Trade Secret | 2015
20252-215912-02 | Xcel Energy | 85 | 13781 | IOU | OID2262788 | 7.63 | Solar |  |  | Withdrawn | Trade Secret | Trade | GNL | GNL062 | Residential | Solar*Rewards | Trade Secret | 2015
20252-215912-02 | Xcel Energy | 85 | 13781 | IOU | OID2262910 | 5.3 | Solar |  |  | Withdrawn | Trade Secret | Trade | GSL | GSL076 | Residential | Solar*Rewards | Trade Secret | 2015
20252-215912-02 | Xcel Energy | 85 | 13781 | IOU | OID2263124 | 7.63 | Solar |  |  | Withdrawn | Trade Secret | Trade | NOF | NOF071 | Residential | Solar*Rewards | Trade Secret | 2015
20252-215912-02 | Xcel Energy | 85 | 13781 | IOU | OID2264225 | 8.64 | Solar |  |  | Withdrawn | Trade Secret | Trade | SMT | SMT082 | Residential | Solar*Rewards | Trade Secret | 2015
20252-215912-02 | Xcel Energy | 85 | 13781 | IOU | OID2265442 | 20.02 | Solar |  |  | Withdrawn | Trade Secret | Trade | LAK | LAK032 | Residential | Solar*Rewards | Trade Secret | 2015
20252-215912-02 | Xcel Energy | 85 | 13781 | IOU | OID2265443 | 17.5 | Solar |  |  | Withdrawn | Trade Secret | Trade | LAK | LAK032 | Residential | Solar*Rewards | Trade Secret | 2015
20252-215912-02 | Xcel Energy | 85 | 13781 | IOU | OID2265498 | 5 | Solar |  |  | Interconnected | Trade Secret | Trade | GSL | GSL075 | Residential | Solar*Rewards | Trade Secret | 2015 | 2015
20252-215912-02 | Xcel Energy | 85 | 13781 | IOU | OID2265510 | 10.01 | Solar |  |  | Withdrawn | Trade Secret | Trade | HUG | HUG321 | Residential | Solar*Rewards | Trade Secret | 2015
20252-215912-02 | Xcel Energy | 85 | 13781 | IOU | OID2265949 | 12.48 |  |  |  | Withdrawn | Trade Secret | Trade | ESW | ESW062 | Commercial | Solar*Rewards | Trade Secret | 2015
20252-215912-02 | Xcel Energy | 85 | 13781 | IOU | OID2265968 | 10.01 | Solar |  |  | Withdrawn | Trade Secret | Trade | HUG | HUG321 | Residential | Solar*Rewards | Trade Secret | 2015
20252-215912-02 | Xcel Energy | 85 | 13781 | IOU | OID2265986 | 10.01 | Solar |  |  | Withdrawn | Trade Secret | Trade | HUG | HUG321 | Residential | Solar*Rewards | Trade Secret | 2015
20252-215912-02 | Xcel Energy | 85 | 13781 | IOU | OID2266671 |  | Solar |  |  | Withdrawn | Trade Secret | Trade | ECK | ECK341 | Residential | Solar*Rewards | Trade Secret | 2015
20252-215912-02 | Xcel Energy | 85 | 13781 | IOU | OID2266925 | 5.28 | Solar |  |  | Withdrawn | Trade Secret | Trade | SOU | SOU079 | Residential | Made in Minnesota | Trade Secret | 2015
20252-215912-02 | Xcel Energy | 85 | 13781 | IOU | OID2267021 |  | Solar |  |  | Withdrawn | Trade Secret | Trade | MOL | MOL064 | Residential | Solar*Rewards | Trade Secret | 2015
20252-215912-02 | Xcel Energy | 85 | 13781 | IOU | OID2267023 | 7 | Solar |  |  | Withdrawn | Trade Secret | Trade | MOL | MOL064 | Residential | Made in Minnesota | Trade Secret | 2015
20252-215912-02 | Xcel Energy | 85 | 13781 | IOU | OID2267207 | 3.8 | Solar |  |  | Withdrawn | Trade Secret | Trade | NOF | NOF061 | Residential | Solar*Rewards | Trade Secret | 2015
20252-215912-02 | Xcel Energy | 85 | 13781 | IOU | OID2267215 | 6 | Solar |  |  | Withdrawn | Trade Secret | Trade | APA | APA068 | Residential | Solar*Rewards | Trade Secret | 2015
20252-215912-02 | Xcel Energy | 85 | 13781 | IOU | OID2267258 | 10.01 | Solar |  |  | Withdrawn | Trade Secret | Trade | HUG | HUG321 | Residential | Solar*Rewards | Trade Secret | 2015
20252-215912-02 | Xcel Energy | 85 | 13781 | IOU | OID2267263 | 7.92 | Solar |  |  | Withdrawn | Trade Secret | Trade | DPN | DPN071 | Residential | Solar*Rewards | Trade Secret | 2015
20252-215912-02 | Xcel Energy | 85 | 13781 | IOU | OID2267268 | 7.68 | Solar |  |  | Withdrawn | Trade Secret | Trade | HYL | HYL073 | Residential | Solar*Rewards | Trade Secret | 2015
20252-215912-02 | Xcel Energy | 85 | 13781 | IOU | OID2267276 | 4.8 | Solar |  |  | Withdrawn | Trade Secret | Trade | LOK | LOK062 | Residential | Solar*Rewards | Trade Secret | 2015
20252-215912-02 | Xcel Energy | 85 | 13781 | IOU | OID2267283 | 6 | Solar |  |  | Withdrawn | Trade Secret | Trade | TER | TER075 | Residential | Made in Minnesota | Trade Secret | 2015
20252-215912-02 | Xcel Energy | 85 | 13781 | IOU | OID2268361 |  | Solar |  |  | Withdrawn | Trade Secret | Trade | ESW | ESW062 | Commercial | Solar*Rewards | Trade Secret | 2015
20252-215912-02 | Xcel Energy | 85 | 13781 | IOU | OID2269317 | 4.8 | Solar |  |  | Withdrawn | Trade Secret | Trade | CGR | CGR061 | Residential | Solar*Rewards | Trade Secret | 2015
20252-215912-02 | Xcel Energy | 85 | 13781 | IOU | OID2269320 | 3.8 | Solar |  |  | Withdrawn | Trade Secret | Trade | OAD | OAD073 | Residential | Solar*Rewards | Trade Secret | 2015
20252-215912-02 | Xcel Energy | 85 | 13781 | IOU | OID2269453 | 5 | Solar |  |  | Withdrawn | Trade Secret | Trade | SOU | SOU081 | Residential | Made in Minnesota | Trade Secret | 2015
20252-215912-02 | Xcel Energy | 85 | 13781 | IOU | OID2269515 |  | Solar |  |  | Withdrawn | Trade Secret | Trade | ESW | ESW062 | Commercial | Solar*Rewards | Trade Secret | 2015
20252-215912-02 | Xcel Energy | 85 | 13781 | IOU | OID2270578 | 15.26 | Solar |  |  | Withdrawn | Trade Secret | Trade | OAD | OAD074 | Commercial | Solar*Rewards | Trade Secret | 2015
20252-215912-02 | Xcel Energy | 85 | 13781 | IOU | OID2271505 |  | Solar |  |  | Withdrawn | Trade Secret | Trade | BCR | BCR062 | Residential | Solar*Rewards | Trade Secret | 2015
20252-215912-02 | Xcel Energy | 85 | 13781 | IOU | OID2271926 | 24 | Solar |  |  | Withdrawn | Trade Secret | Trade | SCL | SCL322 | Commercial | Solar*Rewards | Trade Secret | 2015
20252-215912-02 | Xcel Energy | 85 | 13781 | IOU | OID2272051 | 10 | Solar |  |  | Withdrawn | Trade Secret | Trade | KAN | KAN031 | Residential | Made in Minnesota | Trade Secret | 2015
20252-215912-02 | Xcel Energy | 85 | 13781 | IOU | OID2273392 | 9.5 | Solar |  |  | Withdrawn | Trade Secret | Trade | RLK | RLK066 | Residential | Made in Minnesota | Trade Secret | 2015
20252-215912-02 | Xcel Energy | 85 | 13781 | IOU | OID2275617 | 3 | Solar |  |  | Withdrawn | Trade Secret | Trade | NOF | NOF061 | Commercial | Solar*Rewards | Trade Secret | 2015
20252-215912-02 | Xcel Energy | 85 | 13781 | IOU | OID2276432 |  | Solar |  |  | Withdrawn | Trade Secret | Trade | NOF | NOF072 | Commercial | Solar*Rewards | Trade Secret | 2015
20252-215912-02 | Xcel Energy | 85 | 13781 | IOU | OID2276495 | 10 | Solar |  |  | Withdrawn | Trade Secret | Trade | LAK | LAK032 | Commercial | Solar*Rewards | Trade Secret | 2015
20252-215912-02 | Xcel Energy | 85 | 13781 | IOU | OID2277442 |  | Solar |  |  | Withdrawn | Trade Secret | Trade | BLC | BLC062 | Residential | Solar*Rewards | Trade Secret | 2015
20252-215912-02 | Xcel Energy | 85 | 13781 | IOU | OID2277565 | 10 | Solar |  |  | Withdrawn | Trade Secret | Trade | PIL | PIL021 | Residential | Made in Minnesota | Trade Secret | 2015
20252-215912-02 | Xcel Energy | 85 | 13781 | IOU | OID2277634 | 3.85 | Solar |  |  | Interconnected | Trade Secret | Trade | UPP | UPP068 | Residential | Made in Minnesota | Trade Secret | 2015 | 2015
20252-215912-02 | Xcel Energy | 85 | 13781 | IOU | OID2278410 | 20.02 | Solar |  |  | Withdrawn | Trade Secret | Trade | RNV | RNV021 | Residential | Solar*Rewards | Trade Secret | 2015
20252-215912-02 | Xcel Energy | 85 | 13781 | IOU | OID2278842 | 5 | Solar |  |  | Interconnected | Trade Secret | Trade | JOR | JOR022 | Residential | Made in Minnesota | Trade Secret | 2015 | 2015
20252-215912-02 | Xcel Energy | 85 | 13781 | IOU | OID2279141 | 2.64 | Solar |  |  | Withdrawn | Trade Secret | Trade | TLK | TLK073 | Residential | Made in Minnesota | Trade Secret | 2015
20252-215912-02 | Xcel Energy | 85 | 13781 | IOU | OID2279355 | 20 | Solar |  |  | Withdrawn | Trade Secret | Trade | MPK | MPK067 | Commercial | Solar*Rewards | Trade Secret | 2015
20252-215912-02 | Xcel Energy | 85 | 13781 | IOU | OID2279397 | 20 | Solar |  |  | Withdrawn | Trade Secret | Trade | HUG | HUG321 | Commercial | Solar*Rewards | Trade Secret | 2015
20252-215912-02 | Xcel Energy | 85 | 13781 | IOU | OID2279399 | 20 | Solar |  |  | Withdrawn | Trade Secret | Trade | ZUM | ZUM022 | Commercial | Solar*Rewards | Trade Secret | 2015
20252-215912-02 | Xcel Energy | 85 | 13781 | IOU | OID2281535 | 20 |  |  |  | Withdrawn | Trade Secret | Trade | TER | TER085 | Commercial | Solar*Rewards | Trade Secret | 2015
20252-215912-02 | Xcel Energy | 85 | 13781 | IOU | OID2281539 | 20 |  |  |  | Withdrawn | Trade Secret | Trade | PIL | PIL022 | Commercial | Solar*Rewards | Trade Secret | 2015
20252-215912-02 | Xcel Energy | 85 | 13781 | IOU | OID2281545 | 7 | Solar |  |  | Withdrawn | Trade Secret | Trade | GSL | GSL065 | Residential | Solar*Rewards | Trade Secret | 2015
20252-215912-02 | Xcel Energy | 85 | 13781 | IOU | OID2281582 | 18 | Solar |  |  | Withdrawn | Trade Secret | Trade | WWK | WWK311 | Residential | Solar*Rewards | Trade Secret | 2015
20252-215912-02 | Xcel Energy | 85 | 13781 | IOU | OID2283025 | 5 | Solar |  |  | Withdrawn | Trade Secret | Trade | DND | DND071 | Residential | Solar*Rewards | Trade Secret | 2015
20252-215912-02 | Xcel Energy | 85 | 13781 | IOU | OID2283059 | 6 | Solar |  |  | Withdrawn | Trade Secret | Trade | WEF | WEF071 | Residential | Solar*Rewards | Trade Secret | 2015
20252-215912-02 | Xcel Energy | 85 | 13781 | IOU | OID2283355 | 6 | Solar |  |  | Withdrawn | Trade Secret | Trade | SLP | SLP082 | Residential | Made in Minnesota | Trade Secret | 2015
20252-215912-02 | Xcel Energy | 85 | 13781 | IOU | OID2283358 | 7.63 | Solar |  |  | Withdrawn | Trade Secret | Trade | STY | STY065 | Residential | Solar*Rewards | Trade Secret | 2015
20252-215912-02 | Xcel Energy | 85 | 13781 | IOU | OID2284093 | 3.84 | Solar |  |  | Withdrawn | Trade Secret | Trade | HAS | HAS031 | Residential | Made in Minnesota | Trade Secret | 2015
20252-215912-02 | Xcel Energy | 85 | 13781 | IOU | OID2284121 | 9.5 | Solar |  |  | Interconnected | Trade Secret | Trade | SLP | SLP071 | Residential | Made in Minnesota | Trade Secret | 2015 | 2015
20252-215912-02 | Xcel Energy | 85 | 13781 | IOU | OID2284186 | 3.8 | Solar |  |  | Withdrawn | Trade Secret | Trade | WES | WES076 | Residential | Solar*Rewards | Trade Secret | 2015
20252-215912-02 | Xcel Energy | 85 | 13781 | IOU | OID2284201 | 5 | Solar |  |  | Interconnected | Trade Secret | Trade | SOU | SOU065 | Residential | Solar*Rewards | Trade Secret | 2015 | 2015
20252-215912-02 | Xcel Energy | 85 | 13781 | IOU | OID2284207 |  | Solar |  |  | Withdrawn | Trade Secret | Trade | NOF | NOF061 | Commercial | Solar*Rewards | Trade Secret | 2015
20252-215912-02 | Xcel Energy | 85 | 13781 | IOU | OID2284479 | 6 | Solar |  |  | Interconnected | Trade Secret | Trade | MPK | MPK087 | Residential | Solar*Rewards | Trade Secret | 2015 | 2015
20252-215912-02 | Xcel Energy | 85 | 13781 | IOU | OID2285264 | 7.63 | Solar |  |  | Withdrawn | Trade Secret | Trade | DND | DND071 | Residential | Solar*Rewards | Trade Secret | 2015
20252-215912-02 | Xcel Energy | 85 | 13781 | IOU | OID2285848 | 4 | Solar |  |  | Interconnected | Trade Secret | Trade | HWW | HWW072 | Residential | Made in Minnesota | Trade Secret | 2015 | 2015
20252-215912-02 | Xcel Energy | 85 | 13781 | IOU | OID2286009 |  | Solar |  |  | Withdrawn | Trade Secret | Trade | SMT | SMT082 | Residential | Solar*Rewards | Trade Secret | 2015
20252-215912-02 | Xcel Energy | 85 | 13781 | IOU | OID2286020 | 5 | Solar |  |  | Withdrawn | Trade Secret | Trade | DOC | DOC211 | Residential | Solar*Rewards | Trade Secret | 2015
20252-215912-02 | Xcel Energy | 85 | 13781 | IOU | OID2286852 | 20 |  |  |  | Withdrawn | Trade Secret | Trade | PIL | PIL022 | Commercial | Solar*Rewards | Trade Secret | 2015
20252-215912-02 | Xcel Energy | 85 | 13781 | IOU | OID2287146 |  | Solar |  |  | Withdrawn | Trade Secret | Trade |  |  | Residential | Made in Minnesota | Trade Secret | 2015
20252-215912-02 | Xcel Energy | 85 | 13781 | IOU | OID2289694 |  | Solar |  |  | Withdrawn | Trade Secret | Trade | HUG | HUG321 | Residential | Made in Minnesota | Trade Secret | 2015
20252-215912-02 | Xcel Energy | 85 | 13781 | IOU | OID2289800 | 7.63 | Solar |  |  | Withdrawn | Trade Secret | Trade | AFT | AFT322 | Residential | Solar*Rewards | Trade Secret | 2015
20252-215912-02 | Xcel Energy | 85 | 13781 | IOU | OID2289861 |  | Solar |  |  | Withdrawn | Trade Secret | Trade | WES | WES071 | Residential | Solar*Rewards | Trade Secret | 2015
20252-215912-02 | Xcel Energy | 85 | 13781 | IOU | OID2289878 | 3.8 | Solar |  |  | Withdrawn | Trade Secret | Trade | WES | WES071 | Residential | Made in Minnesota | Trade Secret | 2015
20252-215912-02 | Xcel Energy | 85 | 13781 | IOU | OID2290241 |  | Solar |  |  | Withdrawn | Trade Secret | Trade | SMT | SMT082 | Residential | Solar*Rewards | Trade Secret | 2015
20252-215912-02 | Xcel Energy | 85 | 13781 | IOU | OID2290256 | 60.8 | Solar |  |  | Withdrawn | Trade Secret | Trade | HWW | HWW072 | Residential | Solar*Rewards | Trade Secret | 2015
20252-215912-02 | Xcel Energy | 85 | 13781 | IOU | OID2290269 | 5 | Solar |  |  | Withdrawn | Trade Secret | Trade | DOC | DOC211 | Residential | Solar*Rewards | Trade Secret | 2015
20252-215912-02 | Xcel Energy | 85 | 13781 | IOU | OID2290365 |  | Solar |  |  | Withdrawn | Trade Secret | Trade | CHI | CHI311 | Residential | Solar*Rewards | Trade Secret | 2015
20252-215912-02 | Xcel Energy | 85 | 13781 | IOU | OID2291023 | 19.99 |  |  |  | Withdrawn | Trade Secret | Trade | WES | WES072 | Commercial | Solar*Rewards | Trade Secret | 2015
20252-215912-02 | Xcel Energy | 85 | 13781 | IOU | OID2291026 | 20 |  |  |  | Withdrawn | Trade Secret | Trade | OSS | OSS064 | Commercial | Solar*Rewards | Trade Secret | 2015
20252-215912-02 | Xcel Energy | 85 | 13781 | IOU | OID2292559 | 4.08 | Solar |  |  | Withdrawn | Trade Secret | Trade | SHP | SHP062 | Residential | Made in Minnesota | Trade Secret | 2015
20252-215912-02 | Xcel Energy | 85 | 13781 | IOU | OID2293414 | 10.01 | Solar |  |  | Withdrawn | Trade Secret | Trade | NOF | NOF072 | Commercial | Solar*Rewards | Trade Secret | 2015
20252-215912-02 | Xcel Energy | 85 | 13781 | IOU | OID2293494 | 4.08 | Solar |  |  | Withdrawn | Trade Secret | Trade | SHP | SHP062 | Residential | Made in Minnesota | Trade Secret | 2015
20252-215912-02 | Xcel Energy | 85 | 13781 | IOU | OID2293495 | 18 |  |  |  | Withdrawn | Trade Secret | Trade | EDA | EDA085 | Commercial | Solar*Rewards | Trade Secret | 2015
20252-215912-02 | Xcel Energy | 85 | 13781 | IOU | OID2293616 | 3.8 | Solar |  |  | Withdrawn | Trade Secret | Trade | HWW | HWW062 | Residential | Made in Minnesota | Trade Secret | 2015
20252-215912-02 | Xcel Energy | 85 | 13781 | IOU | OID2293636 |  | Solar |  |  | Withdrawn | Trade Secret | Trade | WYO | WYO033 | Residential | Made in Minnesota | Trade Secret | 2015
20252-215912-02 | Xcel Energy | 85 | 13781 | IOU | OID2293640 | 10 | Solar |  |  | Withdrawn | Trade Secret | Trade | SOU | SOU061 | Residential | Made in Minnesota | Trade Secret | 2015
20252-215912-02 | Xcel Energy | 85 | 13781 | IOU | OID2293753 | 5 | Solar |  |  | Withdrawn | Trade Secret | Trade | HWW | HWW062 | Residential | Solar*Rewards | Trade Secret | 2015
20252-215912-02 | Xcel Energy | 85 | 13781 | IOU | OID2294221 | 2.88 | Solar |  |  | Withdrawn | Trade Secret | Trade | DBL | DBL065 | Residential | Made in Minnesota | Trade Secret | 2015
20252-215912-02 | Xcel Energy | 85 | 13781 | IOU | OID2294312 | 10.01 | Solar |  |  | Withdrawn | Trade Secret | Trade | LLK | LLK071 | Residential | Made in Minnesota | Trade Secret | 2015
20252-215912-02 | Xcel Energy | 85 | 13781 | IOU | OID2294623 | 20.02 | Solar |  |  | Withdrawn | Trade Secret | Trade | RPL | RPL073 | Commercial | Solar*Rewards | Trade Secret | 2015
20252-215912-02 | Xcel Energy | 85 | 13781 | IOU | OID2294637 | 39 | Solar |  |  | Interconnected | Trade Secret | Trade | SDX | SDX312 | Commercial | Made in Minnesota | Trade Secret | 2015 | 2015
20252-215912-02 | Xcel Energy | 85 | 13781 | IOU | OID2294796 | 40 | Solar |  |  | Withdrawn | Trade Secret | Trade | MPK | MPK086 | Commercial | Solar*Rewards | Trade Secret | 2015
20252-215912-02 | Xcel Energy | 85 | 13781 | IOU | OID2295391 | 12.5 |  |  |  | Closed - Lost | Trade Secret | Trade | MPK | MPK076 | Commercial | Solar*Rewards | Trade Secret | 2015
20252-215912-02 | Xcel Energy | 85 | 13781 | IOU | OID2296563 |  | Solar |  |  | Withdrawn | Trade Secret | Trade | SIP | SIP063 | Residential | Solar*Rewards | Trade Secret | 2015
20252-215912-02 | Xcel Energy | 85 | 13781 | IOU | OID2296726 | 29.5 | Solar |  |  | Withdrawn | Trade Secret | Trade | ZUM | ZUM022 | Commercial | Made in Minnesota | Trade Secret | 2015
20252-215912-02 | Xcel Energy | 85 | 13781 | IOU | OID2296808 |  | Solar |  |  | Withdrawn | Trade Secret | Trade | ZUM | ZUM022 | Residential | Made in Minnesota | Trade Secret | 2015
20252-215912-02 | Xcel Energy | 85 | 13781 | IOU | OID2296839 |  | Solar |  |  | Withdrawn | Trade Secret | Trade | WAB | WAB021 | Commercial | Made in Minnesota | Trade Secret | 2015
20252-215912-02 | Xcel Energy | 85 | 13781 | IOU | OID2296944 | 10.01 | Solar |  |  | Withdrawn | Trade Secret | Trade | HUG | HUG321 | Residential | Solar*Rewards | Trade Secret | 2015
20252-215912-02 | Xcel Energy | 85 | 13781 | IOU | OID2298594 | 9.5 | Solar |  |  | Withdrawn | Trade Secret | Trade | ZUM | ZUM022 | Residential | Made in Minnesota | Trade Secret | 2015
20252-215912-02 | Xcel Energy | 85 | 13781 | IOU | OID2299444 | 7.007 | Solar |  |  | Withdrawn | Trade Secret | Trade | SCL | SCL312 | Residential | Solar*Rewards | Trade Secret | 2015
20252-215912-02 | Xcel Energy | 85 | 13781 | IOU | OID2299589 | 8.64 | Solar |  |  | Withdrawn | Trade Secret | Trade | TER | TER062 | Residential | Solar*Rewards | Trade Secret | 2015
20252-215912-02 | Xcel Energy | 85 | 13781 | IOU | OID2300700 | 3.8 | Solar |  |  | Withdrawn | Trade Secret | Trade | WES | WES076 | Residential | Made in Minnesota | Trade Secret | 2015
20252-215912-02 | Xcel Energy | 85 | 13781 | IOU | OID2302302 | 8.5 | Solar |  |  | Withdrawn | Trade Secret | Trade | LEX | LEX333 | Residential | Made in Minnesota | Trade Secret | 2015
20252-215912-02 | Xcel Energy | 85 | 13781 | IOU | OID2302342 |  | Solar |  |  | Withdrawn | Trade Secret | Trade | WDY | WDY311 | Residential | Made in Minnesota | Trade Secret | 2015
20252-215912-02 | Xcel Energy | 85 | 13781 | IOU | OID2303175 | 19.2 | Solar |  |  | Withdrawn | Trade Secret | Trade | PLA | PLA022 | Commercial | Made in Minnesota | Trade Secret | 2015
20252-215912-02 | Xcel Energy | 85 | 13781 | IOU | OID2303185 | 18 | Solar |  |  | Withdrawn | Trade Secret | Trade | PLA | PLA022 | Commercial | Solar*Rewards | Trade Secret | 2015
20252-215912-02 | Xcel Energy | 85 | 13781 | IOU | OID2303509 | 6 | Solar |  |  | Withdrawn | Trade Secret | Trade | HUG | HUG321 | Residential | Made in Minnesota | Trade Secret | 2015
20252-215912-02 | Xcel Energy | 85 | 13781 | IOU | OID2304299 | 10.01 | Solar |  |  | Withdrawn | Trade Secret | Trade | RPO | RPO312 | Residential | Solar*Rewards | Trade Secret | 2015
20252-215912-02 | Xcel Energy | 85 | 13781 | IOU | OID2304479 | 7.63 | Solar |  |  | Withdrawn | Trade Secret | Trade | CHE | CHE076 | Residential | Solar*Rewards | Trade Secret | 2015
20252-215912-02 | Xcel Energy | 85 | 13781 | IOU | OID2304687 | 17.495 |  |  |  | Withdrawn | Trade Secret | Trade | SAK | SAK312 | Commercial | Solar*Rewards | Trade Secret | 2015
20252-215912-02 | Xcel Energy | 85 | 13781 | IOU | OID2306495 | 20 |  |  |  | Withdrawn | Trade Secret | Trade | VMR | VMR063 | Commercial | Solar*Rewards | Trade Secret | 2015
20252-215912-02 | Xcel Energy | 85 | 13781 | IOU | OID2307653 | 1.2 | Solar |  |  | Withdrawn | Trade Secret | Trade | PIP | PIP090 | Commercial | Solar*Rewards | Trade Secret | 2015
20252-215912-02 | Xcel Energy | 85 | 13781 | IOU | OID2307654 | 18 | Solar |  |  | Withdrawn | Trade Secret | Trade | PIP | PIP090 | Commercial | Solar*Rewards | Trade Secret | 2015
20252-215912-02 | Xcel Energy | 85 | 13781 | IOU | OID2309576 | 7.6 | Solar |  |  | Withdrawn | Trade Secret | Trade | NWA | NWA021 | Residential | Solar*Rewards | Trade Secret | 2015
20252-215912-02 | Xcel Energy | 85 | 13781 | IOU | OID2309594 | 2.4 | Solar |  |  | Withdrawn | Trade Secret | Trade | NWA | NWA021 | Residential | Solar*Rewards | Trade Secret | 2015
20252-215912-02 | Xcel Energy | 85 | 13781 | IOU | OID2310059 | 5 | Solar |  |  | Withdrawn | Trade Secret | Trade | TER | TER071 | Residential | Solar*Rewards | Trade Secret | 2015
20252-215912-02 | Xcel Energy | 85 | 13781 | IOU | OID2313336 |  | Solar |  |  | Withdrawn | Trade Secret | Trade | SLP | SLP082 | Residential | Solar*Rewards | Trade Secret | 2015
20252-215912-02 | Xcel Energy | 85 | 13781 | IOU | OID2313675 |  | Solar |  |  | Withdrawn | Trade Secret | Trade | AFT | AFT315 | Residential | Solar*Rewards | Trade Secret | 2015
20252-215912-02 | Xcel Energy | 85 | 13781 | IOU | OID2313754 | 3.36 | Solar |  |  | Withdrawn | Trade Secret | Trade | SAK | SAK312 | Residential | Solar*Rewards | Trade Secret | 2015
20252-215912-02 | Xcel Energy | 85 | 13781 | IOU | OID2314242 | 21 | Solar |  |  | Withdrawn | Trade Secret | Trade | TSS | TSS061 | Commercial | Solar*Rewards | Trade Secret | 2015
20252-215912-02 | Xcel Energy | 85 | 13781 | IOU | OID2314715 | 6 | Solar |  |  | Withdrawn | Trade Secret | Trade | SDX | SDX312 | Residential | Solar*Rewards | Trade Secret | 2015
20252-215912-02 | Xcel Energy | 85 | 13781 | IOU | OID2314806 | 18 |  |  |  | Withdrawn | Trade Secret | Trade | CNC | CNC073 | Commercial | Solar*Rewards | Trade Secret | 2015
20252-215912-02 | Xcel Energy | 85 | 13781 | IOU | OID2314810 | 20 |  |  |  | Withdrawn | Trade Secret | Trade | FSL | FSL312 | Commercial | Solar*Rewards | Trade Secret | 2015
20252-215912-02 | Xcel Energy | 85 | 13781 | IOU | OID2315086 | 4.32 | Solar |  |  | Withdrawn | Trade Secret | Trade | WES | WES074 | Residential | Solar*Rewards | Trade Secret | 2015
20252-215912-02 | Xcel Energy | 85 | 13781 | IOU | OID2315585 | 10.01 | Solar |  |  | Withdrawn | Trade Secret | Trade | AIR | AIR077 | Residential | Made in Minnesota | Trade Secret | 2015
20252-215912-02 | Xcel Energy | 85 | 13781 | IOU | OID2316109 | 4 | Solar |  |  | Withdrawn | Trade Secret | Trade | MPK | MPK082 | Residential | Solar*Rewards | Trade Secret | 2015
20252-215912-02 | Xcel Energy | 85 | 13781 | IOU | OID2317362 |  | Solar |  |  | Withdrawn | Trade Secret | Trade | SOU | SOU060 | Residential | Made in Minnesota | Trade Secret | 2015
20252-215912-02 | Xcel Energy | 85 | 13781 | IOU | OID2317370 |  | Solar |  |  | Withdrawn | Trade Secret | Trade | CHI | CHI311 | Residential | Made in Minnesota | Trade Secret | 2015
20252-215912-02 | Xcel Energy | 85 | 13781 | IOU | OID2318128 | 3.8 | Solar |  |  | Withdrawn | Trade Secret | Trade | GNL | GNL063 | Residential | Made in Minnesota | Trade Secret | 2015
20252-215912-02 | Xcel Energy | 85 | 13781 | IOU | OID2318619 | 7.63 | Solar |  |  | Withdrawn | Trade Secret | Trade | ALD | ALD085 | Residential | Solar*Rewards | Trade Secret | 2015
20252-215912-02 | Xcel Energy | 85 | 13781 | IOU | OID2319683 | 3.8 | Solar |  |  | Withdrawn | Trade Secret | Trade | NOF | NOF061 | Residential | Made in Minnesota | Trade Secret | 2015
20252-215912-02 | Xcel Energy | 85 | 13781 | IOU | OID2319700 | 6 | Solar |  |  | Withdrawn | Trade Secret | Trade | NOF | NOF071 | Residential | Solar*Rewards | Trade Secret | 2015
20252-215912-02 | Xcel Energy | 85 | 13781 | IOU | OID2321214 | 7.92 | Solar |  |  | Withdrawn | Trade Secret | Trade | TLK | TLK061 | Residential | Made in Minnesota | Trade Secret | 2015
20252-215912-02 | Xcel Energy | 85 | 13781 | IOU | OID2321365 | 19.86 | Solar |  |  | Withdrawn | Trade Secret | Trade | MPN | MPN081 | Residential | Solar*Rewards | Trade Secret | 2015
20252-215912-02 | Xcel Energy | 85 | 13781 | IOU | OID2321376 |  | Solar |  |  | Withdrawn | Trade Secret | Trade | WEB | WEB021 | Residential | Made in Minnesota | Trade Secret | 2015
20252-215912-02 | Xcel Energy | 85 | 13781 | IOU | OID2321389 | 7.8 | Solar |  |  | Withdrawn | Trade Secret | Trade | WAB | WAB031 | Residential | Made in Minnesota | Trade Secret | 2015
20252-215912-02 | Xcel Energy | 85 | 13781 | IOU | OID2325534 | 6 | Solar |  |  | Withdrawn | Trade Secret | Trade | AFT | AFT315 | Residential | Solar*Rewards | Trade Secret | 2015
20252-215912-02 | Xcel Energy | 85 | 13781 | IOU | OID2325731 | 22.8 |  |  |  | Withdrawn | Trade Secret | Trade | HAS | HAS031 | Commercial | Solar*Rewards | Trade Secret | 2015
20252-215912-02 | Xcel Energy | 85 | 13781 | IOU | OID2325732 |  | Solar |  |  | Withdrawn | Trade Secret | Trade | KAN | KAN022 | Commercial | Made in Minnesota | Trade Secret | 2015
20252-215912-02 | Xcel Energy | 85 | 13781 | IOU | OID2326262 | 3.84 | Solar |  |  | Withdrawn | Trade Secret | Trade | AFT | AFT321 | Residential | Solar*Rewards | Trade Secret | 2015
20252-215912-02 | Xcel Energy | 85 | 13781 | IOU | OID2327100 | 36 | Solar |  |  | Withdrawn | Trade Secret | Trade | HWW | HWW073 | Commercial | Made in Minnesota | Trade Secret | 2015
20252-215912-02 | Xcel Energy | 85 | 13781 | IOU | OID2329141 | 9 | Solar |  |  | Withdrawn | Trade Secret | Trade | WYO | WYO022 | Residential | Made in Minnesota | Trade Secret | 2015
20252-215912-02 | Xcel Energy | 85 | 13781 | IOU | OID2330227 |  | Solar |  |  | Withdrawn | Trade Secret | Trade | HAS | HAS031 | Commercial | Solar*Rewards | Trade Secret | 2015
20252-215912-02 | Xcel Energy | 85 | 13781 | IOU | OID2331234 | 6 | Solar |  |  | Withdrawn | Trade Secret | Trade | DND | DND061 | Residential | Solar*Rewards | Trade Secret | 2015
20252-215912-02 | Xcel Energy | 85 | 13781 | IOU | OID2331421 | 3.8 | Solar |  |  | Withdrawn | Trade Secret | Trade | WIL | WIL063 | Residential | Solar*Rewards | Trade Secret | 2015
20252-215912-02 | Xcel Energy | 85 | 13781 | IOU | OID2331451 | 8.16 | Solar |  |  | Withdrawn | Trade Secret | Trade | AFT | AFT322 | Residential | Solar*Rewards | Trade Secret | 2015
20252-215912-02 | Xcel Energy | 85 | 13781 | IOU | OID2338095 | 72 | Solar |  |  | Withdrawn | Trade Secret | Trade | HEC | HEC001 | Commercial | Solar*Rewards | Trade Secret | 2015
20252-215912-02 | Xcel Energy | 85 | 13781 | IOU | OID2338100 |  | Solar |  |  | Withdrawn | Trade Secret | Trade | RIV | RIV061 | Commercial | Made in Minnesota | Trade Secret | 2015
20252-215912-02 | Xcel Energy | 85 | 13781 | IOU | OID2343505 |  | Solar |  |  | Withdrawn | Trade Secret | Trade | SLP | SLP085 | Residential | Solar*Rewards | Trade Secret | 2015
20252-215912-02 | Xcel Energy | 85 | 13781 | IOU | OID2344011 | 12 | Solar |  |  | Withdrawn | Trade Secret | Trade | SWN | SWN022 | Commercial | Solar*Rewards | Trade Secret | 2015
20252-215912-02 | Xcel Energy | 85 | 13781 | IOU | OID2344012 |  | Solar |  |  | Withdrawn | Trade Secret | Trade | SWN | SWN022 | Commercial | Solar*Rewards | Trade Secret | 2015
20252-215912-02 | Xcel Energy | 85 | 13781 | IOU | OID2344912 | 8.64 | Solar |  |  | Withdrawn | Trade Secret | Trade | MOL | MOL068 | Residential | Made in Minnesota | Trade Secret | 2015
20252-215912-02 | Xcel Energy | 85 | 13781 | IOU | OID2345438 | 7.6 | Solar |  |  | Withdrawn | Trade Secret | Trade | MND | MND071 | Residential | Solar*Rewards | Trade Secret | 2015
20252-215912-02 | Xcel Energy | 85 | 13781 | IOU | OID2345924 | 3 | Solar |  |  | Withdrawn | Trade Secret | Trade | NOF | NOF061 | Residential | Solar*Rewards | Trade Secret | 2015
20252-215912-02 | Xcel Energy | 85 | 13781 | IOU | OID2345939 | 10.01 | Solar |  |  | Withdrawn | Trade Secret | Trade | VMR | VMR062 | Residential | Solar*Rewards | Trade Secret | 2015
20252-215912-02 | Xcel Energy | 85 | 13781 | IOU | OID2345961 | 6.24 | Solar |  |  | Withdrawn | Trade Secret | Trade | XRD | XRD076 | Residential | Solar*Rewards | Trade Secret | 2015
20252-215912-02 | Xcel Energy | 85 | 13781 | IOU | OID2349318 | 10.08 | Solar |  |  | Withdrawn | Trade Secret | Trade | RVA | RVA061 | Residential | Solar*Rewards | Trade Secret | 2015
20252-215912-02 | Xcel Energy | 85 | 13781 | IOU | OID2349811 | 20 | Solar |  |  | Withdrawn | Trade Secret | Trade | RAM | RAM072 | Commercial | Solar*Rewards | Trade Secret | 2015
20252-215912-02 | Xcel Energy | 85 | 13781 | IOU | OID2350041 | 3 | Solar |  |  | Withdrawn | Trade Secret | Trade | MPK | MPK087 | Residential | Solar*Rewards | Trade Secret | 2015
20252-215912-02 | Xcel Energy | 85 | 13781 | IOU | OID2350191 | 21 | Solar |  |  | Withdrawn | Trade Secret | Trade | GRI | GRI001 | Commercial | Solar*Rewards | Trade Secret | 2015
20252-215912-02 | Xcel Energy | 85 | 13781 | IOU | OID2358422 | 10.01 | Solar |  |  | Withdrawn | Trade Secret | Trade | WIL | WIL076 | Residential | Solar*Rewards | Trade Secret | 2015
20252-215912-02 | Xcel Energy | 85 | 13781 | IOU | OID2360044 | 5 | Solar |  |  | Withdrawn | Trade Secret | Trade | MPK | MPK082 | Residential | Solar*Rewards | Trade Secret | 2015
20252-215912-02 | Xcel Energy | 85 | 13781 | IOU | OID2360047 | 2.4 | Solar |  |  | Withdrawn | Trade Secret | Trade | WES | WES064 | Residential | Solar*Rewards | Trade Secret | 2015
20252-215912-02 | Xcel Energy | 85 | 13781 | IOU | OID2364219 | 7.63 | Solar |  |  | Withdrawn | Trade Secret | Trade | MAZ | MAZ021 | Residential | Made in Minnesota | Trade Secret | 2015
20252-215912-02 | Xcel Energy | 85 | 13781 | IOU | OID2373712 | 10.01 | Solar |  |  | Withdrawn | Trade Secret | Trade | CHI | CHI311 | Residential | Solar*Rewards | Trade Secret | 2015
20252-215912-02 | Xcel Energy | 85 | 13781 | IOU | OID2375841 | 20 | Solar |  |  | Withdrawn | Trade Secret | Trade | STY | STY063 | Commercial | Solar*Rewards | Trade Secret | 2015
20252-215912-02 | Xcel Energy | 85 | 13781 | IOU | OID2382837 | 20 | Solar |  |  | Withdrawn | Trade Secret | Trade | STY | STY063 | Commercial | Solar*Rewards | Trade Secret | 2015
20252-215912-02 | Xcel Energy | 85 | 13781 | IOU | OID2382988 | 7.63 | Solar |  |  | Withdrawn | Trade Secret | Trade | WIL | WIL082 | Residential | Made in Minnesota | Trade Secret | 2015
20252-215912-02 | Xcel Energy | 85 | 13781 | IOU | OID2384708 | 5 | Solar |  |  | Withdrawn | Trade Secret | Trade | HUG | HUG321 | Residential | Solar*Rewards | Trade Secret | 2015
20252-215912-02 | Xcel Energy | 85 | 13781 | IOU | OID2389071 |  | Solar |  |  | Withdrawn | Trade Secret | Trade | SCL | SCL322 | Commercial | Made in Minnesota | Trade Secret | 2015
20252-215912-02 | Xcel Energy | 85 | 13781 | IOU | OID2393859 | 20 |  |  |  | Withdrawn | Trade Secret | Trade | PKL | PKL072 | Commercial | Solar*Rewards | Trade Secret | 2015
20252-215912-02 | Xcel Energy | 85 | 13781 | IOU | OID2394244 | 17.495 | Solar |  |  | Withdrawn | Trade Secret | Trade | PAT | PAT314 | Commercial | Made in Minnesota | Trade Secret | 2015
20252-215912-02 | Xcel Energy | 85 | 13781 | IOU | OID2394567 | 11.39 | Solar |  |  | Withdrawn | Trade Secret | Trade | CHI | CHI311 | Residential | Solar*Rewards | Trade Secret | 2015
20252-215912-02 | Xcel Energy | 85 | 13781 | IOU | OID2394869 |  | Solar |  |  | Withdrawn | Trade Secret | Trade | LAK | LAK032 | Residential | Solar*Rewards | Trade Secret | 2015
20252-215912-02 | Xcel Energy | 85 | 13781 | IOU | OID2395343 | 20 |  |  |  | Withdrawn | Trade Secret | Trade | LEX | LEX064 | Commercial | Solar*Rewards | Trade Secret | 2015
20252-215912-02 | Xcel Energy | 85 | 13781 | IOU | OID2395355 | 20 |  |  |  | Withdrawn | Trade Secret | Trade | LEX | LEX064 | Commercial | Solar*Rewards | Trade Secret | 2015
20252-215912-02 | Xcel Energy | 85 | 13781 | IOU | OID2395363 | 20 |  |  |  | Withdrawn | Trade Secret | Trade | MDT | MDT062 | Commercial | Solar*Rewards | Trade Secret | 2015
20252-215912-02 | Xcel Energy | 85 | 13781 | IOU | OID2395400 | 20 | Solar |  |  | Withdrawn | Trade Secret | Trade | MDT | MDT062 | Commercial | Solar*Rewards | Trade Secret | 2015
20252-215912-02 | Xcel Energy | 85 | 13781 | IOU | OID2395479 | 18 | Solar |  |  | Withdrawn | Trade Secret | Trade | MPK | MPK075 | Commercial | Solar*Rewards | Trade Secret | 2015
20252-215912-02 | Xcel Energy | 85 | 13781 | IOU | OID2396074 | 20 |  |  |  | Withdrawn | Trade Secret | Trade | BCR | BCR062 | Commercial | Solar*Rewards | Trade Secret | 2015
20252-215912-02 | Xcel Energy | 85 | 13781 | IOU | OID2396078 | 20 |  |  |  | Withdrawn | Trade Secret | Trade | OAD | OAD075 | Commercial | Solar*Rewards | Trade Secret | 2015
20252-215912-02 | Xcel Energy | 85 | 13781 | IOU | OID2402926 | 8.5 | Solar |  |  | Withdrawn | Trade Secret | Trade | WAB | WAB031 | Residential | Made in Minnesota | Trade Secret | 2015
20252-215912-02 | Xcel Energy | 85 | 13781 | IOU | OID2402928 | 36 | Solar |  |  | Withdrawn | Trade Secret | Trade | BEL | BEL061 | Residential | Solar*Rewards | Trade Secret | 2015
20252-215912-02 | Xcel Energy | 85 | 13781 | IOU | OID2403930 | 6 | Solar |  |  | Withdrawn | Trade Secret | Trade | BEL | BEL061 | Residential | Solar*Rewards | Trade Secret | 2015
20252-215912-02 | Xcel Energy | 85 | 13781 | IOU | OID2404617 | 6 | Solar |  |  | Withdrawn | Trade Secret | Trade | WEB | WEB021 | Commercial | Solar*Rewards | Trade Secret | 2015
20252-215912-02 | Xcel Energy | 85 | 13781 | IOU | OID2405431 | 6.72 | Solar |  |  | Withdrawn | Trade Secret | Trade | EXC | EXC062 | Residential | Solar*Rewards | Trade Secret | 2015
20252-215912-02 | Xcel Energy | 85 | 13781 | IOU | OID2411934 | 40 | Solar |  |  | Withdrawn | Trade Secret | Trade | PBE | PBE061 | Commercial | Made in Minnesota | Trade Secret | 2015
20252-215912-02 | Xcel Energy | 85 | 13781 | IOU | OID2411949 | 40 | Solar |  |  | Withdrawn | Trade Secret | Trade | PBE | PBE061 | Commercial | Made in Minnesota | Trade Secret | 2015
20252-215912-02 | Xcel Energy | 85 | 13781 | IOU | OID2411956 |  | Solar |  |  | Withdrawn | Trade Secret | Trade | GVW | GVW021 | Commercial | Made in Minnesota | Trade Secret | 2015
20252-215912-02 | Xcel Energy | 85 | 13781 | IOU | OID2412714 | 34.2 | Solar |  |  | Interconnected | Trade Secret | Trade | SLP | SLP082 | Commercial | Made in Minnesota | Trade Secret | 2015 | 2016
20252-215912-02 | Xcel Energy | 85 | 13781 | IOU | OID2412857 | 3.8 | Solar |  |  | Withdrawn | Trade Secret | Trade | MPK | MPK063 | Residential | Solar*Rewards | Trade Secret | 2015
20252-215912-02 | Xcel Energy | 85 | 13781 | IOU | OID2412869 |  | Solar |  |  | Withdrawn | Trade Secret | Trade | MPK | MPK063 | Residential | Solar*Rewards | Trade Secret | 2015
20252-215912-02 | Xcel Energy | 85 | 13781 | IOU | OID2416430 | 6.72 | Solar |  |  | Withdrawn | Trade Secret | Trade | SAV | SAV063 | Residential | Solar*Rewards | Trade Secret | 2015
20252-215912-02 | Xcel Energy | 85 | 13781 | IOU | OID2416488 |  | Solar |  |  | Withdrawn | Trade Secret | Trade | PKL | PKL064 | Residential | Solar*Rewards | Trade Secret | 2015
20252-215912-02 | Xcel Energy | 85 | 13781 | IOU | OID2416496 | 7.44 | Solar |  |  | Withdrawn | Trade Secret | Trade | TER | TER065 | Residential | Solar*Rewards | Trade Secret | 2015
20252-215912-02 | Xcel Energy | 85 | 13781 | IOU | OID2416497 | 6 | Solar |  |  | Interconnected | Trade Secret | Trade | DPN | DPN072 | Residential | Solar*Rewards | Trade Secret | 2015 | 2011
20252-215912-02 | Xcel Energy | 85 | 13781 | IOU | OID2416562 | 40 | Solar |  |  | Withdrawn | Trade Secret | Trade | WCR | WCR322 | Commercial | Made in Minnesota | Trade Secret | 2015
20252-215912-02 | Xcel Energy | 85 | 13781 | IOU | OID2416813 |  | Solar |  |  | Withdrawn | Trade Secret | Trade | LIN | LIN022 | Residential | Solar*Rewards | Trade Secret | 2015
20252-215912-02 | Xcel Energy | 85 | 13781 | IOU | OID2418662 | 36 | Solar |  |  | Withdrawn | Trade Secret | Trade |  |  | Residential | Made in Minnesota | Trade Secret | 2015
20252-215912-02 | Xcel Energy | 85 | 13781 | IOU | OID2424071 | 5 | Solar |  |  | Withdrawn | Trade Secret | Trade | SLP | SLP092 | Residential | Solar*Rewards | Trade Secret | 2015
20252-215912-02 | Xcel Energy | 85 | 13781 | IOU | OID2424166 | 7.63 | Solar |  |  | Withdrawn | Trade Secret | Trade | HSN | HSN311 | Residential | Solar*Rewards | Trade Secret | 2015
20252-215912-02 | Xcel Energy | 85 | 13781 | IOU | OID2424184 | 5 | Solar |  |  | Withdrawn | Trade Secret | Trade | RIV | RIV061 | Residential | Solar*Rewards | Trade Secret | 2015
20252-215912-02 | Xcel Energy | 85 | 13781 | IOU | OID2424191 | 6 | Solar |  |  | Withdrawn | Trade Secret | Trade | RAM | RAM077 | Residential | Solar*Rewards | Trade Secret | 2015
20252-215912-02 | Xcel Energy | 85 | 13781 | IOU | OID2425371 | 20 | Solar |  |  | Withdrawn | Trade Secret | Trade | CGR | CGR063 | Residential | Solar*Rewards | Trade Secret | 2015
20252-215912-02 | Xcel Energy | 85 | 13781 | IOU | OID2425604 | 7.63 | Solar |  |  | Withdrawn | Trade Secret | Trade | WEF | WEF071 | Residential | Solar*Rewards | Trade Secret | 2015
20252-215912-02 | Xcel Energy | 85 | 13781 | IOU | OID2425614 | 6 | Solar |  |  | Withdrawn | Trade Secret | Trade | LEX | LEX332 | Residential | Solar*Rewards | Trade Secret | 2015
20252-215912-02 | Xcel Energy | 85 | 13781 | IOU | OID2425617 | 20 |  |  |  | Withdrawn | Trade Secret | Trade | MPK | MPK075 | Commercial | Solar*Rewards | Trade Secret | 2015
20252-215912-02 | Xcel Energy | 85 | 13781 | IOU | OID2426354 |  | Solar |  |  | Withdrawn | Trade Secret | Trade | SIP | SIP063 | Residential | Solar*Rewards | Trade Secret | 2015
20252-215912-02 | Xcel Energy | 85 | 13781 | IOU | OID2429371 | 36 | Solar |  |  | Withdrawn | Trade Secret | Trade | AHI | AHI021 | Commercial | Made in Minnesota | Trade Secret | 2015
20252-215912-02 | Xcel Energy | 85 | 13781 | IOU | OID2430689 | 36 | Solar |  |  | Withdrawn | Trade Secret | Trade |  |  | Commercial | Made in Minnesota | Trade Secret | 2015
20252-215912-02 | Xcel Energy | 85 | 13781 | IOU | OID2432467 | 3 | Solar |  |  | Withdrawn | Trade Secret | Trade | WES | WES062 | Residential | Solar*Rewards | Trade Secret | 2015
20252-215912-02 | Xcel Energy | 85 | 13781 | IOU | OID2440908 | 36 | Solar |  |  | Withdrawn | Trade Secret | Trade | MOL | MOL068 | Commercial | Made in Minnesota | Trade Secret | 2015
20252-215912-02 | Xcel Energy | 85 | 13781 | IOU | OID2444489 | 16.5 | Solar |  |  | Withdrawn | Trade Secret | Trade | ALT | ALT021 | Residential | Solar*Rewards | Trade Secret | 2015
20252-215912-02 | Xcel Energy | 85 | 13781 | IOU | OID2444578 |  | Solar |  |  | Withdrawn | Trade Secret | Trade | TWL | TWL068 | Commercial | Made in Minnesota | Trade Secret | 2015
20252-215912-02 | Xcel Energy | 85 | 13781 | IOU | OID2447792 | 7.63 | Solar |  |  | Withdrawn | Trade Secret | Trade | MHW | MHW311 | Residential | Solar*Rewards | Trade Secret | 2015
20252-215912-02 | Xcel Energy | 85 | 13781 | IOU | OID2451312 |  | Solar |  |  | Withdrawn | Trade Secret | Trade | GLK | GLK065 | Residential | Solar*Rewards | Trade Secret | 2015
20252-215912-02 | Xcel Energy | 85 | 13781 | IOU | OID2451349 | 20.02 |  |  |  | Withdrawn | Trade Secret | Trade | SOU | SOU075 | Commercial | Solar*Rewards | Trade Secret | 2015
20252-215912-02 | Xcel Energy | 85 | 13781 | IOU | OID2451793 | 38.02 | Solar |  |  | Withdrawn | Trade Secret | Trade |  |  | Commercial | Made in Minnesota | Trade Secret | 2015
20252-215912-02 | Xcel Energy | 85 | 13781 | IOU | OID2454005 | 6 | Solar |  |  | Withdrawn | Trade Secret | Trade | AFT | AFT314 | Residential | Solar*Rewards | Trade Secret | 2015
20252-215912-02 | Xcel Energy | 85 | 13781 | IOU | OID2454456 | 11.39 | Solar |  |  | Withdrawn | Trade Secret | Trade | NOF | NOF061 | Residential | Solar*Rewards | Trade Secret | 2015
20252-215912-02 | Xcel Energy | 85 | 13781 | IOU | OID2457479 | 4 | Solar |  |  | Withdrawn | Trade Secret | Trade | WAB | WAB021 | Residential | Solar*Rewards | Trade Secret | 2015
20252-215912-02 | Xcel Energy | 85 | 13781 | IOU | OID2469399 |  | Solar |  |  | Withdrawn | Trade Secret | Trade | NOF | NOF061 | Residential | Solar*Rewards | Trade Secret | 2015
20252-215912-02 | Xcel Energy | 85 | 13781 | IOU | OID2469402 | 17.64 | Solar |  |  | Withdrawn | Trade Secret | Trade | UPP | UPP086 | Commercial | Solar*Rewards | Trade Secret | 2016
20252-215912-02 | Xcel Energy | 85 | 13781 | IOU | OID2484586 | 4.56 | Solar |  |  | Withdrawn | Trade Secret | Trade | ALD | ALD073 | Residential | Solar*Rewards | Trade Secret | 2015
20252-215912-02 | Xcel Energy | 85 | 13781 | IOU | OID2488155 | 9 | Solar |  |  | Interconnected | Trade Secret | Trade | ECK | ECK322 | Residential | Solar*Rewards | Trade Secret | 2015 | 2016
20252-215912-02 | Xcel Energy | 85 | 13781 | IOU | OID2495984 | 5 | Solar |  |  | Withdrawn | Trade Secret | Trade | KOL | KOL063 | Residential | Solar*Rewards | Trade Secret | 2015
20252-215912-02 | Xcel Energy | 85 | 13781 | IOU | OID2495986 | 5 | Solar |  |  | Withdrawn | Trade Secret | Trade | MPK | MPK074 | Residential | Solar*Rewards | Trade Secret | 2015
20252-215912-02 | Xcel Energy | 85 | 13781 | IOU | OID2495992 | 6.72 | Solar |  |  | Withdrawn | Trade Secret | Trade | SLP | SLP084 | Residential | Solar*Rewards | Trade Secret | 2015
20252-215912-02 | Xcel Energy | 85 | 13781 | IOU | OID2495998 | 1.44 | Solar |  |  | Withdrawn | Trade Secret | Trade | WIL | WIL063 | Residential | Solar*Rewards | Trade Secret | 2015
20252-215912-02 | Xcel Energy | 85 | 13781 | IOU | OID2514745 |  | Solar |  |  | Withdrawn | Trade Secret | Trade | BEL | BEL061 | Residential | Solar*Rewards | Trade Secret | 2015
20252-215912-02 | Xcel Energy | 85 | 13781 | IOU | OID2518053 | 10.01 | Solar |  |  | Withdrawn | Trade Secret | Trade | SLP | SLP082 | Residential | Solar*Rewards | Trade Secret | 2016
20252-215912-02 | Xcel Energy | 85 | 13781 | IOU | OID2518112 | 7.63 | Solar |  |  | Withdrawn | Trade Secret | Trade | XRD | XRD076 | Residential | Solar*Rewards | Trade Secret | 2015
20252-215912-02 | Xcel Energy | 85 | 13781 | IOU | OID2518119 | 7.63 | Solar |  |  | Withdrawn | Trade Secret | Trade | WIL | WIL073 | Residential | Solar*Rewards | Trade Secret | 2015
20252-215912-02 | Xcel Energy | 85 | 13781 | IOU | OID2518125 | 7.63 | Solar |  |  | Withdrawn | Trade Secret | Trade | DND | DND071 | Residential | Solar*Rewards | Trade Secret | 2016
20252-215912-02 | Xcel Energy | 85 | 13781 | IOU | OID2518152 | 7.63 | Solar |  |  | Withdrawn | Trade Secret | Trade | NOF | NOF061 | Residential | Solar*Rewards | Trade Secret | 2016
20252-215912-02 | Xcel Energy | 85 | 13781 | IOU | OID2518177 | 5 | Solar |  |  | Withdrawn | Trade Secret | Trade | RLK | RLK069 | Residential | Solar*Rewards | Trade Secret | 2016
20252-215912-02 | Xcel Energy | 85 | 13781 | IOU | OID2518180 | 3 | Solar |  |  | Withdrawn | Trade Secret | Trade | WES | WES074 | Residential | Solar*Rewards | Trade Secret | 2016
20252-215912-02 | Xcel Energy | 85 | 13781 | IOU | OID2518792 | 7.63 |  |  |  | Withdrawn | Trade Secret | Trade | NOF | NOF061 | Residential | Solar*Rewards | Trade Secret | 2016
20252-215912-02 | Xcel Energy | 85 | 13781 | IOU | OID2527516 |  | Solar |  |  | Withdrawn | Trade Secret | Trade | WIL | WIL063 | Residential | Solar*Rewards | Trade Secret | 2016
20252-215912-02 | Xcel Energy | 85 | 13781 | IOU | OID2531637 | 20 | Solar |  |  | Withdrawn | Trade Secret | Trade | ECK | ECK322 | Residential | Solar*Rewards | Trade Secret | 2016
20252-215912-02 | Xcel Energy | 85 | 13781 | IOU | OID2534198 | 10.01 | Solar |  |  | Withdrawn | Trade Secret | Trade | WDY | WDY322 | Residential | Solar*Rewards | Trade Secret | 2016
20252-215912-02 | Xcel Energy | 85 | 13781 | IOU | OID2534347 | 18 |  |  |  | Withdrawn | Trade Secret | Trade | SMT | SMT063 | Commercial | Solar*Rewards | Trade Secret | 2016
20252-215912-02 | Xcel Energy | 85 | 13781 | IOU | OID2534521 | 18 |  |  |  | Withdrawn | Trade Secret | Trade | ESW | ESW061 | Commercial | Solar*Rewards | Trade Secret | 2016
20252-215912-02 | Xcel Energy | 85 | 13781 | IOU | OID2536843 | 18 |  |  |  | Withdrawn | Trade Secret | Trade | RWD | RWD062 | Commercial | Solar*Rewards | Trade Secret | 2016
20252-215912-02 | Xcel Energy | 85 | 13781 | IOU | OID2537080 | 3.8 |  |  |  | Withdrawn | Trade Secret | Trade | SOU | SOU083 | Residential | Solar*Rewards | Trade Secret | 2016
20252-215912-02 | Xcel Energy | 85 | 13781 | IOU | OID2537088 | 30.03 | Solar |  |  | Withdrawn | Trade Secret | Trade | SMT | SMT063 | Commercial | Solar*Rewards | Trade Secret | 2016
20252-215912-02 | Xcel Energy | 85 | 13781 | IOU | OID2537105 | 5 |  |  |  | Withdrawn | Trade Secret | Trade | SOU | SOU083 | Residential | Solar*Rewards | Trade Secret | 2016
20252-215912-02 | Xcel Energy | 85 | 13781 | IOU | OID2537110 | 6 | Solar |  |  | Withdrawn | Trade Secret | Trade | EGL | EGL022 | Residential | Solar*Rewards | Trade Secret | 2016
20252-215912-02 | Xcel Energy | 85 | 13781 | IOU | OID2537115 | 6 |  |  |  | Withdrawn | Trade Secret | Trade | CHI | CHI311 | Residential | Solar*Rewards | Trade Secret | 2016
20252-215912-02 | Xcel Energy | 85 | 13781 | IOU | OID2537226 |  | Solar |  |  | Withdrawn | Trade Secret | Trade | SLP | SLP072 | Residential | Solar*Rewards | Trade Secret | 2016
20252-215912-02 | Xcel Energy | 85 | 13781 | IOU | OID2537245 | 7.63 |  |  |  | Withdrawn | Trade Secret | Trade | SMT | SMT072 | Residential | Solar*Rewards | Trade Secret | 2016
20252-215912-02 | Xcel Energy | 85 | 13781 | IOU | OID2537271 | 7.63 | Solar |  |  | Withdrawn | Trade Secret | Trade | SOU | SOU079 | Residential | Solar*Rewards | Trade Secret | 2016
20252-215912-02 | Xcel Energy | 85 | 13781 | IOU | OID2537274 | 6 |  |  |  | Withdrawn | Trade Secret | Trade | SIP | SIP071 | Residential | Solar*Rewards | Trade Secret | 2016
20252-215912-02 | Xcel Energy | 85 | 13781 | IOU | OID2537278 | 4.8 |  |  |  | Withdrawn | Trade Secret | Trade | WAV | WAV021 | Residential | Solar*Rewards | Trade Secret | 2016
20252-215912-02 | Xcel Energy | 85 | 13781 | IOU | OID2537702 | 7.63 |  |  |  | Withdrawn | Trade Secret | Trade | AHI | AHI063 | Residential | Solar*Rewards | Trade Secret | 2016
20252-215912-02 | Xcel Energy | 85 | 13781 | IOU | OID2537791 | 20 |  |  |  | Withdrawn | Trade Secret | Trade | PKL | PKL084 | Commercial | Solar*Rewards | Trade Secret | 2016
20252-215912-02 | Xcel Energy | 85 | 13781 | IOU | OID2537800 | 20 |  |  |  | Withdrawn | Trade Secret | Trade | HOL | HOL062 | Commercial | Solar*Rewards | Trade Secret | 2016
20252-215912-02 | Xcel Energy | 85 | 13781 | IOU | OID2537805 | 10.01 |  |  |  | Withdrawn | Trade Secret | Trade | MEL | MEL074 | Residential | Solar*Rewards | Trade Secret | 2016
20252-215912-02 | Xcel Energy | 85 | 13781 | IOU | OID2538130 | 20 |  |  |  | Withdrawn | Trade Secret | Trade | PKL | PKL084 | Commercial | Solar*Rewards | Trade Secret | 2016
20252-215912-02 | Xcel Energy | 85 | 13781 | IOU | OID2538466 |  | Solar |  |  | Withdrawn | Trade Secret | Trade | MPK | MPK074 | Residential | Solar*Rewards | Trade Secret | 2016
20252-215912-02 | Xcel Energy | 85 | 13781 | IOU | OID2538515 | 18 |  |  |  | Withdrawn | Trade Secret | Trade | FAP | FAP061 | Commercial | Solar*Rewards | Trade Secret | 2016
20252-215912-02 | Xcel Energy | 85 | 13781 | IOU | OID2538752 | 10.01 |  |  |  | Withdrawn | Trade Secret | Trade | RLK | RLK069 | Residential | Solar*Rewards | Trade Secret | 2016
20252-215912-02 | Xcel Energy | 85 | 13781 | IOU | OID2538963 | 10.01 |  |  |  | Withdrawn | Trade Secret | Trade | RAM | RAM073 | Residential | Solar*Rewards | Trade Secret | 2016
20252-215912-02 | Xcel Energy | 85 | 13781 | IOU | OID2541027 | 2.4 |  |  |  | Withdrawn | Trade Secret | Trade | GLD | GLD031 | Residential | Solar*Rewards | Trade Secret | 2016
20252-215912-02 | Xcel Energy | 85 | 13781 | IOU | OID2541043 | 6 |  |  |  | Withdrawn | Trade Secret | Trade | ECK | ECK341 | Residential | Solar*Rewards | Trade Secret | 2016
20252-215912-02 | Xcel Energy | 85 | 13781 | IOU | OID2541645 |  | Solar |  |  | Withdrawn | Trade Secret | Trade | WSG | WSG062 | Commercial | Solar*Rewards | Trade Secret | 2016
20252-215912-02 | Xcel Energy | 85 | 13781 | IOU | OID2542106 | 20 |  |  |  | Withdrawn | Trade Secret | Trade | HUG | HUG311 | Commercial | Solar*Rewards | Trade Secret | 2016
20252-215912-02 | Xcel Energy | 85 | 13781 | IOU | OID2543457 | 20 |  |  |  | Withdrawn | Trade Secret | Trade | SLP | SLP087 | Commercial | Solar*Rewards | Trade Secret | 2016
20252-215912-02 | Xcel Energy | 85 | 13781 | IOU | OID2543781 | 6 |  |  |  | Withdrawn | Trade Secret | Trade | MPK | MPK062 | Residential | Solar*Rewards | Trade Secret | 2016
20252-215912-02 | Xcel Energy | 85 | 13781 | IOU | OID2550042 | 31.2 | Solar |  |  | Withdrawn | Trade Secret | Trade | BCH | BCH311 | Commercial | Made in Minnesota | Trade Secret | 2016
20252-215912-02 | Xcel Energy | 85 | 13781 | IOU | OID2554684 | 17.64 |  |  |  | Withdrawn | Trade Secret | Trade | GLK | GLK074 | Residential | Solar*Rewards | Trade Secret | 2016
20252-215912-02 | Xcel Energy | 85 | 13781 | IOU | OID2558330 |  | Solar |  |  | Withdrawn | Trade Secret | Trade | UPP | UPP084 | Residential | Solar*Rewards | Trade Secret | 2016
20252-215912-02 | Xcel Energy | 85 | 13781 | IOU | OID2559389 | 5 |  |  |  | Withdrawn | Trade Secret | Trade | MPK | MPK086 | Residential | Solar*Rewards | Trade Secret | 2016
20252-215912-02 | Xcel Energy | 85 | 13781 | IOU | OID2559396 | 2.88 |  |  |  | Withdrawn | Trade Secret | Trade |  |  | Residential | Solar*Rewards | Trade Secret | 2016
20252-215912-02 | Xcel Energy | 85 | 13781 | IOU | OID2559425 | 3.225 |  |  |  | Withdrawn | Trade Secret | Trade | MPK | MPK082 | Residential | Solar*Rewards | Trade Secret | 2016
20252-215912-02 | Xcel Energy | 85 | 13781 | IOU | OID2559445 | 4.56 |  |  |  | Withdrawn | Trade Secret | Trade | WES | WES063 | Residential | Solar*Rewards | Trade Secret | 2016
20252-215912-02 | Xcel Energy | 85 | 13781 | IOU | OID2559451 | 7.44 |  |  |  | Withdrawn | Trade Secret | Trade | OAD | OAD075 | Residential | Solar*Rewards | Trade Secret | 2016
20252-215912-02 | Xcel Energy | 85 | 13781 | IOU | OID2559460 | 3.8 |  |  |  | Withdrawn | Trade Secret | Trade | BEL | BEL062 | Residential | Solar*Rewards | Trade Secret | 2016
20252-215912-02 | Xcel Energy | 85 | 13781 | IOU | OID2559509 | 7.63 |  |  |  | Withdrawn | Trade Secret | Trade | MPK | MPK076 | Residential | Solar*Rewards | Trade Secret | 2016
20252-215912-02 | Xcel Energy | 85 | 13781 | IOU | OID2559514 | 6.48 | Solar |  |  | Withdrawn | Trade Secret | Trade | LIN | LIN022 | Residential | Solar*Rewards | Trade Secret | 2016
20252-215912-02 | Xcel Energy | 85 | 13781 | IOU | OID2560166 | 20 |  |  |  | Withdrawn | Trade Secret | Trade | ORO | ORO062 | Commercial | Solar*Rewards | Trade Secret | 2016
20252-215912-02 | Xcel Energy | 85 | 13781 | IOU | OID2560395 | 5.94 |  |  |  | Withdrawn | Trade Secret | Trade | WDY | WDY321 | Residential | Solar*Rewards | Trade Secret | 2016
20252-215912-02 | Xcel Energy | 85 | 13781 | IOU | OID2560412 | 11.52 |  |  |  | Withdrawn | Trade Secret | Trade | VKG | VKG072 | Residential | Solar*Rewards | Trade Secret | 2016
20252-215912-02 | Xcel Energy | 85 | 13781 | IOU | OID2560418 |  | Solar |  |  | Withdrawn | Trade Secret | Trade |  |  | Residential | Solar*Rewards | Trade Secret | 2016
20252-215912-02 | Xcel Energy | 85 | 13781 | IOU | OID2560422 | 11.39 | Solar |  |  | Withdrawn | Trade Secret | Trade |  |  | Residential | Solar*Rewards | Trade Secret | 2016
20252-215912-02 | Xcel Energy | 85 | 13781 | IOU | OID2561865 | 2.88 |  |  |  | Withdrawn | Trade Secret | Trade | SOU | SOU060 | Residential | Solar*Rewards | Trade Secret | 2016
20252-215912-02 | Xcel Energy | 85 | 13781 | IOU | OID2561897 | 10.01 |  |  |  | Withdrawn | Trade Secret | Trade | LCR | LCR311 | Residential | Solar*Rewards | Trade Secret | 2016
20252-215912-02 | Xcel Energy | 85 | 13781 | IOU | OID2561946 | 7.68 |  |  |  | Withdrawn | Trade Secret | Trade | MOL | MOL061 | Residential | Solar*Rewards | Trade Secret | 2016
20252-215912-02 | Xcel Energy | 85 | 13781 | IOU | OID2561948 | 5.76 |  |  |  | Withdrawn | Trade Secret | Trade | MOL | MOL069 | Residential | Solar*Rewards | Trade Secret | 2016
20252-215912-02 | Xcel Energy | 85 | 13781 | IOU | OID2561983 | 4.32 |  |  |  | Withdrawn | Trade Secret | Trade | TWL | TWL063 | Residential | Solar*Rewards | Trade Secret | 2016
20252-215912-02 | Xcel Energy | 85 | 13781 | IOU | OID2562006 | 2.88 |  |  |  | Withdrawn | Trade Secret | Trade | MPK | MPK063 | Residential | Solar*Rewards | Trade Secret | 2016
20252-215912-02 | Xcel Energy | 85 | 13781 | IOU | OID2563436 | 7.6 |  |  |  | Withdrawn | Trade Secret | Trade | HAD | HAD022 | Residential | Solar*Rewards | Trade Secret | 2016
20252-215912-02 | Xcel Energy | 85 | 13781 | IOU | OID2563439 | 6.6 | Solar |  |  | Interconnected | Trade Secret | Trade | GNL | GNL063 | Residential | Solar*Rewards | Trade Secret | 2016 | 2016
20252-215912-02 | Xcel Energy | 85 | 13781 | IOU | OID2564464 | 7.63 |  |  |  | Withdrawn | Trade Secret | Trade | PKL | PKL085 | Residential | Solar*Rewards | Trade Secret | 2016
20252-215912-02 | Xcel Energy | 85 | 13781 | IOU | OID2565110 | 4.32 |  |  |  | Withdrawn | Trade Secret | Trade | MPK | MPK064 | Residential | Solar*Rewards | Trade Secret | 2016
20252-215912-02 | Xcel Energy | 85 | 13781 | IOU | OID2565293 | 5.74 | Solar |  |  | Interconnected | Trade Secret | Trade | RPL | RPL064 | Residential | Made in Minnesota | Trade Secret | 2016 | 2016
20252-215912-02 | Xcel Energy | 85 | 13781 | IOU | OID2568253 | 34.17 | Solar |  |  | Withdrawn | Trade Secret | Trade | RIV | RIV073 | Commercial | Made in Minnesota | Trade Secret | 2016
20252-215912-02 | Xcel Energy | 85 | 13781 | IOU | OID2570185 | 7.63 | Solar |  |  | Withdrawn | Trade Secret | Trade | SLP | SLP076 | Residential | Solar*Rewards | Trade Secret | 2016
20252-215912-02 | Xcel Energy | 85 | 13781 | IOU | OID2579221 | 10.01 | Solar |  |  | Withdrawn | Trade Secret | Trade | GSL | GSL341 | Residential | Made in Minnesota | Trade Secret | 2016
20252-215912-02 | Xcel Energy | 85 | 13781 | IOU | OID2580005 | 27 | Solar |  |  | Withdrawn | Trade Secret | Trade | MST | MST076 | Commercial | Made in Minnesota | Trade Secret | 2016
20252-215912-02 | Xcel Energy | 85 | 13781 | IOU | OID2580112 | 5.76 | Solar |  |  | Withdrawn | Trade Secret | Trade | ALD | ALD073 | Residential | Solar*Rewards | Trade Secret | 2016
20252-215912-02 | Xcel Energy | 85 | 13781 | IOU | OID2580378 |  | Solar |  |  | Withdrawn | Trade Secret | Trade | WIL | WIL079 | Residential | Solar*Rewards | Trade Secret | 2016
20252-215912-02 | Xcel Energy | 85 | 13781 | IOU | OID2580486 | 7.63 | Solar |  |  | Withdrawn | Trade Secret | Trade | GSL | GSL061 | Residential | Made in Minnesota | Trade Secret | 2016
20252-215912-02 | Xcel Energy | 85 | 13781 | IOU | OID2580489 |  | Solar |  |  | Withdrawn | Trade Secret | Trade | MEL | MEL067 | Residential | Made in Minnesota | Trade Secret | 2016
20252-215912-02 | Xcel Energy | 85 | 13781 | IOU | OID2580496 | 36 | Solar |  |  | Withdrawn | Trade Secret | Trade | SOU | SOU075 | Commercial | Made in Minnesota | Trade Secret | 2016
20252-215912-02 | Xcel Energy | 85 | 13781 | IOU | OID2582078 | 6 | Solar |  |  | Withdrawn | Trade Secret | Trade | XRD | XRD076 | Residential | Made in Minnesota | Trade Secret | 2016
20252-215912-02 | Xcel Energy | 85 | 13781 | IOU | OID2587628 | 9.94 | Solar |  |  | Withdrawn | Trade Secret | Trade | SCA | SCA021 | Residential | Made in Minnesota | Trade Secret | 2016
20252-215912-02 | Xcel Energy | 85 | 13781 | IOU | OID2587751 | 3.8 | Solar |  |  | Withdrawn | Trade Secret | Trade | GLK | GLK061 | Residential | Made in Minnesota | Trade Secret | 2016
20252-215912-02 | Xcel Energy | 85 | 13781 | IOU | OID2588140 |  | Solar |  |  | Withdrawn | Trade Secret | Trade | WEB | WEB021 | Residential | Solar*Rewards | Trade Secret | 2016
20252-215912-02 | Xcel Energy | 85 | 13781 | IOU | OID2588141 |  | Solar |  |  | Withdrawn | Trade Secret | Trade | WEB | WEB021 | Residential | Solar*Rewards | Trade Secret | 2016
20252-215912-02 | Xcel Energy | 85 | 13781 | IOU | OID2589758 |  | Solar |  |  | Withdrawn | Trade Secret | Trade | RAM | RAM071 | Residential | Solar*Rewards | Trade Secret | 2016
20252-215912-02 | Xcel Energy | 85 | 13781 | IOU | OID2590394 | 3 | Solar |  |  | Withdrawn | Trade Secret | Trade | SOU | SOU076 | Residential | Made in Minnesota | Trade Secret | 2016
20252-215912-02 | Xcel Energy | 85 | 13781 | IOU | OID2599584 | 7.92 | Solar |  |  | Withdrawn | Trade Secret | Trade | DND | DND071 | Residential | Made in Minnesota | Trade Secret | 2016
20252-215912-02 | Xcel Energy | 85 | 13781 | IOU | OID2600516 | 9.94 |  |  |  | Withdrawn | Trade Secret | Trade | WSG | WSG061 | Residential | Solar*Rewards | Trade Secret | 2016
20252-215912-02 | Xcel Energy | 85 | 13781 | IOU | OID2600685 | 18 | Solar |  |  | Withdrawn | Trade Secret | Trade | UPP | UPP083 | Commercial | Made in Minnesota | Trade Secret | 2016
20252-215912-02 | Xcel Energy | 85 | 13781 | IOU | OID2601428 |  | Solar |  |  | Withdrawn | Trade Secret | Trade | AHI | AHI063 | Residential | Made in Minnesota | Trade Secret | 2016
20252-215912-02 | Xcel Energy | 85 | 13781 | IOU | OID2601429 |  | Solar |  |  | Withdrawn | Trade Secret | Trade | AHI | AHI063 | Residential | Made in Minnesota | Trade Secret | 2016
20252-215912-02 | Xcel Energy | 85 | 13781 | IOU | OID2601455 | 9.94 | Solar |  |  | Withdrawn | Trade Secret | Trade | GLK | GLK074 | Residential | Made in Minnesota | Trade Secret | 2016
20252-215912-02 | Xcel Energy | 85 | 13781 | IOU | OID2606124 |  | Solar |  |  | Withdrawn | Trade Secret | Trade | ZUM | ZUM022 | Residential | Solar*Rewards | Trade Secret | 2016
20252-215912-02 | Xcel Energy | 85 | 13781 | IOU | OID2607877 | 9.94 | Solar |  |  | Withdrawn | Trade Secret | Trade | RAM | RAM077 | Residential | Made in Minnesota | Trade Secret | 2016
20252-215912-02 | Xcel Energy | 85 | 13781 | IOU | OID2608491 | 7.63 | Solar |  |  | Withdrawn | Trade Secret | Trade | SLP | SLP086 | Residential | Made in Minnesota | Trade Secret | 2016
20252-215912-02 | Xcel Energy | 85 | 13781 | IOU | OID2608643 | 5 |  |  |  | Withdrawn | Trade Secret | Trade | WYO | WYO021 | Residential | Solar*Rewards | Trade Secret | 2016
20252-215912-02 | Xcel Energy | 85 | 13781 | IOU | OID2612043 |  | Solar |  |  | Withdrawn | Trade Secret | Trade | WWK | WWK311 | Residential | Solar*Rewards | Trade Secret | 2016
20252-215912-02 | Xcel Energy | 85 | 13781 | IOU | OID2612089 | 16.4 |  |  |  | Withdrawn | Trade Secret | Trade | MPN | MPN081 | Commercial | Solar*Rewards | Trade Secret | 2016
20252-215912-02 | Xcel Energy | 85 | 13781 | IOU | OID2614902 |  | Solar |  |  | Withdrawn | Trade Secret | Trade | WWK | WWK311 | Residential | Solar*Rewards | Trade Secret | 2016
20252-215912-02 | Xcel Energy | 85 | 13781 | IOU | OID2614908 |  | Solar |  |  | Withdrawn | Trade Secret | Trade | WWK | WWK311 | Residential | Solar*Rewards | Trade Secret | 2016
20252-215912-02 | Xcel Energy | 85 | 13781 | IOU | OID2615018 | 8.4 | Solar |  |  | Withdrawn | Trade Secret | Trade | EDA | EDA067 | Residential | Made in Minnesota | Trade Secret | 2016
20252-215912-02 | Xcel Energy | 85 | 13781 | IOU | OID2616503 | 39.76 | Solar |  |  | Withdrawn | Trade Secret | Trade | MST | MST080 | Commercial | Made in Minnesota | Trade Secret | 2016
20252-215912-02 | Xcel Energy | 85 | 13781 | IOU | OID2616515 |  | Solar |  |  | Withdrawn | Trade Secret | Trade | RPO | RPO312 | Residential | Solar*Rewards | Trade Secret | 2016
20252-215912-02 | Xcel Energy | 85 | 13781 | IOU | OID2617028 | 32.4 | Solar |  |  | Withdrawn | Trade Secret | Trade |  |  | Commercial | Made in Minnesota | Trade Secret | 2016
20252-215912-02 | Xcel Energy | 85 | 13781 | IOU | OID2617773 |  | Solar |  |  | Withdrawn | Trade Secret | Trade | MHW | MHW311 | Residential | Made in Minnesota | Trade Secret | 2016
20252-215912-02 | Xcel Energy | 85 | 13781 | IOU | OID2624234 | 8.4 | Solar |  |  | Withdrawn | Trade Secret | Trade | AHI | AHI063 | Residential | Solar*Rewards | Trade Secret | 2016
20252-215912-02 | Xcel Energy | 85 | 13781 | IOU | OID2624822 | 17.57 | Solar |  |  | Withdrawn | Trade Secret | Trade | SLP | SLP075 | Commercial | Solar*Rewards | Trade Secret | 2016
20252-215912-02 | Xcel Energy | 85 | 13781 | IOU | OID2630933 |  | Solar |  |  | Withdrawn | Trade Secret | Trade | AFT | AFT322 | Residential | Solar*Rewards | Trade Secret | 2016
20252-215912-02 | Xcel Energy | 85 | 13781 | IOU | OID2630950 | 7.63 |  |  |  | Withdrawn | Trade Secret | Trade | WAB | WAB021 | Residential | Solar*Rewards | Trade Secret | 2016
20252-215912-02 | Xcel Energy | 85 | 13781 | IOU | OID2631010 |  | Solar |  |  | Withdrawn | Trade Secret | Trade | BUR | BUR032 | Residential | Solar*Rewards | Trade Secret | 2016
20252-215912-02 | Xcel Energy | 85 | 13781 | IOU | OID2631069 |  | Solar |  |  | Withdrawn | Trade Secret | Trade | DBL | DBL066 | Residential | Solar*Rewards | Trade Secret | 2016
20252-215912-02 | Xcel Energy | 85 | 13781 | IOU | OID2631515 | 9 | Solar |  |  | Withdrawn | Trade Secret | Trade | WAB | WAB031 | Residential | Made in Minnesota | Trade Secret | 2016
20252-215912-02 | Xcel Energy | 85 | 13781 | IOU | OID2632287 | 4.56 |  |  |  | Withdrawn | Trade Secret | Trade | SOU | SOU079 | Residential | Solar*Rewards | Trade Secret | 2017
20252-215912-02 | Xcel Energy | 85 | 13781 | IOU | OID2632411 | 6 |  |  |  | Withdrawn | Trade Secret | Trade | APA | APA071 | Residential | Solar*Rewards | Trade Secret | 2016
20252-215912-02 | Xcel Energy | 85 | 13781 | IOU | OID2632722 | 7.63 |  |  |  | Withdrawn | Trade Secret | Trade | RAM | RAM077 | Residential | Solar*Rewards | Trade Secret | 2016
20252-215912-02 | Xcel Energy | 85 | 13781 | IOU | OID2632727 | 3 | Solar |  |  | Withdrawn | Trade Secret | Trade | SOU | SOU064 | Residential | Solar*Rewards | Trade Secret | 2016
20252-215912-02 | Xcel Energy | 85 | 13781 | IOU | OID2632733 | 11.39 |  |  |  | Withdrawn | Trade Secret | Trade | RMT | RMT321 | Residential | Solar*Rewards | Trade Secret | 2016
20252-215912-02 | Xcel Energy | 85 | 13781 | IOU | OID2632876 | 7.63 |  |  |  | Withdrawn | Trade Secret | Trade | WIL | WIL063 | Residential | Solar*Rewards | Trade Secret | 2016
20252-215912-02 | Xcel Energy | 85 | 13781 | IOU | OID2633595 |  | Solar |  |  | Withdrawn | Trade Secret | Trade | AHI | AHI021 | Residential | Solar*Rewards | Trade Secret | 2016
20252-215912-02 | Xcel Energy | 85 | 13781 | IOU | OID2634388 |  | Solar |  |  | Withdrawn | Trade Secret | Trade | SOU | SOU084 | Commercial | Solar*Rewards | Trade Secret | 2016
20252-215912-02 | Xcel Energy | 85 | 13781 | IOU | OID2634923 |  | Solar |  |  | Withdrawn | Trade Secret | Trade | TER | TER081 | Residential | Solar*Rewards | Trade Secret | 2016
20252-215912-02 | Xcel Energy | 85 | 13781 | IOU | OID2634925 |  | Solar |  |  | Withdrawn | Trade Secret | Trade | TER | TER081 | Residential | Solar*Rewards | Trade Secret | 2016
20252-215912-02 | Xcel Energy | 85 | 13781 | IOU | OID2636379 | 32.4 | Solar |  |  | Withdrawn | Trade Secret | Trade | IDA | IDA062 | Commercial | Made in Minnesota | Trade Secret | 2016
20252-215912-02 | Xcel Energy | 85 | 13781 | IOU | OID2636821 |  | Solar |  |  | Withdrawn | Trade Secret | Trade | TER | TER081 | Residential | Solar*Rewards | Trade Secret | 2016
20252-215912-02 | Xcel Energy | 85 | 13781 | IOU | OID2636889 | 20 |  |  |  | Withdrawn | Trade Secret | Trade | APA | APA067 | Commercial | Solar*Rewards | Trade Secret | 2016
20252-215912-02 | Xcel Energy | 85 | 13781 | IOU | OID2637558 |  | Solar |  |  | Withdrawn | Trade Secret | Trade | SHP | SHP072 | Residential | Solar*Rewards | Trade Secret | 2016
20252-215912-02 | Xcel Energy | 85 | 13781 | IOU | OID2637767 |  | Solar |  |  | Withdrawn | Trade Secret | Trade | TER | TER081 | Residential | Solar*Rewards | Trade Secret | 2016
20252-215912-02 | Xcel Energy | 85 | 13781 | IOU | OID2637929 | 9.94 | Solar |  |  | Withdrawn | Trade Secret | Trade | GLK | GLK074 | Residential | Solar*Rewards | Trade Secret | 2016
20252-215912-02 | Xcel Energy | 85 | 13781 | IOU | OID2637938 | 19.88 | Solar |  |  | Withdrawn | Trade Secret | Trade | RPO | RPO312 | Residential | Solar*Rewards | Trade Secret | 2016
20252-215912-02 | Xcel Energy | 85 | 13781 | IOU | OID2639743 |  | Solar |  |  | Withdrawn | Trade Secret | Trade | MEL | MEL073 | Residential | Solar*Rewards | Trade Secret | 2016
20252-215912-02 | Xcel Energy | 85 | 13781 | IOU | OID2641925 | 19.88 | Solar |  |  | Withdrawn | Trade Secret | Trade |  |  | Commercial | Solar*Rewards | Trade Secret | 2016
20252-215912-02 | Xcel Energy | 85 | 13781 | IOU | OID2648806 | 20 | Solar |  |  | Withdrawn | Trade Secret | Trade | LOK | LOK062 | Residential | Solar*Rewards | Trade Secret | 2016
20252-215912-02 | Xcel Energy | 85 | 13781 | IOU | OID2653982 | 8.4 | Solar |  |  | Withdrawn | Trade Secret | Trade | CHI | CHI311 | Residential | Made in Minnesota | Trade Secret | 2016
20252-215912-02 | Xcel Energy | 85 | 13781 | IOU | OID2655207 | 5 | Solar |  |  | Withdrawn | Trade Secret | Trade | TER | TER062 | Residential | Made in Minnesota | Trade Secret | 2016
20252-215912-02 | Xcel Energy | 85 | 13781 | IOU | OID2655312 |  | Solar |  |  | Withdrawn | Trade Secret | Trade | HWW | HWW074 | Residential | Solar*Rewards | Trade Secret | 2016
20252-215912-02 | Xcel Energy | 85 | 13781 | IOU | OID2655412 | 9.94 | Solar |  |  | Withdrawn | Trade Secret | Trade | CGR | CGR071 | Residential | Made in Minnesota | Trade Secret | 2016
20252-215912-02 | Xcel Energy | 85 | 13781 | IOU | OID2655473 |  | Solar |  |  | Withdrawn | Trade Secret | Trade | FAP | FAP061 | Commercial | Solar*Rewards | Trade Secret | 2016
20252-215912-02 | Xcel Energy | 85 | 13781 | IOU | OID2662830 | 19.88 | Solar |  |  | Withdrawn | Trade Secret | Trade | RPO | RPO312 | Residential | Solar*Rewards | Trade Secret | 2016
20252-215912-02 | Xcel Energy | 85 | 13781 | IOU | OID2663312 | 13.23 | Solar |  |  | Withdrawn | Trade Secret | Trade | SCL | SCL312 | Residential | Solar*Rewards | Trade Secret | 2016
20252-215912-02 | Xcel Energy | 85 | 13781 | IOU | OID2663947 | 4.32 | Solar |  |  | Withdrawn | Trade Secret | Trade | HWW | HWW062 | Residential | Solar*Rewards | Trade Secret | 2016
20252-215912-02 | Xcel Energy | 85 | 13781 | IOU | OID2670476 | 8 | Solar |  |  | Withdrawn | Trade Secret | Trade | WAB | WAB021 | Residential | Made in Minnesota | Trade Secret | 2016
20252-215912-02 | Xcel Energy | 85 | 13781 | IOU | OID2670494 | 7 | Solar |  |  | Withdrawn | Trade Secret | Trade | WAB | WAB031 | Residential | Made in Minnesota | Trade Secret | 2016
20252-215912-02 | Xcel Energy | 85 | 13781 | IOU | OID2683071 | 2.7 | Solar |  |  | Withdrawn | Trade Secret | Trade | HWW | HWW061 | Residential | Solar*Rewards | Trade Secret | 2016
20252-215912-02 | Xcel Energy | 85 | 13781 | IOU | OID2683175 | 7.31 | Solar |  |  | Interconnected | Trade Secret | Trade | HSN | HSN322 | Residential | Solar*Rewards | Trade Secret | 2016 | 2016
20252-215912-02 | Xcel Energy | 85 | 13781 | IOU | OID2686148 |  | Solar |  |  | Withdrawn | Trade Secret | Trade | ALD | ALD092 | Commercial | Solar*Rewards | Trade Secret | 2016
20252-215912-02 | Xcel Energy | 85 | 13781 | IOU | OID2687288 |  | Solar |  |  | Withdrawn | Trade Secret | Trade | MDT | MDT062 | Residential | Solar*Rewards | Trade Secret | 2016
20252-215912-02 | Xcel Energy | 85 | 13781 | IOU | OID2696164 | 9.94 |  |  |  | Withdrawn | Trade Secret | Trade | LLK | LLK072 | Residential | Solar*Rewards | Trade Secret | 2016
20252-215912-02 | Xcel Energy | 85 | 13781 | IOU | OID2696638 | 7.625 | Solar |  |  | Withdrawn | Trade Secret | Trade | AHI | AHI063 | Residential | Made in Minnesota | Trade Secret | 2016
20252-215912-02 | Xcel Energy | 85 | 13781 | IOU | OID2700942 | 39.76 | Solar |  |  | Withdrawn | Trade Secret | Trade | SLP | SLP081 | Commercial | Made in Minnesota | Trade Secret | 2016
20252-215912-02 | Xcel Energy | 85 | 13781 | IOU | OID2704145 | 38.02 | Solar |  |  | Withdrawn | Trade Secret | Trade | SCL | SCL313 | Commercial | Made in Minnesota | Trade Secret | 2016
20252-215912-02 | Xcel Energy | 85 | 13781 | IOU | OID2704150 | 22.89 | Solar |  |  | Withdrawn | Trade Secret | Trade | PAT | PAT313 | Commercial | Made in Minnesota | Trade Secret | 2016
20252-215912-02 | Xcel Energy | 85 | 13781 | IOU | OID2707537 | 5.28 | Solar |  |  | Interconnected | Trade Secret | Trade | WDY | WDY312 | Residential | Made in Minnesota | Trade Secret | 2016 | 2016
20252-215912-02 | Xcel Energy | 85 | 13781 | IOU | OID2715125 |  | Solar |  |  | Withdrawn | Trade Secret | Trade | HYL | HYL073 | Residential | Solar*Rewards | Trade Secret | 2016
20252-215912-02 | Xcel Energy | 85 | 13781 | IOU | OID2720088 | 9.94 |  |  |  | Withdrawn | Trade Secret | Trade | RRK | RRK064 | Residential | Solar*Rewards | Trade Secret | 2016
20252-215912-02 | Xcel Energy | 85 | 13781 | IOU | OID2726410 | 0.25 | Solar |  |  | Withdrawn | Trade Secret | Trade |  |  | Residential | Made in Minnesota | Trade Secret | 2016
20252-215912-02 | Xcel Energy | 85 | 13781 | IOU | OID2726411 | 0.25 | Solar |  |  | Withdrawn | Trade Secret | Trade |  |  | Residential |  | Trade Secret | 2016
20252-215912-02 | Xcel Energy | 85 | 13781 | IOU | OID2726501 |  | Wind |  |  | Withdrawn | Trade Secret | Trade |  |  | Residential |  | Trade Secret | 2016
20252-215912-02 | Xcel Energy | 85 | 13781 | IOU | OID2726763 | 3.44 | Solar |  |  | Withdrawn | Trade Secret | Trade | RAM | RAM077 | Residential | Made in Minnesota | Trade Secret | 2016
20252-215912-02 | Xcel Energy | 85 | 13781 | IOU | OID2726764 | 2.7 |  |  |  | Withdrawn | Trade Secret | Trade | IDA | IDA072 | Residential | Solar*Rewards | Trade Secret | 2016
20252-215912-02 | Xcel Energy | 85 | 13781 | IOU | OID2726765 | 4.32 | Solar |  |  | Withdrawn | Trade Secret | Trade | LAC | LAC062 | Residential |  | Trade Secret | 2016
20252-215912-02 | Xcel Energy | 85 | 13781 | IOU | OID2726766 | 8.37 | Solar |  |  | Withdrawn | Trade Secret | Trade | LEX | LEX333 | Commercial | Made in Minnesota | Trade Secret | 2016
20252-215912-02 | Xcel Energy | 85 | 13781 | IOU | OID2727116 | 43.2 | Solar |  |  | Withdrawn | Trade Secret | Trade |  |  | Residential |  | Trade Secret | 2016
20252-215912-02 | Xcel Energy | 85 | 13781 | IOU | OID2727117 |  | Wind |  |  | Withdrawn | Trade Secret | Trade | MPK | MPK086 | Residential |  | Trade Secret | 2016
20252-215912-02 | Xcel Energy | 85 | 13781 | IOU | OID2727386 |  | Wind |  |  | Withdrawn | Trade Secret | Trade | SCL | SCL322 | Commercial |  | Trade Secret | 2016
20252-215912-02 | Xcel Energy | 85 | 13781 | IOU | OID2728505 |  | Wind |  |  | Withdrawn | Trade Secret | Trade | WSG | WSG361 | Commercial |  | Trade Secret | 2016
20252-215912-02 | Xcel Energy | 85 | 13781 | IOU | OID2729574 |  | Solar |  |  | Withdrawn | Trade Secret | Trade | LAC | LAC062 | Commercial | Made in Minnesota | Trade Secret | 2016
20252-215912-02 | Xcel Energy | 85 | 13781 | IOU | OID2730737 | 7.625 |  |  |  | Withdrawn | Trade Secret | Trade | CHI | CHI311 | Residential | Solar*Rewards | Trade Secret | 2016
20252-215912-02 | Xcel Energy | 85 | 13781 | IOU | OID2730744 | 5 |  |  |  | Withdrawn | Trade Secret | Trade | WES | WES076 | Residential | Solar*Rewards | Trade Secret | 2016
20252-215912-02 | Xcel Energy | 85 | 13781 | IOU | OID2730786 | 7.5 | Solar |  |  | Withdrawn | Trade Secret | Trade | ELP | ELP062 | Residential | Solar*Rewards | Trade Secret | 2016
20252-215912-02 | Xcel Energy | 85 | 13781 | IOU | OID2731456 | 9.93 | Solar |  |  | Withdrawn | Trade Secret | Trade | RWD | RWD061 | Residential | Solar*Rewards | Trade Secret | 2016
20252-215912-02 | Xcel Energy | 85 | 13781 | IOU | OID2732110 |  | Solar |  |  | Withdrawn | Trade Secret | Trade | NOF | NOF061 | Residential | Solar*Rewards | Trade Secret | 2016
20252-215912-02 | Xcel Energy | 85 | 13781 | IOU | OID2732149 |  | Solar |  |  | Withdrawn | Trade Secret | Trade | MDT | MDT077 | Residential | Solar*Rewards | Trade Secret | 2016
20252-215912-02 | Xcel Energy | 85 | 13781 | IOU | OID2732681 | 2.4 | Solar |  |  | Withdrawn | Trade Secret | Trade |  |  | Commercial | Solar*Rewards | Trade Secret | 2016
20252-215912-02 | Xcel Energy | 85 | 13781 | IOU | OID2734020 | 7.63 | Solar |  |  | Withdrawn | Trade Secret | Trade | RPO | RPO311 | Residential | Solar*Rewards | Trade Secret | 2016
20252-215912-02 | Xcel Energy | 85 | 13781 | IOU | OID2734706 |  | Solar |  |  | Withdrawn | Trade Secret | Trade | HYL | HYL074 | Residential | Solar*Rewards | Trade Secret | 2016
20252-215912-02 | Xcel Energy | 85 | 13781 | IOU | OID2739080 | 5 |  |  |  | Withdrawn | Trade Secret | Trade | CDV | CDV063 | Residential | Solar*Rewards | Trade Secret | 2016
20252-215912-02 | Xcel Energy | 85 | 13781 | IOU | OID2747236 |  | Solar |  |  | Withdrawn | Trade Secret | Trade | MDT | MDT062 | Residential | Solar*Rewards | Trade Secret | 2016
20252-215912-02 | Xcel Energy | 85 | 13781 | IOU | OID2749725 |  | Solar |  |  | Withdrawn | Trade Secret | Trade | UPP | UPP084 | Residential |  | Trade Secret | 2016
20252-215912-02 | Xcel Energy | 85 | 13781 | IOU | OID2753095 | 6 |  |  |  | Withdrawn | Trade Secret | Trade | AFT | AFT322 | Residential | Solar*Rewards | Trade Secret | 2016
20252-215912-02 | Xcel Energy | 85 | 13781 | IOU | OID2753102 |  | Solar |  |  | Withdrawn | Trade Secret | Trade | HWW | HWW062 | Residential | Solar*Rewards | Trade Secret | 2016
20252-215912-02 | Xcel Energy | 85 | 13781 | IOU | OID2753374 | 19.88 | Solar |  |  | Withdrawn | Trade Secret | Trade | RMT | RMT321 | Commercial | Solar*Rewards | Trade Secret | 2016
20252-215912-02 | Xcel Energy | 85 | 13781 | IOU | OID2755424 | 7.625 | Solar |  |  | Withdrawn | Trade Secret | Trade | CHI | CHI311 | Residential | Solar*Rewards | Trade Secret | 2016
20252-215912-02 | Xcel Energy | 85 | 13781 | IOU | OID2756106 |  | Solar |  |  | Withdrawn | Trade Secret | Trade | DPN | DPN063 | Residential | Solar*Rewards | Trade Secret | 2016
20252-215912-02 | Xcel Energy | 85 | 13781 | IOU | OID2764127 | 43.2 | Solar |  |  | Withdrawn | Trade Secret | Trade | WIL | WIL094 | Residential |  | Trade Secret | 2016
20252-215912-02 | Xcel Energy | 85 | 13781 | IOU | OID2764330 | 27 | Solar |  |  | Withdrawn | Trade Secret | Trade |  |  | Commercial |  | Trade Secret | 2016
20252-215912-02 | Xcel Energy | 85 | 13781 | IOU | OID2764354 |  | Wind |  |  | Withdrawn | Trade Secret | Trade |  |  | Commercial |  | Trade Secret | 2016
20252-215912-02 | Xcel Energy | 85 | 13781 | IOU | OID2764367 | 43.2 | Solar |  |  | Withdrawn | Trade Secret | Trade |  |  | Commercial |  | Trade Secret | 2016
20252-215912-02 | Xcel Energy | 85 | 13781 | IOU | OID2764381 | 5.4 | Solar |  |  | Withdrawn | Trade Secret | Trade |  |  | Commercial |  | Trade Secret | 2016
20252-215912-02 | Xcel Energy | 85 | 13781 | IOU | OID2765076 | 40 | Solar |  |  | Withdrawn | Trade Secret | Trade | AFT | AFT321 | Commercial | Made in Minnesota | Trade Secret | 2016
20252-215912-02 | Xcel Energy | 85 | 13781 | IOU | OID2765499 | 3 |  |  |  | Withdrawn | Trade Secret | Trade | RLK | RLK066 | Residential | Solar*Rewards | Trade Secret | 2017
20252-215912-02 | Xcel Energy | 85 | 13781 | IOU | OID2765634 | 3.24 | Solar |  |  | Withdrawn | Trade Secret | Trade | SOU | SOU088 | Residential | Solar*Rewards | Trade Secret | 2016
20252-215912-02 | Xcel Energy | 85 | 13781 | IOU | OID2766099 |  | Wind |  |  | Withdrawn | Trade Secret | Trade | PIP | PIP090 | Residential |  | Trade Secret | 2016
20252-215912-02 | Xcel Energy | 85 | 13781 | IOU | OID2766164 | 30 | Solar |  |  | Interconnected | Trade Secret | Trade | OAD | OAD072 | Commercial |  | Trade Secret | 2016 | 2017
20252-215912-02 | Xcel Energy | 85 | 13781 | IOU | OID2768169 |  | Solar |  |  | Withdrawn | Trade Secret | Trade | LAC | LAC063 | Residential | Solar*Rewards | Trade Secret | 2016
20252-215912-02 | Xcel Energy | 85 | 13781 | IOU | OID2768173 |  | Solar |  |  | Withdrawn | Trade Secret | Trade | LAC | LAC063 | Residential | Solar*Rewards | Trade Secret | 2016
20252-215912-02 | Xcel Energy | 85 | 13781 | IOU | OID2768251 | 19.88 | Solar |  |  | Withdrawn | Trade Secret | Trade | SMT | SMT082 | Residential | Solar*Rewards | Trade Secret | 2016
20252-215912-02 | Xcel Energy | 85 | 13781 | IOU | OID2771352 | 29.02 | Solar |  |  | Withdrawn | Trade Secret | Trade | WCS | WCS071 | Commercial | Made in Minnesota | Trade Secret | 2016
20252-215912-02 | Xcel Energy | 85 | 13781 | IOU | OID2771478 | 5.4 | Solar |  |  | Withdrawn | Trade Secret | Trade |  |  | Commercial | Made in Minnesota | Trade Secret | 2016
20252-215912-02 | Xcel Energy | 85 | 13781 | IOU | OID2771481 | 5.4 | Solar |  |  | Withdrawn | Trade Secret | Trade |  |  | Commercial |  | Trade Secret | 2016
20252-215912-02 | Xcel Energy | 85 | 13781 | IOU | OID2771877 | 5 | Solar |  |  | Withdrawn | Trade Secret | Trade | WSG | WSG362 | Residential | Made in Minnesota | Trade Secret | 2016
20252-215912-02 | Xcel Energy | 85 | 13781 | IOU | OID2779321 |  | Solar |  |  | Withdrawn | Trade Secret | Trade | GLD | GLD021 | Commercial |  | Trade Secret | 2016
20252-215912-02 | Xcel Energy | 85 | 13781 | IOU | OID2780454 | 3.8 | Solar |  |  | Withdrawn | Trade Secret | Trade | HWW | HWW062 | Residential | Solar*Rewards | Trade Secret | 2016
20252-215912-02 | Xcel Energy | 85 | 13781 | IOU | OID2782475 | 3 | Solar |  |  | Withdrawn | Trade Secret | Trade | SCA | SCA021 | Residential | Solar*Rewards | Trade Secret | 2016
20252-215912-02 | Xcel Energy | 85 | 13781 | IOU | OID2786538 | 20 |  |  |  | Withdrawn | Trade Secret | Trade | WAK | WAK321 | Commercial | Solar*Rewards | Trade Secret | 2016
20252-215912-02 | Xcel Energy | 85 | 13781 | IOU | OID2786539 | 7.625 | Solar |  |  | Withdrawn | Trade Secret | Trade | WDY | WDY311 | Residential | Made in Minnesota | Trade Secret | 2016
20252-215912-02 | Xcel Energy | 85 | 13781 | IOU | OID2787247 | 7.625 | Solar |  |  | Withdrawn | Trade Secret | Trade | DPN | DPN061 | Residential | Solar*Rewards | Trade Secret | 2016
20252-215912-02 | Xcel Energy | 85 | 13781 | IOU | OID2787431 | 3.8 |  |  |  | Withdrawn | Trade Secret | Trade | UPP | UPP086 | Residential | Solar*Rewards | Trade Secret | 2016
20252-215912-02 | Xcel Energy | 85 | 13781 | IOU | OID2788326 | 19.88 | Solar |  |  | Withdrawn | Trade Secret | Trade | KAN | KAN031 | Residential | Solar*Rewards | Trade Secret | 2016
20252-215912-02 | Xcel Energy | 85 | 13781 | IOU | OID2789314 | 7.625 | Solar |  |  | Withdrawn | Trade Secret | Trade | DPN | DPN061 | Residential |  | Trade Secret | 2016
20252-215912-02 | Xcel Energy | 85 | 13781 | IOU | OID2791025 | 20 |  |  |  | Withdrawn | Trade Secret | Trade | FSL | FSL312 | Commercial | Solar*Rewards | Trade Secret | 2016
20252-215912-02 | Xcel Energy | 85 | 13781 | IOU | OID2791031 | 20 | Solar |  |  | Withdrawn | Trade Secret | Trade | FSL | FSL311 | Commercial | Solar*Rewards | Trade Secret | 2016
20252-215912-02 | Xcel Energy | 85 | 13781 | IOU | OID2791221 | 5 |  |  |  | Withdrawn | Trade Secret | Trade | MST | MST066 | Residential | Solar*Rewards | Trade Secret | 2016
20252-215912-02 | Xcel Energy | 85 | 13781 | IOU | OID2800698 |  | Solar |  |  | Withdrawn | Trade Secret | Trade | SDX | SDX311 | Residential | Solar*Rewards | Trade Secret | 2016
20252-215912-02 | Xcel Energy | 85 | 13781 | IOU | OID2801359 | 5 |  |  |  | Withdrawn | Trade Secret | Trade | HUG | HUG311 | Residential | Solar*Rewards | Trade Secret | 2016
20252-215912-02 | Xcel Energy | 85 | 13781 | IOU | OID2801654 |  | Solar |  |  | Withdrawn | Trade Secret | Trade | KOL | KOL064 | Commercial |  | Trade Secret | 2016
20252-215912-02 | Xcel Energy | 85 | 13781 | IOU | OID2803120 | 6 |  |  |  | Withdrawn | Trade Secret | Trade | SOU | SOU087 | Residential | Solar*Rewards | Trade Secret | 2016
20252-215912-02 | Xcel Energy | 85 | 13781 | IOU | OID2806037 | 10 | Wind |  |  | Interconnected | Trade Secret | Trade |  |  | Commercial |  | Trade Secret | 2003 | 2003
20252-215912-02 | Xcel Energy | 85 | 13781 | IOU | OID2806064 | 255 | Other |  |  | Interconnected | Trade Secret | Trade | WIL | WIL077 | Commercial |  | Trade Secret | 2004 | 2004
20252-215912-02 | Xcel Energy | 85 | 13781 | IOU | OID2806065 | 2000 | Other |  |  | Interconnected | Trade Secret | Trade | EDA | EDA083 | Commercial |  | Trade Secret | 2004 | 2004
20252-215912-02 | Xcel Energy | 85 | 13781 | IOU | OID2806066 | 0.999 | Biogas |  |  | Interconnected | Trade Secret | Trade | WSG | WSG076 | Commercial |  | Trade Secret | 2003 | 2003
20252-215912-02 | Xcel Energy | 85 | 13781 | IOU | OID2806067 | 0.999 | Biogas |  |  | Interconnected | Trade Secret | Trade | WSG | WSG076 | Commercial |  | Trade Secret | 2016 | 2003
20252-215912-02 | Xcel Energy | 85 | 13781 | IOU | OID2806072 | 125 | Other |  |  | Interconnected | Trade Secret | Trade |  |  | Commercial |  | Trade Secret | 2005 | 2005
20252-215912-02 | Xcel Energy | 85 | 13781 | IOU | OID2806076 |  | Wind |  |  | Withdrawn | Trade Secret | Trade | HUG | HUG311 | Residential |  | Trade Secret | 2004
20252-215912-02 | Xcel Energy | 85 | 13781 | IOU | OID2806082 |  | Wind |  |  | Withdrawn | Trade Secret | Trade |  |  |  |  | Trade Secret | 2004
20252-215912-02 | Xcel Energy | 85 | 13781 | IOU | OID2806093 | 1750 | Other |  |  | Interconnected | Trade Secret | Trade |  |  | Commercial |  | Trade Secret | 2005 | 2005
20252-215912-02 | Xcel Energy | 85 | 13781 | IOU | OID2806094 | 1000 | Other |  |  | Interconnected | Trade Secret | Trade |  |  | Commercial |  | Trade Secret | 2005 | 2005
20252-215912-02 | Xcel Energy | 85 | 13781 | IOU | OID2806096 |  | Solar |  |  | Withdrawn | Trade Secret | Trade |  |  |  |  | Trade Secret | 2005
20252-215912-02 | Xcel Energy | 85 | 13781 | IOU | OID2806099 |  | Wind |  |  | Withdrawn | Trade Secret | Trade |  |  |  |  | Trade Secret | 2004
20252-215912-02 | Xcel Energy | 85 | 13781 | IOU | OID2806103 |  | Solar |  |  | Withdrawn | Trade Secret | Trade |  |  |  |  | Trade Secret | 2005
20252-215912-02 | Xcel Energy | 85 | 13781 | IOU | OID2806108 |  | Other |  |  | Withdrawn | Trade Secret | Trade |  |  |  |  | Trade Secret | 2005
20252-215912-02 | Xcel Energy | 85 | 13781 | IOU | OID2806120 |  | Solar |  |  | Withdrawn | Trade Secret | Trade |  |  |  |  | Trade Secret | 2006
20252-215912-02 | Xcel Energy | 85 | 13781 | IOU | OID2806168 | 1750 | Other |  |  | Interconnected | Trade Secret | Trade |  |  | Commercial |  | Trade Secret | 2005 | 2005
20252-215912-02 | Xcel Energy | 85 | 13781 | IOU | OID2806173 |  | Solar |  |  | Withdrawn | Trade Secret | Trade |  |  |  |  | Trade Secret | 2007
20252-215912-02 | Xcel Energy | 85 | 13781 | IOU | OID2806181 | 6 | Solar |  |  | Interconnected | Trade Secret | Trade | BCH | BCH311 | Residential |  | Trade Secret | 2007 | 2007
20252-215912-02 | Xcel Energy | 85 | 13781 | IOU | OID2806184 | 0.999 | Other |  |  | Interconnected | Trade Secret | Trade |  |  | Residential |  | Trade Secret | 2007 | 2007
20252-215912-02 | Xcel Energy | 85 | 13781 | IOU | OID2806196 |  | Other |  |  | Withdrawn | Trade Secret | Trade |  |  |  |  | Trade Secret | 2007
20252-215912-02 | Xcel Energy | 85 | 13781 | IOU | OID2806197 |  | Other |  |  | Withdrawn | Trade Secret | Trade |  |  |  |  | Trade Secret | 2007
20252-215912-02 | Xcel Energy | 85 | 13781 | IOU | OID2806198 |  | Other |  |  | Withdrawn | Trade Secret | Trade |  |  |  |  | Trade Secret | 2007
20252-215912-02 | Xcel Energy | 85 | 13781 | IOU | OID2806207 |  | Solar |  |  | Withdrawn | Trade Secret | Trade |  |  |  |  | Trade Secret | 2007
20252-215912-02 | Xcel Energy | 85 | 13781 | IOU | OID2806212 |  | Biogas |  |  | Withdrawn | Trade Secret | Trade |  |  |  |  | Trade Secret | 2007
20252-215912-02 | Xcel Energy | 85 | 13781 | IOU | OID2806213 |  | Wind |  |  | Withdrawn | Trade Secret | Trade |  |  |  |  | Trade Secret | 2007
20252-215912-02 | Xcel Energy | 85 | 13781 | IOU | OID2806230 |  | Solar |  |  | Withdrawn | Trade Secret | Trade |  |  |  |  | Trade Secret | 2007
20252-215912-02 | Xcel Energy | 85 | 13781 | IOU | OID2806235 | 1 | Wind |  |  | Interconnected | Trade Secret | Trade |  |  | Residential |  | Trade Secret | 2008 | 2008
20252-215912-02 | Xcel Energy | 85 | 13781 | IOU | OID2806240 | 1100 | Other |  |  | Interconnected | Trade Secret | Trade |  |  | Commercial |  | Trade Secret | 2008 | 2009
20252-215912-02 | Xcel Energy | 85 | 13781 | IOU | OID2806254 | 20 | Wind |  |  | Interconnected | Trade Secret | Trade |  |  | Residential |  | Trade Secret | 2008 | 2009
20252-215912-02 | Xcel Energy | 85 | 13781 | IOU | OID2806258 | 1000 | Other |  |  | Interconnected | Trade Secret | Trade |  |  | Commercial |  | Trade Secret | 2008 | 2009
20252-215912-02 | Xcel Energy | 85 | 13781 | IOU | OID2806261 |  | Solar |  |  | Withdrawn | Trade Secret | Trade |  |  |  |  | Trade Secret | 2008
20252-215912-02 | Xcel Energy | 85 | 13781 | IOU | OID2806262 |  | Solar |  |  | Withdrawn | Trade Secret | Trade |  |  |  |  | Trade Secret | 2008
20252-215912-02 | Xcel Energy | 85 | 13781 | IOU | OID2806264 |  | Solar |  |  | Withdrawn | Trade Secret | Trade |  |  |  |  | Trade Secret | 2008
20252-215912-02 | Xcel Energy | 85 | 13781 | IOU | OID2806272 |  | Wind |  |  | Withdrawn | Trade Secret | Trade |  |  |  |  | Trade Secret | 2009
20252-215912-02 | Xcel Energy | 85 | 13781 | IOU | OID2806284 | 1000 | Other |  |  | Interconnected | Trade Secret | Trade |  |  | Commercial |  | Trade Secret | 2008 | 2009
20252-215912-02 | Xcel Energy | 85 | 13781 | IOU | OID2806304 |  | Wind |  |  | Withdrawn | Trade Secret | Trade |  |  |  |  | Trade Secret | 2005
20252-215912-02 | Xcel Energy | 85 | 13781 | IOU | OID2806310 |  | Solar |  |  | Withdrawn | Trade Secret | Trade |  |  |  |  | Trade Secret | 2009
20252-215912-02 | Xcel Energy | 85 | 13781 | IOU | OID2806317 |  | Wind |  |  | Withdrawn | Trade Secret | Trade |  |  |  |  | Trade Secret | 2009
20252-215912-02 | Xcel Energy | 85 | 13781 | IOU | OID2806324 |  | Wind |  |  | Withdrawn | Trade Secret | Trade |  |  |  |  | Trade Secret | 2007
20252-215912-02 | Xcel Energy | 85 | 13781 | IOU | OID2806328 |  | Wind |  |  | Withdrawn | Trade Secret | Trade |  |  |  |  | Trade Secret | 2009
20252-215912-02 | Xcel Energy | 85 | 13781 | IOU | OID2806337 | 2500 | Other |  |  | Interconnected | Trade Secret | Trade |  |  | Commercial |  | Trade Secret | 2010 | 2010
20252-215912-02 | Xcel Energy | 85 | 13781 | IOU | OID2806340 | 2500 | Other |  |  | Interconnected | Trade Secret | Trade |  |  | Commercial |  | Trade Secret | 2010 | 2010
20252-215912-02 | Xcel Energy | 85 | 13781 | IOU | OID2806341 | 2500 | Other |  |  | Interconnected | Trade Secret | Trade |  |  | Commercial |  | Trade Secret | 2010 | 2010
20252-215912-02 | Xcel Energy | 85 | 13781 | IOU | OID2806342 |  | Wind |  |  | Withdrawn | Trade Secret | Trade |  |  |  |  | Trade Secret | 2004
20252-215912-02 | Xcel Energy | 85 | 13781 | IOU | OID2806369 | 20 | Wind |  |  | Interconnected | Trade Secret | Trade |  |  | Residential |  | Trade Secret | 2009 | 2010
20252-215912-02 | Xcel Energy | 85 | 13781 | IOU | OID2806372 |  | Solar |  |  | Withdrawn | Trade Secret | Trade |  |  |  |  | Trade Secret | 2009
20252-215912-02 | Xcel Energy | 85 | 13781 | IOU | OID2806380 |  | Solar |  |  | Withdrawn | Trade Secret | Trade |  |  |  |  | Trade Secret | 2009
20252-215912-02 | Xcel Energy | 85 | 13781 | IOU | OID2806387 |  | Solar |  |  | Withdrawn | Trade Secret | Trade |  |  |  |  | Trade Secret | 2009
20252-215912-02 | Xcel Energy | 85 | 13781 | IOU | OID2806396 |  | Wind |  |  | Withdrawn | Trade Secret | Trade |  |  |  |  | Trade Secret | 2009
20252-215912-02 | Xcel Energy | 85 | 13781 | IOU | OID2806399 |  | Other |  |  | Withdrawn | Trade Secret | Trade |  |  |  |  | Trade Secret | 2010
20252-215912-02 | Xcel Energy | 85 | 13781 | IOU | OID2806401 | 1300 | Other |  |  | Interconnected | Trade Secret | Trade |  |  | Commercial |  | Trade Secret | 2010 | 2010
20252-215912-02 | Xcel Energy | 85 | 13781 | IOU | OID2806404 | 10 | Wind |  |  | Interconnected | Trade Secret | Trade |  |  | Residential |  | Trade Secret | 2010 | 2012
20252-215912-02 | Xcel Energy | 85 | 13781 | IOU | OID2806408 |  | Solar |  |  | Withdrawn | Trade Secret | Trade |  |  |  |  | Trade Secret | 2010
20252-215912-02 | Xcel Energy | 85 | 13781 | IOU | OID2806423 |  | Wind |  |  | Withdrawn | Trade Secret | Trade |  |  |  |  | Trade Secret | 2010
20252-215912-02 | Xcel Energy | 85 | 13781 | IOU | OID2806446 |  | Solar |  |  | Withdrawn | Trade Secret | Trade |  |  |  |  | Trade Secret | 2010
20252-215912-02 | Xcel Energy | 85 | 13781 | IOU | OID2806449 |  | Wind |  |  | Withdrawn | Trade Secret | Trade |  |  |  |  | Trade Secret | 2010
20252-215912-02 | Xcel Energy | 85 | 13781 | IOU | OID2806450 |  | Natural Gas |  |  | Withdrawn | Trade Secret | Trade |  |  |  |  | Trade Secret | 2010
20252-215912-02 | Xcel Energy | 85 | 13781 | IOU | OID2806454 | 2000 | Other |  |  | Interconnected | Trade Secret | Trade | ELP | ELP073 | Commercial |  | Trade Secret | 2010 | 2013
20252-215912-02 | Xcel Energy | 85 | 13781 | IOU | OID2806455 | 3.6 | Solar |  |  | Interconnected | Trade Secret | Trade | AIR | AIR073 | Commercial |  | Trade Secret | 2010 | 2011
20252-215912-02 | Xcel Energy | 85 | 13781 | IOU | OID2806461 |  | Other |  |  | Withdrawn | Trade Secret | Trade |  |  |  |  | Trade Secret | 2011
20252-215912-02 | Xcel Energy | 85 | 13781 | IOU | OID2806466 |  | Solar |  |  | Withdrawn | Trade Secret | Trade |  |  |  |  | Trade Secret | 2011
20252-215912-02 | Xcel Energy | 85 | 13781 | IOU | OID2806470 |  | Wind |  |  | Withdrawn | Trade Secret | Trade |  |  |  |  | Trade Secret | 2012
20252-215912-02 | Xcel Energy | 85 | 13781 | IOU | OID2806471 |  | Wind |  |  | Withdrawn | Trade Secret | Trade |  |  |  |  | Trade Secret | 2011
20252-215912-02 | Xcel Energy | 85 | 13781 | IOU | OID2806502 |  | Wind |  |  | Withdrawn | Trade Secret | Trade |  |  |  |  | Trade Secret | 2011
20252-215912-02 | Xcel Energy | 85 | 13781 | IOU | OID2806507 |  | Solar |  |  | Withdrawn | Trade Secret | Trade | LEX | LEX332 | Commercial |  | Trade Secret | 2011
20252-215912-02 | Xcel Energy | 85 | 13781 | IOU | OID2806513 | 400 | Other |  |  | Interconnected | Trade Secret | Trade | MOL | MOL073 | Commercial |  | Trade Secret | 2012 | 2012
20252-215912-02 | Xcel Energy | 85 | 13781 | IOU | OID2806514 |  | Other |  |  | Withdrawn | Trade Secret | Trade |  |  |  |  | Trade Secret | 2004
20252-215912-02 | Xcel Energy | 85 | 13781 | IOU | OID2806521 |  | Solar |  |  | Withdrawn | Trade Secret | Trade | HUG | HUG311 | Residential |  | Trade Secret | 2012
20252-215912-02 | Xcel Energy | 85 | 13781 | IOU | OID2806529 |  | Wind |  |  | Withdrawn | Trade Secret | Trade | CHE | CHE063 | Commercial |  | Trade Secret | 2012
20252-215912-02 | Xcel Energy | 85 | 13781 | IOU | OID2806531 |  | Solar |  |  | Withdrawn | Trade Secret | Trade | TLK | TLK066 | Commercial |  | Trade Secret | 2012
20252-215912-02 | Xcel Energy | 85 | 13781 | IOU | OID2806533 |  | Solar |  |  | Withdrawn | Trade Secret | Trade | GRC | GRC062 | Commercial |  | Trade Secret | 2012
20252-215912-02 | Xcel Energy | 85 | 13781 | IOU | OID2806534 |  | Solar |  |  | Withdrawn | Trade Secret | Trade | GRC | GRC062 | Commercial |  | Trade Secret | 2012
20252-215912-02 | Xcel Energy | 85 | 13781 | IOU | OID2806545 |  | Other |  |  | Withdrawn | Trade Secret | Trade |  |  |  |  | Trade Secret | 2012
20252-215912-02 | Xcel Energy | 85 | 13781 | IOU | OID2806559 |  | Other |  |  | Withdrawn | Trade Secret | Trade | WCS | WCS071 | Commercial |  | Trade Secret | 2012
20252-215912-02 | Xcel Energy | 85 | 13781 | IOU | OID2806560 |  | Natural Gas |  |  | Withdrawn | Trade Secret | Trade | HUG | HUG321 | Residential |  | Trade Secret | 2012
20252-215912-02 | Xcel Energy | 85 | 13781 | IOU | OID2806567 | 39.9 | Wind |  |  | Interconnected | Trade Secret | Trade | YLM | YLM211 | Residential |  | Trade Secret | 2012 | 2015
20252-215912-02 | Xcel Energy | 85 | 13781 | IOU | OID2806571 |  | Solar |  |  | Withdrawn | Trade Secret | Trade | OSS | OSS077 | Residential |  | Trade Secret | 2012
20252-215912-02 | Xcel Energy | 85 | 13781 | IOU | OID2806581 |  | Solar |  |  | Withdrawn | Trade Secret | Trade | MPK | MPK065 | Commercial |  | Trade Secret | 2012
20252-215912-02 | Xcel Energy | 85 | 13781 | IOU | OID2806583 |  | Solar |  |  | Withdrawn | Trade Secret | Trade | RIV | RIV075 | Commercial |  | Trade Secret | 2013
20252-215912-02 | Xcel Energy | 85 | 13781 | IOU | OID2806591 |  | Other |  |  | Withdrawn | Trade Secret | Trade |  |  |  |  | Trade Secret | 2012
20252-215912-02 | Xcel Energy | 85 | 13781 | IOU | OID2806592 |  | Other |  |  | Withdrawn | Trade Secret | Trade | BLL | BLL062 | Commercial |  | Trade Secret | 2013
20252-215912-02 | Xcel Energy | 85 | 13781 | IOU | OID2806593 |  | Wind |  |  | Withdrawn | Trade Secret | Trade | YLM | YLM212 | Residential |  | Trade Secret | 2015
20252-215912-02 | Xcel Energy | 85 | 13781 | IOU | OID2806594 | 0.999 | Wind |  |  | Interconnected | Trade Secret | Trade | CGR | CGR074 | Residential |  | Trade Secret | 2013 | 2013
20252-215912-02 | Xcel Energy | 85 | 13781 | IOU | OID2806595 |  | Solar |  |  | Withdrawn | Trade Secret | Trade | CGR | CGR074 | Residential |  | Trade Secret | 2013
20252-215912-02 | Xcel Energy | 85 | 13781 | IOU | OID2806609 |  | Solar |  |  | Withdrawn | Trade Secret | Trade | TWL | TWL071 | Residential |  | Trade Secret | 2013
20252-215912-02 | Xcel Energy | 85 | 13781 | IOU | OID2806610 |  | Other |  |  | Withdrawn | Trade Secret | Trade | UPP | UPP064 | Commercial |  | Trade Secret | 2013
20252-215912-02 | Xcel Energy | 85 | 13781 | IOU | OID2806612 |  | Solar |  |  | Withdrawn | Trade Secret | Trade | ANN | ANN021 | Commercial |  | Trade Secret | 2013
20252-215912-02 | Xcel Energy | 85 | 13781 | IOU | OID2806613 |  | Solar |  |  | Withdrawn | Trade Secret | Trade | LOO | LOOK1991 | Residential |  | Trade Secret | 2013
20252-215912-02 | Xcel Energy | 85 | 13781 | IOU | OID2806615 |  | Solar |  |  | Withdrawn | Trade Secret | Trade | LCR | LCR311 | Commercial |  | Trade Secret | 2013
20252-215912-02 | Xcel Energy | 85 | 13781 | IOU | OID2806616 |  | Solar |  |  | Withdrawn | Trade Secret | Trade | WWK | WWK311 | Commercial |  | Trade Secret | 2013
20252-215912-02 | Xcel Energy | 85 | 13781 | IOU | OID2806617 |  | Solar |  |  | Withdrawn | Trade Secret | Trade |  |  | Commercial |  | Trade Secret | 2013
20252-215912-02 | Xcel Energy | 85 | 13781 | IOU | OID2806618 |  | Solar |  |  | Withdrawn | Trade Secret | Trade | LAE | LAE061 | Commercial |  | Trade Secret | 2013
20252-215912-02 | Xcel Energy | 85 | 13781 | IOU | OID2806619 |  | Solar |  |  | Withdrawn | Trade Secret | Trade |  |  | Commercial |  | Trade Secret | 2013
20252-215912-02 | Xcel Energy | 85 | 13781 | IOU | OID2806626 |  | Other |  |  | Withdrawn | Trade Secret | Trade |  |  |  |  | Trade Secret | 2013
20252-215912-02 | Xcel Energy | 85 | 13781 | IOU | OID2806639 |  | Solar |  |  | Withdrawn | Trade Secret | Trade |  |  |  |  | Trade Secret | 2014
20252-215912-02 | Xcel Energy | 85 | 13781 | IOU | OID2806640 | 1.8 | Wind |  |  | Interconnected | Trade Secret | Trade | EKO | EKO021 | Residential |  | Trade Secret | 2014 | 2013
20252-215912-02 | Xcel Energy | 85 | 13781 | IOU | OID2806644 |  | Solar |  |  | Withdrawn | Trade Secret | Trade | ALB | ALB023 | Commercial |  | Trade Secret | 2014
20252-215912-02 | Xcel Energy | 85 | 13781 | IOU | OID2806645 |  | Solar |  |  | Withdrawn | Trade Secret | Trade | CHI | CHI311 | Commercial |  | Trade Secret | 2014
20252-215912-02 | Xcel Energy | 85 | 13781 | IOU | OID2806646 |  | Solar |  |  | Withdrawn | Trade Secret | Trade | ESW | ESW073 | Commercial |  | Trade Secret | 2014
20252-215912-02 | Xcel Energy | 85 | 13781 | IOU | OID2806649 |  | Solar |  |  | Withdrawn | Trade Secret | Trade |  |  |  |  | Trade Secret | 2014
20252-215912-02 | Xcel Energy | 85 | 13781 | IOU | OID2806650 |  | Solar |  |  | Withdrawn | Trade Secret | Trade |  |  |  |  | Trade Secret | 2014
20252-215912-02 | Xcel Energy | 85 | 13781 | IOU | OID2806653 | 2500 | Solar |  |  | Interconnected | Trade Secret | Trade | FAP | FAP061 | Commercial |  | Trade Secret | 2014 | 2016
20252-215912-02 | Xcel Energy | 85 | 13781 | IOU | OID2806654 |  | Solar |  |  | Withdrawn | Trade Secret | Trade |  |  |  |  | Trade Secret | 2013
20252-215912-02 | Xcel Energy | 85 | 13781 | IOU | OID2806657 |  | Solar |  |  | Withdrawn | Trade Secret | Trade |  |  |  |  | Trade Secret | 2014
20252-215912-02 | Xcel Energy | 85 | 13781 | IOU | OID2806658 |  | Solar |  |  | Withdrawn | Trade Secret | Trade |  |  |  |  | Trade Secret | 2014
20252-215912-02 | Xcel Energy | 85 | 13781 | IOU | OID2806659 |  | Solar |  |  | Withdrawn | Trade Secret | Trade |  |  |  |  | Trade Secret | 2014
20252-215912-02 | Xcel Energy | 85 | 13781 | IOU | OID2806660 |  | Solar |  |  | Withdrawn | Trade Secret | Trade |  |  |  |  | Trade Secret | 2014
20252-215912-02 | Xcel Energy | 85 | 13781 | IOU | OID2806661 |  | Solar |  |  | Withdrawn | Trade Secret | Trade |  |  |  |  | Trade Secret | 2014
20252-215912-02 | Xcel Energy | 85 | 13781 | IOU | OID2806662 |  | Solar |  |  | Withdrawn | Trade Secret | Trade |  |  |  |  | Trade Secret | 2014
20252-215912-02 | Xcel Energy | 85 | 13781 | IOU | OID2806663 |  | Solar |  |  | Withdrawn | Trade Secret | Trade |  |  |  |  | Trade Secret | 2014
20252-215912-02 | Xcel Energy | 85 | 13781 | IOU | OID2806664 |  | Solar |  |  | Withdrawn | Trade Secret | Trade |  |  |  |  | Trade Secret | 2014
20252-215912-02 | Xcel Energy | 85 | 13781 | IOU | OID2806665 |  | Solar |  |  | Withdrawn | Trade Secret | Trade |  |  |  |  | Trade Secret | 2014
20252-215912-02 | Xcel Energy | 85 | 13781 | IOU | OID2806667 |  | Solar |  |  | Withdrawn | Trade Secret | Trade |  |  |  |  | Trade Secret | 2014
20252-215912-02 | Xcel Energy | 85 | 13781 | IOU | OID2806668 |  | Solar |  |  | Withdrawn | Trade Secret | Trade |  |  |  |  | Trade Secret | 2014
20252-215912-02 | Xcel Energy | 85 | 13781 | IOU | OID2806669 |  | Solar |  |  | Withdrawn | Trade Secret | Trade |  |  |  |  | Trade Secret | 2014
20252-215912-02 | Xcel Energy | 85 | 13781 | IOU | OID2806670 |  | Solar |  |  | Withdrawn | Trade Secret | Trade |  |  |  |  | Trade Secret | 2014
20252-215912-02 | Xcel Energy | 85 | 13781 | IOU | OID2806671 |  | Solar |  |  | Withdrawn | Trade Secret | Trade |  |  |  |  | Trade Secret | 2014
20252-215912-02 | Xcel Energy | 85 | 13781 | IOU | OID2806675 |  | Solar |  |  | Withdrawn | Trade Secret | Trade |  |  |  |  | Trade Secret | 2014
20252-215912-02 | Xcel Energy | 85 | 13781 | IOU | OID2806676 |  | Solar |  |  | Withdrawn | Trade Secret | Trade |  |  |  |  | Trade Secret | 2014
20252-215912-02 | Xcel Energy | 85 | 13781 | IOU | OID2806677 |  | Solar |  |  | Withdrawn | Trade Secret | Trade |  |  |  |  | Trade Secret | 2014
20252-215912-02 | Xcel Energy | 85 | 13781 | IOU | OID2806678 |  | Solar |  |  | Withdrawn | Trade Secret | Trade |  |  |  |  | Trade Secret | 2014
20252-215912-02 | Xcel Energy | 85 | 13781 | IOU | OID2806679 |  | Solar |  |  | Withdrawn | Trade Secret | Trade |  |  |  |  | Trade Secret | 2014
20252-215912-02 | Xcel Energy | 85 | 13781 | IOU | OID2806682 |  | Solar |  |  | Withdrawn | Trade Secret | Trade |  |  |  |  | Trade Secret | 2014
20252-215912-02 | Xcel Energy | 85 | 13781 | IOU | OID2806683 |  | Solar |  |  | Withdrawn | Trade Secret | Trade | PAT | PAT313 | Commercial |  | Trade Secret | 2013
20252-215912-02 | Xcel Energy | 85 | 13781 | IOU | OID2806684 |  | Solar |  |  | Withdrawn | Trade Secret | Trade | WAS | WAS081 | Commercial |  | Trade Secret | 2013
20252-215912-02 | Xcel Energy | 85 | 13781 | IOU | OID2806685 |  | Solar |  |  | Withdrawn | Trade Secret | Trade |  |  |  |  | Trade Secret | 2013
20252-215912-02 | Xcel Energy | 85 | 13781 | IOU | OID2806686 |  | Solar |  |  | Withdrawn | Trade Secret | Trade |  |  |  |  | Trade Secret | 2013
20252-215912-02 | Xcel Energy | 85 | 13781 | IOU | OID2806687 |  | Solar |  |  | Withdrawn | Trade Secret | Trade | AVN | AVN021 | Residential |  | Trade Secret | 2015
20252-215912-02 | Xcel Energy | 85 | 13781 | IOU | OID2806688 |  | Solar |  |  | Withdrawn | Trade Secret | Trade | CGR | CGR061 | Residential |  | Trade Secret | 2014
20252-215912-02 | Xcel Energy | 85 | 13781 | IOU | OID2806689 | 4.3 | Solar |  |  | Interconnected | Trade Secret | Trade | CGR | CGR061 | Residential |  | Trade Secret | 2014 | 2015
20252-215912-02 | Xcel Energy | 85 | 13781 | IOU | OID2806696 |  | Solar |  |  | Withdrawn | Trade Secret | Trade |  |  |  |  | Trade Secret | 2014
20252-215912-02 | Xcel Energy | 85 | 13781 | IOU | OID2806697 |  | Solar |  |  | Withdrawn | Trade Secret | Trade |  |  |  |  | Trade Secret | 2014
20252-215912-02 | Xcel Energy | 85 | 13781 | IOU | OID2806698 |  | Solar |  |  | Withdrawn | Trade Secret | Trade |  |  |  |  | Trade Secret | 2014
20252-215912-02 | Xcel Energy | 85 | 13781 | IOU | OID2806699 |  | Solar |  |  | Withdrawn | Trade Secret | Trade |  |  |  |  | Trade Secret | 2014
20252-215912-02 | Xcel Energy | 85 | 13781 | IOU | OID2806720 |  | Solar |  |  | Withdrawn | Trade Secret | Trade | PIL | PIL021 | Residential |  | Trade Secret | 2014
20252-215912-02 | Xcel Energy | 85 | 13781 | IOU | OID2806723 |  | Solar |  |  | Withdrawn | Trade Secret | Trade |  |  |  |  | Trade Secret | 2015
20252-215912-02 | Xcel Energy | 85 | 13781 | IOU | OID2806737 | 78.3 | Solar |  |  | Interconnected | Trade Secret | Trade | WYO | WYO031 | Commercial |  | Trade Secret | 2015 | 2015
20252-215912-02 | Xcel Energy | 85 | 13781 | IOU | OID2806742 |  | Solar |  |  | Withdrawn | Trade Secret | Trade | HUG | HUG321 | Residential |  | Trade Secret | 2015
20252-215912-02 | Xcel Energy | 85 | 13781 | IOU | OID2806748 |  | Solar |  |  | Withdrawn | Trade Secret | Trade | SWN | SWN022 | Commercial |  | Trade Secret | 2015
20252-215912-02 | Xcel Energy | 85 | 13781 | IOU | OID2806753 |  | Solar |  |  | Withdrawn | Trade Secret | Trade | DOC | DOC211 | Residential |  | Trade Secret | 2015
20252-215912-02 | Xcel Energy | 85 | 13781 | IOU | OID2806755 |  | Solar |  |  | Withdrawn | Trade Secret | Trade | TER | TER061 | Commercial |  | Trade Secret | 2016
20252-215912-02 | Xcel Energy | 85 | 13781 | IOU | OID2806757 |  | Solar |  |  | Withdrawn | Trade Secret | Trade |  |  | Commercial |  | Trade Secret | 2015
20252-215912-02 | Xcel Energy | 85 | 13781 | IOU | OID2806772 |  | Solar |  |  | Withdrawn | Trade Secret | Trade | AVN | AVN021 | Residential |  | Trade Secret | 2016
20252-215912-02 | Xcel Energy | 85 | 13781 | IOU | OID2806781 | 8.1 |  |  |  | Withdrawn | Trade Secret | Trade | SOU | SOU060 | Residential | Solar*Rewards | Trade Secret | 2016
20252-215912-02 | Xcel Energy | 85 | 13781 | IOU | OID2806782 | 5.4 | Solar |  |  | Withdrawn | Trade Secret | Trade | BRP | BRP071 | Residential |  | Trade Secret | 2016
20252-215912-02 | Xcel Energy | 85 | 13781 | IOU | OID2806783 |  | Solar |  |  | Withdrawn | Trade Secret | Trade |  |  | Residential |  | Trade Secret | 2016
20252-215912-02 | Xcel Energy | 85 | 13781 | IOU | OID2807779 | 9.94 | Solar |  |  | Withdrawn | Trade Secret | Trade | WSG | WSG076 | Residential | Solar*Rewards | Trade Secret | 2016
20252-215912-02 | Xcel Energy | 85 | 13781 | IOU | OID2808330 |  | Solar |  |  | Withdrawn | Trade Secret | Trade | SOU | SOU088 | Residential | Solar*Rewards | Trade Secret | 2016
20252-215912-02 | Xcel Energy | 85 | 13781 | IOU | OID2814599 | 9.94 | Solar |  |  | Withdrawn | Trade Secret | Trade | LNS | LNS033 | Residential | Solar*Rewards | Trade Secret | 2016
20252-215912-02 | Xcel Energy | 85 | 13781 | IOU | OID2814727 | 9.995 | Solar |  |  | Withdrawn | Trade Secret | Trade | MST | MST075 | Commercial | Made in Minnesota | Trade Secret | 2016
20252-215912-02 | Xcel Energy | 85 | 13781 | IOU | OID2814752 | 9.995 | Solar |  |  | Withdrawn | Trade Secret | Trade | TER | TER061 | Commercial | Made in Minnesota | Trade Secret | 2016
20252-215912-02 | Xcel Energy | 85 | 13781 | IOU | OID2823038 | 9.94 | Solar |  |  | Withdrawn | Trade Secret | Trade | ALD | ALD085 | Residential | Solar*Rewards | Trade Secret | 2016
20252-215912-02 | Xcel Energy | 85 | 13781 | IOU | OID2828857 | 6.5 | Solar |  |  | Withdrawn | Trade Secret | Trade | ELP | ELP062 | Residential | Solar*Rewards | Trade Secret | 2016
20252-215912-02 | Xcel Energy | 85 | 13781 | IOU | OID2828862 | 3.5 | Solar |  |  | Withdrawn | Trade Secret | Trade | ELP | ELP062 | Residential | Solar*Rewards | Trade Secret | 2016
20252-215912-02 | Xcel Energy | 85 | 13781 | IOU | OID2838555 | 5 |  |  |  | Withdrawn | Trade Secret | Trade | HUG | HUG321 | Residential | Solar*Rewards | Trade Secret | 2016
20252-215912-02 | Xcel Energy | 85 | 13781 | IOU | OID2882807 | 5 | Solar |  |  | Withdrawn | Trade Secret | Trade | LIN | LIN031 | Residential | Solar*Rewards | Trade Secret | 2016
20252-215912-02 | Xcel Energy | 85 | 13781 | IOU | OID2882863 | 4.32 | Solar |  |  | Withdrawn | Trade Secret | Trade |  |  | Residential | Solar*Rewards | Trade Secret | 2016
20252-215912-02 | Xcel Energy | 85 | 13781 | IOU | OID2882876 | 9.94 |  |  |  | Withdrawn | Trade Secret | Trade | DND | DND071 | Residential | Solar*Rewards | Trade Secret | 2016
20252-215912-02 | Xcel Energy | 85 | 13781 | IOU | OID2882902 | 37.8 | Solar |  |  | Withdrawn | Trade Secret | Trade | WRR | WRR075 | Commercial | Made in Minnesota | Trade Secret | 2016
20252-215912-02 | Xcel Energy | 85 | 13781 | IOU | OID2882932 | 37.8 | Solar |  |  | Withdrawn | Trade Secret | Trade | ALD | ALD085 | Commercial | Made in Minnesota | Trade Secret | 2016
20252-215912-02 | Xcel Energy | 85 | 13781 | IOU | OID2883260 | 3 |  |  |  | Withdrawn | Trade Secret | Trade | MPK | MPK064 | Residential | Solar*Rewards | Trade Secret | 2016
20252-215912-02 | Xcel Energy | 85 | 13781 | IOU | OID2887123 |  | Solar |  |  | Withdrawn | Trade Secret | Trade | SOU | SOU072 | Residential | Solar*Rewards | Trade Secret | 2016
20252-215912-02 | Xcel Energy | 85 | 13781 | IOU | OID2887778 | 9.94 |  |  |  | Withdrawn | Trade Secret | Trade | WEH | WEH021 | Residential | Solar*Rewards | Trade Secret | 2016
20252-215912-02 | Xcel Energy | 85 | 13781 | IOU | OID2887794 | 9.94 |  |  |  | Withdrawn | Trade Secret | Trade | RLK | RLK069 | Residential | Solar*Rewards | Trade Secret | 2016
20252-215912-02 | Xcel Energy | 85 | 13781 | IOU | OID2887804 | 7.56 | Solar |  |  | Withdrawn | Trade Secret | Trade | WEB | WEB021 | Residential | Solar*Rewards | Trade Secret | 2016
20252-215912-02 | Xcel Energy | 85 | 13781 | IOU | OID2890902 |  | Solar |  |  | Withdrawn | Trade Secret | Trade | UPP | UPP084 | Residential | Solar*Rewards | Trade Secret | 2016
20252-215912-02 | Xcel Energy | 85 | 13781 | IOU | OID2890932 | 6 | Solar |  |  | Withdrawn | Trade Secret | Trade | UPP | UPP082 | Residential | Solar*Rewards | Trade Secret | 2016
20252-215912-02 | Xcel Energy | 85 | 13781 | IOU | OID2890939 | 17.565 | Solar |  |  | Withdrawn | Trade Secret | Trade | HAS | HAS021 | Commercial | Solar*Rewards | Trade Secret | 2016
20252-215912-02 | Xcel Energy | 85 | 13781 | IOU | OID2890944 | 3.8 | Solar |  |  | Withdrawn | Trade Secret | Trade | LEX | LEX074 | Residential | Solar*Rewards | Trade Secret | 2016
20252-215912-02 | Xcel Energy | 85 | 13781 | IOU | OID2890975 | 19.88 |  |  |  | Withdrawn | Trade Secret | Trade | WWK | WWK311 | Residential | Solar*Rewards | Trade Secret | 2016
20252-215912-02 | Xcel Energy | 85 | 13781 | IOU | OID2890985 | 6 | Solar |  |  | Withdrawn | Trade Secret | Trade | LIN | LIN022 | Residential | Solar*Rewards | Trade Secret | 2016
20252-215912-02 | Xcel Energy | 85 | 13781 | IOU | OID2890994 | 3.8 | Solar |  |  | Withdrawn | Trade Secret | Trade | APA | APA077 | Residential | Solar*Rewards | Trade Secret | 2016
20252-215912-02 | Xcel Energy | 85 | 13781 | IOU | OID2891013 | 15.94 | Solar |  |  | Withdrawn | Trade Secret | Trade | HAS | HAS021 | Commercial | Solar*Rewards | Trade Secret | 2016
20252-215912-02 | Xcel Energy | 85 | 13781 | IOU | OID2893101 | 6 | Solar |  |  | Withdrawn | Trade Secret | Trade | HYL | HYL063 | Residential | Solar*Rewards | Trade Secret | 2016
20252-215912-02 | Xcel Energy | 85 | 13781 | IOU | OID2893104 | 7.63 | Solar |  |  | Withdrawn | Trade Secret | Trade | SOU | SOU075 | Residential | Solar*Rewards | Trade Secret | 2016
20252-215912-02 | Xcel Energy | 85 | 13781 | IOU | OID2893105 | 6 | Solar |  |  | Withdrawn | Trade Secret | Trade | RLK | RLK069 | Residential | Solar*Rewards | Trade Secret | 2016
20252-215912-02 | Xcel Energy | 85 | 13781 | IOU | OID2898543 | 19.999 | Solar |  |  | Withdrawn | Trade Secret | Trade | WYO | WYO032 | Commercial | Solar*Rewards | Trade Secret | 2017
20252-215912-02 | Xcel Energy | 85 | 13781 | IOU | OID2898647 | 3 |  |  |  | Withdrawn | Trade Secret | Trade | WEF | WEF061 | Residential | Solar*Rewards | Trade Secret | 2017
20252-215912-02 | Xcel Energy | 85 | 13781 | IOU | OID2898652 | 5.67 |  |  |  | Withdrawn | Trade Secret | Trade | RMT | RMT321 | Residential | Solar*Rewards | Trade Secret | 2017
20252-215912-02 | Xcel Energy | 85 | 13781 | IOU | OID2898673 | 9.94 |  |  |  | Withdrawn | Trade Secret | Trade | NOF | NOF072 | Residential | Solar*Rewards | Trade Secret | 2017
20252-215912-02 | Xcel Energy | 85 | 13781 | IOU | OID2901522 | 3.8 |  |  |  | Withdrawn | Trade Secret | Trade | TER | TER062 | Residential | Solar*Rewards | Trade Secret | 2017
20252-215912-02 | Xcel Energy | 85 | 13781 | IOU | OID2902555 | 12 | Solar |  |  | Withdrawn | Trade Secret | Trade | AFT | AFT322 | Residential | Solar*Rewards | Trade Secret | 2017
20252-215912-02 | Xcel Energy | 85 | 13781 | IOU | OID2907457 | 7.625 |  |  |  | Withdrawn | Trade Secret | Trade | EDA | EDA075 | Residential | Solar*Rewards | Trade Secret | 2017
20252-215912-02 | Xcel Energy | 85 | 13781 | IOU | OID2907523 | 9.94 | Solar |  |  | Withdrawn | Trade Secret | Trade | WAS | WAS092 | Residential | Solar*Rewards | Trade Secret | 2017
20252-215912-02 | Xcel Energy | 85 | 13781 | IOU | OID2907803 | 5 | Solar |  |  | Withdrawn | Trade Secret | Trade | TER | TER062 | Residential | Solar*Rewards | Trade Secret | 2017
20252-215912-02 | Xcel Energy | 85 | 13781 | IOU | OID2907811 | 6 |  |  |  | Withdrawn | Trade Secret | Trade | RPL | RPL063 | Residential | Solar*Rewards | Trade Secret | 2017
20252-215912-02 | Xcel Energy | 85 | 13781 | IOU | OID2907996 | 36 | Solar |  |  | Withdrawn | Trade Secret | Trade | CLC | CLC221 | Commercial | Made in Minnesota | Trade Secret | 2017
20252-215912-02 | Xcel Energy | 85 | 13781 | IOU | OID2908553 | 6 | Solar |  |  | Withdrawn | Trade Secret | Trade | NOF | NOF061 | Residential | Made in Minnesota | Trade Secret | 2017
20252-215912-02 | Xcel Energy | 85 | 13781 | IOU | OID2911795 | 19.999 | Solar |  |  | Withdrawn | Trade Secret | Trade | RAM | RAM071 | Commercial | Solar*Rewards | Trade Secret | 2017
20252-215912-02 | Xcel Energy | 85 | 13781 | IOU | OID2911886 | 19.999 | Solar |  |  | Withdrawn | Trade Secret | Trade | RIV | RIV073 | Commercial | Solar*Rewards | Trade Secret | 2017
20252-215912-02 | Xcel Energy | 85 | 13781 | IOU | OID2912118 | 155.4 | Solar |  |  | Withdrawn | Trade Secret | Trade | RIV | RIV073 | Commercial |  | Trade Secret | 2017
20252-215912-02 | Xcel Energy | 85 | 13781 | IOU | OID2912376 |  | Solar |  |  | Withdrawn | Trade Secret | Trade | HWW | HWW061 | Residential | Made in Minnesota | Trade Secret | 2017
20252-215912-02 | Xcel Energy | 85 | 13781 | IOU | OID2913249 | 7.625 | Solar |  |  | Withdrawn | Trade Secret | Trade | MEL | MEL082 | Residential | Solar*Rewards | Trade Secret | 2017
20252-215912-02 | Xcel Energy | 85 | 13781 | IOU | OID2914082 | 6 |  |  |  | Withdrawn | Trade Secret | Trade | CHI | CHI311 | Residential | Solar*Rewards | Trade Secret | 2017
20252-215912-02 | Xcel Energy | 85 | 13781 | IOU | OID2914092 | 5 |  |  |  | Withdrawn | Trade Secret | Trade | PRR | PRR062 | Residential | Solar*Rewards | Trade Secret | 2017
20252-215912-02 | Xcel Energy | 85 | 13781 | IOU | OID2914189 | 36 | Solar |  |  | Withdrawn | Trade Secret | Trade | CLC | CLC221 | Commercial | Made in Minnesota | Trade Secret | 2017
20252-215912-02 | Xcel Energy | 85 | 13781 | IOU | OID2914555 | 275.2 | Solar |  |  | Withdrawn | Trade Secret | Trade | RIV | RIV073 | Commercial |  | Trade Secret | 2017
20252-215912-02 | Xcel Energy | 85 | 13781 | IOU | OID2914577 | 3 | Solar |  |  | Withdrawn | Trade Secret | Trade | SOU | SOU077 | Commercial | Solar*Rewards | Trade Secret | 2017
20252-215912-02 | Xcel Energy | 85 | 13781 | IOU | OID2915037 | 19.999 | Solar |  |  | Withdrawn | Trade Secret | Trade | RPL | RPL064 | Commercial | Solar*Rewards | Trade Secret | 2017
20252-215912-02 | Xcel Energy | 85 | 13781 | IOU | OID2915211 | 19.999 | Solar |  |  | Withdrawn | Trade Secret | Trade | OSS | OSS071 | Commercial | Solar*Rewards | Trade Secret | 2017
20252-215912-02 | Xcel Energy | 85 | 13781 | IOU | OID2916544 | 6 | Solar |  |  | Withdrawn | Trade Secret | Trade | COK | COK061 | Commercial | Solar*Rewards | Trade Secret | 2017
20252-215912-02 | Xcel Energy | 85 | 13781 | IOU | OID2917717 | 9.94 |  |  |  | Withdrawn | Trade Secret | Trade | LAB | LAB312 | Residential | Solar*Rewards | Trade Secret | 2017
20252-215912-02 | Xcel Energy | 85 | 13781 | IOU | OID2917720 | 9.94 | Solar |  |  | Withdrawn | Trade Secret | Trade | RLK | RLK065 | Residential | Solar*Rewards | Trade Secret | 2017
20252-215912-02 | Xcel Energy | 85 | 13781 | IOU | OID2917721 | 9.94 |  |  |  | Withdrawn | Trade Secret | Trade | EKO | EKO021 | Residential | Solar*Rewards | Trade Secret | 2017
20252-215912-02 | Xcel Energy | 85 | 13781 | IOU | OID2918005 | 15.26 | Solar |  |  | Withdrawn | Trade Secret | Trade | MGN | MGN211 | Residential | Solar*Rewards | Trade Secret | 2017
20252-215912-02 | Xcel Energy | 85 | 13781 | IOU | OID2919040 | 19.999 | Solar |  |  | Withdrawn | Trade Secret | Trade | PKL | PKL072 | Commercial | Solar*Rewards | Trade Secret | 2017
20252-215912-02 | Xcel Energy | 85 | 13781 | IOU | OID2919161 | 8.64 | Solar |  |  | Withdrawn | Trade Secret | Trade | LLK | LLK063 | Commercial | Solar*Rewards | Trade Secret | 2017
20252-215912-02 | Xcel Energy | 85 | 13781 | IOU | OID2919245 | 8.64 | Solar |  |  | Withdrawn | Trade Secret | Trade | LLK | LLK063 | Commercial | Solar*Rewards | Trade Secret | 2017
20252-215912-02 | Xcel Energy | 85 | 13781 | IOU | OID2919251 | 8.64 | Solar |  |  | Withdrawn | Trade Secret | Trade | LLK | LLK063 | Commercial | Solar*Rewards | Trade Secret | 2017
20252-215912-02 | Xcel Energy | 85 | 13781 | IOU | OID2919284 | 19.999 | Solar |  |  | Withdrawn | Trade Secret | Trade | PKL | PKL072 | Commercial | Solar*Rewards | Trade Secret | 2017
20252-215912-02 | Xcel Energy | 85 | 13781 | IOU | OID2919813 | 9.94 |  |  |  | Withdrawn | Trade Secret | Trade | MEL | MEL074 | Residential | Solar*Rewards | Trade Secret | 2017
20252-215912-02 | Xcel Energy | 85 | 13781 | IOU | OID2919814 | 9.94 |  |  |  | Withdrawn | Trade Secret | Trade | RAM | RAM073 | Residential | Solar*Rewards | Trade Secret | 2017
20252-215912-02 | Xcel Energy | 85 | 13781 | IOU | OID2919815 |  | Solar |  |  | Withdrawn | Trade Secret | Trade | MEL | MEL074 | Residential | Solar*Rewards | Trade Secret | 2017
20252-215912-02 | Xcel Energy | 85 | 13781 | IOU | OID2920287 |  | Solar |  |  | Withdrawn | Trade Secret | Trade | NOF | NOF061 | Residential | Solar*Rewards | Trade Secret | 2017
20252-215912-02 | Xcel Energy | 85 | 13781 | IOU | OID2920391 |  | Solar |  |  | Withdrawn | Trade Secret | Trade | HWW | HWW061 | Residential | Made in Minnesota | Trade Secret | 2017
20252-215912-02 | Xcel Energy | 85 | 13781 | IOU | OID2920427 | 19.999 | Solar |  |  | Withdrawn | Trade Secret | Trade | APA | APA077 | Commercial | Solar*Rewards | Trade Secret | 2017
20252-215912-02 | Xcel Energy | 85 | 13781 | IOU | OID2920434 | 19.999 | Solar |  |  | Withdrawn | Trade Secret | Trade | APA | APA077 | Commercial | Solar*Rewards | Trade Secret | 2017
20252-215912-02 | Xcel Energy | 85 | 13781 | IOU | OID2922116 | 6 | Solar |  |  | Withdrawn | Trade Secret | Trade | WTN | WTN061 | Residential | Solar*Rewards | Trade Secret | 2017
20252-215912-02 | Xcel Energy | 85 | 13781 | IOU | OID2922127 | 12 | Solar |  |  | Withdrawn | Trade Secret | Trade | TSS | TSS061 | Commercial | Solar*Rewards | Trade Secret | 2017
20252-215912-02 | Xcel Energy | 85 | 13781 | IOU | OID2922196 |  | Natural Gas |  |  | Withdrawn | Trade Secret | Trade | LEX | LEX073 | Commercial |  | Trade Secret | 2017
20252-215912-02 | Xcel Energy | 85 | 13781 | IOU | OID2923113 | 39.998 | Solar |  |  | Withdrawn | Trade Secret | Trade | RIV | RIV064 | Commercial | Solar*Rewards | Trade Secret | 2017
20252-215912-02 | Xcel Energy | 85 | 13781 | IOU | OID2923416 | 7.625 | Solar |  |  | Withdrawn | Trade Secret | Trade | CGR | CGR061 | Residential | Made in Minnesota | Trade Secret | 2017
20252-215912-02 | Xcel Energy | 85 | 13781 | IOU | OID2923699 | 19.999 | Solar |  |  | Withdrawn | Trade Secret | Trade |  |  | Residential | Solar*Rewards | Trade Secret | 2017
20252-215912-02 | Xcel Energy | 85 | 13781 | IOU | OID2924249 | 9.94 |  |  |  | Withdrawn | Trade Secret | Trade | GLK | GLK065 | Residential | Solar*Rewards | Trade Secret | 2017
20252-215912-02 | Xcel Energy | 85 | 13781 | IOU | OID2932123 | 9.94 |  |  |  | Withdrawn | Trade Secret | Trade | RPO | RPO312 | Residential | Solar*Rewards | Trade Secret | 2017
20252-215912-02 | Xcel Energy | 85 | 13781 | IOU | OID2932134 | 9.94 |  |  |  | Withdrawn | Trade Secret | Trade | EBL | EBL084 | Residential | Solar*Rewards | Trade Secret | 2017
20252-215912-02 | Xcel Energy | 85 | 13781 | IOU | OID2932665 | 9.94 | Solar |  |  | Withdrawn | Trade Secret | Trade | HUG | HUG321 | Residential | Solar*Rewards | Trade Secret | 2017
20252-215912-02 | Xcel Energy | 85 | 13781 | IOU | OID2932898 |  | Solar |  |  | Withdrawn | Trade Secret | Trade | MDT | MDT067 | Commercial | Solar*Rewards | Trade Secret | 2017
20252-215912-02 | Xcel Energy | 85 | 13781 | IOU | OID2936059 | 17.57 |  |  |  | Withdrawn | Trade Secret | Trade | HUG | HUG321 | Residential | Solar*Rewards | Trade Secret | 2017
20252-215912-02 | Xcel Energy | 85 | 13781 | IOU | OID2936107 | 3.8 | Solar |  |  | Withdrawn | Trade Secret | Trade |  |  | Residential | Solar*Rewards | Trade Secret | 2017
20252-215912-02 | Xcel Energy | 85 | 13781 | IOU | OID2937437 |  | Solar |  |  | Withdrawn | Trade Secret | Trade | LAC | LAC063 | Commercial | Solar*Rewards | Trade Secret | 2017
20252-215912-02 | Xcel Energy | 85 | 13781 | IOU | OID2939224 | 9.94 | Solar |  |  | Withdrawn | Trade Secret | Trade | LEX | LEX071 | Residential | Solar*Rewards | Trade Secret | 2017
20252-215912-02 | Xcel Energy | 85 | 13781 | IOU | OID2939253 |  | Solar |  |  | Withdrawn | Trade Secret | Trade | GNL | GNL071 | Residential | Solar*Rewards | Trade Secret | 2017
20252-215912-02 | Xcel Energy | 85 | 13781 | IOU | OID2942670 |  | Solar |  |  | Withdrawn | Trade Secret | Trade | MEL | MEL061 | Commercial | Solar*Rewards | Trade Secret | 2017
20252-215912-02 | Xcel Energy | 85 | 13781 | IOU | OID2942809 | 19.999 | Solar |  |  | Withdrawn | Trade Secret | Trade | HSN | HSN321 | Commercial | Solar*Rewards | Trade Secret | 2017
20252-215912-02 | Xcel Energy | 85 | 13781 | IOU | OID2942813 | 19.999 | Solar |  |  | Withdrawn | Trade Secret | Trade | HSN | HSN321 | Commercial | Solar*Rewards | Trade Secret | 2017
20252-215912-02 | Xcel Energy | 85 | 13781 | IOU | OID2942841 | 19.999 | Solar |  |  | Withdrawn | Trade Secret | Trade | HSN | HSN311 | Commercial | Solar*Rewards | Trade Secret | 2017
20252-215912-02 | Xcel Energy | 85 | 13781 | IOU | OID2943701 | 3.747 | Solar |  |  | Withdrawn | Trade Secret | Trade | WES | WES063 | Residential | Solar*Rewards | Trade Secret | 2017
20252-215912-02 | Xcel Energy | 85 | 13781 | IOU | OID2945862 |  | Solar |  |  | Withdrawn | Trade Secret | Trade | MEL | MEL061 | Commercial | Solar*Rewards | Trade Secret | 2017
20252-215912-02 | Xcel Energy | 85 | 13781 | IOU | OID2945920 |  | Solar |  |  | Withdrawn | Trade Secret | Trade | MEL | MEL061 | Commercial | Solar*Rewards | Trade Secret | 2017
20252-215912-02 | Xcel Energy | 85 | 13781 | IOU | OID2946021 |  | Solar |  |  | Withdrawn | Trade Secret | Trade | MEL | MEL061 | Commercial | Solar*Rewards | Trade Secret | 2017
20252-215912-02 | Xcel Energy | 85 | 13781 | IOU | OID2946537 | 2.962 | Solar |  |  | Withdrawn | Trade Secret | Trade |  |  | Commercial | Solar*Rewards | Trade Secret | 2017
20252-215912-02 | Xcel Energy | 85 | 13781 | IOU | OID2947229 |  | Solar |  |  | Withdrawn | Trade Secret | Trade | ALD | ALD085 | Residential | Made in Minnesota | Trade Secret | 2017
20252-215912-02 | Xcel Energy | 85 | 13781 | IOU | OID2947270 |  | Solar |  |  | Withdrawn | Trade Secret | Trade | SOU | SOU072 | Commercial | Solar*Rewards | Trade Secret | 2017
20252-215912-02 | Xcel Energy | 85 | 13781 | IOU | OID2947271 | 29.82 | Solar |  |  | Withdrawn | Trade Secret | Trade | SOU | SOU072 | Commercial | Solar*Rewards | Trade Secret | 2017
20252-215912-02 | Xcel Energy | 85 | 13781 | IOU | OID2947272 |  | Solar |  |  | Withdrawn | Trade Secret | Trade |  |  | Commercial | Solar*Rewards | Trade Secret | 2017
20252-215912-02 | Xcel Energy | 85 | 13781 | IOU | OID2947992 | 5 | Solar |  |  | Withdrawn | Trade Secret | Trade | APA | APA067 | Residential | Solar*Rewards | Trade Secret | 2017
20252-215912-02 | Xcel Energy | 85 | 13781 | IOU | OID2947993 |  | Solar |  |  | Withdrawn | Trade Secret | Trade | GLK | GLK063 | Residential | Solar*Rewards | Trade Secret | 2017
20252-215912-02 | Xcel Energy | 85 | 13781 | IOU | OID2949242 | 20 | Solar |  |  | Withdrawn | Trade Secret | Trade | TER | TER075 | Commercial | Solar*Rewards | Trade Secret | 2017
20252-215912-02 | Xcel Energy | 85 | 13781 | IOU | OID2949266 | 29.85 | Solar |  |  | Withdrawn | Trade Secret | Trade | TER | TER075 | Commercial | Made in Minnesota | Trade Secret | 2017
20252-215912-02 | Xcel Energy | 85 | 13781 | IOU | OID2950512 | 19.999 | Solar |  |  | Withdrawn | Trade Secret | Trade | RLK | RLK069 | Commercial | Solar*Rewards | Trade Secret | 2017
20252-215912-02 | Xcel Energy | 85 | 13781 | IOU | OID2954619 | 7 | Solar |  |  | Withdrawn | Trade Secret | Trade | WTN | WTN061 | Residential | Solar*Rewards | Trade Secret | 2017
20252-215912-02 | Xcel Energy | 85 | 13781 | IOU | OID2954988 | 7.63 | Solar |  |  | Withdrawn | Trade Secret | Trade | DBL | DBL073 | Residential | Solar*Rewards | Trade Secret | 2017
20252-215912-02 | Xcel Energy | 85 | 13781 | IOU | OID2954989 | 6 | Solar |  |  | Withdrawn | Trade Secret | Trade | UPP | UPP085 | Residential | Solar*Rewards | Trade Secret | 2017
20252-215912-02 | Xcel Energy | 85 | 13781 | IOU | OID2955612 | 11.39 | Solar |  |  | Withdrawn | Trade Secret | Trade | AFT | AFT322 | Residential | Solar*Rewards | Trade Secret | 2017
20252-215912-02 | Xcel Energy | 85 | 13781 | IOU | OID2955689 | 5 |  |  |  | Withdrawn | Trade Secret | Trade | GNL | GNL072 | Residential | Solar*Rewards | Trade Secret | 2017
20252-215912-02 | Xcel Energy | 85 | 13781 | IOU | OID2956311 | 9.94 | Solar |  |  | Withdrawn | Trade Secret | Trade | WDY | WDY311 | Residential | Solar*Rewards | Trade Secret | 2017
20252-215912-02 | Xcel Energy | 85 | 13781 | IOU | OID2956543 | 7.63 | Solar |  |  | Withdrawn | Trade Secret | Trade | EDP | EDP073 | Residential | Made in Minnesota | Trade Secret | 2017
20252-215912-02 | Xcel Energy | 85 | 13781 | IOU | OID2958838 |  | Solar |  |  | Withdrawn | Trade Secret | Trade | TSS | TSS061 | Commercial | Solar*Rewards | Trade Secret | 2017
20252-215912-02 | Xcel Energy | 85 | 13781 | IOU | OID2962359 | 9.94 | Solar |  |  | Withdrawn | Trade Secret | Trade | LAB | LAB312 | Residential | Made in Minnesota | Trade Secret | 2017
20252-215912-02 | Xcel Energy | 85 | 13781 | IOU | OID2963027 | 7.63 | Solar |  |  | Withdrawn | Trade Secret | Trade | CRL | CRL033 | Residential | Made in Minnesota | Trade Secret | 2017
20252-215912-02 | Xcel Energy | 85 | 13781 | IOU | OID2963054 | 6 | Solar |  |  | Withdrawn | Trade Secret | Trade | IDA | IDA064 | Residential | Made in Minnesota | Trade Secret | 2017
20252-215912-02 | Xcel Energy | 85 | 13781 | IOU | OID2963115 | 7.63 | Solar |  |  | Withdrawn | Trade Secret | Trade | WSG | WSG075 | Residential | Made in Minnesota | Trade Secret | 2017
20252-215912-02 | Xcel Energy | 85 | 13781 | IOU | OID2963118 | 11.39 | Solar |  |  | Withdrawn | Trade Secret | Trade | WDY | WDY322 | Residential | Made in Minnesota | Trade Secret | 2017
20252-215912-02 | Xcel Energy | 85 | 13781 | IOU | OID2963216 | 7.63 | Solar |  |  | Withdrawn | Trade Secret | Trade | UPP | UPP084 | Residential | Made in Minnesota | Trade Secret | 2017
20252-215912-02 | Xcel Energy | 85 | 13781 | IOU | OID2963227 | 7.63 | Solar |  |  | Withdrawn | Trade Secret | Trade | TWL | TWL062 | Residential | Made in Minnesota | Trade Secret | 2017
20252-215912-02 | Xcel Energy | 85 | 13781 | IOU | OID2963249 | 7.92 | Solar |  |  | Withdrawn | Trade Secret | Trade | MEL | MEL074 | Residential | Made in Minnesota | Trade Secret | 2017
20252-215912-02 | Xcel Energy | 85 | 13781 | IOU | OID2963372 | 6 | Solar |  |  | Withdrawn | Trade Secret | Trade | RPL | RPL063 | Residential | Made in Minnesota | Trade Secret | 2017
20252-215912-02 | Xcel Energy | 85 | 13781 | IOU | OID2964902 | 3.747 | Solar |  |  | Withdrawn | Trade Secret | Trade | MPK | MPK063 | Commercial | Made in Minnesota | Trade Secret | 2017
20252-215912-02 | Xcel Energy | 85 | 13781 | IOU | OID2966284 | 0.5 | Solar |  |  | Withdrawn | Trade Secret | Trade | RAM | RAM063 | Residential | Made in Minnesota | Trade Secret | 2017
20252-215912-02 | Xcel Energy | 85 | 13781 | IOU | OID2966350 | 9.94 | Solar |  |  | Withdrawn | Trade Secret | Trade | RPO | RPO312 | Residential | Made in Minnesota | Trade Secret | 2017
20252-215912-02 | Xcel Energy | 85 | 13781 | IOU | OID2966864 | 19.999 | Solar |  |  | Withdrawn | Trade Secret | Trade | WSG | WSG352 | Commercial | Solar*Rewards | Trade Secret | 2017
20252-215912-02 | Xcel Energy | 85 | 13781 | IOU | OID2966867 | 19.999 | Solar |  |  | Withdrawn | Trade Secret | Trade | WSG | WSG062 | Commercial | Solar*Rewards | Trade Secret | 2017
20252-215912-02 | Xcel Energy | 85 | 13781 | IOU | OID2967955 |  | Solar |  |  | Withdrawn | Trade Secret | Trade | FRA | FRA211 | Residential | Solar*Rewards | Trade Secret | 2017
20252-215912-02 | Xcel Energy | 85 | 13781 | IOU | OID2968301 |  | Solar |  |  | Withdrawn | Trade Secret | Trade | MTV | MTV022 | Residential |  | Trade Secret | 2017
20252-215912-02 | Xcel Energy | 85 | 13781 | IOU | OID2968378 | 9.94 | Solar |  |  | Withdrawn | Trade Secret | Trade | LAB | LAB312 | Residential | Made in Minnesota | Trade Secret | 2017
20252-215912-02 | Xcel Energy | 85 | 13781 | IOU | OID2968454 | 5 | Solar |  |  | Withdrawn | Trade Secret | Trade | SLP | SLP087 | Residential | Made in Minnesota | Trade Secret | 2017
20252-215912-02 | Xcel Energy | 85 | 13781 | IOU | OID2968489 | 7.625 | Solar |  |  | Withdrawn | Trade Secret | Trade | TWL | TWL066 | Residential | Made in Minnesota | Trade Secret | 2017
20252-215912-02 | Xcel Energy | 85 | 13781 | IOU | OID2968510 | 5 | Solar |  |  | Withdrawn | Trade Secret | Trade | OAD | OAD071 | Residential | Made in Minnesota | Trade Secret | 2017
20252-215912-02 | Xcel Energy | 85 | 13781 | IOU | OID2968648 | 150 | Solar |  |  | Withdrawn | Trade Secret | Trade | MTV | MTV022 | Residential |  | Trade Secret | 2017
20252-215912-02 | Xcel Energy | 85 | 13781 | IOU | OID2968656 |  | Solar |  |  | Withdrawn | Trade Secret | Trade | LOK | LOK081 | Residential | Solar*Rewards | Trade Secret | 2017
20252-215912-02 | Xcel Energy | 85 | 13781 | IOU | OID2968766 | 3.8 | Solar |  |  | Withdrawn | Trade Secret | Trade | GLK | GLK071 | Residential | Made in Minnesota | Trade Secret | 2017
20252-215912-02 | Xcel Energy | 85 | 13781 | IOU | OID2968796 | 9.94 | Solar |  |  | Withdrawn | Trade Secret | Trade | LCR | LCR311 | Commercial | Made in Minnesota | Trade Secret | 2017
20252-215912-02 | Xcel Energy | 85 | 13781 | IOU | OID2968821 | 7.63 | Solar |  |  | Withdrawn | Trade Secret | Trade | GLK | GLK061 | Residential | Made in Minnesota | Trade Secret | 2017
20252-215912-02 | Xcel Energy | 85 | 13781 | IOU | OID2968833 | 7.63 | Solar |  |  | Withdrawn | Trade Secret | Trade | PAT | PAT313 | Residential | Made in Minnesota | Trade Secret | 2017
20252-215912-02 | Xcel Energy | 85 | 13781 | IOU | OID2968973 | 7.625 | Solar |  |  | Withdrawn | Trade Secret | Trade | BRP | BRP072 | Residential | Made in Minnesota | Trade Secret | 2017
20252-215912-02 | Xcel Energy | 85 | 13781 | IOU | OID2969033 |  | Solar |  |  | Withdrawn | Trade Secret | Trade | MPK | MPK087 | Residential | Solar*Rewards | Trade Secret | 2017
20252-215912-02 | Xcel Energy | 85 | 13781 | IOU | OID2969037 |  | Solar |  |  | Withdrawn | Trade Secret | Trade | MPK | MPK087 | Residential | Solar*Rewards | Trade Secret | 2017
20252-215912-02 | Xcel Energy | 85 | 13781 | IOU | OID2969074 | 18 | Solar |  |  | Withdrawn | Trade Secret | Trade | MST | MST075 | Commercial | Solar*Rewards | Trade Secret | 2017
20252-215912-02 | Xcel Energy | 85 | 13781 | IOU | OID2969168 | 3.8 | Solar |  |  | Withdrawn | Trade Secret | Trade | RRK | RRK082 | Residential | Made in Minnesota | Trade Secret | 2017
20252-215912-02 | Xcel Energy | 85 | 13781 | IOU | OID2969260 | 5 | Solar |  |  | Withdrawn | Trade Secret | Trade | WIL | WIL097 | Residential | Made in Minnesota | Trade Secret | 2017
20252-215912-02 | Xcel Energy | 85 | 13781 | IOU | OID2969413 | 33.4 | Solar |  |  | Withdrawn | Trade Secret | Trade | LEX | LEX075 | Commercial | Made in Minnesota | Trade Secret | 2017
20252-215912-02 | Xcel Energy | 85 | 13781 | IOU | OID2975243 | 9.94 | Solar |  |  | Withdrawn | Trade Secret | Trade | EKO | EKO021 | Residential | Made in Minnesota | Trade Secret | 2017
20252-215912-02 | Xcel Energy | 85 | 13781 | IOU | OID2981909 |  | Solar |  |  | Withdrawn | Trade Secret | Trade | SOU | SOU083 | Residential | Made in Minnesota | Trade Secret | 2017
20252-215912-02 | Xcel Energy | 85 | 13781 | IOU | OID2983151 | 9.94 | Solar |  |  | Withdrawn | Trade Secret | Trade | HWW | HWW062 | Residential | Made in Minnesota | Trade Secret | 2017
20252-215912-02 | Xcel Energy | 85 | 13781 | IOU | OID2983229 | 19.999 | Solar |  |  | Withdrawn | Trade Secret | Trade | RWD | RWD063 | Commercial | Solar*Rewards | Trade Secret | 2017
20252-215912-02 | Xcel Energy | 85 | 13781 | IOU | OID2983554 | 3.8 | Solar |  |  | Withdrawn | Trade Secret | Trade | MOL | MOL078 | Residential | Solar*Rewards | Trade Secret | 2017
20252-215912-02 | Xcel Energy | 85 | 13781 | IOU | OID2983966 |  | Solar |  |  | Withdrawn | Trade Secret | Trade | DPN | DPN073 | Residential | Solar*Rewards | Trade Secret | 2017
20252-215912-02 | Xcel Energy | 85 | 13781 | IOU | OID2984018 |  | Solar |  |  | Withdrawn | Trade Secret | Trade | HWW | HWW072 | Commercial | Made in Minnesota | Trade Secret | 2017
20252-215912-02 | Xcel Energy | 85 | 13781 | IOU | OID2984424 | 9.94 | Solar |  |  | Withdrawn | Trade Secret | Trade | RMT | RMT321 | Residential | Made in Minnesota | Trade Secret | 2017
20252-215912-02 | Xcel Energy | 85 | 13781 | IOU | OID2986980 | 9.94 | Solar |  |  | Withdrawn | Trade Secret | Trade | WAS | WAS092 | Residential | Made in Minnesota | Trade Secret | 2017
20252-215912-02 | Xcel Energy | 85 | 13781 | IOU | OID2987858 | 17.565 | Solar |  |  | Withdrawn | Trade Secret | Trade | SMT | SMT063 | Commercial | Solar*Rewards | Trade Secret | 2017
20252-215912-02 | Xcel Energy | 85 | 13781 | IOU | OID2988408 | 6 | Solar |  |  | Withdrawn | Trade Secret | Trade | HOL | HOL061 | Residential | Made in Minnesota | Trade Secret | 2017
20252-215912-02 | Xcel Energy | 85 | 13781 | IOU | OID2988532 |  | Solar |  |  | Withdrawn | Trade Secret | Trade | MEL | MEL068 | Residential | Solar*Rewards | Trade Secret | 2017
20252-215912-02 | Xcel Energy | 85 | 13781 | IOU | OID2988626 | 6 | Solar |  |  | Withdrawn | Trade Secret | Trade | MHW | MHW311 | Residential | Made in Minnesota | Trade Secret | 2017
20252-215912-02 | Xcel Energy | 85 | 13781 | IOU | OID2988800 | 5 | Solar |  |  | Withdrawn | Trade Secret | Trade | TER | TER062 | Residential | Made in Minnesota | Trade Secret | 2017
20252-215912-02 | Xcel Energy | 85 | 13781 | IOU | OID2988815 | 6 | Solar |  |  | Withdrawn | Trade Secret | Trade | MPK | MPK063 | Residential | Made in Minnesota | Trade Secret | 2017
20252-215912-02 | Xcel Energy | 85 | 13781 | IOU | OID2989167 | 6 | Solar |  |  | Withdrawn | Trade Secret | Trade | RMT | RMT321 | Residential | Solar*Rewards | Trade Secret | 2017
20252-215912-02 | Xcel Energy | 85 | 13781 | IOU | OID2989394 | 3.8 | Solar |  |  | Withdrawn | Trade Secret | Trade | WES | WES074 | Residential | Made in Minnesota | Trade Secret | 2017
20252-215912-02 | Xcel Energy | 85 | 13781 | IOU | OID2989402 | 11.39 | Solar |  |  | Withdrawn | Trade Secret | Trade | RED | RED091 | Residential | Solar*Rewards | Trade Secret | 2017
20252-215912-02 | Xcel Energy | 85 | 13781 | IOU | OID2989406 | 9.94 | Solar |  |  | Withdrawn | Trade Secret | Trade | OPK | OPK077 | Residential | Made in Minnesota | Trade Secret | 2017
20252-215912-02 | Xcel Energy | 85 | 13781 | IOU | OID2989605 | 7.92 | Solar |  |  | Withdrawn | Trade Secret | Trade | WIN | WIN033 | Residential | Made in Minnesota | Trade Secret | 2017
20252-215912-02 | Xcel Energy | 85 | 13781 | IOU | OID2989672 | 9.94 | Solar |  |  | Withdrawn | Trade Secret | Trade | RAM | RAM064 | Residential | Solar*Rewards | Trade Secret | 2017
20252-215912-02 | Xcel Energy | 85 | 13781 | IOU | OID2989825 | 9.94 | Solar |  |  | Withdrawn | Trade Secret | Trade | MEL | MEL081 | Residential | Made in Minnesota | Trade Secret | 2017
20252-215912-02 | Xcel Energy | 85 | 13781 | IOU | OID2991848 | 7.63 | Solar |  |  | Withdrawn | Trade Secret | Trade | GSL | GSL341 | Residential | Made in Minnesota | Trade Secret | 2017
20252-215912-02 | Xcel Energy | 85 | 13781 | IOU | OID2992882 |  | Solar |  |  | Withdrawn | Trade Secret | Trade | RWD | RWD081 | Residential | Solar*Rewards | Trade Secret | 2017
20252-215912-02 | Xcel Energy | 85 | 13781 | IOU | OID2994655 | 10 | Solar |  |  | Withdrawn | Trade Secret | Trade | WAT | WAT081 | Residential | Made in Minnesota | Trade Secret | 2017
20252-215912-02 | Xcel Energy | 85 | 13781 | IOU | OID2995872 | 5 | Solar |  |  | Withdrawn | Trade Secret | Trade | APA | APA067 | Residential | Made in Minnesota | Trade Secret | 2017
20252-215912-02 | Xcel Energy | 85 | 13781 | IOU | OID2996807 |  | Solar |  |  | Withdrawn | Trade Secret | Trade | SOU | SOU075 | Residential | Made in Minnesota | Trade Secret | 2017
20252-215912-02 | Xcel Energy | 85 | 13781 | IOU | OID2996824 |  | Solar |  |  | Withdrawn | Trade Secret | Trade | ALB | ALB022 | Residential | Solar*Rewards | Trade Secret | 2017
20252-215912-02 | Xcel Energy | 85 | 13781 | IOU | OID2996828 | 5 | Solar |  |  | Withdrawn | Trade Secret | Trade | SCL | SCL312 | Residential | Solar*Rewards | Trade Secret | 2017
20252-215912-02 | Xcel Energy | 85 | 13781 | IOU | OID2996968 | 7.625 |  |  |  | Withdrawn | Trade Secret | Trade | TLK | TLK075 | Residential | Solar*Rewards | Trade Secret | 2017
20252-215912-02 | Xcel Energy | 85 | 13781 | IOU | OID2997201 | 7.63 | Solar |  |  | Withdrawn | Trade Secret | Trade | WIN | WIN023 | Residential | Made in Minnesota | Trade Secret | 2017
20252-215912-02 | Xcel Energy | 85 | 13781 | IOU | OID2997242 |  | Solar |  |  | Withdrawn | Trade Secret | Trade | RPO | RPO312 | Residential | Made in Minnesota | Trade Secret | 2017
20252-215912-02 | Xcel Energy | 85 | 13781 | IOU | OID2997284 |  | Solar |  |  | Withdrawn | Trade Secret | Trade | SOU | SOU060 | Residential | Made in Minnesota | Trade Secret | 2017
20252-215912-02 | Xcel Energy | 85 | 13781 | IOU | OID3001929 | 250 | Solar |  |  | Withdrawn | Trade Secret | Trade | CDV | CDV071 | Commercial |  | Trade Secret | 2017
20252-215912-02 | Xcel Energy | 85 | 13781 | IOU | OID3002097 |  | Solar |  |  | Withdrawn | Trade Secret | Trade | VMR | VMR062 | Residential | Solar*Rewards | Trade Secret | 2017
20252-215912-02 | Xcel Energy | 85 | 13781 | IOU | OID3002099 |  | Solar |  |  | Withdrawn | Trade Secret | Trade | RED | RED091 | Residential | Solar*Rewards | Trade Secret | 2017
20252-215912-02 | Xcel Energy | 85 | 13781 | IOU | OID3002730 | 30 | Solar |  |  | Withdrawn | Trade Secret | Trade | MOL | MOL078 | Commercial |  | Trade Secret | 2017
20252-215912-02 | Xcel Energy | 85 | 13781 | IOU | OID3005116 | 1.35 | Solar |  |  | Withdrawn | Trade Secret | Trade | TWL | TWL061 | Commercial |  | Trade Secret | 2017
20252-215912-02 | Xcel Energy | 85 | 13781 | IOU | OID3005123 | 1.35 | Solar |  |  | Withdrawn | Trade Secret | Trade | TWL | TWL078 | Commercial |  | Trade Secret | 2017
20252-215912-02 | Xcel Energy | 85 | 13781 | IOU | OID3005993 | 3.78 | Solar |  |  | Withdrawn | Trade Secret | Trade | GLK | GLK071 | Residential | Made in Minnesota | Trade Secret | 2017
20252-215912-02 | Xcel Energy | 85 | 13781 | IOU | OID3006093 | 1.89 | Solar |  |  | Withdrawn | Trade Secret | Trade | HWW | HWW062 | Residential | Solar*Rewards | Trade Secret | 2017
20252-215912-02 | Xcel Energy | 85 | 13781 | IOU | OID3006100 | 2.16 | Solar |  |  | Withdrawn | Trade Secret | Trade | HWW | HWW062 | Residential | Solar*Rewards | Trade Secret | 2017
20252-215912-02 | Xcel Energy | 85 | 13781 | IOU | OID3011310 | 24.5 | Solar |  |  | Withdrawn | Trade Secret | Trade | LAC | LAC062 | Commercial | Made in Minnesota | Trade Secret | 2017
20252-215912-02 | Xcel Energy | 85 | 13781 | IOU | OID3011500 |  | Solar |  |  | Withdrawn | Trade Secret | Trade | SOU | SOU075 | Residential | Solar*Rewards | Trade Secret | 2017
20252-215912-02 | Xcel Energy | 85 | 13781 | IOU | OID3013798 | 9.94 |  |  |  | Withdrawn | Trade Secret | Trade | MTR | MTR021 | Residential | Solar*Rewards | Trade Secret | 2017
20252-215912-02 | Xcel Energy | 85 | 13781 | IOU | OID3014414 | 95.96 | Solar |  |  | Withdrawn | Trade Secret | Trade | FIC | FIC022 | Commercial |  | Trade Secret | 2017
20252-215912-02 | Xcel Energy | 85 | 13781 | IOU | OID3016827 |  | Solar |  |  | Withdrawn | Trade Secret | Trade | RAM | RAM071 | Residential | Made in Minnesota | Trade Secret | 2017
20252-215912-02 | Xcel Energy | 85 | 13781 | IOU | OID3018391 | 14 |  |  |  | Withdrawn | Trade Secret | Trade | SOU | SOU075 | Residential | Solar*Rewards | Trade Secret | 2017
20252-215912-02 | Xcel Energy | 85 | 13781 | IOU | OID3018666 | 6 | Solar |  |  | Withdrawn | Trade Secret | Trade | WAV | WAV021 | Commercial | Solar*Rewards | Trade Secret | 2017
20252-215912-02 | Xcel Energy | 85 | 13781 | IOU | OID3019842 | 15.25 | Solar |  |  | Withdrawn | Trade Secret | Trade | ALD | ALD076 | Commercial | Solar*Rewards | Trade Secret | 2017
20252-215912-02 | Xcel Energy | 85 | 13781 | IOU | OID3019866 |  | Solar |  |  | Withdrawn | Trade Secret | Trade | REW | REW031 | Residential | Solar*Rewards | Trade Secret | 2017
20252-215912-02 | Xcel Energy | 85 | 13781 | IOU | OID3020308 | 22.68 | Solar |  |  | Withdrawn | Trade Secret | Trade | HAS | HAS031 | Commercial | Solar*Rewards | Trade Secret | 2017
20252-215912-02 | Xcel Energy | 85 | 13781 | IOU | OID3021033 | 5 | Solar |  |  | Withdrawn | Trade Secret | Trade | BCR | BCR063 | Residential | Solar*Rewards | Trade Secret | 2017
20252-215912-02 | Xcel Energy | 85 | 13781 | IOU | OID3021973 | 20 | Solar |  |  | Withdrawn | Trade Secret | Trade | SCL | SCL322 | Commercial | Solar*Rewards | Trade Secret | 2017
20252-215912-02 | Xcel Energy | 85 | 13781 | IOU | OID3022091 | 5 | Solar |  |  | Withdrawn | Trade Secret | Trade | RWD | RWD081 | Residential | Solar*Rewards | Trade Secret | 2017
20252-215912-02 | Xcel Energy | 85 | 13781 | IOU | OID3022108 | 7 | Solar |  |  | Withdrawn | Trade Secret | Trade | REW | REW031 | Residential | Solar*Rewards | Trade Secret | 2017
20252-215912-02 | Xcel Energy | 85 | 13781 | IOU | OID3022306 |  | Solar |  |  | Withdrawn | Trade Secret | Trade | MTR | MTR021 | Residential | Solar*Rewards | Trade Secret | 2017
20252-215912-02 | Xcel Energy | 85 | 13781 | IOU | OID3022317 | 9.12 | Solar |  |  | Withdrawn | Trade Secret | Trade | UPP | UPP084 | Residential | Solar*Rewards | Trade Secret | 2017
20252-215912-02 | Xcel Energy | 85 | 13781 | IOU | OID3022330 |  | Solar |  |  | Withdrawn | Trade Secret | Trade | WES | WES074 | Residential | Solar*Rewards | Trade Secret | 2017
20252-215912-02 | Xcel Energy | 85 | 13781 | IOU | OID3022485 | 3.8 | Solar |  |  | Withdrawn | Trade Secret | Trade | APA | APA075 | Residential | Made in Minnesota | Trade Secret | 2017
20252-215912-02 | Xcel Energy | 85 | 13781 | IOU | OID3022526 | 9.94 | Solar |  |  | Withdrawn | Trade Secret | Trade | MPK | MPK074 | Residential | Made in Minnesota | Trade Secret | 2017
20252-215912-02 | Xcel Energy | 85 | 13781 | IOU | OID3022710 | 9.94 | Solar |  |  | Withdrawn | Trade Secret | Trade | SLP | SLP081 | Residential | Made in Minnesota | Trade Secret | 2017
20252-215912-02 | Xcel Energy | 85 | 13781 | IOU | OID3023232 | 11.39 | Solar |  |  | Withdrawn | Trade Secret | Trade | LAK | LAK032 | Residential | Solar*Rewards | Trade Secret | 2017
20252-215912-02 | Xcel Energy | 85 | 13781 | IOU | OID3023320 | 7.63 | Solar |  |  | Withdrawn | Trade Secret | Trade | MPK | MPK085 | Residential | Solar*Rewards | Trade Secret | 2017
20252-215912-02 | Xcel Energy | 85 | 13781 | IOU | OID3024118 | 20 | Solar |  |  | Withdrawn | Trade Secret | Trade | SMT | SMT061 | Commercial | Solar*Rewards | Trade Secret | 2017
20252-215912-02 | Xcel Energy | 85 | 13781 | IOU | OID3024954 |  | Solar |  |  | Withdrawn | Trade Secret | Trade | CTF | CTF021 | Commercial |  | Trade Secret | 2017
20252-215912-02 | Xcel Energy | 85 | 13781 | IOU | OID3024963 | 40 | Solar |  |  | Withdrawn | Trade Secret | Trade | CTF | CTF021 | Commercial | Solar*Rewards | Trade Secret | 2017
20252-215912-02 | Xcel Energy | 85 | 13781 | IOU | OID3026497 | 20 | Solar |  |  | Withdrawn | Trade Secret | Trade | PLA | PLA022 | Commercial | Solar*Rewards | Trade Secret | 2017
20252-215912-02 | Xcel Energy | 85 | 13781 | IOU | OID3028902 | 7.63 | Solar |  |  | Withdrawn | Trade Secret | Trade |  |  | Residential | Made in Minnesota | Trade Secret | 2017
20252-215912-02 | Xcel Energy | 85 | 13781 | IOU | OID3028909 |  | Solar |  |  | Withdrawn | Trade Secret | Trade | TWL | TWL074 | Commercial | Made in Minnesota | Trade Secret | 2017
20252-215912-02 | Xcel Energy | 85 | 13781 | IOU | OID3029318 | 3 | Solar |  |  | Withdrawn | Trade Secret | Trade | ALD | ALD083 | Residential | Solar*Rewards | Trade Secret | 2017
20252-215912-02 | Xcel Energy | 85 | 13781 | IOU | OID3029319 |  | Solar |  |  | Withdrawn | Trade Secret | Trade | ALD | ALD083 | Residential | Solar*Rewards | Trade Secret | 2017
20252-215912-02 | Xcel Energy | 85 | 13781 | IOU | OID3031222 | 18 | Solar |  |  | Withdrawn | Trade Secret | Trade | OPK | OPK065 | Commercial | Solar*Rewards | Trade Secret | 2017
20252-215912-02 | Xcel Energy | 85 | 13781 | IOU | OID3031456 |  | Solar |  |  | Withdrawn | Trade Secret | Trade | WAT | WAT081 | Commercial |  | Trade Secret | 2017
20252-215912-02 | Xcel Energy | 85 | 13781 | IOU | OID3031457 | 24 | Solar |  |  | Withdrawn | Trade Secret | Trade | WAT | WAT081 | Commercial |  | Trade Secret | 2017
20252-215912-02 | Xcel Energy | 85 | 13781 | IOU | OID3031483 | 24 | Solar |  |  | Withdrawn | Trade Secret | Trade | WAT | WAT081 | Residential |  | Trade Secret | 2017
20252-215912-02 | Xcel Energy | 85 | 13781 | IOU | OID3031509 | 18 | Solar |  |  | Withdrawn | Trade Secret | Trade | WAT | WAT081 | Residential |  | Trade Secret | 2017
20252-215912-02 | Xcel Energy | 85 | 13781 | IOU | OID3032946 |  | Solar |  |  | Withdrawn | Trade Secret | Trade | DHL | DHL061 | Residential | Solar*Rewards | Trade Secret | 2017
20252-215912-02 | Xcel Energy | 85 | 13781 | IOU | OID3033026 |  | Solar |  |  | Withdrawn | Trade Secret | Trade | BCR | BCR062 | Residential | Solar*Rewards | Trade Secret | 2017
20252-215912-02 | Xcel Energy | 85 | 13781 | IOU | OID3033152 | 18 | Solar |  |  | Withdrawn | Trade Secret | Trade | RLK | RLK064 | Commercial | Solar*Rewards | Trade Secret | 2017
20252-215912-02 | Xcel Energy | 85 | 13781 | IOU | OID3034116 |  | Solar |  |  | Withdrawn | Trade Secret | Trade | SCL | SCL313 | Residential | Made in Minnesota | Trade Secret | 2017
20252-215912-02 | Xcel Energy | 85 | 13781 | IOU | OID3034279 |  | Solar |  |  | Withdrawn | Trade Secret | Trade | SCL | SCL313 | Residential | Made in Minnesota | Trade Secret | 2017
20252-215912-02 | Xcel Energy | 85 | 13781 | IOU | OID3035018 |  | Solar |  |  | Withdrawn | Trade Secret | Trade | EXC | EXC062 | Residential | Solar*Rewards | Trade Secret | 2017
20252-215912-02 | Xcel Energy | 85 | 13781 | IOU | OID3038232 | 7.625 | Solar |  |  | Withdrawn | Trade Secret | Trade | EKO | EKO021 | Residential | Made in Minnesota | Trade Secret | 2017
20252-215912-02 | Xcel Energy | 85 | 13781 | IOU | OID3038257 | 6 | Solar |  |  | Withdrawn | Trade Secret | Trade | OAD | OAD061 | Residential | Made in Minnesota | Trade Secret | 2017
20252-215912-02 | Xcel Energy | 85 | 13781 | IOU | OID3038792 | 11.241 | Solar |  |  | Withdrawn | Trade Secret | Trade | PRR | PRR063 | Commercial | Solar*Rewards | Trade Secret | 2017
20252-215912-02 | Xcel Energy | 85 | 13781 | IOU | OID3038803 | 11.241 | Solar |  |  | Withdrawn | Trade Secret | Trade |  |  | Residential | Solar*Rewards | Trade Secret | 2017
20252-215912-02 | Xcel Energy | 85 | 13781 | IOU | OID3038816 | 5 | Solar |  |  | Withdrawn | Trade Secret | Trade | HWW | HWW074 | Residential | Made in Minnesota | Trade Secret | 2017
20252-215912-02 | Xcel Energy | 85 | 13781 | IOU | OID3038818 | 11.241 | Solar |  |  | Withdrawn | Trade Secret | Trade | PRR | PRR063 | Commercial | Solar*Rewards | Trade Secret | 2017
20252-215912-02 | Xcel Energy | 85 | 13781 | IOU | OID3054957 | 9.94 | Solar |  |  | Withdrawn | Trade Secret | Trade | SLP | SLP082 | Residential | Made in Minnesota | Trade Secret | 2017
20252-215912-02 | Xcel Energy | 85 | 13781 | IOU | OID3058883 |  | Solar |  |  | Withdrawn | Trade Secret | Trade |  |  | Residential |  | Trade Secret | 2017
20252-215912-02 | Xcel Energy | 85 | 13781 | IOU | OID3059932 | 19.999 | Solar |  |  | Withdrawn | Trade Secret | Trade | FSL | FSL311 | Commercial | Solar*Rewards | Trade Secret | 2017
20252-215912-02 | Xcel Energy | 85 | 13781 | IOU | OID3060048 |  | Solar |  |  | Withdrawn | Trade Secret | Trade | MST | MST080 | Commercial | Made in Minnesota | Trade Secret | 2017
20252-215912-02 | Xcel Energy | 85 | 13781 | IOU | OID3060066 | 34.02 | Solar |  |  | Withdrawn | Trade Secret | Trade | WIL | WIL086 | Commercial | Made in Minnesota | Trade Secret | 2017
20252-215912-02 | Xcel Energy | 85 | 13781 | IOU | OID3060089 | 34.02 | Solar |  |  | Withdrawn | Trade Secret | Trade | WIL | WIL086 | Commercial | Solar*Rewards | Trade Secret | 2017
20252-215912-02 | Xcel Energy | 85 | 13781 | IOU | OID3060836 | 2.8 | Solar |  |  | Withdrawn | Trade Secret | Trade | ALD | ALD083 | Residential | Solar*Rewards | Trade Secret | 2017
20252-215912-02 | Xcel Energy | 85 | 13781 | IOU | OID3061251 | 24.06 | Solar |  |  | Withdrawn | Trade Secret | Trade |  |  | Commercial | Solar*Rewards | Trade Secret | 2017
20252-215912-02 | Xcel Energy | 85 | 13781 | IOU | OID3061308 |  | Solar |  |  | Withdrawn | Trade Secret | Trade | PIP | PIP090 | Residential | Solar*Rewards | Trade Secret | 2017
20252-215912-02 | Xcel Energy | 85 | 13781 | IOU | OID3061513 | 5 | Solar |  |  | Withdrawn | Trade Secret | Trade | UPP | UPP084 | Residential | Solar*Rewards | Trade Secret | 2017
20252-215912-02 | Xcel Energy | 85 | 13781 | IOU | OID3061838 | 6 | Solar |  |  | Withdrawn | Trade Secret | Trade | AFT | AFT322 | Residential | Solar*Rewards | Trade Secret | 2017
20252-215912-02 | Xcel Energy | 85 | 13781 | IOU | OID3061871 |  | Solar |  |  | Withdrawn | Trade Secret | Trade | APA | APA077 | Residential | Solar*Rewards | Trade Secret | 2017
20252-215912-02 | Xcel Energy | 85 | 13781 | IOU | OID3063132 | 11.39 | Solar |  |  | Withdrawn | Trade Secret | Trade | AFT | AFT314 | Residential | Solar*Rewards | Trade Secret | 2017
20252-215912-02 | Xcel Energy | 85 | 13781 | IOU | OID3064053 |  | Solar |  |  | Withdrawn | Trade Secret | Trade | SOU | SOU079 | Commercial | Solar*Rewards | Trade Secret | 2017
20252-215912-02 | Xcel Energy | 85 | 13781 | IOU | OID3064257 | 9.94 | Solar |  |  | Withdrawn | Trade Secret | Trade | UPP | UPP068 | Residential | Solar*Rewards | Trade Secret | 2017
20252-215912-02 | Xcel Energy | 85 | 13781 | IOU | OID3065128 | 7.625 | Solar |  |  | Withdrawn | Trade Secret | Trade | HOL | HOL071 | Residential | Solar*Rewards | Trade Secret | 2017
20252-215912-02 | Xcel Energy | 85 | 13781 | IOU | OID3065395 |  | Solar |  |  | Withdrawn | Trade Secret | Trade | RAM | RAM062 | Residential | Solar*Rewards | Trade Secret | 2017
20252-215912-02 | Xcel Energy | 85 | 13781 | IOU | OID3065423 | 17.57 | Solar |  |  | Withdrawn | Trade Secret | Trade | APA | APA064 | Commercial | Solar*Rewards | Trade Secret | 2017
20252-215912-02 | Xcel Energy | 85 | 13781 | IOU | OID3065680 | 9.94 | Solar |  |  | Withdrawn | Trade Secret | Trade | WEF | WEF071 | Residential | Made in Minnesota | Trade Secret | 2017
20252-215912-02 | Xcel Energy | 85 | 13781 | IOU | OID3066107 |  | Other |  |  | Withdrawn | Trade Secret | Trade | BRP | BRP062 | Commercial |  | Trade Secret | 2017
20252-215912-02 | Xcel Energy | 85 | 13781 | IOU | OID3066521 | 6 | Solar |  |  | Withdrawn | Trade Secret | Trade | MEL | MEL087 | Residential | Made in Minnesota | Trade Secret | 2017
20252-215912-02 | Xcel Energy | 85 | 13781 | IOU | OID3066565 | 7.625 | Solar |  |  | Withdrawn | Trade Secret | Trade | OSS | OSS062 | Residential | Made in Minnesota | Trade Secret | 2017
20252-215912-02 | Xcel Energy | 85 | 13781 | IOU | OID3066593 | 5 | Solar |  |  | Withdrawn | Trade Secret | Trade | SLP | SLP084 | Residential | Made in Minnesota | Trade Secret | 2017
20252-215912-02 | Xcel Energy | 85 | 13781 | IOU | OID3066663 | 5 | Solar |  |  | Withdrawn | Trade Secret | Trade | SOU | SOU064 | Residential | Made in Minnesota | Trade Secret | 2017
20252-215912-02 | Xcel Energy | 85 | 13781 | IOU | OID3066723 |  | Solar |  |  | Withdrawn | Trade Secret | Trade | WAB | WAB021 | Residential |  | Trade Secret | 2017
20252-215912-02 | Xcel Energy | 85 | 13781 | IOU | OID3066916 | 7.63 |  |  |  | Withdrawn | Trade Secret | Trade | NOF | NOF071 | Residential | Solar*Rewards | Trade Secret | 2017
20252-215912-02 | Xcel Energy | 85 | 13781 | IOU | OID3067354 | 19.999 | Solar |  |  | Withdrawn | Trade Secret | Trade | WEB | WEB021 | Commercial | Solar*Rewards | Trade Secret | 2017
20252-215912-02 | Xcel Energy | 85 | 13781 | IOU | OID3068202 | 5 | Solar |  |  | Withdrawn | Trade Secret | Trade | PRR | PRR063 | Commercial | Solar*Rewards | Trade Secret | 2017
20252-215912-02 | Xcel Energy | 85 | 13781 | IOU | OID3069294 | 7.616 | Solar |  |  | Withdrawn | Trade Secret | Trade | SOU | SOU081 | Commercial | Solar*Rewards | Trade Secret | 2017
20252-215912-02 | Xcel Energy | 85 | 13781 | IOU | OID3069472 |  | Solar |  |  | Withdrawn | Trade Secret | Trade | FRA | FRA211 | Commercial | Solar*Rewards | Trade Secret | 2017
20252-215912-02 | Xcel Energy | 85 | 13781 | IOU | OID3069857 | 15 | Solar |  |  | Withdrawn | Trade Secret | Trade | FRA | FRA211 | Commercial | Solar*Rewards | Trade Secret | 2017
20252-215912-02 | Xcel Energy | 85 | 13781 | IOU | OID3071211 | 9.94 | Solar |  |  | Withdrawn | Trade Secret | Trade | HWW | HWW075 | Commercial | Solar*Rewards | Trade Secret | 2017
20252-215912-02 | Xcel Energy | 85 | 13781 | IOU | OID3071273 |  | Solar |  |  | Withdrawn | Trade Secret | Trade | MTR | MTR021 | Residential | Solar*Rewards | Trade Secret | 2017
20252-215912-02 | Xcel Energy | 85 | 13781 | IOU | OID3073505 | 19.6 | Solar |  |  | Withdrawn | Trade Secret | Trade | MTR | MTR021 | Residential | Solar*Rewards | Trade Secret | 2017
20252-215912-02 | Xcel Energy | 85 | 13781 | IOU | OID3073693 | 6 | Solar |  |  | Withdrawn | Trade Secret | Trade | WAT | WAT081 | Commercial |  | Trade Secret | 2017
20252-215912-02 | Xcel Energy | 85 | 13781 | IOU | OID3073717 | 9.94 | Solar |  |  | Withdrawn | Trade Secret | Trade | RLK | RLK072 | Residential | Solar*Rewards | Trade Secret | 2017
20252-215912-02 | Xcel Energy | 85 | 13781 | IOU | OID3073867 | 15.26 | Solar |  |  | Withdrawn | Trade Secret | Trade |  |  | Residential | Solar*Rewards | Trade Secret | 2017
20252-215912-02 | Xcel Energy | 85 | 13781 | IOU | OID3074163 | 9.94 | Solar |  |  | Withdrawn | Trade Secret | Trade | TER | TER062 | Residential | Solar*Rewards | Trade Secret | 2017
20252-215912-02 | Xcel Energy | 85 | 13781 | IOU | OID3074200 | 15.26 | Solar |  |  | Withdrawn | Trade Secret | Trade | SOU | SOU079 | Commercial | Solar*Rewards | Trade Secret | 2017
20252-215912-02 | Xcel Energy | 85 | 13781 | IOU | OID3076460 | 19.999 | Solar |  |  | Withdrawn | Trade Secret | Trade | ALD | ALD076 | Commercial | Solar*Rewards | Trade Secret | 2017
20252-215912-02 | Xcel Energy | 85 | 13781 | IOU | OID3076544 | 7.625 | Solar |  |  | Withdrawn | Trade Secret | Trade | KOL | KOL063 | Residential | Solar*Rewards | Trade Secret | 2017
20252-215912-02 | Xcel Energy | 85 | 13781 | IOU | OID3076748 | 12 | Solar |  |  | Withdrawn | Trade Secret | Trade | RAP | RAP081 | Residential | Solar*Rewards | Trade Secret | 2017
20252-215912-02 | Xcel Energy | 85 | 13781 | IOU | OID3076776 | 12 | Solar |  |  | Withdrawn | Trade Secret | Trade | RAP | RAP081 | Residential | Solar*Rewards | Trade Secret | 2017
20252-215912-02 | Xcel Energy | 85 | 13781 | IOU | OID3078011 | 9.94 | Solar |  |  | Withdrawn | Trade Secret | Trade | HUG | HUG321 | Residential | Solar*Rewards | Trade Secret | 2017
20252-215912-02 | Xcel Energy | 85 | 13781 | IOU | OID3080196 | 18 | Solar |  |  | Withdrawn | Trade Secret | Trade |  |  | Residential | Solar*Rewards | Trade Secret | 2017
20252-215912-02 | Xcel Energy | 85 | 13781 | IOU | OID3081049 | 9.94 |  |  |  | Withdrawn | Trade Secret | Trade | REW | REW033 | Residential | Solar*Rewards | Trade Secret | 2017
20252-215912-02 | Xcel Energy | 85 | 13781 | IOU | OID3081130 | 11.39 | Solar |  |  | Withdrawn | Trade Secret | Trade | MND | MND062 | Residential | Solar*Rewards | Trade Secret | 2017
20252-215912-02 | Xcel Energy | 85 | 13781 | IOU | OID3081133 | 6 | Solar |  |  | Withdrawn | Trade Secret | Trade | SOU | SOU083 | Residential | Solar*Rewards | Trade Secret | 2017
20252-215912-02 | Xcel Energy | 85 | 13781 | IOU | OID3081240 | 9.94 | Solar |  |  | Withdrawn | Trade Secret | Trade | MND | MND063 | Residential | Solar*Rewards | Trade Secret | 2017
20252-215912-02 | Xcel Energy | 85 | 13781 | IOU | OID3081246 | 3 | Solar |  |  | Withdrawn | Trade Secret | Trade | GPH | GPH062 | Residential | Solar*Rewards | Trade Secret | 2017
20252-215912-02 | Xcel Energy | 85 | 13781 | IOU | OID3081316 | 19.99 | Solar |  |  | Withdrawn | Trade Secret | Trade | CLC | CLC022 | Commercial | Solar*Rewards | Trade Secret | 2017
20252-215912-02 | Xcel Energy | 85 | 13781 | IOU | OID3081349 | 12 | Solar |  |  | Withdrawn | Trade Secret | Trade | SCH | SCH001 | Commercial | Solar*Rewards | Trade Secret | 2017
20252-215912-02 | Xcel Energy | 85 | 13781 | IOU | OID3081388 | 9.94 |  |  |  | Withdrawn | Trade Secret | Trade | KEN | KEN021 | Residential | Solar*Rewards | Trade Secret | 2017
20252-215912-02 | Xcel Energy | 85 | 13781 | IOU | OID3081483 | 7.63 | Solar |  |  | Withdrawn | Trade Secret | Trade | EGL | EGL022 | Residential | Solar*Rewards | Trade Secret | 2017
20252-215912-02 | Xcel Energy | 85 | 13781 | IOU | OID3082967 | 15.2 | Solar |  |  | Withdrawn | Trade Secret | Trade | BIS | BIS001 | Commercial | Solar*Rewards | Trade Secret | 2017
20252-215912-02 | Xcel Energy | 85 | 13781 | IOU | OID3083296 | 20 | Solar |  |  | Withdrawn | Trade Secret | Trade | PLA | PLA022 | Commercial | Solar*Rewards | Trade Secret | 2017
20252-215912-02 | Xcel Energy | 85 | 13781 | IOU | OID3083501 | 3.747 | Solar |  |  | Withdrawn | Trade Secret | Trade | SLP | SLP097 | Residential | Solar*Rewards | Trade Secret | 2017
20252-215912-02 | Xcel Energy | 85 | 13781 | IOU | OID3083547 | 15 | Solar |  |  | Withdrawn | Trade Secret | Trade | PIP | PIP090 | Residential | Solar*Rewards | Trade Secret | 2017
20252-215912-02 | Xcel Energy | 85 | 13781 | IOU | OID3083556 | 18 | Solar |  |  | Withdrawn | Trade Secret | Trade | KIM | KIM021 | Commercial | Solar*Rewards | Trade Secret | 2017
20252-215912-02 | Xcel Energy | 85 | 13781 | IOU | OID3083712 | 5.4 | Solar |  |  | Withdrawn | Trade Secret | Trade | TER | TER081 | Residential | Solar*Rewards | Trade Secret | 2017
20252-215912-02 | Xcel Energy | 85 | 13781 | IOU | OID3084042 | 7.6 | Solar |  |  | Withdrawn | Trade Secret | Trade | KIM | KIM021 | Residential | Solar*Rewards | Trade Secret | 2017
20252-215912-02 | Xcel Energy | 85 | 13781 | IOU | OID3084043 | 15.2 | Solar |  |  | Withdrawn | Trade Secret | Trade | MEK | MEK021 | Commercial | Solar*Rewards | Trade Secret | 2017
20252-215912-02 | Xcel Energy | 85 | 13781 | IOU | OID3084207 | 5 |  |  |  | Withdrawn | Trade Secret | Trade | SOU | SOU082 | Residential | Solar*Rewards | Trade Secret | 2017
20252-215912-02 | Xcel Energy | 85 | 13781 | IOU | OID3084219 | 7.63 | Solar |  |  | Withdrawn | Trade Secret | Trade | PAT | PAT313 | Residential | Solar*Rewards | Trade Secret | 2017
20252-215912-02 | Xcel Energy | 85 | 13781 | IOU | OID3084841 | 7.6 | Solar |  |  | Withdrawn | Trade Secret | Trade |  |  | Residential | Solar*Rewards | Trade Secret | 2017
20252-215912-02 | Xcel Energy | 85 | 13781 | IOU | OID3084899 | 15.2 | Solar |  |  | Withdrawn | Trade Secret | Trade | LEX | LEX332 | Commercial | Solar*Rewards | Trade Secret | 2017
20252-215912-02 | Xcel Energy | 85 | 13781 | IOU | OID3084984 | 15.2 | Solar |  |  | Withdrawn | Trade Secret | Trade | MTV | MTV003 | Commercial | Solar*Rewards | Trade Secret | 2017